## Res
| 1 | 2 | 3 | 4 | 5 | 6 | 7 | 8 | 9 | 10 | 11 | 12 | 13 | 14 | 15 | 16 | 17 | 18 | 19 | 20 | 21 | 22 | 23 | 24 | 25 | 26 | 27 | 28 | 29 | 30 | 31 | 32 | 33 | 34 | 35 | 36 | 37 | 38 | 39 | 40 | 41 | 42 | 43 | 44 | 45 | 46 | 47 | 48 | 49
[13 empty] | 0.049 | [5 empty] | 0.12036 | = Electric Rate in 2020 |  |  |  |  | 45 | 41 | 45 | 81 | 51 | 105 |  |  |  |  | Nexant Analysis:
Company | Measure Name | Target Annual kWh Savings | Target Annual Summer Coincident kW | Target Annual Winter Coincident kW | Measure Life |  | NPV Avoided Energy | NPV Avoided Capacity | NPV Avoided T&D | NPV Total Avoided Cost |  | NPV Lost Revenue | NPV Program Costs | NPV Incentives | NPV Gross Participant Cost | NPV Net Participant Cost | NPV Gross Bill Savings | Unit of Measure | Payback | RIM | TRC | Participant | RIM Net Benefits | TRC Net Benefits | ACH RIM + Part + >2-yr PB | RIM + Part + >3-yr PB | RIM + Part + >1-yr PB | ACH TRC + Part + >2-yr PB | TRC + Part + >3-yr PB | TRC + Part + >1-yr PB |  |  |  |  | NPV Program Costs | RIM | Incentive based on RIM | Payback | Incentive based on Payback | Pre RIM Screening | Finalized Incentive | Finalized RIM | Finalized Payback | Finalized PCT | RIM Screening | TRC | Finalized Incentive | Finalized PCT | TRC Screening | ROG Q21 Measure | PB | TRC | RIM | PCT | Failed RIM Reason | ROG Q21 Measure | PB | TRC | RIM | PCT | Failed TRC Reason
DEF | T_SF_Energy Star Clothes Dryer | 145.9522 | 0.021463 | 0.011557 | 11 |  | 41.5608 | 10.5135 | 24.5434 | 76.6177 |  | 162.7373 | 7.1517 | 0 | 249 | 249 | 162.7373 | Per Unit | 14.1745 | 0.45099 | 0.29911 | 0.65356 | -93.2713 | -179.534 | DROP | DROP | DROP | DROP | DROP | DROP | [5 empty] | 0.45099 | DROP | 14.1745 | 213.8664 | DROP | DROP | DROP | DROP | DROP | DROP | 0.29911 | 213.8664 | 1.5125 | DROP | E_SF_Heat Pump Tune Up | 4.3945 | 0.35981 | 0.73643 | 0.44121 | RIM and PCT | E_SF_Heat Pump Tune Up | 4.3945 | 0.35981 | 0.73643 | 0.9861 | TRC and PCT
DEF | T_MF_Energy Star Clothes Dryer | 145.9522 | 0.021463 | 0.011557 | 11 |  | 41.5608 | 10.5135 | 24.5434 | 76.6177 |  | 162.7373 | 7.1517 | 0 | 249 | 249 | 162.7373 | Per Unit | 14.1745 | 0.45099 | 0.29911 | 0.65356 | -93.2713 | -179.534 | DROP | DROP | DROP | DROP | DROP | DROP | [5 empty] | 0.45099 | DROP | 14.1745 | 213.8664 | DROP | DROP | DROP | DROP | DROP | DROP | 0.29911 | 213.8664 | 1.5125 | DROP | E_SF_Ceiling Insulation(R2 to R38) | 2 | 6.3207 | 1.1938 | 5.9661 |  | E_SF_Ceiling Insulation(R2 to R38) | 2 | 6.3207 | 1.1938 | 5.9661
DEF | T_MH_Energy Star Clothes Dryer | 145.9522 | 0.021463 | 0.011557 | 11 |  | 41.5608 | 10.5135 | 24.5434 | 76.6177 |  | 162.7373 | 7.1517 | 0 | 249 | 249 | 162.7373 | Per Unit | 14.1745 | 0.45099 | 0.29911 | 0.65356 | -93.2713 | -179.534 | DROP | DROP | DROP | DROP | DROP | DROP | [5 empty] | 0.45099 | DROP | 14.1745 | 213.8664 | DROP | DROP | DROP | DROP | DROP | DROP | 0.29911 | 213.8664 | 1.5125 | DROP | T_SF_CFL-13W | 2.0733 | 0.98035 | 0.32872 | 3.3715 | RIM | T_SF_CFL-13W | 2.0733 | 0.98035 | 0.32872 | 3.4069 | TRC
DEF | N_SF_Energy Star Clothes Dryer | 145.9522 | 0.021463 | 0.011557 | 11 |  | 41.5608 | 10.5135 | 24.5434 | 76.6177 |  | 162.7373 | 7.1517 | 0 | 249 | 249 | 162.7373 | Per Unit | 14.1745 | 0.45099 | 0.29911 | 0.65356 | -93.2713 | -179.534 | DROP | DROP | DROP | DROP | DROP | DROP | [5 empty] | 0.45099 | DROP | 14.1745 | 213.8664 | DROP | DROP | DROP | DROP | DROP | DROP | 0.29911 | 213.8664 | 1.5125 | DROP | T_SF_CFL-23W | 0.95365 | 1.787 | 0.32872 | 7.3301 | RIM and Payback<2 | T_SF_CFL-23W | 0.95365 | 1.787 | 0.32872 | 7.3301 | Payback<2
DEF | N_MF_Energy Star Clothes Dryer | 145.9522 | 0.021463 | 0.011557 | 11 |  | 41.5608 | 10.5135 | 24.5434 | 76.6177 |  | 162.7373 | 7.1517 | 0 | 249 | 249 | 162.7373 | Per Unit | 14.1745 | 0.45099 | 0.29911 | 0.65356 | -93.2713 | -179.534 | DROP | DROP | DROP | DROP | DROP | DROP | [5 empty] | 0.45099 | DROP | 14.1745 | 213.8664 | DROP | DROP | DROP | DROP | DROP | DROP | 0.29911 | 213.8664 | 1.5125 | DROP | E_MH_Air Sealing-Infiltration Control | 4.3493 | 1.8822 | 1 | 1.9517 |  | E_MH_Air Sealing-Infiltration Control | 4.3493 | 1.8822 | 1 | 2.4067
DEF | N_MH_Energy Star Clothes Dryer | 145.9522 | 0.021463 | 0.011557 | 11 |  | 41.5608 | 10.5135 | 24.5434 | 76.6177 |  | 162.7373 | 7.1517 | 0 | 249 | 249 | 162.7373 | Per Unit | 14.1745 | 0.45099 | 0.29911 | 0.65356 | -93.2713 | -179.534 | DROP | DROP | DROP | DROP | DROP | DROP | [5 empty] | 0.45099 | DROP | 14.1745 | 213.8664 | DROP | DROP | DROP | DROP | DROP | DROP | 0.29911 | 213.8664 | 1.5125 | DROP | E_SF_Duct Repair | 2.0628 | 3.1925 | 1 | 3.5027 |  | E_SF_Duct Repair | 2.0628 | 3.1925 | 1 | 3.5245
DEF | T_SF_Energy Star Clothes Washer | 544.539 | 0.16214 | 0.039994 | 11 |  | 155.061 | 79.4215 | 185.4068 | 419.8894 |  | 607.1636 | 26.6824 | 0 | 58.34 | 58.34 | 607.1636 | Per Unit | 0.89013 | 0.66245 | 4.9386 | 10.4073 | -213.9566 | 334.867 | DROP | DROP | DROP | DROP | DROP | DROP | [5 empty] | 0.66245 | DROP | 0.89013 | 0 | DROP | DROP | DROP | DROP | DROP | DROP | 4.9386 | 0 | 10.4073 | DROP | E_SF_Faucet Aerator | 0.35819 | 5.5746 | 0.47777 | 23.793 | RIM and Payback<2 | E_SF_Faucet Aerator | 0.35819 | 5.5746 | 0.47777 | 23.793 | Payback<2
DEF | T_MF_Energy Star Clothes Washer | 544.539 | 0.16214 | 0.039994 | 11 |  | 155.061 | 79.4215 | 185.4068 | 419.8894 |  | 607.1636 | 26.6824 | 0 | 58.34 | 58.34 | 607.1636 | Per Unit | 0.89013 | 0.66245 | 4.9386 | 10.4073 | -213.9566 | 334.867 | DROP | DROP | DROP | DROP | DROP | DROP | [5 empty] | 0.66245 | DROP | 0.89013 | 0 | DROP | DROP | DROP | DROP | DROP | DROP | 4.9386 | 0 | 10.4073 | DROP | T_SF_LED - 9W | 1.0471 | 2.1713 | 0.35362 | 8.1387 | RIM and Payback<2 | T_SF_LED - 9W | 1.0471 | 2.1713 | 0.35362 | 8.1387 | Payback<2
DEF | T_MH_Energy Star Clothes Washer | 544.539 | 0.16214 | 0.039994 | 11 |  | 155.061 | 79.4215 | 185.4068 | 419.8894 |  | 607.1636 | 26.6824 | 0 | 58.34 | 58.34 | 607.1636 | Per Unit | 0.89013 | 0.66245 | 4.9386 | 10.4073 | -213.9566 | 334.867 | DROP | DROP | DROP | DROP | DROP | DROP | [5 empty] | 0.66245 | DROP | 0.89013 | 0 | DROP | DROP | DROP | DROP | DROP | DROP | 4.9386 | 0 | 10.4073 | DROP | E_SF_Low Flow Showerhead | 0.19715 | 6.1642 | 0.45567 | 39.3975 | RIM and Payback<2 | E_SF_Low Flow Showerhead | 0.19715 | 6.1642 | 0.45567 | 39.3975 | Payback<2
DEF | N_SF_Energy Star Clothes Washer | 544.539 | 0.16214 | 0.039994 | 11 |  | 155.061 | 79.4215 | 185.4068 | 419.8894 |  | 607.1636 | 26.6824 | 0 | 58.34 | 58.34 | 607.1636 | Per Unit | 0.89013 | 0.66245 | 4.9386 | 10.4073 | -213.9566 | 334.867 | DROP | DROP | DROP | DROP | DROP | DROP | [5 empty] | 0.66245 | DROP | 0.89013 | 0 | DROP | DROP | DROP | DROP | DROP | DROP | 4.9386 | 0 | 10.4073 | DROP | E_MH_Hot Water Pipe Insulation | 0.79762 | 4.7728 | 0.51854 | 13.3919 | RIM and Payback<2 | E_MH_Hot Water Pipe Insulation | 0.79762 | 4.7728 | 0.51854 | 13.3919 | Payback<2
DEF | N_MF_Energy Star Clothes Washer | 544.539 | 0.16214 | 0.039994 | 11 |  | 155.061 | 79.4215 | 185.4068 | 419.8894 |  | 607.1636 | 26.6824 | 0 | 58.34 | 58.34 | 607.1636 | Per Unit | 0.89013 | 0.66245 | 4.9386 | 10.4073 | -213.9566 | 334.867 | DROP | DROP | DROP | DROP | DROP | DROP | [5 empty] | 0.66245 | DROP | 0.89013 | 0 | DROP | DROP | DROP | DROP | DROP | DROP | 4.9386 | 0 | 10.4073 | DROP | T_SF_Energy Star Refrigerator | 7.5927 | 0.6285 | 0.42733 | 1.496 | RIM | T_SF_Energy Star Refrigerator | 7.5927 | 0.6285 | 0.42733 | 2.2326 | TRC
DEF | N_MH_Energy Star Clothes Washer | 544.539 | 0.16214 | 0.039994 | 11 |  | 155.061 | 79.4215 | 185.4068 | 419.8894 |  | 607.1636 | 26.6824 | 0 | 58.34 | 58.34 | 607.1636 | Per Unit | 0.89013 | 0.66245 | 4.9386 | 10.4073 | -213.9566 | 334.867 | DROP | DROP | DROP | DROP | DROP | DROP | [5 empty] | 0.66245 | DROP | 0.89013 | 0 | DROP | DROP | DROP | DROP | DROP | DROP | 4.9386 | 0 | 10.4073 | DROP | E_SF_Smart Power Strip | 1.5443 | 0.82284 | 0.32399 | 2.9456 | RIM and Payback<2 | E_SF_Smart Power Strip | 1.5443 | 0.82284 | 0.32399 | 2.9456 | TRC and Payback<2
DEF | T_SF_Energy Star Dishwasher | 40.303 | 0.0044126 | 0.0047969 | 10 |  | 10.4254 | 1.5963 | 4.7079 | 16.7296 |  | 41.3409 | 1.9748 | 0 | 0 | 0 | 41.3409 | Per Unit | 0 | 0.38623 | 8.4713 | 0 | -26.5861 | 14.7548 | DROP | DROP | DROP | DROP | DROP | DROP | [5 empty] | 0.38623 | DROP | 0 | 0 | DROP | DROP | DROP | DROP | DROP | DROP | 8.4713 | 0 | 0 | DROP | E_SF_Water Heater Blanket | 5.2857 | 0.47014 | 0.40567 | 1.1712 | RIM | E_SF_Water Heater Blanket | 5.2857 | 0.47014 | 0.40567 | 1.7928 | TRC
DEF | T_MF_Energy Star Dishwasher | 40.303 | 0.0044126 | 0.0047969 | 10 |  | 10.4254 | 1.5963 | 4.7079 | 16.7296 |  | 41.3409 | 1.9748 | 0 | 0 | 0 | 41.3409 | Per Unit | 0 | 0.38623 | 8.4713 | 0 | -26.5861 | 14.7548 | DROP | DROP | DROP | DROP | DROP | DROP | [5 empty] | 0.38623 | DROP | 0 | 0 | DROP | DROP | DROP | DROP | DROP | DROP | 8.4713 | 0 | 0 | DROP | E_SF_Energy Star Windows | 2 | 3.3571 | 1.0232 | 3.4575 |  | E_SF_Energy Star Windows | 2 | 3.3571 | 1.0232 | 3.4575
DEF | T_MH_Energy Star Dishwasher | 40.303 | 0.0044126 | 0.0047969 | 10 |  | 10.4254 | 1.5963 | 4.7079 | 16.7296 |  | 41.3409 | 1.9748 | 0 | 0 | 0 | 41.3409 | Per Unit | 0 | 0.38623 | 8.4713 | 0 | -26.5861 | 14.7548 | DROP | DROP | DROP | DROP | DROP | DROP | [5 empty] | 0.38623 | DROP | 0 | 0 | DROP | DROP | DROP | DROP | DROP | DROP | 8.4713 | 0 | 0 | DROP | T_SF_15 SEER Air Source Heat Pump | 7.5249 | 1.44 | 1 | 1.4583 |  | T_SF_15 SEER Air Source Heat Pump | 7.5249 | 1.44 | 1 | 2.0224
DEF | N_SF_Energy Star Dishwasher | 40.303 | 0.0044126 | 0.0047969 | 10 |  | 10.4254 | 1.5963 | 4.7079 | 16.7296 |  | 41.3409 | 1.9748 | 0 | 0 | 0 | 41.3409 | Per Unit | 0 | 0.38623 | 8.4713 | 0 | -26.5861 | 14.7548 | DROP | DROP | DROP | DROP | DROP | DROP | [5 empty] | 0.38623 | DROP | 0 | 0 | DROP | DROP | DROP | DROP | DROP | DROP | 8.4713 | 0 | 0 | DROP | T_SF_17 SEER Air Source Heat Pump | 14.7218 | 0.84433 | 1 | 0.8406 | PCT | T_SF_17 SEER Air Source Heat Pump | 14.7218 | 0.84433 | 1 | 1.5893 | TRC
DEF | N_MF_Energy Star Dishwasher | 40.303 | 0.0044126 | 0.0047969 | 10 |  | 10.4254 | 1.5963 | 4.7079 | 16.7296 |  | 41.3409 | 1.9748 | 0 | 0 | 0 | 41.3409 | Per Unit | 0 | 0.38623 | 8.4713 | 0 | -26.5861 | 14.7548 | DROP | DROP | DROP | DROP | DROP | DROP | [5 empty] | 0.38623 | DROP | 0 | 0 | DROP | DROP | DROP | DROP | DROP | DROP | 8.4713 | 0 | 0 | DROP | T_SF_14 SEER ASHP from base electric resistance heating | 2.1998 | 3.181 | 1 | 3.398 |  | T_SF_14 SEER ASHP from base electric resistance heating | 2.1998 | 3.181 | 1 | 3.4468
DEF | N_MH_Energy Star Dishwasher | 40.303 | 0.0044126 | 0.0047969 | 10 |  | 10.4254 | 1.5963 | 4.7079 | 16.7296 |  | 41.3409 | 1.9748 | 0 | 0 | 0 | 41.3409 | Per Unit | 0 | 0.38623 | 8.4713 | 0 | -26.5861 | 14.7548 | DROP | DROP | DROP | DROP | DROP | DROP | [5 empty] | 0.38623 | DROP | 0 | 0 | DROP | DROP | DROP | DROP | DROP | DROP | 8.4713 | 0 | 0 | DROP | T_SF_21 SEER ASHP from base electric resistance heating | 12.4545 | 0.97085 | 1 | 0.97004 | PCT | T_SF_21 SEER ASHP from base electric resistance heating | 12.4545 | 0.97085 | 1 | 1.6801 | TRC
DEF | T_SF_Energy Star Freezer | 65.6 | 0.0074854 | 0.0067022 | 11 |  | 18.68 | 3.6666 | 8.5596 | 30.9062 |  | 73.1443 | 3.2144 | 0 | 90 | 90 | 73.1443 | Per Unit | 11.3987 | 0.40475 | 0.33156 | 0.81271 | -45.4525 | -62.3082 | DROP | DROP | DROP | DROP | DROP | DROP | [5 empty] | 0.40475 | DROP | 11.3987 | 74.2088 | DROP | DROP | DROP | DROP | DROP | DROP | 0.33156 | 74.2088 | 1.6373 | DROP
DEF | T_MF_Energy Star Freezer | 65.6 | 0.0074854 | 0.0067022 | 11 |  | 18.68 | 3.6666 | 8.5596 | 30.9062 |  | 73.1443 | 3.2144 | 0 | 90 | 90 | 73.1443 | Per Unit | 11.3987 | 0.40475 | 0.33156 | 0.81271 | -45.4525 | -62.3082 | DROP | DROP | DROP | DROP | DROP | DROP | [5 empty] | 0.40475 | DROP | 11.3987 | 74.2088 | DROP | DROP | DROP | DROP | DROP | DROP | 0.33156 | 74.2088 | 1.6373 | DROP
DEF | T_MH_Energy Star Freezer | 65.6 | 0.0074854 | 0.0067022 | 11 |  | 18.68 | 3.6666 | 8.5596 | 30.9062 |  | 73.1443 | 3.2144 | 0 | 90 | 90 | 73.1443 | Per Unit | 11.3987 | 0.40475 | 0.33156 | 0.81271 | -45.4525 | -62.3082 | DROP | DROP | DROP | DROP | DROP | DROP | [5 empty] | 0.40475 | DROP | 11.3987 | 74.2088 | DROP | DROP | DROP | DROP | DROP | DROP | 0.33156 | 74.2088 | 1.6373 | DROP
DEF | N_SF_Energy Star Freezer | 65.6 | 0.0074854 | 0.0067022 | 11 |  | 18.68 | 3.6666 | 8.5596 | 30.9062 |  | 73.1443 | 3.2144 | 0 | 90 | 90 | 73.1443 | Per Unit | 11.3987 | 0.40475 | 0.33156 | 0.81271 | -45.4525 | -62.3082 | DROP | DROP | DROP | DROP | DROP | DROP | [5 empty] | 0.40475 | DROP | 11.3987 | 74.2088 | DROP | DROP | DROP | DROP | DROP | DROP | 0.33156 | 74.2088 | 1.6373 | DROP
DEF | N_MF_Energy Star Freezer | 65.6 | 0.0074854 | 0.0067022 | 11 |  | 18.68 | 3.6666 | 8.5596 | 30.9062 |  | 73.1443 | 3.2144 | 0 | 90 | 90 | 73.1443 | Per Unit | 11.3987 | 0.40475 | 0.33156 | 0.81271 | -45.4525 | -62.3082 | DROP | DROP | DROP | DROP | DROP | DROP | [5 empty] | 0.40475 | DROP | 11.3987 | 74.2088 | DROP | DROP | DROP | DROP | DROP | DROP | 0.33156 | 74.2088 | 1.6373 | DROP
DEF | N_MH_Energy Star Freezer | 65.6 | 0.0074854 | 0.0067022 | 11 |  | 18.68 | 3.6666 | 8.5596 | 30.9062 |  | 73.1443 | 3.2144 | 0 | 90 | 90 | 73.1443 | Per Unit | 11.3987 | 0.40475 | 0.33156 | 0.81271 | -45.4525 | -62.3082 | DROP | DROP | DROP | DROP | DROP | DROP | [5 empty] | 0.40475 | DROP | 11.3987 | 74.2088 | DROP | DROP | DROP | DROP | DROP | DROP | 0.33156 | 74.2088 | 1.6373 | DROP
DEF | T_SF_Energy Star Refrigerator | 133.5 | 0.015233 | 0.013639 | 14 |  | 47.8767 | 12.0764 | 20.8347 | 80.7878 |  | 182.511 | 6.5415 | 0 | 122 | 122 | 182.511 | Per Unit | 7.5927 | 0.42733 | 0.6285 | 1.496 | -108.2647 | -47.7537 | DROP | DROP | DROP | DROP | DROP | DROP | [5 empty] | 0.42733 | DROP | 7.5927 | 89.8639 | DROP | DROP | DROP | DROP | DROP | DROP | 0.6285 | 89.8639 | 2.2326 | DROP
DEF | T_MF_Energy Star Refrigerator | 133.5 | 0.015233 | 0.013639 | 14 |  | 47.8767 | 12.0764 | 20.8347 | 80.7878 |  | 182.511 | 6.5415 | 0 | 122 | 122 | 182.511 | Per Unit | 7.5927 | 0.42733 | 0.6285 | 1.496 | -108.2647 | -47.7537 | DROP | DROP | DROP | DROP | DROP | DROP | [5 empty] | 0.42733 | DROP | 7.5927 | 89.8639 | DROP | DROP | DROP | DROP | DROP | DROP | 0.6285 | 89.8639 | 2.2326 | DROP
DEF | T_MH_Energy Star Refrigerator | 133.5 | 0.015233 | 0.013639 | 14 |  | 47.8767 | 12.0764 | 20.8347 | 80.7878 |  | 182.511 | 6.5415 | 0 | 122 | 122 | 182.511 | Per Unit | 7.5927 | 0.42733 | 0.6285 | 1.496 | -108.2647 | -47.7537 | DROP | DROP | DROP | DROP | DROP | DROP | [5 empty] | 0.42733 | DROP | 7.5927 | 89.8639 | DROP | DROP | DROP | DROP | DROP | DROP | 0.6285 | 89.8639 | 2.2326 | DROP
DEF | N_SF_Energy Star Refrigerator | 133.5 | 0.015233 | 0.013639 | 14 |  | 47.8767 | 12.0764 | 20.8347 | 80.7878 |  | 182.511 | 6.5415 | 0 | 122 | 122 | 182.511 | Per Unit | 7.5927 | 0.42733 | 0.6285 | 1.496 | -108.2647 | -47.7537 | DROP | DROP | DROP | DROP | DROP | DROP | [5 empty] | 0.42733 | DROP | 7.5927 | 89.8639 | DROP | DROP | DROP | DROP | DROP | DROP | 0.6285 | 89.8639 | 2.2326 | DROP
DEF | N_MF_Energy Star Refrigerator | 133.5 | 0.015233 | 0.013639 | 14 |  | 47.8767 | 12.0764 | 20.8347 | 80.7878 |  | 182.511 | 6.5415 | 0 | 122 | 122 | 182.511 | Per Unit | 7.5927 | 0.42733 | 0.6285 | 1.496 | -108.2647 | -47.7537 | DROP | DROP | DROP | DROP | DROP | DROP | [5 empty] | 0.42733 | DROP | 7.5927 | 89.8639 | DROP | DROP | DROP | DROP | DROP | DROP | 0.6285 | 89.8639 | 2.2326 | DROP
DEF | N_MH_Energy Star Refrigerator | 133.5 | 0.015233 | 0.013639 | 14 |  | 47.8767 | 12.0764 | 20.8347 | 80.7878 |  | 182.511 | 6.5415 | 0 | 122 | 122 | 182.511 | Per Unit | 7.5927 | 0.42733 | 0.6285 | 1.496 | -108.2647 | -47.7537 | DROP | DROP | DROP | DROP | DROP | DROP | [5 empty] | 0.42733 | DROP | 7.5927 | 89.8639 | DROP | DROP | DROP | DROP | DROP | DROP | 0.6285 | 89.8639 | 2.2326 | DROP
DEF | T_SF_Heat Pump Clothes Dryer | 216.0685 | 0.031774 | 0.017109 | 12 |  | 66.9531 | 19.4614 | 38.8205 | 125.235 |  | 259.6344 | 10.5874 | 0 | 850 | 850 | 259.6344 | Per Unit | 32.6848 | 0.46345 | 0.14552 | 0.30545 | -144.9867 | -735.3523 | DROP | DROP | DROP | DROP | DROP | DROP | [5 empty] | 0.46345 | DROP | 32.6848 | 797.988 | DROP | DROP | DROP | DROP | DROP | DROP | 0.14552 | 797.988 | 1.2443 | DROP
DEF | T_MF_Heat Pump Clothes Dryer | 216.0685 | 0.031774 | 0.017109 | 12 |  | 66.9531 | 19.4614 | 38.8205 | 125.235 |  | 259.6344 | 10.5874 | 0 | 850 | 850 | 259.6344 | Per Unit | 32.6848 | 0.46345 | 0.14552 | 0.30545 | -144.9867 | -735.3523 | DROP | DROP | DROP | DROP | DROP | DROP | [5 empty] | 0.46345 | DROP | 32.6848 | 797.988 | DROP | DROP | DROP | DROP | DROP | DROP | 0.14552 | 797.988 | 1.2443 | DROP
DEF | T_MH_Heat Pump Clothes Dryer | 216.0685 | 0.031774 | 0.017109 | 12 |  | 66.9531 | 19.4614 | 38.8205 | 125.235 |  | 259.6344 | 10.5874 | 0 | 850 | 850 | 259.6344 | Per Unit | 32.6848 | 0.46345 | 0.14552 | 0.30545 | -144.9867 | -735.3523 | DROP | DROP | DROP | DROP | DROP | DROP | [5 empty] | 0.46345 | DROP | 32.6848 | 797.988 | DROP | DROP | DROP | DROP | DROP | DROP | 0.14552 | 797.988 | 1.2443 | DROP
DEF | N_SF_Heat Pump Clothes Dryer | 216.0685 | 0.031774 | 0.017109 | 12 |  | 66.9531 | 19.4614 | 38.8205 | 125.235 |  | 259.6344 | 10.5874 | 0 | 850 | 850 | 259.6344 | Per Unit | 32.6848 | 0.46345 | 0.14552 | 0.30545 | -144.9867 | -735.3523 | DROP | DROP | DROP | DROP | DROP | DROP | [5 empty] | 0.46345 | DROP | 32.6848 | 797.988 | DROP | DROP | DROP | DROP | DROP | DROP | 0.14552 | 797.988 | 1.2443 | DROP
DEF | N_MF_Heat Pump Clothes Dryer | 216.0685 | 0.031774 | 0.017109 | 12 |  | 66.9531 | 19.4614 | 38.8205 | 125.235 |  | 259.6344 | 10.5874 | 0 | 850 | 850 | 259.6344 | Per Unit | 32.6848 | 0.46345 | 0.14552 | 0.30545 | -144.9867 | -735.3523 | DROP | DROP | DROP | DROP | DROP | DROP | [5 empty] | 0.46345 | DROP | 32.6848 | 797.988 | DROP | DROP | DROP | DROP | DROP | DROP | 0.14552 | 797.988 | 1.2443 | DROP
DEF | N_MH_Heat Pump Clothes Dryer | 216.0685 | 0.031774 | 0.017109 | 12 |  | 66.9531 | 19.4614 | 38.8205 | 125.235 |  | 259.6344 | 10.5874 | 0 | 850 | 850 | 259.6344 | Per Unit | 32.6848 | 0.46345 | 0.14552 | 0.30545 | -144.9867 | -735.3523 | DROP | DROP | DROP | DROP | DROP | DROP | [5 empty] | 0.46345 | DROP | 32.6848 | 797.988 | DROP | DROP | DROP | DROP | DROP | DROP | 0.14552 | 797.988 | 1.2443 | DROP
DEF | T_SF_High Efficiency Convection Oven | 84.3 | 0.034713 | 0.0057855 | 12 |  | 26.122 | 21.2611 | 42.4104 | 89.7936 |  | 101.2974 | 4.1307 | 0 | 652.5 | 652.5 | 101.2974 | Per Unit | 64.3089 | 0.8517 | 0.13675 | 0.15525 | -15.6345 | -566.8371 | DROP | DROP | DROP | DROP | DROP | DROP | [5 empty] | 0.8517 | DROP | 64.3089 | 632.2073 | DROP | DROP | DROP | DROP | DROP | DROP | 0.13675 | 632.2073 | 1.1241 | DROP
DEF | T_MF_High Efficiency Convection Oven | 84.3 | 0.034713 | 0.0057855 | 12 |  | 26.122 | 21.2611 | 42.4104 | 89.7936 |  | 101.2974 | 4.1307 | 0 | 652.5 | 652.5 | 101.2974 | Per Unit | 64.3089 | 0.8517 | 0.13675 | 0.15525 | -15.6345 | -566.8371 | DROP | DROP | DROP | DROP | DROP | DROP | [5 empty] | 0.8517 | DROP | 64.3089 | 632.2073 | DROP | DROP | DROP | DROP | DROP | DROP | 0.13675 | 632.2073 | 1.1241 | DROP
DEF | T_MH_High Efficiency Convection Oven | 84.3 | 0.034713 | 0.0057855 | 12 |  | 26.122 | 21.2611 | 42.4104 | 89.7936 |  | 101.2974 | 4.1307 | 0 | 652.5 | 652.5 | 101.2974 | Per Unit | 64.3089 | 0.8517 | 0.13675 | 0.15525 | -15.6345 | -566.8371 | DROP | DROP | DROP | DROP | DROP | DROP | [5 empty] | 0.8517 | DROP | 64.3089 | 632.2073 | DROP | DROP | DROP | DROP | DROP | DROP | 0.13675 | 632.2073 | 1.1241 | DROP
DEF | N_SF_High Efficiency Convection Oven | 84.3 | 0.034713 | 0.0057855 | 12 |  | 26.122 | 21.2611 | 42.4104 | 89.7936 |  | 101.2974 | 4.1307 | 0 | 652.5 | 652.5 | 101.2974 | Per Unit | 64.3089 | 0.8517 | 0.13675 | 0.15525 | -15.6345 | -566.8371 | DROP | DROP | DROP | DROP | DROP | DROP | [5 empty] | 0.8517 | DROP | 64.3089 | 632.2073 | DROP | DROP | DROP | DROP | DROP | DROP | 0.13675 | 632.2073 | 1.1241 | DROP
DEF | N_MF_High Efficiency Convection Oven | 84.3 | 0.034713 | 0.0057855 | 12 |  | 26.122 | 21.2611 | 42.4104 | 89.7936 |  | 101.2974 | 4.1307 | 0 | 652.5 | 652.5 | 101.2974 | Per Unit | 64.3089 | 0.8517 | 0.13675 | 0.15525 | -15.6345 | -566.8371 | DROP | DROP | DROP | DROP | DROP | DROP | [5 empty] | 0.8517 | DROP | 64.3089 | 632.2073 | DROP | DROP | DROP | DROP | DROP | DROP | 0.13675 | 632.2073 | 1.1241 | DROP
DEF | N_MH_High Efficiency Convection Oven | 84.3 | 0.034713 | 0.0057855 | 12 |  | 26.122 | 21.2611 | 42.4104 | 89.7936 |  | 101.2974 | 4.1307 | 0 | 652.5 | 652.5 | 101.2974 | Per Unit | 64.3089 | 0.8517 | 0.13675 | 0.15525 | -15.6345 | -566.8371 | DROP | DROP | DROP | DROP | DROP | DROP | [5 empty] | 0.8517 | DROP | 64.3089 | 632.2073 | DROP | DROP | DROP | DROP | DROP | DROP | 0.13675 | 632.2073 | 1.1241 | DROP
DEF | T_SF_High Efficiency Induction Cooktop | 533.952 | 0.21987 | 0.036645 | 10 |  | 138.1208 | 79.0672 | 233.4081 | 450.5962 |  | 547.7019 | 26.1636 | 0 | 226.5 | 226.5 | 547.7019 | Per Unit | 3.5244 | 0.78519 | 1.7834 | 2.4181 | -123.2693 | 197.9326 | DROP | DROP | DROP | KEEP | KEEP | KEEP | [5 empty] | 0.78519 | DROP | 3.5244 | 97.9671 | DROP | DROP | DROP | DROP | DROP | DROP | 1.7834 | 97.9671 | 2.8506 | KEEP
DEF | T_MF_High Efficiency Induction Cooktop | 533.952 | 0.21987 | 0.036645 | 10 |  | 138.1208 | 79.0672 | 233.4081 | 450.5962 |  | 547.7019 | 26.1636 | 0 | 226.5 | 226.5 | 547.7019 | Per Unit | 3.5244 | 0.78519 | 1.7834 | 2.4181 | -123.2693 | 197.9326 | DROP | DROP | DROP | KEEP | KEEP | KEEP | [5 empty] | 0.78519 | DROP | 3.5244 | 97.9671 | DROP | DROP | DROP | DROP | DROP | DROP | 1.7834 | 97.9671 | 2.8506 | KEEP
DEF | T_MH_High Efficiency Induction Cooktop | 533.952 | 0.21987 | 0.036645 | 10 |  | 138.1208 | 79.0672 | 233.4081 | 450.5962 |  | 547.7019 | 26.1636 | 0 | 226.5 | 226.5 | 547.7019 | Per Unit | 3.5244 | 0.78519 | 1.7834 | 2.4181 | -123.2693 | 197.9326 | DROP | DROP | DROP | KEEP | KEEP | KEEP | [5 empty] | 0.78519 | DROP | 3.5244 | 97.9671 | DROP | DROP | DROP | DROP | DROP | DROP | 1.7834 | 97.9671 | 2.8506 | KEEP
DEF | N_SF_High Efficiency Induction Cooktop | 533.952 | 0.21987 | 0.036645 | 10 |  | 138.1208 | 79.0672 | 233.4081 | 450.5962 |  | 547.7019 | 26.1636 | 0 | 226.5 | 226.5 | 547.7019 | Per Unit | 3.5244 | 0.78519 | 1.7834 | 2.4181 | -123.2693 | 197.9326 | DROP | DROP | DROP | KEEP | KEEP | KEEP | [5 empty] | 0.78519 | DROP | 3.5244 | 97.9671 | DROP | DROP | DROP | DROP | DROP | DROP | 1.7834 | 97.9671 | 2.8506 | KEEP
DEF | N_MF_High Efficiency Induction Cooktop | 533.952 | 0.21987 | 0.036645 | 10 |  | 138.1208 | 79.0672 | 233.4081 | 450.5962 |  | 547.7019 | 26.1636 | 0 | 226.5 | 226.5 | 547.7019 | Per Unit | 3.5244 | 0.78519 | 1.7834 | 2.4181 | -123.2693 | 197.9326 | DROP | DROP | DROP | KEEP | KEEP | KEEP | [5 empty] | 0.78519 | DROP | 3.5244 | 97.9671 | DROP | DROP | DROP | DROP | DROP | DROP | 1.7834 | 97.9671 | 2.8506 | KEEP
DEF | N_MH_High Efficiency Induction Cooktop | 533.952 | 0.21987 | 0.036645 | 10 |  | 138.1208 | 79.0672 | 233.4081 | 450.5962 |  | 547.7019 | 26.1636 | 0 | 226.5 | 226.5 | 547.7019 | Per Unit | 3.5244 | 0.78519 | 1.7834 | 2.4181 | -123.2693 | 197.9326 | DROP | DROP | DROP | KEEP | KEEP | KEEP | [5 empty] | 0.78519 | DROP | 3.5244 | 97.9671 | DROP | DROP | DROP | DROP | DROP | DROP | 1.7834 | 97.9671 | 2.8506 | KEEP
DEF | T_SF_Heat Pump Water Heater | 1559.9186 | 0.14043 | 0.42974 | 10 |  | 403.5143 | 143.0104 | 421.7632 | 968.2879 |  | 1600.0883 | 76.436 | 0 | 1006 | 1006 | 1600.0883 | Per Unit | 5.3581 | 0.57756 | 0.89455 | 1.5905 | -708.2364 | -114.1482 | DROP | DROP | DROP | DROP | DROP | DROP | [5 empty] | 0.57756 | DROP | 5.3581 | 630.4964 | DROP | DROP | DROP | DROP | DROP | DROP | 0.89455 | 630.4964 | 2.2173 | DROP
DEF | T_MF_Heat Pump Water Heater | 1226.1991 | 0.11039 | 0.33781 | 10 |  | 317.1889 | 112.4156 | 331.5337 | 761.1382 |  | 1257.7751 | 60.0838 | 0 | 1006 | 1006 | 1257.7751 | Per Unit | 6.8164 | 0.57756 | 0.71396 | 1.2503 | -556.7206 | -304.9455 | DROP | DROP | DROP | DROP | DROP | DROP | [5 empty] | 0.57756 | DROP | 6.8164 | 710.8294 | DROP | DROP | DROP | DROP | DROP | DROP | 0.71396 | 710.8294 | 1.9569 | DROP
DEF | T_MH_Heat Pump Water Heater | 1216.4239 | 0.10951 | 0.33511 | 10 |  | 314.6603 | 111.5195 | 328.8907 | 755.0705 |  | 1247.7482 | 59.6048 | 0 | 1006 | 1006 | 1247.7482 | Per Unit | 6.8712 | 0.57756 | 0.70858 | 1.2403 | -552.2825 | -310.5343 | DROP | DROP | DROP | DROP | DROP | DROP | [5 empty] | 0.57756 | DROP | 6.8712 | 713.1824 | DROP | DROP | DROP | DROP | DROP | DROP | 0.70858 | 713.1824 | 1.9492 | DROP
DEF | N_SF_Heat Pump Water Heater | 1559.9186 | 0.14043 | 0.42974 | 10 |  | 403.5143 | 143.0104 | 421.7632 | 968.2879 |  | 1600.0883 | 76.436 | 0 | 1006 | 1006 | 1600.0883 | Per Unit | 5.3581 | 0.57756 | 0.89455 | 1.5905 | -708.2364 | -114.1482 | DROP | DROP | DROP | DROP | DROP | DROP | [5 empty] | 0.57756 | DROP | 5.3581 | 630.4964 | DROP | DROP | DROP | DROP | DROP | DROP | 0.89455 | 630.4964 | 2.2173 | DROP
DEF | N_MF_Heat Pump Water Heater | 1226.1991 | 0.11039 | 0.33781 | 10 |  | 317.1889 | 112.4156 | 331.5337 | 761.1382 |  | 1257.7751 | 60.0838 | 0 | 1006 | 1006 | 1257.7751 | Per Unit | 6.8164 | 0.57756 | 0.71396 | 1.2503 | -556.7206 | -304.9455 | DROP | DROP | DROP | DROP | DROP | DROP | [5 empty] | 0.57756 | DROP | 6.8164 | 710.8294 | DROP | DROP | DROP | DROP | DROP | DROP | 0.71396 | 710.8294 | 1.9569 | DROP
DEF | N_MH_Heat Pump Water Heater | 1216.4239 | 0.10951 | 0.33511 | 10 |  | 314.6603 | 111.5195 | 328.8907 | 755.0705 |  | 1247.7482 | 59.6048 | 0 | 1006 | 1006 | 1247.7482 | Per Unit | 6.8712 | 0.57756 | 0.70858 | 1.2403 | -552.2825 | -310.5343 | DROP | DROP | DROP | DROP | DROP | DROP | [5 empty] | 0.57756 | DROP | 6.8712 | 713.1824 | DROP | DROP | DROP | DROP | DROP | DROP | 0.70858 | 713.1824 | 1.9492 | DROP
DEF | T_SF_Instantaneous Hot Water System | 149.9719 | -0.0034743 | 0.041304 | 20 |  | 72.0316 | 49.2628 | 66.1237 | 187.4181 |  | 269.4952 | 7.3486 | 0 | 2380.91 | 2380.91 | 269.4952 | Per Home | 131.9018 | 0.67698 | 0.078475 | 0.11319 | -89.4257 | -2200.8405 | DROP | DROP | DROP | DROP | DROP | DROP | [5 empty] | 0.67698 | DROP | 131.9018 | 2344.8088 | DROP | DROP | DROP | DROP | DROP | DROP | 0.078475 | 2344.8088 | 1.098 | DROP
DEF | T_MF_Instantaneous Hot Water System | 117.8878 | -0.002731 | 0.032468 | 20 |  | 56.6216 | 38.7238 | 51.9776 | 147.323 |  | 211.841 | 5.7765 | 0 | 2380.91 | 2380.91 | 211.841 | Per Home | 167.7999 | 0.67698 | 0.061727 | 0.088975 | -70.2945 | -2239.3635 | DROP | DROP | DROP | DROP | DROP | DROP | [5 empty] | 0.67698 | DROP | 167.7999 | 2352.532 | DROP | DROP | DROP | DROP | DROP | DROP | 0.061727 | 2352.532 | 1.0771 | DROP
DEF | T_MH_Instantaneous Hot Water System | 116.948 | -0.0027093 | 0.032209 | 20 |  | 56.1702 | 38.4151 | 51.5633 | 146.1486 |  | 210.1522 | 5.7305 | 0 | 2380.91 | 2380.91 | 210.1522 | Per Home | 169.1484 | 0.67698 | 0.061236 | 0.088265 | -69.7341 | -2240.4919 | DROP | DROP | DROP | DROP | DROP | DROP | [5 empty] | 0.67698 | DROP | 169.1484 | 2352.7583 | DROP | DROP | DROP | DROP | DROP | DROP | 0.061236 | 2352.7583 | 1.0764 | DROP
DEF | N_SF_Instantaneous Hot Water System | 149.9719 | -0.0034743 | 0.041304 | 20 |  | 72.0316 | 49.2628 | 66.1237 | 187.4181 |  | 269.4952 | 7.3486 | 0 | 2380.91 | 2380.91 | 269.4952 | Per Home | 131.9018 | 0.67698 | 0.078475 | 0.11319 | -89.4257 | -2200.8405 | DROP | DROP | DROP | DROP | DROP | DROP | [5 empty] | 0.67698 | DROP | 131.9018 | 2344.8088 | DROP | DROP | DROP | DROP | DROP | DROP | 0.078475 | 2344.8088 | 1.098 | DROP
DEF | N_MF_Instantaneous Hot Water System | 117.8878 | -0.002731 | 0.032468 | 20 |  | 56.6216 | 38.7238 | 51.9776 | 147.323 |  | 211.841 | 5.7765 | 0 | 2380.91 | 2380.91 | 211.841 | Per Home | 167.7999 | 0.67698 | 0.061727 | 0.088975 | -70.2945 | -2239.3635 | DROP | DROP | DROP | DROP | DROP | DROP | [5 empty] | 0.67698 | DROP | 167.7999 | 2352.532 | DROP | DROP | DROP | DROP | DROP | DROP | 0.061727 | 2352.532 | 1.0771 | DROP
DEF | N_MH_Instantaneous Hot Water System | 116.948 | -0.0027093 | 0.032209 | 20 |  | 56.1702 | 38.4151 | 51.5633 | 146.1486 |  | 210.1522 | 5.7305 | 0 | 2380.91 | 2380.91 | 210.1522 | Per Home | 169.1484 | 0.67698 | 0.061236 | 0.088265 | -69.7341 | -2240.4919 | DROP | DROP | DROP | DROP | DROP | DROP | [5 empty] | 0.67698 | DROP | 169.1484 | 2352.7583 | DROP | DROP | DROP | DROP | DROP | DROP | 0.061236 | 2352.7583 | 1.0764 | DROP
DEF | T_SF_Solar Water Heater | 1913.1534 | 0.14299 | 0.020075 | 15 |  | 730.3531 | 125.7245 | 205.2962 | 1061.3738 |  | 2766.2872 | 93.7445 | 0 | 6767 | 6767 | 2766.2872 | Per 50-gallon | 29.3876 | 0.37111 | 0.1547 | 0.40879 | -1798.6579 | -5799.3707 | DROP | DROP | DROP | DROP | DROP | DROP | [5 empty] | 0.37111 | DROP | 29.3876 | 6306.4657 | DROP | DROP | DROP | DROP | DROP | DROP | 0.1547 | 6306.4657 | 1.3407 | DROP
DEF | T_MF_Solar Water Heater | 1503.865 | 0.1124 | 0.015781 | 15 |  | 574.1058 | 98.8278 | 161.3764 | 834.31 |  | 2174.4845 | 73.6894 | 0 | 6767 | 6767 | 2174.4845 | Per 50-gallon | 37.3857 | 0.37111 | 0.12196 | 0.32134 | -1413.864 | -6006.3794 | DROP | DROP | DROP | DROP | DROP | DROP | [5 empty] | 0.37111 | DROP | 37.3857 | 6404.9896 | DROP | DROP | DROP | DROP | DROP | DROP | 0.12196 | 6404.9896 | 1.2678 | DROP
DEF | T_MH_Solar Water Heater | 1491.8763 | 0.11151 | 0.015655 | 15 |  | 569.529 | 98.0399 | 160.0899 | 827.6589 |  | 2157.1496 | 73.1019 | 0 | 6767 | 6767 | 2157.1496 | Per 50-gallon | 37.6861 | 0.37111 | 0.121 | 0.31877 | -1402.5927 | -6012.4431 | DROP | DROP | DROP | DROP | DROP | DROP | [5 empty] | 0.37111 | DROP | 37.6861 | 6407.8755 | DROP | DROP | DROP | DROP | DROP | DROP | 0.121 | 6407.8755 | 1.2657 | DROP
DEF | N_SF_Solar Water Heater | 1913.1534 | 0.14299 | 0.020075 | 15 |  | 730.3531 | 125.7245 | 205.2962 | 1061.3738 |  | 2766.2872 | 93.7445 | 0 | 6767 | 6767 | 2766.2872 | Per 50-gallon | 29.3876 | 0.37111 | 0.1547 | 0.40879 | -1798.6579 | -5799.3707 | DROP | DROP | DROP | DROP | DROP | DROP | [5 empty] | 0.37111 | DROP | 29.3876 | 6306.4657 | DROP | DROP | DROP | DROP | DROP | DROP | 0.1547 | 6306.4657 | 1.3407 | DROP
DEF | N_MF_Solar Water Heater | 1503.865 | 0.1124 | 0.015781 | 15 |  | 574.1058 | 98.8278 | 161.3764 | 834.31 |  | 2174.4845 | 73.6894 | 0 | 6767 | 6767 | 2174.4845 | Per 50-gallon | 37.3857 | 0.37111 | 0.12196 | 0.32134 | -1413.864 | -6006.3794 | DROP | DROP | DROP | DROP | DROP | DROP | [5 empty] | 0.37111 | DROP | 37.3857 | 6404.9896 | DROP | DROP | DROP | DROP | DROP | DROP | 0.12196 | 6404.9896 | 1.2678 | DROP
DEF | N_MH_Solar Water Heater | 1491.8763 | 0.11151 | 0.015655 | 15 |  | 569.529 | 98.0399 | 160.0899 | 827.6589 |  | 2157.1496 | 73.1019 | 0 | 6767 | 6767 | 2157.1496 | Per 50-gallon | 37.6861 | 0.37111 | 0.121 | 0.31877 | -1402.5927 | -6012.4431 | DROP | DROP | DROP | DROP | DROP | DROP | [5 empty] | 0.37111 | DROP | 37.6861 | 6407.8755 | DROP | DROP | DROP | DROP | DROP | DROP | 0.121 | 6407.8755 | 1.2657 | DROP
DEF | T_SF_Energy Star Air Purifier | 641.9636 | 0.085069 | 0.061385 | 9 |  | 149.7172 | 18.829 | 83.0162 | 251.5625 |  | 600.1384 | 31.4562 | 0 | 0 | 0 | 600.1384 | Per Unit | 0 | 0.3983 | 7.9972 | 0 | -380.0321 | 220.1062 | DROP | DROP | DROP | DROP | DROP | DROP | [5 empty] | 0.3983 | DROP | 0 | 0 | DROP | DROP | DROP | DROP | DROP | DROP | 7.9972 | 0 | 0 | DROP
DEF | T_MF_Energy Star Air Purifier | 641.9636 | 0.085069 | 0.061385 | 9 |  | 149.7172 | 18.829 | 83.0162 | 251.5625 |  | 600.1384 | 31.4562 | 0 | 0 | 0 | 600.1384 | Per Unit | 0 | 0.3983 | 7.9972 | 0 | -380.0321 | 220.1062 | DROP | DROP | DROP | DROP | DROP | DROP | [5 empty] | 0.3983 | DROP | 0 | 0 | DROP | DROP | DROP | DROP | DROP | DROP | 7.9972 | 0 | 0 | DROP
DEF | T_MH_Energy Star Air Purifier | 641.9636 | 0.085069 | 0.061385 | 9 |  | 149.7172 | 18.829 | 83.0162 | 251.5625 |  | 600.1384 | 31.4562 | 0 | 0 | 0 | 600.1384 | Per Unit | 0 | 0.3983 | 7.9972 | 0 | -380.0321 | 220.1062 | DROP | DROP | DROP | DROP | DROP | DROP | [5 empty] | 0.3983 | DROP | 0 | 0 | DROP | DROP | DROP | DROP | DROP | DROP | 7.9972 | 0 | 0 | DROP
DEF | N_SF_Energy Star Air Purifier | 641.9636 | 0.085069 | 0.061385 | 9 |  | 149.7172 | 18.829 | 83.0162 | 251.5625 |  | 600.1384 | 31.4562 | 0 | 0 | 0 | 600.1384 | Per Unit | 0 | 0.3983 | 7.9972 | 0 | -380.0321 | 220.1062 | DROP | DROP | DROP | DROP | DROP | DROP | [5 empty] | 0.3983 | DROP | 0 | 0 | DROP | DROP | DROP | DROP | DROP | DROP | 7.9972 | 0 | 0 | DROP
DEF | N_MF_Energy Star Air Purifier | 641.9636 | 0.085069 | 0.061385 | 9 |  | 149.7172 | 18.829 | 83.0162 | 251.5625 |  | 600.1384 | 31.4562 | 0 | 0 | 0 | 600.1384 | Per Unit | 0 | 0.3983 | 7.9972 | 0 | -380.0321 | 220.1062 | DROP | DROP | DROP | DROP | DROP | DROP | [5 empty] | 0.3983 | DROP | 0 | 0 | DROP | DROP | DROP | DROP | DROP | DROP | 7.9972 | 0 | 0 | DROP
DEF | N_MH_Energy Star Air Purifier | 641.9636 | 0.085069 | 0.061385 | 9 |  | 149.7172 | 18.829 | 83.0162 | 251.5625 |  | 600.1384 | 31.4562 | 0 | 0 | 0 | 600.1384 | Per Unit | 0 | 0.3983 | 7.9972 | 0 | -380.0321 | 220.1062 | DROP | DROP | DROP | DROP | DROP | DROP | [5 empty] | 0.3983 | DROP | 0 | 0 | DROP | DROP | DROP | DROP | DROP | DROP | 7.9972 | 0 | 0 | DROP
DEF | T_SF_Energy Star Audio-Video Equipment | 80.2955 | 0 | 0 | 5 |  | 10.2821 | 0 | 0 | 10.2821 |  | 43.9619 | 3.9345 | 0 | 134.84 | 134.84 | 43.9619 | Per Unit | 13.9523 | 0.21467 | 0.074092 | 0.32603 | -37.6143 | -128.4924 | DROP | DROP | DROP | DROP | DROP | DROP | [5 empty] | 0.21467 | DROP | 13.9523 | 115.5113 | DROP | DROP | DROP | DROP | DROP | DROP | 0.074092 | 115.5113 | 1.1827 | DROP
DEF | T_MF_Energy Star Audio-Video Equipment | 80.2955 | 0 | 0 | 5 |  | 10.2821 | 0 | 0 | 10.2821 |  | 43.9619 | 3.9345 | 0 | 134.84 | 134.84 | 43.9619 | Per Unit | 13.9523 | 0.21467 | 0.074092 | 0.32603 | -37.6143 | -128.4924 | DROP | DROP | DROP | DROP | DROP | DROP | [5 empty] | 0.21467 | DROP | 13.9523 | 115.5113 | DROP | DROP | DROP | DROP | DROP | DROP | 0.074092 | 115.5113 | 1.1827 | DROP
DEF | T_MH_Energy Star Audio-Video Equipment | 80.2955 | 0 | 0 | 5 |  | 10.2821 | 0 | 0 | 10.2821 |  | 43.9619 | 3.9345 | 0 | 134.84 | 134.84 | 43.9619 | Per Unit | 13.9523 | 0.21467 | 0.074092 | 0.32603 | -37.6143 | -128.4924 | DROP | DROP | DROP | DROP | DROP | DROP | [5 empty] | 0.21467 | DROP | 13.9523 | 115.5113 | DROP | DROP | DROP | DROP | DROP | DROP | 0.074092 | 115.5113 | 1.1827 | DROP
DEF | N_SF_Energy Star Audio-Video Equipment | 80.2955 | 0 | 0 | 5 |  | 10.2821 | 0 | 0 | 10.2821 |  | 43.9619 | 3.9345 | 0 | 134.84 | 134.84 | 43.9619 | Per Unit | 13.9523 | 0.21467 | 0.074092 | 0.32603 | -37.6143 | -128.4924 | DROP | DROP | DROP | DROP | DROP | DROP | [5 empty] | 0.21467 | DROP | 13.9523 | 115.5113 | DROP | DROP | DROP | DROP | DROP | DROP | 0.074092 | 115.5113 | 1.1827 | DROP
DEF | N_MF_Energy Star Audio-Video Equipment | 80.2955 | 0 | 0 | 5 |  | 10.2821 | 0 | 0 | 10.2821 |  | 43.9619 | 3.9345 | 0 | 134.84 | 134.84 | 43.9619 | Per Unit | 13.9523 | 0.21467 | 0.074092 | 0.32603 | -37.6143 | -128.4924 | DROP | DROP | DROP | DROP | DROP | DROP | [5 empty] | 0.21467 | DROP | 13.9523 | 115.5113 | DROP | DROP | DROP | DROP | DROP | DROP | 0.074092 | 115.5113 | 1.1827 | DROP
DEF | N_MH_Energy Star Audio-Video Equipment | 80.2955 | 0 | 0 | 5 |  | 10.2821 | 0 | 0 | 10.2821 |  | 43.9619 | 3.9345 | 0 | 134.84 | 134.84 | 43.9619 | Per Unit | 13.9523 | 0.21467 | 0.074092 | 0.32603 | -37.6143 | -128.4924 | DROP | DROP | DROP | DROP | DROP | DROP | [5 empty] | 0.21467 | DROP | 13.9523 | 115.5113 | DROP | DROP | DROP | DROP | DROP | DROP | 0.074092 | 115.5113 | 1.1827 | DROP
DEF | T_SF_Energy Star Imaging Equipment | 127.645 | 0.011573 | 0.0067571 | 5 |  | 16.3454 | 0 | 6.8508 | 23.1962 |  | 69.8858 | 6.2546 | 0 | 0 | 0 | 69.8858 | Per Unit | 0 | 0.30465 | 3.7087 | 0 | -52.9442 | 16.9416 | DROP | DROP | DROP | DROP | DROP | DROP | [5 empty] | 0.30465 | DROP | 0 | 0 | DROP | DROP | DROP | DROP | DROP | DROP | 3.7087 | 0 | 0 | DROP
DEF | T_MF_Energy Star Imaging Equipment | 127.645 | 0.011573 | 0.0067571 | 5 |  | 16.3454 | 0 | 6.8508 | 23.1962 |  | 69.8858 | 6.2546 | 0 | 0 | 0 | 69.8858 | Per Unit | 0 | 0.30465 | 3.7087 | 0 | -52.9442 | 16.9416 | DROP | DROP | DROP | DROP | DROP | DROP | [5 empty] | 0.30465 | DROP | 0 | 0 | DROP | DROP | DROP | DROP | DROP | DROP | 3.7087 | 0 | 0 | DROP
DEF | T_MH_Energy Star Imaging Equipment | 127.645 | 0.011573 | 0.0067571 | 5 |  | 16.3454 | 0 | 6.8508 | 23.1962 |  | 69.8858 | 6.2546 | 0 | 0 | 0 | 69.8858 | Per Unit | 0 | 0.30465 | 3.7087 | 0 | -52.9442 | 16.9416 | DROP | DROP | DROP | DROP | DROP | DROP | [5 empty] | 0.30465 | DROP | 0 | 0 | DROP | DROP | DROP | DROP | DROP | DROP | 3.7087 | 0 | 0 | DROP
DEF | N_SF_Energy Star Imaging Equipment | 127.645 | 0.011573 | 0.0067571 | 5 |  | 16.3454 | 0 | 6.8508 | 23.1962 |  | 69.8858 | 6.2546 | 0 | 0 | 0 | 69.8858 | Per Unit | 0 | 0.30465 | 3.7087 | 0 | -52.9442 | 16.9416 | DROP | DROP | DROP | DROP | DROP | DROP | [5 empty] | 0.30465 | DROP | 0 | 0 | DROP | DROP | DROP | DROP | DROP | DROP | 3.7087 | 0 | 0 | DROP
DEF | N_MF_Energy Star Imaging Equipment | 127.645 | 0.011573 | 0.0067571 | 5 |  | 16.3454 | 0 | 6.8508 | 23.1962 |  | 69.8858 | 6.2546 | 0 | 0 | 0 | 69.8858 | Per Unit | 0 | 0.30465 | 3.7087 | 0 | -52.9442 | 16.9416 | DROP | DROP | DROP | DROP | DROP | DROP | [5 empty] | 0.30465 | DROP | 0 | 0 | DROP | DROP | DROP | DROP | DROP | DROP | 3.7087 | 0 | 0 | DROP
DEF | N_MH_Energy Star Imaging Equipment | 127.645 | 0.011573 | 0.0067571 | 5 |  | 16.3454 | 0 | 6.8508 | 23.1962 |  | 69.8858 | 6.2546 | 0 | 0 | 0 | 69.8858 | Per Unit | 0 | 0.30465 | 3.7087 | 0 | -52.9442 | 16.9416 | DROP | DROP | DROP | DROP | DROP | DROP | [5 empty] | 0.30465 | DROP | 0 | 0 | DROP | DROP | DROP | DROP | DROP | DROP | 3.7087 | 0 | 0 | DROP
DEF | T_SF_Energy Star Personal Computer | 119.5512 | 0.018954 | 0.0040635 | 4 |  | 12.4118 | 0 | 9.1842 | 21.5959 |  | 53.4241 | 5.858 | 0 | 29.75 | 29.75 | 53.4241 | Per Unit | 2.0675 | 0.36429 | 0.60649 | 1.7958 | -37.6861 | -14.0121 | DROP | DROP | DROP | DROP | DROP | DROP | [5 empty] | 0.36429 | DROP | 2.0675 | 0.97163 | DROP | DROP | DROP | DROP | DROP | DROP | 0.60649 | 0.97163 | 1.8284 | DROP
DEF | T_MF_Energy Star Personal Computer | 119.5512 | 0.018954 | 0.0040635 | 4 |  | 12.4118 | 0 | 9.1842 | 21.5959 |  | 53.4241 | 5.858 | 0 | 29.75 | 29.75 | 53.4241 | Per Unit | 2.0675 | 0.36429 | 0.60649 | 1.7958 | -37.6861 | -14.0121 | DROP | DROP | DROP | DROP | DROP | DROP | [5 empty] | 0.36429 | DROP | 2.0675 | 0.97163 | DROP | DROP | DROP | DROP | DROP | DROP | 0.60649 | 0.97163 | 1.8284 | DROP
DEF | T_MH_Energy Star Personal Computer | 119.5512 | 0.018954 | 0.0040635 | 4 |  | 12.4118 | 0 | 9.1842 | 21.5959 |  | 53.4241 | 5.858 | 0 | 29.75 | 29.75 | 53.4241 | Per Unit | 2.0675 | 0.36429 | 0.60649 | 1.7958 | -37.6861 | -14.0121 | DROP | DROP | DROP | DROP | DROP | DROP | [5 empty] | 0.36429 | DROP | 2.0675 | 0.97163 | DROP | DROP | DROP | DROP | DROP | DROP | 0.60649 | 0.97163 | 1.8284 | DROP
DEF | N_SF_Energy Star Personal Computer | 119.5512 | 0.018954 | 0.0040635 | 4 |  | 12.4118 | 0 | 9.1842 | 21.5959 |  | 53.4241 | 5.858 | 0 | 29.75 | 29.75 | 53.4241 | Per Unit | 2.0675 | 0.36429 | 0.60649 | 1.7958 | -37.6861 | -14.0121 | DROP | DROP | DROP | DROP | DROP | DROP | [5 empty] | 0.36429 | DROP | 2.0675 | 0.97163 | DROP | DROP | DROP | DROP | DROP | DROP | 0.60649 | 0.97163 | 1.8284 | DROP
DEF | N_MF_Energy Star Personal Computer | 119.5512 | 0.018954 | 0.0040635 | 4 |  | 12.4118 | 0 | 9.1842 | 21.5959 |  | 53.4241 | 5.858 | 0 | 29.75 | 29.75 | 53.4241 | Per Unit | 2.0675 | 0.36429 | 0.60649 | 1.7958 | -37.6861 | -14.0121 | DROP | DROP | DROP | DROP | DROP | DROP | [5 empty] | 0.36429 | DROP | 2.0675 | 0.97163 | DROP | DROP | DROP | DROP | DROP | DROP | 0.60649 | 0.97163 | 1.8284 | DROP
DEF | N_MH_Energy Star Personal Computer | 119.5512 | 0.018954 | 0.0040635 | 4 |  | 12.4118 | 0 | 9.1842 | 21.5959 |  | 53.4241 | 5.858 | 0 | 29.75 | 29.75 | 53.4241 | Per Unit | 2.0675 | 0.36429 | 0.60649 | 1.7958 | -37.6861 | -14.0121 | DROP | DROP | DROP | DROP | DROP | DROP | [5 empty] | 0.36429 | DROP | 2.0675 | 0.97163 | DROP | DROP | DROP | DROP | DROP | DROP | 0.60649 | 0.97163 | 1.8284 | DROP
DEF | T_SF_Energy Star TV | 38.325 | 0.0076643 | 0.0045849 | 6 |  | 5.9057 | 0 | 5.3233 | 11.229 |  | 24.7926 | 1.8779 | 0 | 93.3333 | 93.3333 | 24.7926 | Per Unit | 20.2336 | 0.42103 | 0.11794 | 0.26563 | -15.4416 | -83.9823 | DROP | DROP | DROP | DROP | DROP | DROP | [5 empty] | 0.42103 | DROP | 20.2336 | 84.1077 | DROP | DROP | DROP | DROP | DROP | DROP | 0.11794 | 84.1077 | 1.1668 | DROP
DEF | T_MF_Energy Star TV | 38.325 | 0.0076643 | 0.0045849 | 6 |  | 5.9057 | 0 | 5.3233 | 11.229 |  | 24.7926 | 1.8779 | 0 | 93.3333 | 93.3333 | 24.7926 | Per Unit | 20.2336 | 0.42103 | 0.11794 | 0.26563 | -15.4416 | -83.9823 | DROP | DROP | DROP | DROP | DROP | DROP | [5 empty] | 0.42103 | DROP | 20.2336 | 84.1077 | DROP | DROP | DROP | DROP | DROP | DROP | 0.11794 | 84.1077 | 1.1668 | DROP
DEF | T_MH_Energy Star TV | 38.325 | 0.0076643 | 0.0045849 | 6 |  | 5.9057 | 0 | 5.3233 | 11.229 |  | 24.7926 | 1.8779 | 0 | 93.3333 | 93.3333 | 24.7926 | Per Unit | 20.2336 | 0.42103 | 0.11794 | 0.26563 | -15.4416 | -83.9823 | DROP | DROP | DROP | DROP | DROP | DROP | [5 empty] | 0.42103 | DROP | 20.2336 | 84.1077 | DROP | DROP | DROP | DROP | DROP | DROP | 0.11794 | 84.1077 | 1.1668 | DROP
DEF | N_SF_Energy Star TV | 38.325 | 0.0076643 | 0.0045849 | 6 |  | 5.9057 | 0 | 5.3233 | 11.229 |  | 24.7926 | 1.8779 | 0 | 93.3333 | 93.3333 | 24.7926 | Per Unit | 20.2336 | 0.42103 | 0.11794 | 0.26563 | -15.4416 | -83.9823 | DROP | DROP | DROP | DROP | DROP | DROP | [5 empty] | 0.42103 | DROP | 20.2336 | 84.1077 | DROP | DROP | DROP | DROP | DROP | DROP | 0.11794 | 84.1077 | 1.1668 | DROP
DEF | N_MF_Energy Star TV | 38.325 | 0.0076643 | 0.0045849 | 6 |  | 5.9057 | 0 | 5.3233 | 11.229 |  | 24.7926 | 1.8779 | 0 | 93.3333 | 93.3333 | 24.7926 | Per Unit | 20.2336 | 0.42103 | 0.11794 | 0.26563 | -15.4416 | -83.9823 | DROP | DROP | DROP | DROP | DROP | DROP | [5 empty] | 0.42103 | DROP | 20.2336 | 84.1077 | DROP | DROP | DROP | DROP | DROP | DROP | 0.11794 | 84.1077 | 1.1668 | DROP
DEF | N_MH_Energy Star TV | 38.325 | 0.0076643 | 0.0045849 | 6 |  | 5.9057 | 0 | 5.3233 | 11.229 |  | 24.7926 | 1.8779 | 0 | 93.3333 | 93.3333 | 24.7926 | Per Unit | 20.2336 | 0.42103 | 0.11794 | 0.26563 | -15.4416 | -83.9823 | DROP | DROP | DROP | DROP | DROP | DROP | [5 empty] | 0.42103 | DROP | 20.2336 | 84.1077 | DROP | DROP | DROP | DROP | DROP | DROP | 0.11794 | 84.1077 | 1.1668 | DROP
DEF | T_SF_14 SEER ASHP from base electric resistance heating | 952.7427 | 0 | 0.61735 | 15 |  | 320.5093 | 501.3879 | 819.4239 | 1641.321 |  | 1377.5998 | 46.6844 | 0 | 469.29 | 469.29 | 1377.5998 | Per 3 Ton | 4.0925 | 1.1524 | 3.181 | 2.9355 | 217.0368 | 1125.3466 | KEEP | KEEP | KEEP | KEEP | KEEP | KEEP | [5 empty] | 1.1524 | 217.0368 | 4.0925 | 239.9458 | KEEP | 217.0368 | 1 | 2.1998 | 3.398 | KEEP | 3.181 | 239.9458 | 3.4468 | KEEP
DEF | T_MF_14 SEER ASHP from base electric resistance heating | 581.173 | 0 | 0.37659 | 15 |  | 195.5107 | 305.8466 | 499.8486 | 1001.2058 |  | 840.3359 | 28.4775 | 0 | 312.86 | 312.86 | 840.3359 | Per 2 Ton | 4.4726 | 1.1524 | 2.9332 | 2.686 | 132.3924 | 659.8683 | KEEP | KEEP | KEEP | KEEP | KEEP | KEEP | [5 empty] | 1.1524 | 132.3924 | 4.4726 | 172.96 | KEEP | 132.3924 | 1 | 2.58 | 3.1091 | KEEP | 2.9332 | 172.96 | 3.2388 | KEEP
DEF | T_MH_14 SEER ASHP from base electric resistance heating | 590.7005 | 0 | 0.38276 | 15 |  | 198.7158 | 310.8605 | 508.0428 | 1017.619 |  | 854.1119 | 28.9443 | 0 | 469.29 | 469.29 | 854.1119 | Per 3 Ton | 6.6007 | 1.1524 | 2.0425 | 1.82 | 134.5628 | 519.3847 | KEEP | KEEP | KEEP | KEEP | KEEP | KEEP | [5 empty] | 1.1524 | 134.5628 | 6.6007 | 327.0966 | KEEP | 134.5628 | 1 | 4.7081 | 2.1067 | KEEP | 2.0425 | 327.0966 | 2.517 | KEEP
DEF | N_SF_14 SEER ASHP from base electric resistance heating | 952.7427 | 0 | 0.61735 | 15 |  | 320.5093 | 501.3879 | 819.4239 | 1641.321 |  | 1377.5998 | 46.6844 | 0 | 469.29 | 469.29 | 1377.5998 | Per 3 Ton | 4.0925 | 1.1524 | 3.181 | 2.9355 | 217.0368 | 1125.3466 | KEEP | KEEP | KEEP | KEEP | KEEP | KEEP | [5 empty] | 1.1524 | 217.0368 | 4.0925 | 239.9458 | KEEP | 217.0368 | 1 | 2.1998 | 3.398 | KEEP | 3.181 | 239.9458 | 3.4468 | KEEP
DEF | N_MF_14 SEER ASHP from base electric resistance heating | 581.173 | 0 | 0.37659 | 15 |  | 195.5107 | 305.8466 | 499.8486 | 1001.2058 |  | 840.3359 | 28.4775 | 0 | 312.86 | 312.86 | 840.3359 | Per 2 Ton | 4.4726 | 1.1524 | 2.9332 | 2.686 | 132.3924 | 659.8683 | KEEP | KEEP | KEEP | KEEP | KEEP | KEEP | [5 empty] | 1.1524 | 132.3924 | 4.4726 | 172.96 | KEEP | 132.3924 | 1 | 2.58 | 3.1091 | KEEP | 2.9332 | 172.96 | 3.2388 | KEEP
DEF | N_MH_14 SEER ASHP from base electric resistance heating | 590.7005 | 0 | 0.38276 | 15 |  | 198.7158 | 310.8605 | 508.0428 | 1017.619 |  | 854.1119 | 28.9443 | 0 | 469.29 | 469.29 | 854.1119 | Per 3 Ton | 6.6007 | 1.1524 | 2.0425 | 1.82 | 134.5628 | 519.3847 | KEEP | KEEP | KEEP | KEEP | KEEP | KEEP | [5 empty] | 1.1524 | 134.5628 | 6.6007 | 327.0966 | KEEP | 134.5628 | 1 | 4.7081 | 2.1067 | KEEP | 2.0425 | 327.0966 | 2.517 | KEEP
DEF | T_SF_15 SEER Air Source Heat Pump | 402.0863 | 0.17643 | 0.26054 | 15 |  | 153.4979 | 211.6009 | 345.8217 | 710.9204 |  | 581.3889 | 19.7022 | 0 | 474 | 474 | 581.3889 | Per 3 Ton | 9.7944 | 1.1827 | 1.44 | 1.2266 | 109.8293 | 217.2182 | KEEP | KEEP | KEEP | KEEP | KEEP | KEEP | [5 empty] | 1.1827 | 109.8293 | 9.7944 | 377.2098 | KEEP | 109.8293 | 1 | 7.5249 | 1.4583 | KEEP | 1.44 | 377.2098 | 2.0224 | KEEP
DEF | T_MF_15 SEER Air Source Heat Pump | 245.2726 | 0.10762 | 0.15893 | 15 |  | 93.6337 | 129.0765 | 210.9512 | 433.6615 |  | 354.6472 | 12.0184 | 0 | 447 | 447 | 354.6472 | Per 2 Ton | 15.1418 | 1.1827 | 0.94476 | 0.79339 | 66.9959 | -25.3569 | DROP | DROP | DROP | DROP | DROP | DROP | [5 empty] | 1.1827 | 66.9959 | 15.1418 | 387.958 | KEEP | 66.9959 | 1 | 12.8723 | 0.94327 | DROP | 0.94476 | 387.958 | 1.6613 | DROP
DEF | T_MH_15 SEER Air Source Heat Pump | 249.2935 | 0.10939 | 0.16154 | 15 |  | 95.1687 | 131.1925 | 214.4095 | 440.7707 |  | 360.4611 | 12.2154 | 0 | 474 | 474 | 360.4611 | Per 3 Ton | 15.7974 | 1.1827 | 0.90653 | 0.76047 | 68.0942 | -45.4447 | DROP | DROP | DROP | DROP | DROP | DROP | [5 empty] | 1.1827 | 68.0942 | 15.7974 | 413.9901 | KEEP | 68.0942 | 1 | 13.528 | 0.90413 | DROP | 0.90653 | 413.9901 | 1.6339 | DROP
DEF | N_SF_15 SEER Air Source Heat Pump | 402.0863 | 0.17643 | 0.26054 | 15 |  | 153.4979 | 211.6009 | 345.8217 | 710.9204 |  | 581.3889 | 19.7022 | 0 | 474 | 474 | 581.3889 | Per 3 Ton | 9.7944 | 1.1827 | 1.44 | 1.2266 | 109.8293 | 217.2182 | KEEP | KEEP | KEEP | KEEP | KEEP | KEEP | [5 empty] | 1.1827 | 109.8293 | 9.7944 | 377.2098 | KEEP | 109.8293 | 1 | 7.5249 | 1.4583 | KEEP | 1.44 | 377.2098 | 2.0224 | KEEP
DEF | N_MF_15 SEER Air Source Heat Pump | 245.2726 | 0.10762 | 0.15893 | 15 |  | 93.6337 | 129.0765 | 210.9512 | 433.6615 |  | 354.6472 | 12.0184 | 0 | 447 | 447 | 354.6472 | Per 2 Ton | 15.1418 | 1.1827 | 0.94476 | 0.79339 | 66.9959 | -25.3569 | DROP | DROP | DROP | DROP | DROP | DROP | [5 empty] | 1.1827 | 66.9959 | 15.1418 | 387.958 | KEEP | 66.9959 | 1 | 12.8723 | 0.94327 | DROP | 0.94476 | 387.958 | 1.6613 | DROP
DEF | N_MH_15 SEER Air Source Heat Pump | 249.2935 | 0.10939 | 0.16154 | 15 |  | 95.1687 | 131.1925 | 214.4095 | 440.7707 |  | 360.4611 | 12.2154 | 0 | 474 | 474 | 360.4611 | Per 3 Ton | 15.7974 | 1.1827 | 0.90653 | 0.76047 | 68.0942 | -45.4447 | DROP | DROP | DROP | DROP | DROP | DROP | [5 empty] | 1.1827 | 68.0942 | 15.7974 | 413.9901 | KEEP | 68.0942 | 1 | 13.528 | 0.90413 | DROP | 0.90653 | 413.9901 | 1.6339 | DROP
DEF | T_SF_15 SEER Central AC | 372.9333 | 0.19071 | 0 | 15 |  | 151.0771 | 167.6755 | 273.7983 | 592.5509 |  | 539.2357 | 18.2737 | 0 | 371 | 371 | 539.2357 | Per 3 Ton | 8.2653 | 1.0629 | 1.5222 | 1.4535 | 35.0415 | 203.2772 | KEEP | KEEP | KEEP | KEEP | KEEP | KEEP | [5 empty] | 1.0629 | 35.0415 | 8.2653 | 281.2275 | KEEP | 35.0415 | 1 | 7.4847 | 1.5479 | KEEP | 1.5222 | 281.2275 | 2.2115 | KEEP
DEF | T_MF_15 SEER Central AC | 227.4893 | 0.11633 | 0 | 15 |  | 92.157 | 102.2821 | 167.017 | 361.4561 |  | 328.9338 | 11.147 | 0 | 332 | 332 | 328.9338 | Per 2 Ton | 12.1254 | 1.0629 | 1.0534 | 0.99076 | 21.3753 | 18.3091 | DROP | DROP | DROP | DROP | DROP | DROP | [5 empty] | 1.0629 | 21.3753 | 12.1254 | 277.2388 | KEEP | 21.3753 | 1 | 11.3447 | 1.0551 | DROP | 1.0534 | 277.2388 | 1.8258 | DROP
DEF | T_MH_15 SEER Central AC | 231.2187 | 0.11824 | 0 | 15 |  | 93.6678 | 103.9588 | 169.755 | 367.3816 |  | 334.3262 | 11.3297 | 0 | 371 | 371 | 334.3262 | Per 3 Ton | 13.3312 | 1.0629 | 0.9609 | 0.90115 | 21.7257 | -14.9481 | DROP | DROP | DROP | DROP | DROP | DROP | [5 empty] | 1.0629 | 21.7257 | 13.3312 | 315.341 | KEEP | 21.7257 | 1 | 12.5505 | 0.95971 | DROP | 0.9609 | 315.341 | 1.7511 | DROP
DEF | N_SF_15 SEER Central AC | 372.9333 | 0.19071 | 0 | 15 |  | 151.0771 | 167.6755 | 273.7983 | 592.5509 |  | 539.2357 | 18.2737 | 0 | 371 | 371 | 539.2357 | Per 3 Ton | 8.2653 | 1.0629 | 1.5222 | 1.4535 | 35.0415 | 203.2772 | KEEP | KEEP | KEEP | KEEP | KEEP | KEEP | [5 empty] | 1.0629 | 35.0415 | 8.2653 | 281.2275 | KEEP | 35.0415 | 1 | 7.4847 | 1.5479 | KEEP | 1.5222 | 281.2275 | 2.2115 | KEEP
DEF | N_MF_15 SEER Central AC | 227.4893 | 0.11633 | 0 | 15 |  | 92.157 | 102.2821 | 167.017 | 361.4561 |  | 328.9338 | 11.147 | 0 | 332 | 332 | 328.9338 | Per 2 Ton | 12.1254 | 1.0629 | 1.0534 | 0.99076 | 21.3753 | 18.3091 | DROP | DROP | DROP | DROP | DROP | DROP | [5 empty] | 1.0629 | 21.3753 | 12.1254 | 277.2388 | KEEP | 21.3753 | 1 | 11.3447 | 1.0551 | DROP | 1.0534 | 277.2388 | 1.8258 | DROP
DEF | N_MH_15 SEER Central AC | 231.2187 | 0.11824 | 0 | 15 |  | 93.6678 | 103.9588 | 169.755 | 367.3816 |  | 334.3262 | 11.3297 | 0 | 371 | 371 | 334.3262 | Per 3 Ton | 13.3312 | 1.0629 | 0.9609 | 0.90115 | 21.7257 | -14.9481 | DROP | DROP | DROP | DROP | DROP | DROP | [5 empty] | 1.0629 | 21.7257 | 13.3312 | 315.341 | KEEP | 21.7257 | 1 | 12.5505 | 0.95971 | DROP | 0.9609 | 315.341 | 1.7511 | DROP
DEF | T_SF_16 SEER Air Source Heat Pump | 772.6722 | 0.33904 | 0.50067 | 15 |  | 294.9703 | 406.6245 | 664.551 | 1366.1458 |  | 1117.2304 | 37.8609 | 0 | 1385 | 1385 | 1117.2304 | Per 3 Ton | 14.8927 | 1.1827 | 0.96014 | 0.80666 | 211.0544 | -56.7152 | DROP | DROP | DROP | DROP | DROP | DROP | [5 empty] | 1.1827 | 211.0544 | 14.8927 | 1199.0023 | KEEP | 211.0544 | 1 | 12.6232 | 0.95905 | DROP | 0.96014 | 1199.0023 | 1.6724 | DROP
DEF | T_MF_16 SEER Air Source Heat Pump | 471.3301 | 0.20682 | 0.30541 | 15 |  | 179.9319 | 248.0409 | 405.3761 | 833.3489 |  | 681.5106 | 23.0952 | 0 | 1148 | 1148 | 681.5106 | Per 2 Ton | 20.2365 | 1.1827 | 0.7116 | 0.59365 | 128.7432 | -337.7463 | DROP | DROP | DROP | DROP | DROP | DROP | [5 empty] | 1.1827 | 128.7432 | 20.2365 | 1034.5414 | KEEP | 128.7432 | 1 | 17.967 | 0.7058 | DROP | 0.7116 | 1034.5414 | 1.4948 | DROP
DEF | T_MH_16 SEER Air Source Heat Pump | 479.0568 | 0.21021 | 0.31042 | 15 |  | 182.8816 | 252.1072 | 412.0216 | 847.0104 |  | 692.6829 | 23.4738 | 0 | 1385 | 1385 | 692.6829 | Per 3 Ton | 24.0204 | 1.1827 | 0.60137 | 0.50013 | 130.8537 | -561.4634 | DROP | DROP | DROP | DROP | DROP | DROP | [5 empty] | 1.1827 | 130.8537 | 24.0204 | 1269.6815 | KEEP | 130.8537 | 1 | 21.751 | 0.59461 | DROP | 0.60137 | 1269.6815 | 1.4169 | DROP
DEF | N_SF_16 SEER Air Source Heat Pump | 772.6722 | 0.33904 | 0.50067 | 15 |  | 294.9703 | 406.6245 | 664.551 | 1366.1458 |  | 1117.2304 | 37.8609 | 0 | 1385 | 1385 | 1117.2304 | Per 3 Ton | 14.8927 | 1.1827 | 0.96014 | 0.80666 | 211.0544 | -56.7152 | DROP | DROP | DROP | DROP | DROP | DROP | [5 empty] | 1.1827 | 211.0544 | 14.8927 | 1199.0023 | KEEP | 211.0544 | 1 | 12.6232 | 0.95905 | DROP | 0.96014 | 1199.0023 | 1.6724 | DROP
DEF | N_MF_16 SEER Air Source Heat Pump | 471.3301 | 0.20682 | 0.30541 | 15 |  | 179.9319 | 248.0409 | 405.3761 | 833.3489 |  | 681.5106 | 23.0952 | 0 | 1148 | 1148 | 681.5106 | Per 2 Ton | 20.2365 | 1.1827 | 0.7116 | 0.59365 | 128.7432 | -337.7463 | DROP | DROP | DROP | DROP | DROP | DROP | [5 empty] | 1.1827 | 128.7432 | 20.2365 | 1034.5414 | KEEP | 128.7432 | 1 | 17.967 | 0.7058 | DROP | 0.7116 | 1034.5414 | 1.4948 | DROP
DEF | N_MH_16 SEER Air Source Heat Pump | 479.0568 | 0.21021 | 0.31042 | 15 |  | 182.8816 | 252.1072 | 412.0216 | 847.0104 |  | 692.6829 | 23.4738 | 0 | 1385 | 1385 | 692.6829 | Per 3 Ton | 24.0204 | 1.1827 | 0.60137 | 0.50013 | 130.8537 | -561.4634 | DROP | DROP | DROP | DROP | DROP | DROP | [5 empty] | 1.1827 | 130.8537 | 24.0204 | 1269.6815 | KEEP | 130.8537 | 1 | 21.751 | 0.59461 | DROP | 0.60137 | 1269.6815 | 1.4169 | DROP
DEF | T_SF_16 SEER Central AC | 699.25 | 0.35757 | 0 | 15 |  | 283.2695 | 314.3917 | 513.3719 | 1111.033 |  | 1011.067 | 34.2632 | 0 | 726 | 726 | 1011.067 | Per 3 Ton | 8.6262 | 1.0629 | 1.4614 | 1.3927 | 65.7028 | 350.7698 | KEEP | KEEP | KEEP | KEEP | KEEP | KEEP | [5 empty] | 1.0629 | 65.7028 | 8.6262 | 557.6765 | KEEP | 65.7028 | 1 | 7.8456 | 1.4832 | KEEP | 1.4614 | 557.6765 | 2.1608 | KEEP
DEF | T_MF_16 SEER Central AC | 426.5425 | 0.21812 | 0 | 15 |  | 172.7944 | 191.7789 | 313.1568 | 677.7301 |  | 616.7509 | 20.9006 | 0 | 649 | 649 | 616.7509 | Per 2 Ton | 12.6415 | 1.0629 | 1.0117 | 0.95031 | 40.0787 | 7.8296 | DROP | DROP | DROP | DROP | DROP | DROP | [5 empty] | 1.0629 | 40.0787 | 12.6415 | 546.3227 | KEEP | 40.0787 | 1 | 11.8609 | 1.0121 | DROP | 1.0117 | 546.3227 | 1.7921 | DROP
DEF | T_MH_16 SEER Central AC | 433.535 | 0.2217 | 0 | 15 |  | 175.6271 | 194.9228 | 318.2906 | 688.8405 |  | 626.8615 | 21.2432 | 0 | 726 | 726 | 626.8615 | Per 3 Ton | 13.9133 | 1.0629 | 0.92184 | 0.86345 | 40.7357 | -58.4027 | DROP | DROP | DROP | DROP | DROP | DROP | [5 empty] | 1.0629 | 40.7357 | 13.9133 | 621.6395 | KEEP | 40.7357 | 1 | 13.1326 | 0.91956 | DROP | 0.92184 | 621.6395 | 1.7197 | DROP
DEF | N_SF_16 SEER Central AC | 699.25 | 0.35757 | 0 | 15 |  | 283.2695 | 314.3917 | 513.3719 | 1111.033 |  | 1011.067 | 34.2632 | 0 | 726 | 726 | 1011.067 | Per 3 Ton | 8.6262 | 1.0629 | 1.4614 | 1.3927 | 65.7028 | 350.7698 | KEEP | KEEP | KEEP | KEEP | KEEP | KEEP | [5 empty] | 1.0629 | 65.7028 | 8.6262 | 557.6765 | KEEP | 65.7028 | 1 | 7.8456 | 1.4832 | KEEP | 1.4614 | 557.6765 | 2.1608 | KEEP
DEF | N_MF_16 SEER Central AC | 426.5425 | 0.21812 | 0 | 15 |  | 172.7944 | 191.7789 | 313.1568 | 677.7301 |  | 616.7509 | 20.9006 | 0 | 649 | 649 | 616.7509 | Per 2 Ton | 12.6415 | 1.0629 | 1.0117 | 0.95031 | 40.0787 | 7.8296 | DROP | DROP | DROP | DROP | DROP | DROP | [5 empty] | 1.0629 | 40.0787 | 12.6415 | 546.3227 | KEEP | 40.0787 | 1 | 11.8609 | 1.0121 | DROP | 1.0117 | 546.3227 | 1.7921 | DROP
DEF | N_MH_16 SEER Central AC | 433.535 | 0.2217 | 0 | 15 |  | 175.6271 | 194.9228 | 318.2906 | 688.8405 |  | 626.8615 | 21.2432 | 0 | 726 | 726 | 626.8615 | Per 3 Ton | 13.9133 | 1.0629 | 0.92184 | 0.86345 | 40.7357 | -58.4027 | DROP | DROP | DROP | DROP | DROP | DROP | [5 empty] | 1.0629 | 40.7357 | 13.9133 | 621.6395 | KEEP | 40.7357 | 1 | 13.1326 | 0.91956 | DROP | 0.92184 | 621.6395 | 1.7197 | DROP
DEF | T_SF_17 SEER Air Source Heat Pump | 1100.208 | 0.48277 | 0.71291 | 15 |  | 420.0083 | 578.9926 | 946.2542 | 1945.2551 |  | 1590.8245 | 53.9102 | 0 | 2250 | 2250 | 1590.8245 | Per 3 Ton | 16.9913 | 1.1827 | 0.84433 | 0.70703 | 300.5204 | -358.6551 | DROP | DROP | DROP | DROP | DROP | DROP | [5 empty] | 1.1827 | 300.5204 | 16.9913 | 1985.1579 | KEEP | 300.5204 | 1 | 14.7218 | 0.8406 | DROP | 0.84433 | 1985.1579 | 1.5893 | DROP
DEF | T_MF_17 SEER Air Source Heat Pump | 671.1269 | 0.29449 | 0.43487 | 15 |  | 256.2051 | 353.1855 | 577.2151 | 1186.6056 |  | 970.403 | 32.8852 | 0 | 1837 | 1837 | 970.403 | Per 2 Ton | 22.7417 | 1.1827 | 0.63459 | 0.52825 | 183.3174 | -683.2796 | DROP | DROP | DROP | DROP | DROP | DROP | [5 empty] | 1.1827 | 183.3174 | 22.7417 | 1675.4463 | KEEP | 183.3174 | 1 | 20.4722 | 0.62805 | DROP | 0.63459 | 1675.4463 | 1.4403 | DROP
DEF | T_MH_17 SEER Air Source Heat Pump | 682.129 | 0.29931 | 0.442 | 15 |  | 260.4051 | 358.9754 | 586.6776 | 1206.0582 |  | 986.3112 | 33.4243 | 0 | 2250 | 2250 | 986.3112 | Per 3 Ton | 27.4053 | 1.1827 | 0.52818 | 0.43836 | 186.3226 | -1077.3662 | DROP | DROP | DROP | DROP | DROP | DROP | [5 empty] | 1.1827 | 186.3226 | 27.4053 | 2085.7979 | KEEP | 186.3226 | 1 | 25.1358 | 0.52117 | DROP | 0.52818 | 2085.7979 | 1.3654 | DROP
DEF | N_SF_17 SEER Air Source Heat Pump | 1100.208 | 0.48277 | 0.71291 | 15 |  | 420.0083 | 578.9926 | 946.2542 | 1945.2551 |  | 1590.8245 | 53.9102 | 0 | 2250 | 2250 | 1590.8245 | Per 3 Ton | 16.9913 | 1.1827 | 0.84433 | 0.70703 | 300.5204 | -358.6551 | DROP | DROP | DROP | DROP | DROP | DROP | [5 empty] | 1.1827 | 300.5204 | 16.9913 | 1985.1579 | KEEP | 300.5204 | 1 | 14.7218 | 0.8406 | DROP | 0.84433 | 1985.1579 | 1.5893 | DROP
DEF | N_MF_17 SEER Air Source Heat Pump | 671.1269 | 0.29449 | 0.43487 | 15 |  | 256.2051 | 353.1855 | 577.2151 | 1186.6056 |  | 970.403 | 32.8852 | 0 | 1837 | 1837 | 970.403 | Per 2 Ton | 22.7417 | 1.1827 | 0.63459 | 0.52825 | 183.3174 | -683.2796 | DROP | DROP | DROP | DROP | DROP | DROP | [5 empty] | 1.1827 | 183.3174 | 22.7417 | 1675.4463 | KEEP | 183.3174 | 1 | 20.4722 | 0.62805 | DROP | 0.63459 | 1675.4463 | 1.4403 | DROP
DEF | N_MH_17 SEER Air Source Heat Pump | 682.129 | 0.29931 | 0.442 | 15 |  | 260.4051 | 358.9754 | 586.6776 | 1206.0582 |  | 986.3112 | 33.4243 | 0 | 2250 | 2250 | 986.3112 | Per 3 Ton | 27.4053 | 1.1827 | 0.52818 | 0.43836 | 186.3226 | -1077.3662 | DROP | DROP | DROP | DROP | DROP | DROP | [5 empty] | 1.1827 | 186.3226 | 27.4053 | 2085.7979 | KEEP | 186.3226 | 1 | 25.1358 | 0.52117 | DROP | 0.52818 | 2085.7979 | 1.3654 | DROP
DEF | T_SF_17 SEER Central AC | 987.1765 | 0.50481 | 0 | 15 |  | 399.9098 | 443.847 | 724.7603 | 1568.5172 |  | 1427.3887 | 48.3716 | 0 | 2350 | 2350 | 1427.3887 | Per 3 Ton | 19.7784 | 1.0629 | 0.65399 | 0.6074 | 92.7568 | -829.8545 | DROP | DROP | DROP | DROP | DROP | DROP | [5 empty] | 1.0629 | 92.7568 | 19.7784 | 2112.3669 | KEEP | 92.7568 | 1 | 18.9977 | 0.64687 | DROP | 0.65399 | 2112.3669 | 1.5063 | DROP
DEF | T_MF_17 SEER Central AC | 602.1776 | 0.30793 | 0 | 15 |  | 243.945 | 270.7467 | 442.1038 | 956.7955 |  | 870.7071 | 29.5067 | 0 | 1565 | 1565 | 870.7071 | Per 2 Ton | 21.5927 | 1.0629 | 0.60006 | 0.55636 | 56.5817 | -637.7112 | DROP | DROP | DROP | DROP | DROP | DROP | [5 empty] | 1.0629 | 56.5817 | 21.5927 | 1420.0438 | KEEP | 56.5817 | 1 | 20.8121 | 0.59252 | DROP | 0.60006 | 1420.0438 | 1.4637 | DROP
DEF | T_MH_17 SEER Central AC | 612.0494 | 0.31298 | 0 | 15 |  | 247.9441 | 275.1852 | 449.3514 | 972.4807 |  | 884.981 | 29.9904 | 0 | 2350 | 2350 | 884.981 | Per 3 Ton | 31.9006 | 1.0629 | 0.40861 | 0.37659 | 57.5092 | -1407.5098 | DROP | DROP | DROP | DROP | DROP | DROP | [5 empty] | 1.0629 | 57.5092 | 31.9006 | 2202.6675 | KEEP | 57.5092 | 1 | 31.12 | 0.40106 | DROP | 0.40861 | 2202.6675 | 1.3139 | DROP
DEF | N_SF_17 SEER Central AC | 987.1765 | 0.50481 | 0 | 15 |  | 399.9098 | 443.847 | 724.7603 | 1568.5172 |  | 1427.3887 | 48.3716 | 0 | 2350 | 2350 | 1427.3887 | Per 3 Ton | 19.7784 | 1.0629 | 0.65399 | 0.6074 | 92.7568 | -829.8545 | DROP | DROP | DROP | DROP | DROP | DROP | [5 empty] | 1.0629 | 92.7568 | 19.7784 | 2112.3669 | KEEP | 92.7568 | 1 | 18.9977 | 0.64687 | DROP | 0.65399 | 2112.3669 | 1.5063 | DROP
DEF | N_MF_17 SEER Central AC | 602.1776 | 0.30793 | 0 | 15 |  | 243.945 | 270.7467 | 442.1038 | 956.7955 |  | 870.7071 | 29.5067 | 0 | 1565 | 1565 | 870.7071 | Per 2 Ton | 21.5927 | 1.0629 | 0.60006 | 0.55636 | 56.5817 | -637.7112 | DROP | DROP | DROP | DROP | DROP | DROP | [5 empty] | 1.0629 | 56.5817 | 21.5927 | 1420.0438 | KEEP | 56.5817 | 1 | 20.8121 | 0.59252 | DROP | 0.60006 | 1420.0438 | 1.4637 | DROP
DEF | N_MH_17 SEER Central AC | 612.0494 | 0.31298 | 0 | 15 |  | 247.9441 | 275.1852 | 449.3514 | 972.4807 |  | 884.981 | 29.9904 | 0 | 2350 | 2350 | 884.981 | Per 3 Ton | 31.9006 | 1.0629 | 0.40861 | 0.37659 | 57.5092 | -1407.5098 | DROP | DROP | DROP | DROP | DROP | DROP | [5 empty] | 1.0629 | 57.5092 | 31.9006 | 2202.6675 | KEEP | 57.5092 | 1 | 31.12 | 0.40106 | DROP | 0.40861 | 2202.6675 | 1.3139 | DROP
DEF | T_SF_18 SEER Air Source Heat Pump | 1356.1427 | 0.59507 | 0.87875 | 15 |  | 517.7123 | 713.6801 | 1166.3755 | 2397.7678 |  | 1960.8883 | 66.451 | 0 | 3013 | 3013 | 1960.8883 | Per 3 Ton | 18.4591 | 1.1827 | 0.77863 | 0.65081 | 370.4286 | -681.6832 | DROP | DROP | DROP | DROP | DROP | DROP | [5 empty] | 1.1827 | 370.4286 | 18.4591 | 2686.5493 | KEEP | 370.4286 | 1 | 16.1897 | 0.77375 | DROP | 0.77863 | 2686.5493 | 1.5425 | DROP
DEF | T_MF_18 SEER Air Source Heat Pump | 827.247 | 0.36299 | 0.53604 | 15 |  | 315.8045 | 435.3449 | 711.4891 | 1462.6384 |  | 1196.1418 | 40.5351 | 0 | 2733 | 2733 | 1196.1418 | Per 2 Ton | 27.4487 | 1.1827 | 0.52736 | 0.43767 | 225.9614 | -1310.8967 | DROP | DROP | DROP | DROP | DROP | DROP | [5 empty] | 1.1827 | 225.9614 | 27.4487 | 2533.8651 | KEEP | 225.9614 | 1 | 25.1793 | 0.52035 | DROP | 0.52736 | 2533.8651 | 1.3648 | DROP
DEF | T_MH_18 SEER Air Source Heat Pump | 840.8085 | 0.36894 | 0.54482 | 15 |  | 320.9816 | 442.4817 | 723.1528 | 1486.6161 |  | 1215.7507 | 41.1996 | 0 | 3013 | 3013 | 1215.7507 | Per 3 Ton | 29.7728 | 1.1827 | 0.48674 | 0.4035 | 229.6657 | -1567.5836 | DROP | DROP | DROP | DROP | DROP | DROP | [5 empty] | 1.1827 | 229.6657 | 29.7728 | 2810.6006 | KEEP | 229.6657 | 1 | 27.5034 | 0.47973 | DROP | 0.48674 | 2810.6006 | 1.3363 | DROP
DEF | N_SF_18 SEER Air Source Heat Pump | 1356.1427 | 0.59507 | 0.87875 | 15 |  | 517.7123 | 713.6801 | 1166.3755 | 2397.7678 |  | 1960.8883 | 66.451 | 0 | 3013 | 3013 | 1960.8883 | Per 3 Ton | 18.4591 | 1.1827 | 0.77863 | 0.65081 | 370.4286 | -681.6832 | DROP | DROP | DROP | DROP | DROP | DROP | [5 empty] | 1.1827 | 370.4286 | 18.4591 | 2686.5493 | KEEP | 370.4286 | 1 | 16.1897 | 0.77375 | DROP | 0.77863 | 2686.5493 | 1.5425 | DROP
DEF | N_MF_18 SEER Air Source Heat Pump | 827.247 | 0.36299 | 0.53604 | 15 |  | 315.8045 | 435.3449 | 711.4891 | 1462.6384 |  | 1196.1418 | 40.5351 | 0 | 2733 | 2733 | 1196.1418 | Per 2 Ton | 27.4487 | 1.1827 | 0.52736 | 0.43767 | 225.9614 | -1310.8967 | DROP | DROP | DROP | DROP | DROP | DROP | [5 empty] | 1.1827 | 225.9614 | 27.4487 | 2533.8651 | KEEP | 225.9614 | 1 | 25.1793 | 0.52035 | DROP | 0.52736 | 2533.8651 | 1.3648 | DROP
DEF | N_MH_18 SEER Air Source Heat Pump | 840.8085 | 0.36894 | 0.54482 | 15 |  | 320.9816 | 442.4817 | 723.1528 | 1486.6161 |  | 1215.7507 | 41.1996 | 0 | 3013 | 3013 | 1215.7507 | Per 3 Ton | 29.7728 | 1.1827 | 0.48674 | 0.4035 | 229.6657 | -1567.5836 | DROP | DROP | DROP | DROP | DROP | DROP | [5 empty] | 1.1827 | 229.6657 | 29.7728 | 2810.6006 | KEEP | 229.6657 | 1 | 27.5034 | 0.47973 | DROP | 0.48674 | 2810.6006 | 1.3363 | DROP
DEF | T_SF_18 SEER Central AC | 1243.1111 | 0.63569 | 0 | 15 |  | 503.5902 | 558.9185 | 912.6611 | 1975.1698 |  | 1797.4524 | 60.9124 | 0 | 3333 | 3333 | 1797.4524 | Per 3 Ton | 22.2763 | 1.0629 | 0.58197 | 0.53929 | 116.8049 | -1418.7426 | DROP | DROP | DROP | DROP | DROP | DROP | [5 empty] | 1.0629 | 116.8049 | 22.2763 | 3033.7583 | KEEP | 116.8049 | 1 | 21.4956 | 0.57433 | DROP | 0.58197 | 3033.7583 | 1.4495 | DROP
DEF | T_MF_18 SEER Central AC | 758.2978 | 0.38777 | 0 | 15 |  | 307.19 | 340.9403 | 556.7233 | 1204.8536 |  | 1096.446 | 37.1566 | 0 | 2426 | 2426 | 1096.446 | Per 2 Ton | 26.5808 | 1.0629 | 0.48915 | 0.45196 | 71.251 | -1258.303 | DROP | DROP | DROP | DROP | DROP | DROP | [5 empty] | 1.0629 | 71.251 | 26.5808 | 2243.4626 | KEEP | 71.251 | 1 | 25.8002 | 0.48133 | DROP | 0.48915 | 2243.4626 | 1.3767 | DROP
DEF | T_MH_18 SEER Central AC | 770.7289 | 0.39413 | 0 | 15 |  | 312.2259 | 346.5295 | 565.8499 | 1224.6053 |  | 1114.4205 | 37.7657 | 0 | 3333 | 3333 | 1114.4205 | Per 3 Ton | 35.9295 | 1.0629 | 0.3633 | 0.33436 | 72.4191 | -2146.1604 | DROP | DROP | DROP | DROP | DROP | DROP | [5 empty] | 1.0629 | 72.4191 | 35.9295 | 3147.4701 | KEEP | 72.4191 | 1 | 35.1489 | 0.35609 | DROP | 0.3633 | 3147.4701 | 1.2787 | DROP
DEF | N_SF_18 SEER Central AC | 1243.1111 | 0.63569 | 0 | 15 |  | 503.5902 | 558.9185 | 912.6611 | 1975.1698 |  | 1797.4524 | 60.9124 | 0 | 3333 | 3333 | 1797.4524 | Per 3 Ton | 22.2763 | 1.0629 | 0.58197 | 0.53929 | 116.8049 | -1418.7426 | DROP | DROP | DROP | DROP | DROP | DROP | [5 empty] | 1.0629 | 116.8049 | 22.2763 | 3033.7583 | KEEP | 116.8049 | 1 | 21.4956 | 0.57433 | DROP | 0.58197 | 3033.7583 | 1.4495 | DROP
DEF | N_MF_18 SEER Central AC | 758.2978 | 0.38777 | 0 | 15 |  | 307.19 | 340.9403 | 556.7233 | 1204.8536 |  | 1096.446 | 37.1566 | 0 | 2426 | 2426 | 1096.446 | Per 2 Ton | 26.5808 | 1.0629 | 0.48915 | 0.45196 | 71.251 | -1258.303 | DROP | DROP | DROP | DROP | DROP | DROP | [5 empty] | 1.0629 | 71.251 | 26.5808 | 2243.4626 | KEEP | 71.251 | 1 | 25.8002 | 0.48133 | DROP | 0.48915 | 2243.4626 | 1.3767 | DROP
DEF | N_MH_18 SEER Central AC | 770.7289 | 0.39413 | 0 | 15 |  | 312.2259 | 346.5295 | 565.8499 | 1224.6053 |  | 1114.4205 | 37.7657 | 0 | 3333 | 3333 | 1114.4205 | Per 3 Ton | 35.9295 | 1.0629 | 0.3633 | 0.33436 | 72.4191 | -2146.1604 | DROP | DROP | DROP | DROP | DROP | DROP | [5 empty] | 1.0629 | 72.4191 | 35.9295 | 3147.4701 | KEEP | 72.4191 | 1 | 35.1489 | 0.35609 | DROP | 0.3633 | 3147.4701 | 1.2787 | DROP
DEF | T_SF_21 SEER Air Source Heat Pump | 2013.3467 | 0.88345 | 1.3046 | 15 |  | 768.6022 | 1059.5385 | 1731.6159 | 3559.7566 |  | 2911.1596 | 98.654 | 0 | 4740 | 4740 | 2911.1596 | Per 3 Ton | 19.5604 | 1.1827 | 0.73569 | 0.61417 | 549.943 | -1278.8974 | DROP | DROP | DROP | DROP | DROP | DROP | [5 empty] | 1.1827 | 549.943 | 19.5604 | 4255.3472 | KEEP | 549.943 | 1 | 17.291 | 0.73019 | DROP | 0.73569 | 4255.3472 | 1.5119 | DROP
DEF | T_MF_21 SEER Air Source Heat Pump | 1228.1415 | 0.5389 | 0.79581 | 15 |  | 468.8473 | 646.3185 | 1056.2857 | 2171.4515 |  | 1775.8074 | 60.1789 | 0 | 4539 | 4539 | 1775.8074 | Per 2 Ton | 30.7064 | 1.1827 | 0.47214 | 0.39123 | 335.4652 | -2427.7274 | DROP | DROP | DROP | DROP | DROP | DROP | [5 empty] | 1.1827 | 335.4652 | 30.7064 | 4243.3618 | KEEP | 335.4652 | 1 | 28.437 | 0.46514 | DROP | 0.47214 | 4243.3618 | 1.3261 | DROP
DEF | T_MH_21 SEER Air Source Heat Pump | 1248.2749 | 0.54774 | 0.80885 | 15 |  | 476.5334 | 656.9139 | 1073.6018 | 2207.0491 |  | 1804.919 | 61.1655 | 0 | 4740 | 4740 | 1804.919 | Per 3 Ton | 31.549 | 1.1827 | 0.45969 | 0.38078 | 340.9646 | -2594.1164 | DROP | DROP | DROP | DROP | DROP | DROP | [5 empty] | 1.1827 | 340.9646 | 31.549 | 4439.5153 | KEEP | 340.9646 | 1 | 29.2796 | 0.45272 | DROP | 0.45969 | 4439.5153 | 1.3174 | DROP
DEF | N_SF_21 SEER Air Source Heat Pump | 2013.3467 | 0.88345 | 1.3046 | 15 |  | 768.6022 | 1059.5385 | 1731.6159 | 3559.7566 |  | 2911.1596 | 98.654 | 0 | 4740 | 4740 | 2911.1596 | Per 3 Ton | 19.5604 | 1.1827 | 0.73569 | 0.61417 | 549.943 | -1278.8974 | DROP | DROP | DROP | DROP | DROP | DROP | [5 empty] | 1.1827 | 549.943 | 19.5604 | 4255.3472 | KEEP | 549.943 | 1 | 17.291 | 0.73019 | DROP | 0.73569 | 4255.3472 | 1.5119 | DROP
DEF | N_MF_21 SEER Air Source Heat Pump | 1228.1415 | 0.5389 | 0.79581 | 15 |  | 468.8473 | 646.3185 | 1056.2857 | 2171.4515 |  | 1775.8074 | 60.1789 | 0 | 4539 | 4539 | 1775.8074 | Per 2 Ton | 30.7064 | 1.1827 | 0.47214 | 0.39123 | 335.4652 | -2427.7274 | DROP | DROP | DROP | DROP | DROP | DROP | [5 empty] | 1.1827 | 335.4652 | 30.7064 | 4243.3618 | KEEP | 335.4652 | 1 | 28.437 | 0.46514 | DROP | 0.47214 | 4243.3618 | 1.3261 | DROP
DEF | N_MH_21 SEER Air Source Heat Pump | 1248.2749 | 0.54774 | 0.80885 | 15 |  | 476.5334 | 656.9139 | 1073.6018 | 2207.0491 |  | 1804.919 | 61.1655 | 0 | 4740 | 4740 | 1804.919 | Per 3 Ton | 31.549 | 1.1827 | 0.45969 | 0.38078 | 340.9646 | -2594.1164 | DROP | DROP | DROP | DROP | DROP | DROP | [5 empty] | 1.1827 | 340.9646 | 31.549 | 4439.5153 | KEEP | 340.9646 | 1 | 29.2796 | 0.45272 | DROP | 0.45969 | 4439.5153 | 1.3174 | DROP
DEF | T_SF_21 SEER ASHP from base electric resistance heating | 2939.4957 | 1.2898 | 1.9047 | 15 |  | 1122.1628 | 1546.9313 | 2528.1674 | 5197.2615 |  | 4250.3068 | 144.0353 | 0 | 5209.29 | 5209.29 | 4250.3068 | Per 3 Ton | 14.7239 | 1.1827 | 0.97085 | 0.81591 | 802.9194 | -156.0638 | DROP | DROP | DROP | DROP | DROP | DROP | [5 empty] | 1.1827 | 802.9194 | 14.7239 | 4501.6946 | KEEP | 802.9194 | 1 | 12.4545 | 0.97004 | DROP | 0.97085 | 4501.6946 | 1.6801 | DROP
DEF | T_MF_21 SEER ASHP from base electric resistance heating | 1793.0924 | 0.7868 | 1.1619 | 15 |  | 684.5193 | 943.6281 | 1542.1821 | 3170.3295 |  | 2592.6872 | 87.8615 | 0 | 4851.86 | 4851.86 | 2592.6872 | Per 2 Ton | 22.4814 | 1.1827 | 0.6418 | 0.53437 | 489.7808 | -1769.392 | DROP | DROP | DROP | DROP | DROP | DROP | [5 empty] | 1.1827 | 489.7808 | 22.4814 | 4420.2268 | KEEP | 489.7808 | 1 | 20.212 | 0.63532 | DROP | 0.6418 | 4420.2268 | 1.4454 | DROP
DEF | T_MH_21 SEER ASHP from base electric resistance heating | 1822.4873 | 0.7997 | 1.1809 | 15 |  | 695.741 | 959.0974 | 1567.4638 | 3222.3021 |  | 2635.1902 | 89.3019 | 0 | 5209.29 | 5209.29 | 2635.1902 | Per 3 Ton | 23.7483 | 1.1827 | 0.60814 | 0.50586 | 497.81 | -2076.2898 | DROP | DROP | DROP | DROP | DROP | DROP | [5 empty] | 1.1827 | 497.81 | 23.7483 | 4770.5809 | KEEP | 497.81 | 1 | 21.4788 | 0.60143 | DROP | 0.60814 | 4770.5809 | 1.4216 | DROP
DEF | N_SF_21 SEER ASHP from base electric resistance heating | 2939.4957 | 1.2898 | 1.9047 | 15 |  | 1122.1628 | 1546.9313 | 2528.1674 | 5197.2615 |  | 4250.3068 | 144.0353 | 0 | 5209.29 | 5209.29 | 4250.3068 | Per 3 Ton | 14.7239 | 1.1827 | 0.97085 | 0.81591 | 802.9194 | -156.0638 | DROP | DROP | DROP | DROP | DROP | DROP | [5 empty] | 1.1827 | 802.9194 | 14.7239 | 4501.6946 | KEEP | 802.9194 | 1 | 12.4545 | 0.97004 | DROP | 0.97085 | 4501.6946 | 1.6801 | DROP
DEF | N_MF_21 SEER ASHP from base electric resistance heating | 1793.0924 | 0.7868 | 1.1619 | 15 |  | 684.5193 | 943.6281 | 1542.1821 | 3170.3295 |  | 2592.6872 | 87.8615 | 0 | 4851.86 | 4851.86 | 2592.6872 | Per 2 Ton | 22.4814 | 1.1827 | 0.6418 | 0.53437 | 489.7808 | -1769.392 | DROP | DROP | DROP | DROP | DROP | DROP | [5 empty] | 1.1827 | 489.7808 | 22.4814 | 4420.2268 | KEEP | 489.7808 | 1 | 20.212 | 0.63532 | DROP | 0.6418 | 4420.2268 | 1.4454 | DROP
DEF | N_MH_21 SEER ASHP from base electric resistance heating | 1822.4873 | 0.7997 | 1.1809 | 15 |  | 695.741 | 959.0974 | 1567.4638 | 3222.3021 |  | 2635.1902 | 89.3019 | 0 | 5209.29 | 5209.29 | 2635.1902 | Per 3 Ton | 23.7483 | 1.1827 | 0.60814 | 0.50586 | 497.81 | -2076.2898 | DROP | DROP | DROP | DROP | DROP | DROP | [5 empty] | 1.1827 | 497.81 | 23.7483 | 4770.5809 | KEEP | 497.81 | 1 | 21.4788 | 0.60143 | DROP | 0.60814 | 4770.5809 | 1.4216 | DROP
DEF | T_SF_21 SEER Central AC | 1864.6667 | 0.95353 | 0 | 15 |  | 755.3853 | 838.3777 | 1368.9917 | 2962.7547 |  | 2696.1787 | 91.3687 | 0 | 5194 | 5194 | 2696.1787 | Per 3 Ton | 23.1429 | 1.0629 | 0.56056 | 0.51909 | 175.2074 | -2322.614 | DROP | DROP | DROP | DROP | DROP | DROP | [5 empty] | 1.0629 | 175.2074 | 23.1429 | 4745.1374 | KEEP | 175.2074 | 1 | 22.3623 | 0.55283 | DROP | 0.56056 | 4745.1374 | 1.4327 | DROP
DEF | T_MF_21 SEER Central AC | 1137.4467 | 0.58165 | 0 | 15 |  | 460.785 | 511.4104 | 835.0849 | 1807.2804 |  | 1644.669 | 55.7349 | 0 | 4217 | 4217 | 1644.669 | Per 2 Ton | 30.8028 | 1.0629 | 0.42298 | 0.39001 | 106.8765 | -2465.4545 | DROP | DROP | DROP | DROP | DROP | DROP | [5 empty] | 1.0629 | 106.8765 | 30.8028 | 3943.1938 | KEEP | 106.8765 | 1 | 30.0221 | 0.41535 | DROP | 0.42298 | 3943.1938 | 1.3251 | DROP
DEF | T_MH_21 SEER Central AC | 1156.0933 | 0.59119 | 0 | 15 |  | 468.3389 | 519.7942 | 848.7748 | 1836.9079 |  | 1671.6308 | 56.6486 | 0 | 5194 | 5194 | 1671.6308 | Per 3 Ton | 37.3273 | 1.0629 | 0.34984 | 0.32184 | 108.6286 | -3413.7407 | DROP | DROP | DROP | DROP | DROP | DROP | [5 empty] | 1.0629 | 108.6286 | 37.3273 | 4915.7052 | KEEP | 108.6286 | 1 | 36.5467 | 0.34275 | DROP | 0.34984 | 4915.7052 | 1.2683 | DROP
DEF | N_SF_21 SEER Central AC | 1864.6667 | 0.95353 | 0 | 15 |  | 755.3853 | 838.3777 | 1368.9917 | 2962.7547 |  | 2696.1787 | 91.3687 | 0 | 5194 | 5194 | 2696.1787 | Per 3 Ton | 23.1429 | 1.0629 | 0.56056 | 0.51909 | 175.2074 | -2322.614 | DROP | DROP | DROP | DROP | DROP | DROP | [5 empty] | 1.0629 | 175.2074 | 23.1429 | 4745.1374 | KEEP | 175.2074 | 1 | 22.3623 | 0.55283 | DROP | 0.56056 | 4745.1374 | 1.4327 | DROP
DEF | N_MF_21 SEER Central AC | 1137.4467 | 0.58165 | 0 | 15 |  | 460.785 | 511.4104 | 835.0849 | 1807.2804 |  | 1644.669 | 55.7349 | 0 | 4217 | 4217 | 1644.669 | Per 2 Ton | 30.8028 | 1.0629 | 0.42298 | 0.39001 | 106.8765 | -2465.4545 | DROP | DROP | DROP | DROP | DROP | DROP | [5 empty] | 1.0629 | 106.8765 | 30.8028 | 3943.1938 | KEEP | 106.8765 | 1 | 30.0221 | 0.41535 | DROP | 0.42298 | 3943.1938 | 1.3251 | DROP
DEF | N_MH_21 SEER Central AC | 1156.0933 | 0.59119 | 0 | 15 |  | 468.3389 | 519.7942 | 848.7748 | 1836.9079 |  | 1671.6308 | 56.6486 | 0 | 5194 | 5194 | 1671.6308 | Per 3 Ton | 37.3273 | 1.0629 | 0.34984 | 0.32184 | 108.6286 | -3413.7407 | DROP | DROP | DROP | DROP | DROP | DROP | [5 empty] | 1.0629 | 108.6286 | 37.3273 | 4915.7052 | KEEP | 108.6286 | 1 | 36.5467 | 0.34275 | DROP | 0.34984 | 4915.7052 | 1.2683 | DROP
DEF | T_SF_Energy Star Room AC | 150.6455 | 0.077035 | 0 | 9 |  | 37.2822 | 17.0507 | 75.176 | 129.509 |  | 140.8306 | 7.3816 | 0 | 18.67 | 18.67 | 140.8306 | Per Ton | 1.0297 | 0.87381 | 4.9712 | 7.5432 | -18.7033 | 103.4574 | DROP | DROP | DROP | DROP | DROP | KEEP | [5 empty] | 0.87381 | DROP | 1.0297 | 0 | DROP | DROP | DROP | DROP | DROP | DROP | 4.9712 | 0 | 7.5432 | DROP
DEF | T_MF_Energy Star Room AC | 150.6455 | 0.077035 | 0 | 9 |  | 37.2822 | 17.0507 | 75.176 | 129.509 |  | 140.8306 | 7.3816 | 0 | 18.67 | 18.67 | 140.8306 | Per Ton | 1.0297 | 0.87381 | 4.9712 | 7.5432 | -18.7033 | 103.4574 | DROP | DROP | DROP | DROP | DROP | KEEP | [5 empty] | 0.87381 | DROP | 1.0297 | 0 | DROP | DROP | DROP | DROP | DROP | DROP | 4.9712 | 0 | 7.5432 | DROP
DEF | T_MH_Energy Star Room AC | 150.6455 | 0.077035 | 0 | 9 |  | 37.2822 | 17.0507 | 75.176 | 129.509 |  | 140.8306 | 7.3816 | 0 | 18.67 | 18.67 | 140.8306 | Per Ton | 1.0297 | 0.87381 | 4.9712 | 7.5432 | -18.7033 | 103.4574 | DROP | DROP | DROP | DROP | DROP | KEEP | [5 empty] | 0.87381 | DROP | 1.0297 | 0 | DROP | DROP | DROP | DROP | DROP | DROP | 4.9712 | 0 | 7.5432 | DROP
DEF | N_SF_Energy Star Room AC | 150.6455 | 0.077035 | 0 | 9 |  | 37.2822 | 17.0507 | 75.176 | 129.509 |  | 140.8306 | 7.3816 | 0 | 18.67 | 18.67 | 140.8306 | Per Ton | 1.0297 | 0.87381 | 4.9712 | 7.5432 | -18.7033 | 103.4574 | DROP | DROP | DROP | DROP | DROP | KEEP | [5 empty] | 0.87381 | DROP | 1.0297 | 0 | DROP | DROP | DROP | DROP | DROP | DROP | 4.9712 | 0 | 7.5432 | DROP
DEF | N_MF_Energy Star Room AC | 150.6455 | 0.077035 | 0 | 9 |  | 37.2822 | 17.0507 | 75.176 | 129.509 |  | 140.8306 | 7.3816 | 0 | 18.67 | 18.67 | 140.8306 | Per Ton | 1.0297 | 0.87381 | 4.9712 | 7.5432 | -18.7033 | 103.4574 | DROP | DROP | DROP | DROP | DROP | KEEP | [5 empty] | 0.87381 | DROP | 1.0297 | 0 | DROP | DROP | DROP | DROP | DROP | DROP | 4.9712 | 0 | 7.5432 | DROP
DEF | N_MH_Energy Star Room AC | 150.6455 | 0.077035 | 0 | 9 |  | 37.2822 | 17.0507 | 75.176 | 129.509 |  | 140.8306 | 7.3816 | 0 | 18.67 | 18.67 | 140.8306 | Per Ton | 1.0297 | 0.87381 | 4.9712 | 7.5432 | -18.7033 | 103.4574 | DROP | DROP | DROP | DROP | DROP | KEEP | [5 empty] | 0.87381 | DROP | 1.0297 | 0 | DROP | DROP | DROP | DROP | DROP | DROP | 4.9712 | 0 | 7.5432 | DROP
DEF | T_SF_Ground Source Heat Pump | 2068.1269 | 0.90748 | 1.3401 | 22 |  | 1068.4683 | 1756.4305 | 2269.4995 | 5094.3982 |  | 3977.9172 | 101.3382 | 0 | 14639.526 | 14639.526 | 3977.9172 | Per 3 Ton | 58.8122 | 1.2489 | 0.3456 | 0.27172 | 1015.1428 | -9646.466 | DROP | DROP | DROP | DROP | DROP | DROP | [5 empty] | 1.2489 | 1015.1428 | 58.8122 | 14141.6865 | KEEP | 1015.1428 | 1 | 54.734 | 0.34107 | DROP | 0.3456 | 14141.6865 | 1.2377 | DROP
DEF | T_MF_Ground Source Heat Pump | 2068.1269 | 0.90748 | 1.3401 | 22 |  | 1068.4683 | 1756.4305 | 2269.4995 | 5094.3982 |  | 3977.9172 | 101.3382 | 0 | 13839.956 | 13839.956 | 3977.9172 | Per 2 Ton | 55.6001 | 1.2489 | 0.36542 | 0.28742 | 1015.1428 | -8846.896 | DROP | DROP | DROP | DROP | DROP | DROP | [5 empty] | 1.2489 | 1015.1428 | 55.6001 | 13342.1165 | KEEP | 1015.1428 | 1 | 51.5219 | 0.36077 | DROP | 0.36542 | 13342.1165 | 1.2515 | DROP
DEF | T_MH_Ground Source Heat Pump | 2068.1269 | 0.90748 | 1.3401 | 22 |  | 1068.4683 | 1756.4305 | 2269.4995 | 5094.3982 |  | 3977.9172 | 101.3382 | 0 | 14639.526 | 14639.526 | 3977.9172 | Per 3 Ton | 58.8122 | 1.2489 | 0.3456 | 0.27172 | 1015.1428 | -9646.466 | DROP | DROP | DROP | DROP | DROP | DROP | [5 empty] | 1.2489 | 1015.1428 | 58.8122 | 14141.6865 | KEEP | 1015.1428 | 1 | 54.734 | 0.34107 | DROP | 0.3456 | 14141.6865 | 1.2377 | DROP
DEF | N_SF_Ground Source Heat Pump | 2068.1269 | 0.90748 | 1.3401 | 22 |  | 1068.4683 | 1756.4305 | 2269.4995 | 5094.3982 |  | 3977.9172 | 101.3382 | 0 | 14639.526 | 14639.526 | 3977.9172 | Per 3 Ton | 58.8122 | 1.2489 | 0.3456 | 0.27172 | 1015.1428 | -9646.466 | DROP | DROP | DROP | DROP | DROP | DROP | [5 empty] | 1.2489 | 1015.1428 | 58.8122 | 14141.6865 | KEEP | 1015.1428 | 1 | 54.734 | 0.34107 | DROP | 0.3456 | 14141.6865 | 1.2377 | DROP
DEF | N_MF_Ground Source Heat Pump | 2068.1269 | 0.90748 | 1.3401 | 22 |  | 1068.4683 | 1756.4305 | 2269.4995 | 5094.3982 |  | 3977.9172 | 101.3382 | 0 | 13839.956 | 13839.956 | 3977.9172 | Per 2 Ton | 55.6001 | 1.2489 | 0.36542 | 0.28742 | 1015.1428 | -8846.896 | DROP | DROP | DROP | DROP | DROP | DROP | [5 empty] | 1.2489 | 1015.1428 | 55.6001 | 13342.1165 | KEEP | 1015.1428 | 1 | 51.5219 | 0.36077 | DROP | 0.36542 | 13342.1165 | 1.2515 | DROP
DEF | N_MH_Ground Source Heat Pump | 2068.1269 | 0.90748 | 1.3401 | 22 |  | 1068.4683 | 1756.4305 | 2269.4995 | 5094.3982 |  | 3977.9172 | 101.3382 | 0 | 14639.526 | 14639.526 | 3977.9172 | Per 3 Ton | 58.8122 | 1.2489 | 0.3456 | 0.27172 | 1015.1428 | -9646.466 | DROP | DROP | DROP | DROP | DROP | DROP | [5 empty] | 1.2489 | 1015.1428 | 58.8122 | 14141.6865 | KEEP | 1015.1428 | 1 | 54.734 | 0.34107 | DROP | 0.3456 | 14141.6865 | 1.2377 | DROP
DEF | T_SF_Variable Refrigerant Flow (VRF) HVAC Systems | 1708.5902 | 0.74972 | 1.1071 | 13 |  | 571.3275 | 715.4346 | 1326.9605 | 2613.7226 |  | 2196.6257 | 83.7209 | 0 | 3207.372 | 3207.372 | 2196.6257 | Per 3 Ton | 15.5966 | 1.1462 | 0.79418 | 0.68487 | 333.3759 | -677.3703 | DROP | DROP | DROP | DROP | DROP | DROP | [5 empty] | 1.1462 | 333.3759 | 15.5966 | 2796.0802 | KEEP | 333.3759 | 1 | 13.9755 | 0.78881 | DROP | 0.79418 | 2796.0802 | 1.5566 | DROP
DEF | T_MF_Variable Refrigerant Flow (VRF) HVAC Systems | 1139.0602 | 0.49981 | 0.73808 | 13 |  | 380.885 | 476.9564 | 884.6403 | 1742.4817 |  | 1464.4172 | 55.8139 | 0 | 2645.892 | 2645.892 | 1464.4172 | Per 2 Ton | 19.2994 | 1.1462 | 0.64496 | 0.55347 | 222.2506 | -959.2242 | DROP | DROP | DROP | DROP | DROP | DROP | [5 empty] | 1.1462 | 222.2506 | 19.2994 | 2371.6974 | KEEP | 222.2506 | 1 | 17.6783 | 0.63747 | DROP | 0.64496 | 2371.6974 | 1.4498 | DROP
DEF | T_MH_Variable Refrigerant Flow (VRF) HVAC Systems | 1708.5902 | 0.74972 | 1.1071 | 13 |  | 571.3275 | 715.4346 | 1326.9605 | 2613.7226 |  | 2196.6257 | 83.7209 | 0 | 3207.372 | 3207.372 | 2196.6257 | Per 3 Ton | 15.5966 | 1.1462 | 0.79418 | 0.68487 | 333.3759 | -677.3703 | DROP | DROP | DROP | DROP | DROP | DROP | [5 empty] | 1.1462 | 333.3759 | 15.5966 | 2796.0802 | KEEP | 333.3759 | 1 | 13.9755 | 0.78881 | DROP | 0.79418 | 2796.0802 | 1.5566 | DROP
DEF | N_SF_Variable Refrigerant Flow (VRF) HVAC Systems | 1708.5902 | 0.74972 | 1.1071 | 13 |  | 571.3275 | 715.4346 | 1326.9605 | 2613.7226 |  | 2196.6257 | 83.7209 | 0 | 2526.732 | 2526.732 | 2196.6257 | Per 3 Ton | 12.2868 | 1.1462 | 1.0013 | 0.86935 | 333.3759 | 3.2697 | DROP | DROP | DROP | DROP | DROP | DROP | [5 empty] | 1.1462 | 333.3759 | 12.2868 | 2115.4402 | KEEP | 333.3759 | 1 | 10.6657 | 1.0013 | DROP | 1.0013 | 2115.4402 | 1.7066 | DROP
DEF | N_MF_Variable Refrigerant Flow (VRF) HVAC Systems | 1139.0602 | 0.49981 | 0.73808 | 13 |  | 380.885 | 476.9564 | 884.6403 | 1742.4817 |  | 1464.4172 | 55.8139 | 0 | 1965.252 | 1965.252 | 1464.4172 | Per 2 Ton | 14.3347 | 1.1462 | 0.86216 | 0.74515 | 222.2506 | -278.5842 | DROP | DROP | DROP | DROP | DROP | DROP | [5 empty] | 1.1462 | 222.2506 | 14.3347 | 1691.0574 | KEEP | 222.2506 | 1 | 12.7136 | 0.85825 | DROP | 0.86216 | 1691.0574 | 1.6056 | DROP
DEF | N_MH_Variable Refrigerant Flow (VRF) HVAC Systems | 1708.5902 | 0.74972 | 1.1071 | 13 |  | 571.3275 | 715.4346 | 1326.9605 | 2613.7226 |  | 2196.6257 | 83.7209 | 0 | 2526.732 | 2526.732 | 2196.6257 | Per 3 Ton | 12.2868 | 1.1462 | 1.0013 | 0.86935 | 333.3759 | 3.2697 | DROP | DROP | DROP | DROP | DROP | DROP | [5 empty] | 1.1462 | 333.3759 | 12.2868 | 2115.4402 | KEEP | 333.3759 | 1 | 10.6657 | 1.0013 | DROP | 1.0013 | 2115.4402 | 1.7066 | DROP
DEF | T_SF_CFL - 15W Flood (Exterior) | 47.45 | 0 | 0 | 8 |  | 9.8289 | 0 | 0 | 9.8289 |  | 39.9223 | 2.3251 | 0 | 3.92 | 3.92 | 39.9223 | Per Unit | 0.68638 | 0.23265 | 1.5739 | 10.1843 | -32.4185 | 3.5838 | DROP | DROP | DROP | DROP | DROP | DROP | [5 empty] | 0.23265 | DROP | 0.68638 | 0 | DROP | DROP | DROP | DROP | DROP | DROP | 1.5739 | 0 | 10.1843 | DROP
DEF | T_MF_CFL - 15W Flood (Exterior) | 47.45 | 0 | 0 | 8 |  | 9.8289 | 0 | 0 | 9.8289 |  | 39.9223 | 2.3251 | 0 | 3.92 | 3.92 | 39.9223 | Per Unit | 0.68638 | 0.23265 | 1.5739 | 10.1843 | -32.4185 | 3.5838 | DROP | DROP | DROP | DROP | DROP | DROP | [5 empty] | 0.23265 | DROP | 0.68638 | 0 | DROP | DROP | DROP | DROP | DROP | DROP | 1.5739 | 0 | 10.1843 | DROP
DEF | T_MH_CFL - 15W Flood (Exterior) | 47.45 | 0 | 0 | 8 |  | 9.8289 | 0 | 0 | 9.8289 |  | 39.9223 | 2.3251 | 0 | 3.92 | 3.92 | 39.9223 | Per Unit | 0.68638 | 0.23265 | 1.5739 | 10.1843 | -32.4185 | 3.5838 | DROP | DROP | DROP | DROP | DROP | DROP | [5 empty] | 0.23265 | DROP | 0.68638 | 0 | DROP | DROP | DROP | DROP | DROP | DROP | 1.5739 | 0 | 10.1843 | DROP
DEF | N_SF_CFL - 15W Flood (Exterior) | 47.45 | 0 | 0 | 8 |  | 9.8289 | 0 | 0 | 9.8289 |  | 39.9223 | 2.3251 | 0 | 3.92 | 3.92 | 39.9223 | Per Unit | 0.68638 | 0.23265 | 1.5739 | 10.1843 | -32.4185 | 3.5838 | DROP | DROP | DROP | DROP | DROP | DROP | [5 empty] | 0.23265 | DROP | 0.68638 | 0 | DROP | DROP | DROP | DROP | DROP | DROP | 1.5739 | 0 | 10.1843 | DROP
DEF | N_MF_CFL - 15W Flood (Exterior) | 47.45 | 0 | 0 | 8 |  | 9.8289 | 0 | 0 | 9.8289 |  | 39.9223 | 2.3251 | 0 | 3.92 | 3.92 | 39.9223 | Per Unit | 0.68638 | 0.23265 | 1.5739 | 10.1843 | -32.4185 | 3.5838 | DROP | DROP | DROP | DROP | DROP | DROP | [5 empty] | 0.23265 | DROP | 0.68638 | 0 | DROP | DROP | DROP | DROP | DROP | DROP | 1.5739 | 0 | 10.1843 | DROP
DEF | N_MH_CFL - 15W Flood (Exterior) | 47.45 | 0 | 0 | 8 |  | 9.8289 | 0 | 0 | 9.8289 |  | 39.9223 | 2.3251 | 0 | 3.92 | 3.92 | 39.9223 | Per Unit | 0.68638 | 0.23265 | 1.5739 | 10.1843 | -32.4185 | 3.5838 | DROP | DROP | DROP | DROP | DROP | DROP | [5 empty] | 0.23265 | DROP | 0.68638 | 0 | DROP | DROP | DROP | DROP | DROP | DROP | 1.5739 | 0 | 10.1843 | DROP
DEF | T_SF_CFL - 15W Flood | 4.7606 | 0.00041875 | 0.00043966 | 8 |  | 0.98612 | 0.046986 | 0.36023 | 1.3933 |  | 4.0054 | 0.23327 | 0 | 3.92 | 3.92 | 4.0054 | Per Unit | 6.8413 | 0.32872 | 0.33548 | 1.0218 | -2.8453 | -2.7599 | DROP | DROP | DROP | DROP | DROP | DROP | [5 empty] | 0.32872 | DROP | 6.8413 | 2.774 | DROP | DROP | DROP | DROP | DROP | DROP | 0.33548 | 2.774 | 1.7294 | DROP
DEF | T_MF_CFL - 15W Flood | 4.7606 | 0.00041875 | 0.00043966 | 8 |  | 0.98612 | 0.046986 | 0.36023 | 1.3933 |  | 4.0054 | 0.23327 | 0 | 3.92 | 3.92 | 4.0054 | Per Unit | 6.8413 | 0.32872 | 0.33548 | 1.0218 | -2.8453 | -2.7599 | DROP | DROP | DROP | DROP | DROP | DROP | [5 empty] | 0.32872 | DROP | 6.8413 | 2.774 | DROP | DROP | DROP | DROP | DROP | DROP | 0.33548 | 2.774 | 1.7294 | DROP
DEF | T_MH_CFL - 15W Flood | 4.7606 | 0.00041875 | 0.00043966 | 8 |  | 0.98612 | 0.046986 | 0.36023 | 1.3933 |  | 4.0054 | 0.23327 | 0 | 3.92 | 3.92 | 4.0054 | Per Unit | 6.8413 | 0.32872 | 0.33548 | 1.0218 | -2.8453 | -2.7599 | DROP | DROP | DROP | DROP | DROP | DROP | [5 empty] | 0.32872 | DROP | 6.8413 | 2.774 | DROP | DROP | DROP | DROP | DROP | DROP | 0.33548 | 2.774 | 1.7294 | DROP
DEF | N_SF_CFL - 15W Flood | 4.7606 | 0.00041875 | 0.00043966 | 8 |  | 0.98612 | 0.046986 | 0.36023 | 1.3933 |  | 4.0054 | 0.23327 | 0 | 3.92 | 3.92 | 4.0054 | Per Unit | 6.8413 | 0.32872 | 0.33548 | 1.0218 | -2.8453 | -2.7599 | DROP | DROP | DROP | DROP | DROP | DROP | [5 empty] | 0.32872 | DROP | 6.8413 | 2.774 | DROP | DROP | DROP | DROP | DROP | DROP | 0.33548 | 2.774 | 1.7294 | DROP
DEF | N_MF_CFL - 15W Flood | 4.7606 | 0.00041875 | 0.00043966 | 8 |  | 0.98612 | 0.046986 | 0.36023 | 1.3933 |  | 4.0054 | 0.23327 | 0 | 3.92 | 3.92 | 4.0054 | Per Unit | 6.8413 | 0.32872 | 0.33548 | 1.0218 | -2.8453 | -2.7599 | DROP | DROP | DROP | DROP | DROP | DROP | [5 empty] | 0.32872 | DROP | 6.8413 | 2.774 | DROP | DROP | DROP | DROP | DROP | DROP | 0.33548 | 2.774 | 1.7294 | DROP
DEF | N_MH_CFL - 15W Flood | 4.7606 | 0.00041875 | 0.00043966 | 8 |  | 0.98612 | 0.046986 | 0.36023 | 1.3933 |  | 4.0054 | 0.23327 | 0 | 3.92 | 3.92 | 4.0054 | Per Unit | 6.8413 | 0.32872 | 0.33548 | 1.0218 | -2.8453 | -2.7599 | DROP | DROP | DROP | DROP | DROP | DROP | [5 empty] | 0.32872 | DROP | 6.8413 | 2.774 | DROP | DROP | DROP | DROP | DROP | DROP | 0.33548 | 2.774 | 1.7294 | DROP
DEF | T_SF_CFL-13W | 5.2896 | 0.00046528 | 0.00048851 | 8 |  | 1.0957 | 0.052207 | 0.40025 | 1.5482 |  | 4.4504 | 0.25919 | 0 | 1.32 | 1.32 | 4.4504 | Per Unit | 2.0733 | 0.32872 | 0.98035 | 3.3715 | -3.1615 | -0.031036 | DROP | DROP | DROP | DROP | DROP | DROP | [5 empty] | 0.32872 | DROP | 2.0733 | 0.046691 | DROP | DROP | DROP | DROP | DROP | DROP | 0.98035 | 0.046691 | 3.4069 | DROP
DEF | T_MF_CFL-13W | 5.2896 | 0.00046528 | 0.00048851 | 8 |  | 1.0957 | 0.052207 | 0.40025 | 1.5482 |  | 4.4504 | 0.25919 | 0 | 1.32 | 1.32 | 4.4504 | Per Unit | 2.0733 | 0.32872 | 0.98035 | 3.3715 | -3.1615 | -0.031036 | DROP | DROP | DROP | DROP | DROP | DROP | [5 empty] | 0.32872 | DROP | 2.0733 | 0.046691 | DROP | DROP | DROP | DROP | DROP | DROP | 0.98035 | 0.046691 | 3.4069 | DROP
DEF | T_MH_CFL-13W | 5.2896 | 0.00046528 | 0.00048851 | 8 |  | 1.0957 | 0.052207 | 0.40025 | 1.5482 |  | 4.4504 | 0.25919 | 0 | 1.32 | 1.32 | 4.4504 | Per Unit | 2.0733 | 0.32872 | 0.98035 | 3.3715 | -3.1615 | -0.031036 | DROP | DROP | DROP | DROP | DROP | DROP | [5 empty] | 0.32872 | DROP | 2.0733 | 0.046691 | DROP | DROP | DROP | DROP | DROP | DROP | 0.98035 | 0.046691 | 3.4069 | DROP
DEF | N_SF_CFL-13W | 5.2896 | 0.00046528 | 0.00048851 | 8 |  | 1.0957 | 0.052207 | 0.40025 | 1.5482 |  | 4.4504 | 0.25919 | 0 | 1.32 | 1.32 | 4.4504 | Per Unit | 2.0733 | 0.32872 | 0.98035 | 3.3715 | -3.1615 | -0.031036 | DROP | DROP | DROP | DROP | DROP | DROP | [5 empty] | 0.32872 | DROP | 2.0733 | 0.046691 | DROP | DROP | DROP | DROP | DROP | DROP | 0.98035 | 0.046691 | 3.4069 | DROP
DEF | N_MF_CFL-13W | 5.2896 | 0.00046528 | 0.00048851 | 8 |  | 1.0957 | 0.052207 | 0.40025 | 1.5482 |  | 4.4504 | 0.25919 | 0 | 1.32 | 1.32 | 4.4504 | Per Unit | 2.0733 | 0.32872 | 0.98035 | 3.3715 | -3.1615 | -0.031036 | DROP | DROP | DROP | DROP | DROP | DROP | [5 empty] | 0.32872 | DROP | 2.0733 | 0.046691 | DROP | DROP | DROP | DROP | DROP | DROP | 0.98035 | 0.046691 | 3.4069 | DROP
DEF | N_MH_CFL-13W | 5.2896 | 0.00046528 | 0.00048851 | 8 |  | 1.0957 | 0.052207 | 0.40025 | 1.5482 |  | 4.4504 | 0.25919 | 0 | 1.32 | 1.32 | 4.4504 | Per Unit | 2.0733 | 0.32872 | 0.98035 | 3.3715 | -3.1615 | -0.031036 | DROP | DROP | DROP | DROP | DROP | DROP | [5 empty] | 0.32872 | DROP | 2.0733 | 0.046691 | DROP | DROP | DROP | DROP | DROP | DROP | 0.98035 | 0.046691 | 3.4069 | DROP
DEF | T_SF_CFL-23W | 7.4054 | 0.00065139 | 0.00068392 | 8 |  | 1.534 | 0.073089 | 0.56036 | 2.1674 |  | 6.2306 | 0.36287 | 0 | 0.85 | 0.85 | 6.2306 | Per Unit | 0.95365 | 0.32872 | 1.787 | 7.3301 | -4.426 | 0.95455 | DROP | DROP | DROP | DROP | DROP | DROP | [5 empty] | 0.32872 | DROP | 0.95365 | 0 | DROP | DROP | DROP | DROP | DROP | DROP | 1.787 | 0 | 7.3301 | DROP
DEF | T_MF_CFL-23W | 7.4054 | 0.00065139 | 0.00068392 | 8 |  | 1.534 | 0.073089 | 0.56036 | 2.1674 |  | 6.2306 | 0.36287 | 0 | 0.85 | 0.85 | 6.2306 | Per Unit | 0.95365 | 0.32872 | 1.787 | 7.3301 | -4.426 | 0.95455 | DROP | DROP | DROP | DROP | DROP | DROP | [5 empty] | 0.32872 | DROP | 0.95365 | 0 | DROP | DROP | DROP | DROP | DROP | DROP | 1.787 | 0 | 7.3301 | DROP
DEF | T_MH_CFL-23W | 7.4054 | 0.00065139 | 0.00068392 | 8 |  | 1.534 | 0.073089 | 0.56036 | 2.1674 |  | 6.2306 | 0.36287 | 0 | 0.85 | 0.85 | 6.2306 | Per Unit | 0.95365 | 0.32872 | 1.787 | 7.3301 | -4.426 | 0.95455 | DROP | DROP | DROP | DROP | DROP | DROP | [5 empty] | 0.32872 | DROP | 0.95365 | 0 | DROP | DROP | DROP | DROP | DROP | DROP | 1.787 | 0 | 7.3301 | DROP
DEF | N_SF_CFL-23W | 7.4054 | 0.00065139 | 0.00068392 | 8 |  | 1.534 | 0.073089 | 0.56036 | 2.1674 |  | 6.2306 | 0.36287 | 0 | 0.85 | 0.85 | 6.2306 | Per Unit | 0.95365 | 0.32872 | 1.787 | 7.3301 | -4.426 | 0.95455 | DROP | DROP | DROP | DROP | DROP | DROP | [5 empty] | 0.32872 | DROP | 0.95365 | 0 | DROP | DROP | DROP | DROP | DROP | DROP | 1.787 | 0 | 7.3301 | DROP
DEF | N_MF_CFL-23W | 7.4054 | 0.00065139 | 0.00068392 | 8 |  | 1.534 | 0.073089 | 0.56036 | 2.1674 |  | 6.2306 | 0.36287 | 0 | 0.85 | 0.85 | 6.2306 | Per Unit | 0.95365 | 0.32872 | 1.787 | 7.3301 | -4.426 | 0.95455 | DROP | DROP | DROP | DROP | DROP | DROP | [5 empty] | 0.32872 | DROP | 0.95365 | 0 | DROP | DROP | DROP | DROP | DROP | DROP | 1.787 | 0 | 7.3301 | DROP
DEF | N_MH_CFL-23W | 7.4054 | 0.00065139 | 0.00068392 | 8 |  | 1.534 | 0.073089 | 0.56036 | 2.1674 |  | 6.2306 | 0.36287 | 0 | 0.85 | 0.85 | 6.2306 | Per Unit | 0.95365 | 0.32872 | 1.787 | 7.3301 | -4.426 | 0.95455 | DROP | DROP | DROP | DROP | DROP | DROP | [5 empty] | 0.32872 | DROP | 0.95365 | 0 | DROP | DROP | DROP | DROP | DROP | DROP | 1.787 | 0 | 7.3301 | DROP
DEF | T_SF_LED - 14W | 16.9267 | 0.0014889 | 0.0015632 | 10 |  | 4.3785 | 0.52022 | 1.5342 | 6.433 |  | 17.3626 | 0.82941 | 0 | 1.88 | 1.88 | 17.3626 | Per Unit | 0.92279 | 0.35362 | 2.3743 | 9.2354 | -11.759 | 3.7236 | DROP | DROP | DROP | DROP | DROP | DROP | [5 empty] | 0.35362 | DROP | 0.92279 | 0 | DROP | DROP | DROP | DROP | DROP | DROP | 2.3743 | 0 | 9.2354 | DROP
DEF | T_MF_LED - 14W | 16.9267 | 0.0014889 | 0.0015632 | 10 |  | 4.3785 | 0.52022 | 1.5342 | 6.433 |  | 17.3626 | 0.82941 | 0 | 1.88 | 1.88 | 17.3626 | Per Unit | 0.92279 | 0.35362 | 2.3743 | 9.2354 | -11.759 | 3.7236 | DROP | DROP | DROP | DROP | DROP | DROP | [5 empty] | 0.35362 | DROP | 0.92279 | 0 | DROP | DROP | DROP | DROP | DROP | DROP | 2.3743 | 0 | 9.2354 | DROP
DEF | T_MH_LED - 14W | 16.9267 | 0.0014889 | 0.0015632 | 10 |  | 4.3785 | 0.52022 | 1.5342 | 6.433 |  | 17.3626 | 0.82941 | 0 | 1.88 | 1.88 | 17.3626 | Per Unit | 0.92279 | 0.35362 | 2.3743 | 9.2354 | -11.759 | 3.7236 | DROP | DROP | DROP | DROP | DROP | DROP | [5 empty] | 0.35362 | DROP | 0.92279 | 0 | DROP | DROP | DROP | DROP | DROP | DROP | 2.3743 | 0 | 9.2354 | DROP
DEF | N_SF_LED - 14W | 16.9267 | 0.0014889 | 0.0015632 | 10 |  | 4.3785 | 0.52022 | 1.5342 | 6.433 |  | 17.3626 | 0.82941 | 0 | 1.88 | 1.88 | 17.3626 | Per Unit | 0.92279 | 0.35362 | 2.3743 | 9.2354 | -11.759 | 3.7236 | DROP | DROP | DROP | DROP | DROP | DROP | [5 empty] | 0.35362 | DROP | 0.92279 | 0 | DROP | DROP | DROP | DROP | DROP | DROP | 2.3743 | 0 | 9.2354 | DROP
DEF | N_MF_LED - 14W | 16.9267 | 0.0014889 | 0.0015632 | 10 |  | 4.3785 | 0.52022 | 1.5342 | 6.433 |  | 17.3626 | 0.82941 | 0 | 1.88 | 1.88 | 17.3626 | Per Unit | 0.92279 | 0.35362 | 2.3743 | 9.2354 | -11.759 | 3.7236 | DROP | DROP | DROP | DROP | DROP | DROP | [5 empty] | 0.35362 | DROP | 0.92279 | 0 | DROP | DROP | DROP | DROP | DROP | DROP | 2.3743 | 0 | 9.2354 | DROP
DEF | N_MH_LED - 14W | 16.9267 | 0.0014889 | 0.0015632 | 10 |  | 4.3785 | 0.52022 | 1.5342 | 6.433 |  | 17.3626 | 0.82941 | 0 | 1.88 | 1.88 | 17.3626 | Per Unit | 0.92279 | 0.35362 | 2.3743 | 9.2354 | -11.759 | 3.7236 | DROP | DROP | DROP | DROP | DROP | DROP | [5 empty] | 0.35362 | DROP | 0.92279 | 0 | DROP | DROP | DROP | DROP | DROP | DROP | 2.3743 | 0 | 9.2354 | DROP
DEF | T_SF_LED - 9W Flood (Exterior) | 53.144 | 0 | 0 | 10 |  | 13.7471 | 0 | 0 | 13.7471 |  | 54.5125 | 2.6041 | 0 | 3.14 | 3.14 | 54.5125 | Per Unit | 0.4909 | 0.24069 | 2.3933 | 17.3607 | -43.3695 | 8.003 | DROP | DROP | DROP | DROP | DROP | DROP | [5 empty] | 0.24069 | DROP | 0.4909 | 0 | DROP | DROP | DROP | DROP | DROP | DROP | 2.3933 | 0 | 17.3607 | DROP
DEF | T_MF_LED - 9W Flood (Exterior) | 53.144 | 0 | 0 | 10 |  | 13.7471 | 0 | 0 | 13.7471 |  | 54.5125 | 2.6041 | 0 | 3.14 | 3.14 | 54.5125 | Per Unit | 0.4909 | 0.24069 | 2.3933 | 17.3607 | -43.3695 | 8.003 | DROP | DROP | DROP | DROP | DROP | DROP | [5 empty] | 0.24069 | DROP | 0.4909 | 0 | DROP | DROP | DROP | DROP | DROP | DROP | 2.3933 | 0 | 17.3607 | DROP
DEF | T_MH_LED - 9W Flood (Exterior) | 53.144 | 0 | 0 | 10 |  | 13.7471 | 0 | 0 | 13.7471 |  | 54.5125 | 2.6041 | 0 | 3.14 | 3.14 | 54.5125 | Per Unit | 0.4909 | 0.24069 | 2.3933 | 17.3607 | -43.3695 | 8.003 | DROP | DROP | DROP | DROP | DROP | DROP | [5 empty] | 0.24069 | DROP | 0.4909 | 0 | DROP | DROP | DROP | DROP | DROP | DROP | 2.3933 | 0 | 17.3607 | DROP
DEF | N_SF_LED - 9W Flood (Exterior) | 53.144 | 0 | 0 | 10 |  | 13.7471 | 0 | 0 | 13.7471 |  | 54.5125 | 2.6041 | 0 | 3.14 | 3.14 | 54.5125 | Per Unit | 0.4909 | 0.24069 | 2.3933 | 17.3607 | -43.3695 | 8.003 | DROP | DROP | DROP | DROP | DROP | DROP | [5 empty] | 0.24069 | DROP | 0.4909 | 0 | DROP | DROP | DROP | DROP | DROP | DROP | 2.3933 | 0 | 17.3607 | DROP
DEF | N_MF_LED - 9W Flood (Exterior) | 53.144 | 0 | 0 | 10 |  | 13.7471 | 0 | 0 | 13.7471 |  | 54.5125 | 2.6041 | 0 | 3.14 | 3.14 | 54.5125 | Per Unit | 0.4909 | 0.24069 | 2.3933 | 17.3607 | -43.3695 | 8.003 | DROP | DROP | DROP | DROP | DROP | DROP | [5 empty] | 0.24069 | DROP | 0.4909 | 0 | DROP | DROP | DROP | DROP | DROP | DROP | 2.3933 | 0 | 17.3607 | DROP
DEF | N_MH_LED - 9W Flood (Exterior) | 53.144 | 0 | 0 | 10 |  | 13.7471 | 0 | 0 | 13.7471 |  | 54.5125 | 2.6041 | 0 | 3.14 | 3.14 | 54.5125 | Per Unit | 0.4909 | 0.24069 | 2.3933 | 17.3607 | -43.3695 | 8.003 | DROP | DROP | DROP | DROP | DROP | DROP | [5 empty] | 0.24069 | DROP | 0.4909 | 0 | DROP | DROP | DROP | DROP | DROP | DROP | 2.3933 | 0 | 17.3607 | DROP
DEF | T_SF_LED - 9W Flood | 11.1081 | 0.00097708 | 0.0010259 | 10 |  | 2.8734 | 0.34139 | 1.0068 | 4.2216 |  | 11.3942 | 0.5443 | 0 | 3.14 | 3.14 | 11.3942 | Per Unit | 2.3486 | 0.35362 | 1.1458 | 3.6287 | -7.7168 | 0.53734 | DROP | DROP | DROP | KEEP | DROP | KEEP | [5 empty] | 0.35362 | DROP | 2.3486 | 0.46605 | DROP | DROP | DROP | DROP | DROP | DROP | 1.1458 | 0.46605 | 3.7771 | KEEP
DEF | T_MF_LED - 9W Flood | 11.1081 | 0.00097708 | 0.0010259 | 10 |  | 2.8734 | 0.34139 | 1.0068 | 4.2216 |  | 11.3942 | 0.5443 | 0 | 3.14 | 3.14 | 11.3942 | Per Unit | 2.3486 | 0.35362 | 1.1458 | 3.6287 | -7.7168 | 0.53734 | DROP | DROP | DROP | KEEP | DROP | KEEP | [5 empty] | 0.35362 | DROP | 2.3486 | 0.46605 | DROP | DROP | DROP | DROP | DROP | DROP | 1.1458 | 0.46605 | 3.7771 | KEEP
DEF | T_MH_LED - 9W Flood | 11.1081 | 0.00097708 | 0.0010259 | 10 |  | 2.8734 | 0.34139 | 1.0068 | 4.2216 |  | 11.3942 | 0.5443 | 0 | 3.14 | 3.14 | 11.3942 | Per Unit | 2.3486 | 0.35362 | 1.1458 | 3.6287 | -7.7168 | 0.53734 | DROP | DROP | DROP | KEEP | DROP | KEEP | [5 empty] | 0.35362 | DROP | 2.3486 | 0.46605 | DROP | DROP | DROP | DROP | DROP | DROP | 1.1458 | 0.46605 | 3.7771 | KEEP
DEF | N_SF_LED - 9W Flood | 11.1081 | 0.00097708 | 0.0010259 | 10 |  | 2.8734 | 0.34139 | 1.0068 | 4.2216 |  | 11.3942 | 0.5443 | 0 | 3.14 | 3.14 | 11.3942 | Per Unit | 2.3486 | 0.35362 | 1.1458 | 3.6287 | -7.7168 | 0.53734 | DROP | DROP | DROP | KEEP | DROP | KEEP | [5 empty] | 0.35362 | DROP | 2.3486 | 0.46605 | DROP | DROP | DROP | DROP | DROP | DROP | 1.1458 | 0.46605 | 3.7771 | KEEP
DEF | N_MF_LED - 9W Flood | 11.1081 | 0.00097708 | 0.0010259 | 10 |  | 2.8734 | 0.34139 | 1.0068 | 4.2216 |  | 11.3942 | 0.5443 | 0 | 3.14 | 3.14 | 11.3942 | Per Unit | 2.3486 | 0.35362 | 1.1458 | 3.6287 | -7.7168 | 0.53734 | DROP | DROP | DROP | KEEP | DROP | KEEP | [5 empty] | 0.35362 | DROP | 2.3486 | 0.46605 | DROP | DROP | DROP | DROP | DROP | DROP | 1.1458 | 0.46605 | 3.7771 | KEEP
DEF | N_MH_LED - 9W Flood | 11.1081 | 0.00097708 | 0.0010259 | 10 |  | 2.8734 | 0.34139 | 1.0068 | 4.2216 |  | 11.3942 | 0.5443 | 0 | 3.14 | 3.14 | 11.3942 | Per Unit | 2.3486 | 0.35362 | 1.1458 | 3.6287 | -7.7168 | 0.53734 | DROP | DROP | DROP | KEEP | DROP | KEEP | [5 empty] | 0.35362 | DROP | 2.3486 | 0.46605 | DROP | DROP | DROP | DROP | DROP | DROP | 1.1458 | 0.46605 | 3.7771 | KEEP
DEF | T_SF_LED - 9W | 9.5213 | 0.0008375 | 0.00087932 | 10 |  | 2.4629 | 0.29262 | 0.863 | 3.6185 |  | 9.7664 | 0.46654 | 0 | 1.2 | 1.2 | 9.7664 | Per Unit | 1.0471 | 0.35362 | 2.1713 | 8.1387 | -6.6144 | 1.952 | DROP | DROP | DROP | DROP | DROP | KEEP | [5 empty] | 0.35362 | DROP | 1.0471 | 0 | DROP | DROP | DROP | DROP | DROP | DROP | 2.1713 | 0 | 8.1387 | DROP
DEF | T_MF_LED - 9W | 9.5213 | 0.0008375 | 0.00087932 | 10 |  | 2.4629 | 0.29262 | 0.863 | 3.6185 |  | 9.7664 | 0.46654 | 0 | 1.2 | 1.2 | 9.7664 | Per Unit | 1.0471 | 0.35362 | 2.1713 | 8.1387 | -6.6144 | 1.952 | DROP | DROP | DROP | DROP | DROP | KEEP | [5 empty] | 0.35362 | DROP | 1.0471 | 0 | DROP | DROP | DROP | DROP | DROP | DROP | 2.1713 | 0 | 8.1387 | DROP
DEF | T_MH_LED - 9W | 9.5213 | 0.0008375 | 0.00087932 | 10 |  | 2.4629 | 0.29262 | 0.863 | 3.6185 |  | 9.7664 | 0.46654 | 0 | 1.2 | 1.2 | 9.7664 | Per Unit | 1.0471 | 0.35362 | 2.1713 | 8.1387 | -6.6144 | 1.952 | DROP | DROP | DROP | DROP | DROP | KEEP | [5 empty] | 0.35362 | DROP | 1.0471 | 0 | DROP | DROP | DROP | DROP | DROP | DROP | 2.1713 | 0 | 8.1387 | DROP
DEF | N_SF_LED - 9W | 9.5213 | 0.0008375 | 0.00087932 | 10 |  | 2.4629 | 0.29262 | 0.863 | 3.6185 |  | 9.7664 | 0.46654 | 0 | 1.2 | 1.2 | 9.7664 | Per Unit | 1.0471 | 0.35362 | 2.1713 | 8.1387 | -6.6144 | 1.952 | DROP | DROP | DROP | DROP | DROP | KEEP | [5 empty] | 0.35362 | DROP | 1.0471 | 0 | DROP | DROP | DROP | DROP | DROP | DROP | 2.1713 | 0 | 8.1387 | DROP
DEF | N_MF_LED - 9W | 9.5213 | 0.0008375 | 0.00087932 | 10 |  | 2.4629 | 0.29262 | 0.863 | 3.6185 |  | 9.7664 | 0.46654 | 0 | 1.2 | 1.2 | 9.7664 | Per Unit | 1.0471 | 0.35362 | 2.1713 | 8.1387 | -6.6144 | 1.952 | DROP | DROP | DROP | DROP | DROP | KEEP | [5 empty] | 0.35362 | DROP | 1.0471 | 0 | DROP | DROP | DROP | DROP | DROP | DROP | 2.1713 | 0 | 8.1387 | DROP
DEF | N_MH_LED - 9W | 9.5213 | 0.0008375 | 0.00087932 | 10 |  | 2.4629 | 0.29262 | 0.863 | 3.6185 |  | 9.7664 | 0.46654 | 0 | 1.2 | 1.2 | 9.7664 | Per Unit | 1.0471 | 0.35362 | 2.1713 | 8.1387 | -6.6144 | 1.952 | DROP | DROP | DROP | DROP | DROP | KEEP | [5 empty] | 0.35362 | DROP | 1.0471 | 0 | DROP | DROP | DROP | DROP | DROP | DROP | 2.1713 | 0 | 8.1387 | DROP
DEF | T_SF_LED Specialty Lamps-5W Chandelier | 7.4054 | 0.00065139 | 0.00068392 | 10 |  | 1.9156 | 0.2276 | 0.67122 | 2.8144 |  | 7.5961 | 0.36287 | 0 | 1.97 | 1.97 | 7.5961 | Per Unit | 2.2102 | 0.35362 | 1.2064 | 3.8559 | -5.1446 | 0.48156 | DROP | DROP | DROP | KEEP | DROP | KEEP | [5 empty] | 0.35362 | DROP | 2.2102 | 0.18737 | DROP | DROP | DROP | DROP | DROP | DROP | 1.2064 | 0.18737 | 3.951 | KEEP
DEF | T_MF_LED Specialty Lamps-5W Chandelier | 7.4054 | 0.00065139 | 0.00068392 | 10 |  | 1.9156 | 0.2276 | 0.67122 | 2.8144 |  | 7.5961 | 0.36287 | 0 | 1.97 | 1.97 | 7.5961 | Per Unit | 2.2102 | 0.35362 | 1.2064 | 3.8559 | -5.1446 | 0.48156 | DROP | DROP | DROP | KEEP | DROP | KEEP | [5 empty] | 0.35362 | DROP | 2.2102 | 0.18737 | DROP | DROP | DROP | DROP | DROP | DROP | 1.2064 | 0.18737 | 3.951 | KEEP
DEF | T_MH_LED Specialty Lamps-5W Chandelier | 7.4054 | 0.00065139 | 0.00068392 | 10 |  | 1.9156 | 0.2276 | 0.67122 | 2.8144 |  | 7.5961 | 0.36287 | 0 | 1.97 | 1.97 | 7.5961 | Per Unit | 2.2102 | 0.35362 | 1.2064 | 3.8559 | -5.1446 | 0.48156 | DROP | DROP | DROP | KEEP | DROP | KEEP | [5 empty] | 0.35362 | DROP | 2.2102 | 0.18737 | DROP | DROP | DROP | DROP | DROP | DROP | 1.2064 | 0.18737 | 3.951 | KEEP
DEF | N_SF_LED Specialty Lamps-5W Chandelier | 7.4054 | 0.00065139 | 0.00068392 | 10 |  | 1.9156 | 0.2276 | 0.67122 | 2.8144 |  | 7.5961 | 0.36287 | 0 | 1.97 | 1.97 | 7.5961 | Per Unit | 2.2102 | 0.35362 | 1.2064 | 3.8559 | -5.1446 | 0.48156 | DROP | DROP | DROP | KEEP | DROP | KEEP | [5 empty] | 0.35362 | DROP | 2.2102 | 0.18737 | DROP | DROP | DROP | DROP | DROP | DROP | 1.2064 | 0.18737 | 3.951 | KEEP
DEF | N_MF_LED Specialty Lamps-5W Chandelier | 7.4054 | 0.00065139 | 0.00068392 | 10 |  | 1.9156 | 0.2276 | 0.67122 | 2.8144 |  | 7.5961 | 0.36287 | 0 | 1.97 | 1.97 | 7.5961 | Per Unit | 2.2102 | 0.35362 | 1.2064 | 3.8559 | -5.1446 | 0.48156 | DROP | DROP | DROP | KEEP | DROP | KEEP | [5 empty] | 0.35362 | DROP | 2.2102 | 0.18737 | DROP | DROP | DROP | DROP | DROP | DROP | 1.2064 | 0.18737 | 3.951 | KEEP
DEF | N_MH_LED Specialty Lamps-5W Chandelier | 7.4054 | 0.00065139 | 0.00068392 | 10 |  | 1.9156 | 0.2276 | 0.67122 | 2.8144 |  | 7.5961 | 0.36287 | 0 | 1.97 | 1.97 | 7.5961 | Per Unit | 2.2102 | 0.35362 | 1.2064 | 3.8559 | -5.1446 | 0.48156 | DROP | DROP | DROP | KEEP | DROP | KEEP | [5 empty] | 0.35362 | DROP | 2.2102 | 0.18737 | DROP | DROP | DROP | DROP | DROP | DROP | 1.2064 | 0.18737 | 3.951 | KEEP
DEF | T_SF_Linear LED | 14.8108 | 0 | 8.6271e-10 | 15 |  | 5.6541 | 7.0066e-07 | 1.1451e-06 | 5.6541 |  | 21.4154 | 0.72573 | 0 | 2.15 | 2.15 | 21.4154 | Per Unit | 1.2061 | 0.25537 | 1.9661 | 9.9607 | -16.4871 | 2.7784 | DROP | DROP | DROP | DROP | DROP | KEEP | [5 empty] | 0.25537 | DROP | 1.2061 | 0 | DROP | DROP | DROP | DROP | DROP | DROP | 1.9661 | 0 | 9.9607 | DROP
DEF | T_MF_Linear LED | 14.8108 | 0 | 8.6271e-10 | 15 |  | 5.6541 | 7.0066e-07 | 1.1451e-06 | 5.6541 |  | 21.4154 | 0.72573 | 0 | 2.15 | 2.15 | 21.4154 | Per Unit | 1.2061 | 0.25537 | 1.9661 | 9.9607 | -16.4871 | 2.7784 | DROP | DROP | DROP | DROP | DROP | KEEP | [5 empty] | 0.25537 | DROP | 1.2061 | 0 | DROP | DROP | DROP | DROP | DROP | DROP | 1.9661 | 0 | 9.9607 | DROP
DEF | T_MH_Linear LED | 14.8108 | 0 | 8.6271e-10 | 15 |  | 5.6541 | 7.0066e-07 | 1.1451e-06 | 5.6541 |  | 21.4154 | 0.72573 | 0 | 2.15 | 2.15 | 21.4154 | Per Unit | 1.2061 | 0.25537 | 1.9661 | 9.9607 | -16.4871 | 2.7784 | DROP | DROP | DROP | DROP | DROP | KEEP | [5 empty] | 0.25537 | DROP | 1.2061 | 0 | DROP | DROP | DROP | DROP | DROP | DROP | 1.9661 | 0 | 9.9607 | DROP
DEF | N_SF_Linear LED | 14.8108 | 0 | 8.6271e-10 | 15 |  | 5.6541 | 7.0066e-07 | 1.1451e-06 | 5.6541 |  | 21.4154 | 0.72573 | 0 | 2.15 | 2.15 | 21.4154 | Per Unit | 1.2061 | 0.25537 | 1.9661 | 9.9607 | -16.4871 | 2.7784 | DROP | DROP | DROP | DROP | DROP | KEEP | [5 empty] | 0.25537 | DROP | 1.2061 | 0 | DROP | DROP | DROP | DROP | DROP | DROP | 1.9661 | 0 | 9.9607 | DROP
DEF | N_MF_Linear LED | 14.8108 | 0 | 8.6271e-10 | 15 |  | 5.6541 | 7.0066e-07 | 1.1451e-06 | 5.6541 |  | 21.4154 | 0.72573 | 0 | 2.15 | 2.15 | 21.4154 | Per Unit | 1.2061 | 0.25537 | 1.9661 | 9.9607 | -16.4871 | 2.7784 | DROP | DROP | DROP | DROP | DROP | KEEP | [5 empty] | 0.25537 | DROP | 1.2061 | 0 | DROP | DROP | DROP | DROP | DROP | DROP | 1.9661 | 0 | 9.9607 | DROP
DEF | N_MH_Linear LED | 14.8108 | 0 | 8.6271e-10 | 15 |  | 5.6541 | 7.0066e-07 | 1.1451e-06 | 5.6541 |  | 21.4154 | 0.72573 | 0 | 2.15 | 2.15 | 21.4154 | Per Unit | 1.2061 | 0.25537 | 1.9661 | 9.9607 | -16.4871 | 2.7784 | DROP | DROP | DROP | DROP | DROP | KEEP | [5 empty] | 0.25537 | DROP | 1.2061 | 0 | DROP | DROP | DROP | DROP | DROP | DROP | 1.9661 | 0 | 9.9607 | DROP
DEF | T_SF_Low Wattage T8 Fixture | 6.3475 | 0 | 1.191e-09 | 15 |  | 2.4232 | 9.673e-07 | 1.5809e-06 | 2.4232 |  | 9.178 | 0.31103 | 0 | 0.44 | 0.44 | 9.178 | Per Unit | 0.57593 | 0.25537 | 3.2265 | 20.8592 | -7.0659 | 1.6722 | DROP | DROP | DROP | DROP | DROP | DROP | [5 empty] | 0.25537 | DROP | 0.57593 | 0 | DROP | DROP | DROP | DROP | DROP | DROP | 3.2265 | 0 | 20.8592 | DROP
DEF | T_MF_Low Wattage T8 Fixture | 6.3475 | 0 | 1.191e-09 | 15 |  | 2.4232 | 9.673e-07 | 1.5809e-06 | 2.4232 |  | 9.178 | 0.31103 | 0 | 0.44 | 0.44 | 9.178 | Per Unit | 0.57593 | 0.25537 | 3.2265 | 20.8592 | -7.0659 | 1.6722 | DROP | DROP | DROP | DROP | DROP | DROP | [5 empty] | 0.25537 | DROP | 0.57593 | 0 | DROP | DROP | DROP | DROP | DROP | DROP | 3.2265 | 0 | 20.8592 | DROP
DEF | T_MH_Low Wattage T8 Fixture | 6.3475 | 0 | 1.191e-09 | 15 |  | 2.4232 | 9.673e-07 | 1.5809e-06 | 2.4232 |  | 9.178 | 0.31103 | 0 | 0.44 | 0.44 | 9.178 | Per Unit | 0.57593 | 0.25537 | 3.2265 | 20.8592 | -7.0659 | 1.6722 | DROP | DROP | DROP | DROP | DROP | DROP | [5 empty] | 0.25537 | DROP | 0.57593 | 0 | DROP | DROP | DROP | DROP | DROP | DROP | 3.2265 | 0 | 20.8592 | DROP
DEF | N_SF_Low Wattage T8 Fixture | 6.3475 | 0 | 1.191e-09 | 15 |  | 2.4232 | 9.673e-07 | 1.5809e-06 | 2.4232 |  | 9.178 | 0.31103 | 0 | 0.44 | 0.44 | 9.178 | Per Unit | 0.57593 | 0.25537 | 3.2265 | 20.8592 | -7.0659 | 1.6722 | DROP | DROP | DROP | DROP | DROP | DROP | [5 empty] | 0.25537 | DROP | 0.57593 | 0 | DROP | DROP | DROP | DROP | DROP | DROP | 3.2265 | 0 | 20.8592 | DROP
DEF | N_MF_Low Wattage T8 Fixture | 6.3475 | 0 | 1.191e-09 | 15 |  | 2.4232 | 9.673e-07 | 1.5809e-06 | 2.4232 |  | 9.178 | 0.31103 | 0 | 0.44 | 0.44 | 9.178 | Per Unit | 0.57593 | 0.25537 | 3.2265 | 20.8592 | -7.0659 | 1.6722 | DROP | DROP | DROP | DROP | DROP | DROP | [5 empty] | 0.25537 | DROP | 0.57593 | 0 | DROP | DROP | DROP | DROP | DROP | DROP | 3.2265 | 0 | 20.8592 | DROP
DEF | N_MH_Low Wattage T8 Fixture | 6.3475 | 0 | 1.191e-09 | 15 |  | 2.4232 | 9.673e-07 | 1.5809e-06 | 2.4232 |  | 9.178 | 0.31103 | 0 | 0.44 | 0.44 | 9.178 | Per Unit | 0.57593 | 0.25537 | 3.2265 | 20.8592 | -7.0659 | 1.6722 | DROP | DROP | DROP | DROP | DROP | DROP | [5 empty] | 0.25537 | DROP | 0.57593 | 0 | DROP | DROP | DROP | DROP | DROP | DROP | 3.2265 | 0 | 20.8592 | DROP
DEF | T_SF_Energy Star Bathroom Ventilating Fan | 5.9063 | 0.00020675 | 0.00082699 | 10 |  | 1.5278 | 0.27521 | 0.81163 | 2.6147 |  | 6.0584 | 0.28941 | 0 | 12.1 | 12.1 | 6.0584 | Per Unit | 17.021 | 0.4119 | 0.21104 | 0.5007 | -3.7332 | -9.7747 | DROP | DROP | DROP | DROP | DROP | DROP | [5 empty] | 0.4119 | DROP | 17.021 | 10.6782 | DROP | DROP | DROP | DROP | DROP | DROP | 0.21104 | 10.6782 | 1.3832 | DROP
DEF | T_MF_Energy Star Bathroom Ventilating Fan | 5.9063 | 0.00020675 | 0.00082699 | 10 |  | 1.5278 | 0.27521 | 0.81163 | 2.6147 |  | 6.0584 | 0.28941 | 0 | 12.1 | 12.1 | 6.0584 | Per Unit | 17.021 | 0.4119 | 0.21104 | 0.5007 | -3.7332 | -9.7747 | DROP | DROP | DROP | DROP | DROP | DROP | [5 empty] | 0.4119 | DROP | 17.021 | 10.6782 | DROP | DROP | DROP | DROP | DROP | DROP | 0.21104 | 10.6782 | 1.3832 | DROP
DEF | T_MH_Energy Star Bathroom Ventilating Fan | 5.9063 | 0.00020675 | 0.00082699 | 10 |  | 1.5278 | 0.27521 | 0.81163 | 2.6147 |  | 6.0584 | 0.28941 | 0 | 12.1 | 12.1 | 6.0584 | Per Unit | 17.021 | 0.4119 | 0.21104 | 0.5007 | -3.7332 | -9.7747 | DROP | DROP | DROP | DROP | DROP | DROP | [5 empty] | 0.4119 | DROP | 17.021 | 10.6782 | DROP | DROP | DROP | DROP | DROP | DROP | 0.21104 | 10.6782 | 1.3832 | DROP
DEF | N_SF_Energy Star Bathroom Ventilating Fan | 5.9063 | 0.00020675 | 0.00082699 | 10 |  | 1.5278 | 0.27521 | 0.81163 | 2.6147 |  | 6.0584 | 0.28941 | 0 | 12.1 | 12.1 | 6.0584 | Per Unit | 17.021 | 0.4119 | 0.21104 | 0.5007 | -3.7332 | -9.7747 | DROP | DROP | DROP | DROP | DROP | DROP | [5 empty] | 0.4119 | DROP | 17.021 | 10.6782 | DROP | DROP | DROP | DROP | DROP | DROP | 0.21104 | 10.6782 | 1.3832 | DROP
DEF | N_MF_Energy Star Bathroom Ventilating Fan | 5.9063 | 0.00020675 | 0.00082699 | 10 |  | 1.5278 | 0.27521 | 0.81163 | 2.6147 |  | 6.0584 | 0.28941 | 0 | 12.1 | 12.1 | 6.0584 | Per Unit | 17.021 | 0.4119 | 0.21104 | 0.5007 | -3.7332 | -9.7747 | DROP | DROP | DROP | DROP | DROP | DROP | [5 empty] | 0.4119 | DROP | 17.021 | 10.6782 | DROP | DROP | DROP | DROP | DROP | DROP | 0.21104 | 10.6782 | 1.3832 | DROP
DEF | N_MH_Energy Star Bathroom Ventilating Fan | 5.9063 | 0.00020675 | 0.00082699 | 10 |  | 1.5278 | 0.27521 | 0.81163 | 2.6147 |  | 6.0584 | 0.28941 | 0 | 12.1 | 12.1 | 6.0584 | Per Unit | 17.021 | 0.4119 | 0.21104 | 0.5007 | -3.7332 | -9.7747 | DROP | DROP | DROP | DROP | DROP | DROP | [5 empty] | 0.4119 | DROP | 17.021 | 10.6782 | DROP | DROP | DROP | DROP | DROP | DROP | 0.21104 | 10.6782 | 1.3832 | DROP
DEF | T_SF_Energy Star Ceiling Fan | 21.4818 | 0 | 2.4186e-06 | 20 |  | 10.3177 | 0.0028846 | 0.0038719 | 10.3245 |  | 38.6022 | 1.0526 | 0 | 45 | 45 | 38.6022 | Per Unit | 17.4044 | 0.26036 | 0.22419 | 0.85783 | -29.3303 | -35.7281 | DROP | DROP | DROP | DROP | DROP | DROP | [5 empty] | 0.26036 | DROP | 17.4044 | 39.8289 | DROP | DROP | DROP | DROP | DROP | DROP | 0.22419 | 39.8289 | 1.7429 | DROP
DEF | T_MF_Energy Star Ceiling Fan | 21.4818 | 0 | 2.4186e-06 | 20 |  | 10.3177 | 0.0028846 | 0.0038719 | 10.3245 |  | 38.6022 | 1.0526 | 0 | 45 | 45 | 38.6022 | Per Unit | 17.4044 | 0.26036 | 0.22419 | 0.85783 | -29.3303 | -35.7281 | DROP | DROP | DROP | DROP | DROP | DROP | [5 empty] | 0.26036 | DROP | 17.4044 | 39.8289 | DROP | DROP | DROP | DROP | DROP | DROP | 0.22419 | 39.8289 | 1.7429 | DROP
DEF | T_MH_Energy Star Ceiling Fan | 21.4818 | 0 | 2.4186e-06 | 20 |  | 10.3177 | 0.0028846 | 0.0038719 | 10.3245 |  | 38.6022 | 1.0526 | 0 | 45 | 45 | 38.6022 | Per Unit | 17.4044 | 0.26036 | 0.22419 | 0.85783 | -29.3303 | -35.7281 | DROP | DROP | DROP | DROP | DROP | DROP | [5 empty] | 0.26036 | DROP | 17.4044 | 39.8289 | DROP | DROP | DROP | DROP | DROP | DROP | 0.22419 | 39.8289 | 1.7429 | DROP
DEF | N_SF_Energy Star Ceiling Fan | 21.4818 | 0 | 4.4863e-06 | 20 |  | 10.3177 | 0.0053507 | 0.0071821 | 10.3303 |  | 38.6022 | 1.0526 | 0 | 45 | 45 | 38.6022 | Per Unit | 17.4044 | 0.2605 | 0.22431 | 0.85783 | -29.3245 | -35.7223 | DROP | DROP | DROP | DROP | DROP | DROP | [5 empty] | 0.2605 | DROP | 17.4044 | 39.8289 | DROP | DROP | DROP | DROP | DROP | DROP | 0.22431 | 39.8289 | 1.7429 | DROP
DEF | N_MF_Energy Star Ceiling Fan | 21.4818 | 0 | 4.4863e-06 | 20 |  | 10.3177 | 0.0053507 | 0.0071821 | 10.3303 |  | 38.6022 | 1.0526 | 0 | 45 | 45 | 38.6022 | Per Unit | 17.4044 | 0.2605 | 0.22431 | 0.85783 | -29.3245 | -35.7223 | DROP | DROP | DROP | DROP | DROP | DROP | [5 empty] | 0.2605 | DROP | 17.4044 | 39.8289 | DROP | DROP | DROP | DROP | DROP | DROP | 0.22431 | 39.8289 | 1.7429 | DROP
DEF | N_MH_Energy Star Ceiling Fan | 21.4818 | 0 | 4.4863e-06 | 20 |  | 10.3177 | 0.0053507 | 0.0071821 | 10.3303 |  | 38.6022 | 1.0526 | 0 | 45 | 45 | 38.6022 | Per Unit | 17.4044 | 0.2605 | 0.22431 | 0.85783 | -29.3245 | -35.7223 | DROP | DROP | DROP | DROP | DROP | DROP | [5 empty] | 0.2605 | DROP | 17.4044 | 39.8289 | DROP | DROP | DROP | DROP | DROP | DROP | 0.22431 | 39.8289 | 1.7429 | DROP
DEF | T_SF_Energy Star Dehumidifier | 214.4267 | 0.035168 | 0.0066615 | 12 |  | 66.4443 | 21.5401 | 42.9669 | 130.9513 |  | 257.6615 | 10.5069 | 0 | 20 | 20 | 257.6615 | Per Unit | 0.77494 | 0.48832 | 4.2925 | 12.8831 | -137.2171 | 100.4444 | DROP | DROP | DROP | DROP | DROP | DROP | [5 empty] | 0.48832 | DROP | 0.77494 | 0 | DROP | DROP | DROP | DROP | DROP | DROP | 4.2925 | 0 | 12.8831 | DROP
DEF | T_MF_Energy Star Dehumidifier | 214.4267 | 0.035168 | 0.0066615 | 12 |  | 66.4443 | 21.5401 | 42.9669 | 130.9513 |  | 257.6615 | 10.5069 | 0 | 20 | 20 | 257.6615 | Per Unit | 0.77494 | 0.48832 | 4.2925 | 12.8831 | -137.2171 | 100.4444 | DROP | DROP | DROP | DROP | DROP | DROP | [5 empty] | 0.48832 | DROP | 0.77494 | 0 | DROP | DROP | DROP | DROP | DROP | DROP | 4.2925 | 0 | 12.8831 | DROP
DEF | T_MH_Energy Star Dehumidifier | 214.4267 | 0.035168 | 0.0066615 | 12 |  | 66.4443 | 21.5401 | 42.9669 | 130.9513 |  | 257.6615 | 10.5069 | 0 | 20 | 20 | 257.6615 | Per Unit | 0.77494 | 0.48832 | 4.2925 | 12.8831 | -137.2171 | 100.4444 | DROP | DROP | DROP | DROP | DROP | DROP | [5 empty] | 0.48832 | DROP | 0.77494 | 0 | DROP | DROP | DROP | DROP | DROP | DROP | 4.2925 | 0 | 12.8831 | DROP
DEF | N_SF_Energy Star Dehumidifier | 214.4267 | 0.035168 | 0.0066615 | 12 |  | 66.4443 | 21.5401 | 42.9669 | 130.9513 |  | 257.6615 | 10.5069 | 0 | 20 | 20 | 257.6615 | Per Unit | 0.77494 | 0.48832 | 4.2925 | 12.8831 | -137.2171 | 100.4444 | DROP | DROP | DROP | DROP | DROP | DROP | [5 empty] | 0.48832 | DROP | 0.77494 | 0 | DROP | DROP | DROP | DROP | DROP | DROP | 4.2925 | 0 | 12.8831 | DROP
DEF | N_MF_Energy Star Dehumidifier | 214.4267 | 0.035168 | 0.0066615 | 12 |  | 66.4443 | 21.5401 | 42.9669 | 130.9513 |  | 257.6615 | 10.5069 | 0 | 20 | 20 | 257.6615 | Per Unit | 0.77494 | 0.48832 | 4.2925 | 12.8831 | -137.2171 | 100.4444 | DROP | DROP | DROP | DROP | DROP | DROP | [5 empty] | 0.48832 | DROP | 0.77494 | 0 | DROP | DROP | DROP | DROP | DROP | DROP | 4.2925 | 0 | 12.8831 | DROP
DEF | N_MH_Energy Star Dehumidifier | 197.6089 | 0.03241 | 0.006139 | 12 |  | 61.233 | 19.8507 | 39.5969 | 120.6806 |  | 237.4528 | 9.6828 | 0 | 20 | 20 | 237.4528 | Per Unit | 0.84089 | 0.48832 | 4.0657 | 11.8726 | -126.455 | 90.9978 | DROP | DROP | DROP | DROP | DROP | DROP | [5 empty] | 0.48832 | DROP | 0.84089 | 0 | DROP | DROP | DROP | DROP | DROP | DROP | 4.0657 | 0 | 11.8726 | DROP
DEF | T_SF_Heat Pump Pool Heater | 9411.7647 | 0 | 0 | 15 |  | 3166.1832 | 0 | 0 | 3166.1832 |  | 13608.7589 | 461.1765 | 0 | 906.95 | 906.95 | 13608.7589 | Per Unit | 0.80063 | 0.22503 | 2.3142 | 15.005 | -10903.7521 | 1798.0568 | DROP | DROP | DROP | DROP | DROP | DROP | [5 empty] | 0.22503 | DROP | 0.80063 | 0 | DROP | DROP | DROP | DROP | DROP | DROP | 2.3142 | 0 | 15.005 | DROP
DEF | T_MF_Heat Pump Pool Heater | 9411.7647 | 0 | 0 | 15 |  | 3166.1832 | 0 | 0 | 3166.1832 |  | 13608.7589 | 461.1765 | 0 | 906.95 | 906.95 | 13608.7589 | Per Unit | 0.80063 | 0.22503 | 2.3142 | 15.005 | -10903.7521 | 1798.0568 | DROP | DROP | DROP | DROP | DROP | DROP | [5 empty] | 0.22503 | DROP | 0.80063 | 0 | DROP | DROP | DROP | DROP | DROP | DROP | 2.3142 | 0 | 15.005 | DROP
DEF | T_MH_Heat Pump Pool Heater | 9411.7647 | 0 | 0 | 15 |  | 3166.1832 | 0 | 0 | 3166.1832 |  | 13608.7589 | 461.1765 | 0 | 906.95 | 906.95 | 13608.7589 | Per Unit | 0.80063 | 0.22503 | 2.3142 | 15.005 | -10903.7521 | 1798.0568 | DROP | DROP | DROP | DROP | DROP | DROP | [5 empty] | 0.22503 | DROP | 0.80063 | 0 | DROP | DROP | DROP | DROP | DROP | DROP | 2.3142 | 0 | 15.005 | DROP
DEF | N_SF_Heat Pump Pool Heater | 9411.7647 | 0 | 0 | 15 |  | 3166.1832 | 0 | 0 | 3166.1832 |  | 13608.7589 | 461.1765 | 0 | 906.95 | 906.95 | 13608.7589 | Per Unit | 0.80063 | 0.22503 | 2.3142 | 15.005 | -10903.7521 | 1798.0568 | DROP | DROP | DROP | DROP | DROP | DROP | [5 empty] | 0.22503 | DROP | 0.80063 | 0 | DROP | DROP | DROP | DROP | DROP | DROP | 2.3142 | 0 | 15.005 | DROP
DEF | N_MF_Heat Pump Pool Heater | 9411.7647 | 0 | 0 | 15 |  | 3166.1832 | 0 | 0 | 3166.1832 |  | 13608.7589 | 461.1765 | 0 | 906.95 | 906.95 | 13608.7589 | Per Unit | 0.80063 | 0.22503 | 2.3142 | 15.005 | -10903.7521 | 1798.0568 | DROP | DROP | DROP | DROP | DROP | DROP | [5 empty] | 0.22503 | DROP | 0.80063 | 0 | DROP | DROP | DROP | DROP | DROP | DROP | 2.3142 | 0 | 15.005 | DROP
DEF | N_MH_Heat Pump Pool Heater | 9411.7647 | 0 | 0 | 15 |  | 3166.1832 | 0 | 0 | 3166.1832 |  | 13608.7589 | 461.1765 | 0 | 906.95 | 906.95 | 13608.7589 | Per Unit | 0.80063 | 0.22503 | 2.3142 | 15.005 | -10903.7521 | 1798.0568 | DROP | DROP | DROP | DROP | DROP | DROP | [5 empty] | 0.22503 | DROP | 0.80063 | 0 | DROP | DROP | DROP | DROP | DROP | DROP | 2.3142 | 0 | 15.005 | DROP
DEF | T_SF_Solar Pool Heater | 10130.719 | 0 | 0 | 15 |  | 3408.0444 | 0 | 0 | 3408.0444 |  | 14648.3169 | 496.4052 | 0 | 3477 | 3477 | 14648.3169 | Per Unit | 2.8516 | 0.22503 | 0.85771 | 4.2129 | -11736.6777 | -565.3608 | DROP | DROP | DROP | DROP | DROP | DROP | [5 empty] | 0.22503 | DROP | 2.8516 | 1038.3333 | DROP | DROP | DROP | DROP | DROP | DROP | 0.85771 | 1038.3333 | 4.5115 | DROP
DEF | T_MF_Solar Pool Heater | 10130.719 | 0 | 0 | 15 |  | 3408.0444 | 0 | 0 | 3408.0444 |  | 14648.3169 | 496.4052 | 0 | 3477 | 3477 | 14648.3169 | Per Unit | 2.8516 | 0.22503 | 0.85771 | 4.2129 | -11736.6777 | -565.3608 | DROP | DROP | DROP | DROP | DROP | DROP | [5 empty] | 0.22503 | DROP | 2.8516 | 1038.3333 | DROP | DROP | DROP | DROP | DROP | DROP | 0.85771 | 1038.3333 | 4.5115 | DROP
DEF | T_MH_Solar Pool Heater | 10130.719 | 0 | 0 | 15 |  | 3408.0444 | 0 | 0 | 3408.0444 |  | 14648.3169 | 496.4052 | 0 | 3477 | 3477 | 14648.3169 | Per Unit | 2.8516 | 0.22503 | 0.85771 | 4.2129 | -11736.6777 | -565.3608 | DROP | DROP | DROP | DROP | DROP | DROP | [5 empty] | 0.22503 | DROP | 2.8516 | 1038.3333 | DROP | DROP | DROP | DROP | DROP | DROP | 0.85771 | 1038.3333 | 4.5115 | DROP
DEF | N_SF_Solar Pool Heater | 10130.719 | 0 | 0 | 15 |  | 3408.0444 | 0 | 0 | 3408.0444 |  | 14648.3169 | 496.4052 | 0 | 3477 | 3477 | 14648.3169 | Per Unit | 2.8516 | 0.22503 | 0.85771 | 4.2129 | -11736.6777 | -565.3608 | DROP | DROP | DROP | DROP | DROP | DROP | [5 empty] | 0.22503 | DROP | 2.8516 | 1038.3333 | DROP | DROP | DROP | DROP | DROP | DROP | 0.85771 | 1038.3333 | 4.5115 | DROP
DEF | N_MF_Solar Pool Heater | 10130.719 | 0 | 0 | 15 |  | 3408.0444 | 0 | 0 | 3408.0444 |  | 14648.3169 | 496.4052 | 0 | 3477 | 3477 | 14648.3169 | Per Unit | 2.8516 | 0.22503 | 0.85771 | 4.2129 | -11736.6777 | -565.3608 | DROP | DROP | DROP | DROP | DROP | DROP | [5 empty] | 0.22503 | DROP | 2.8516 | 1038.3333 | DROP | DROP | DROP | DROP | DROP | DROP | 0.85771 | 1038.3333 | 4.5115 | DROP
DEF | N_MH_Solar Pool Heater | 10130.719 | 0 | 0 | 15 |  | 3408.0444 | 0 | 0 | 3408.0444 |  | 14648.3169 | 496.4052 | 0 | 3477 | 3477 | 14648.3169 | Per Unit | 2.8516 | 0.22503 | 0.85771 | 4.2129 | -11736.6777 | -565.3608 | DROP | DROP | DROP | DROP | DROP | DROP | [5 empty] | 0.22503 | DROP | 2.8516 | 1038.3333 | DROP | DROP | DROP | DROP | DROP | DROP | 0.85771 | 1038.3333 | 4.5115 | DROP
DEF | T_SF_Solar Powered Pool Pumps | 2184.0332 | 0.32661 | 0.36796 | 10 |  | 564.9581 | 122.4508 | 361.1293 | 1048.5382 |  | 2240.2746 | 107.0176 | 0 | 2259.01 | 2259.01 | 2240.2746 | Per Unit | 8.5936 | 0.4467 | 0.44316 | 0.99171 | -1298.754 | -1317.4894 | DROP | DROP | DROP | DROP | DROP | DROP | [5 empty] | 0.4467 | DROP | 8.5936 | 1733.2695 | DROP | DROP | DROP | DROP | DROP | DROP | 0.44316 | 1733.2695 | 1.759 | DROP
DEF | T_MF_Solar Powered Pool Pumps | 2184.0332 | 0.32661 | 0.36796 | 10 |  | 564.9581 | 122.4508 | 361.1293 | 1048.5382 |  | 2240.2746 | 107.0176 | 0 | 2259.01 | 2259.01 | 2240.2746 | Per Unit | 8.5936 | 0.4467 | 0.44316 | 0.99171 | -1298.754 | -1317.4894 | DROP | DROP | DROP | DROP | DROP | DROP | [5 empty] | 0.4467 | DROP | 8.5936 | 1733.2695 | DROP | DROP | DROP | DROP | DROP | DROP | 0.44316 | 1733.2695 | 1.759 | DROP
DEF | T_MH_Solar Powered Pool Pumps | 2184.0332 | 0.32661 | 0.36796 | 10 |  | 564.9581 | 122.4508 | 361.1293 | 1048.5382 |  | 2240.2746 | 107.0176 | 0 | 2259.01 | 2259.01 | 2240.2746 | Per Unit | 8.5936 | 0.4467 | 0.44316 | 0.99171 | -1298.754 | -1317.4894 | DROP | DROP | DROP | DROP | DROP | DROP | [5 empty] | 0.4467 | DROP | 8.5936 | 1733.2695 | DROP | DROP | DROP | DROP | DROP | DROP | 0.44316 | 1733.2695 | 1.759 | DROP
DEF | N_SF_Solar Powered Pool Pumps | 2184.0332 | 0.32661 | 0.36796 | 10 |  | 564.9581 | 122.4508 | 361.1293 | 1048.5382 |  | 2240.2746 | 107.0176 | 0 | 2259.01 | 2259.01 | 2240.2746 | Per Unit | 8.5936 | 0.4467 | 0.44316 | 0.99171 | -1298.754 | -1317.4894 | DROP | DROP | DROP | DROP | DROP | DROP | [5 empty] | 0.4467 | DROP | 8.5936 | 1733.2695 | DROP | DROP | DROP | DROP | DROP | DROP | 0.44316 | 1733.2695 | 1.759 | DROP
DEF | N_MF_Solar Powered Pool Pumps | 2184.0332 | 0.32661 | 0.36796 | 10 |  | 564.9581 | 122.4508 | 361.1293 | 1048.5382 |  | 2240.2746 | 107.0176 | 0 | 2259.01 | 2259.01 | 2240.2746 | Per Unit | 8.5936 | 0.4467 | 0.44316 | 0.99171 | -1298.754 | -1317.4894 | DROP | DROP | DROP | DROP | DROP | DROP | [5 empty] | 0.4467 | DROP | 8.5936 | 1733.2695 | DROP | DROP | DROP | DROP | DROP | DROP | 0.44316 | 1733.2695 | 1.759 | DROP
DEF | N_MH_Solar Powered Pool Pumps | 2184.0332 | 0.32661 | 0.36796 | 10 |  | 564.9581 | 122.4508 | 361.1293 | 1048.5382 |  | 2240.2746 | 107.0176 | 0 | 2259.01 | 2259.01 | 2240.2746 | Per Unit | 8.5936 | 0.4467 | 0.44316 | 0.99171 | -1298.754 | -1317.4894 | DROP | DROP | DROP | DROP | DROP | DROP | [5 empty] | 0.4467 | DROP | 8.5936 | 1733.2695 | DROP | DROP | DROP | DROP | DROP | DROP | 0.44316 | 1733.2695 | 1.759 | DROP
DEF | T_SF_Two Speed Pool Pump | 1046.06 | 0.15643 | 0.17624 | 10 |  | 270.5911 | 58.6488 | 172.9658 | 502.2057 |  | 1072.9972 | 51.2569 | 0 | 359.01 | 359.01 | 1072.9972 | Per Hp | 2.8515 | 0.4467 | 1.2241 | 2.9888 | -622.0485 | 91.9387 | DROP | DROP | DROP | KEEP | DROP | KEEP | [5 empty] | 0.4467 | DROP | 2.8515 | 107.2024 | DROP | DROP | DROP | DROP | DROP | DROP | 1.2241 | 107.2024 | 3.2874 | KEEP
DEF | T_MF_Two Speed Pool Pump | 1046.06 | 0.15643 | 0.17624 | 10 |  | 270.5911 | 58.6488 | 172.9658 | 502.2057 |  | 1072.9972 | 51.2569 | 0 | 359.01 | 359.01 | 1072.9972 | Per Hp | 2.8515 | 0.4467 | 1.2241 | 2.9888 | -622.0485 | 91.9387 | DROP | DROP | DROP | KEEP | DROP | KEEP | [5 empty] | 0.4467 | DROP | 2.8515 | 107.2024 | DROP | DROP | DROP | DROP | DROP | DROP | 1.2241 | 107.2024 | 3.2874 | KEEP
DEF | T_MH_Two Speed Pool Pump | 1046.06 | 0.15643 | 0.17624 | 10 |  | 270.5911 | 58.6488 | 172.9658 | 502.2057 |  | 1072.9972 | 51.2569 | 0 | 359.01 | 359.01 | 1072.9972 | Per Hp | 2.8515 | 0.4467 | 1.2241 | 2.9888 | -622.0485 | 91.9387 | DROP | DROP | DROP | KEEP | DROP | KEEP | [5 empty] | 0.4467 | DROP | 2.8515 | 107.2024 | DROP | DROP | DROP | DROP | DROP | DROP | 1.2241 | 107.2024 | 3.2874 | KEEP
DEF | N_SF_Two Speed Pool Pump | 1046.06 | 0.15643 | 0.17624 | 10 |  | 270.5911 | 58.6488 | 172.9658 | 502.2057 |  | 1072.9972 | 51.2569 | 0 | 359.01 | 359.01 | 1072.9972 | Per Hp | 2.8515 | 0.4467 | 1.2241 | 2.9888 | -622.0485 | 91.9387 | DROP | DROP | DROP | KEEP | DROP | KEEP | [5 empty] | 0.4467 | DROP | 2.8515 | 107.2024 | DROP | DROP | DROP | DROP | DROP | DROP | 1.2241 | 107.2024 | 3.2874 | KEEP
DEF | N_MF_Two Speed Pool Pump | 1046.06 | 0.15643 | 0.17624 | 10 |  | 270.5911 | 58.6488 | 172.9658 | 502.2057 |  | 1072.9972 | 51.2569 | 0 | 359.01 | 359.01 | 1072.9972 | Per Hp | 2.8515 | 0.4467 | 1.2241 | 2.9888 | -622.0485 | 91.9387 | DROP | DROP | DROP | KEEP | DROP | KEEP | [5 empty] | 0.4467 | DROP | 2.8515 | 107.2024 | DROP | DROP | DROP | DROP | DROP | DROP | 1.2241 | 107.2024 | 3.2874 | KEEP
DEF | N_MH_Two Speed Pool Pump | 1046.06 | 0.15643 | 0.17624 | 10 |  | 270.5911 | 58.6488 | 172.9658 | 502.2057 |  | 1072.9972 | 51.2569 | 0 | 359.01 | 359.01 | 1072.9972 | Per Hp | 2.8515 | 0.4467 | 1.2241 | 2.9888 | -622.0485 | 91.9387 | DROP | DROP | DROP | KEEP | DROP | KEEP | [5 empty] | 0.4467 | DROP | 2.8515 | 107.2024 | DROP | DROP | DROP | DROP | DROP | DROP | 1.2241 | 107.2024 | 3.2874 | KEEP
DEF | T_SF_Variable Speed Pool Pump | 3160.064 | 0.47257 | 0.5324 | 10 |  | 817.4343 | 177.1734 | 522.5158 | 1517.1235 |  | 3241.4393 | 154.8431 | 0 | 1085.01 | 1085.01 | 3241.4393 | Per Hp | 2.8527 | 0.4467 | 1.2236 | 2.9875 | -1879.159 | 277.2703 | DROP | DROP | DROP | KEEP | DROP | KEEP | [5 empty] | 0.4467 | DROP | 2.8527 | 324.3194 | DROP | DROP | DROP | DROP | DROP | DROP | 1.2236 | 324.3194 | 3.2864 | KEEP
DEF | T_MF_Variable Speed Pool Pump | 3160.064 | 0.47257 | 0.5324 | 10 |  | 817.4343 | 177.1734 | 522.5158 | 1517.1235 |  | 3241.4393 | 154.8431 | 0 | 1085.01 | 1085.01 | 3241.4393 | Per Hp | 2.8527 | 0.4467 | 1.2236 | 2.9875 | -1879.159 | 277.2703 | DROP | DROP | DROP | KEEP | DROP | KEEP | [5 empty] | 0.4467 | DROP | 2.8527 | 324.3194 | DROP | DROP | DROP | DROP | DROP | DROP | 1.2236 | 324.3194 | 3.2864 | KEEP
DEF | T_MH_Variable Speed Pool Pump | 3160.064 | 0.47257 | 0.5324 | 10 |  | 817.4343 | 177.1734 | 522.5158 | 1517.1235 |  | 3241.4393 | 154.8431 | 0 | 1085.01 | 1085.01 | 3241.4393 | Per Hp | 2.8527 | 0.4467 | 1.2236 | 2.9875 | -1879.159 | 277.2703 | DROP | DROP | DROP | KEEP | DROP | KEEP | [5 empty] | 0.4467 | DROP | 2.8527 | 324.3194 | DROP | DROP | DROP | DROP | DROP | DROP | 1.2236 | 324.3194 | 3.2864 | KEEP
DEF | N_SF_Variable Speed Pool Pump | 3160.064 | 0.47257 | 0.5324 | 10 |  | 817.4343 | 177.1734 | 522.5158 | 1517.1235 |  | 3241.4393 | 154.8431 | 0 | 1085.01 | 1085.01 | 3241.4393 | Per Hp | 2.8527 | 0.4467 | 1.2236 | 2.9875 | -1879.159 | 277.2703 | DROP | DROP | DROP | KEEP | DROP | KEEP | [5 empty] | 0.4467 | DROP | 2.8527 | 324.3194 | DROP | DROP | DROP | DROP | DROP | DROP | 1.2236 | 324.3194 | 3.2864 | KEEP
DEF | N_MF_Variable Speed Pool Pump | 3160.064 | 0.47257 | 0.5324 | 10 |  | 817.4343 | 177.1734 | 522.5158 | 1517.1235 |  | 3241.4393 | 154.8431 | 0 | 1085.01 | 1085.01 | 3241.4393 | Per Hp | 2.8527 | 0.4467 | 1.2236 | 2.9875 | -1879.159 | 277.2703 | DROP | DROP | DROP | KEEP | DROP | KEEP | [5 empty] | 0.4467 | DROP | 2.8527 | 324.3194 | DROP | DROP | DROP | DROP | DROP | DROP | 1.2236 | 324.3194 | 3.2864 | KEEP
DEF | N_MH_Variable Speed Pool Pump | 3160.064 | 0.47257 | 0.5324 | 10 |  | 817.4343 | 177.1734 | 522.5158 | 1517.1235 |  | 3241.4393 | 154.8431 | 0 | 1085.01 | 1085.01 | 3241.4393 | Per Hp | 2.8527 | 0.4467 | 1.2236 | 2.9875 | -1879.159 | 277.2703 | DROP | DROP | DROP | KEEP | DROP | KEEP | [5 empty] | 0.4467 | DROP | 2.8527 | 324.3194 | DROP | DROP | DROP | DROP | DROP | DROP | 1.2236 | 324.3194 | 3.2864 | KEEP
DEF | E_SF_Removal of 2nd Refrigerator-Freezer | 1052.5805 | 0.12011 | 0.10754 | 5 |  | 134.7865 | 0 | 71.101 | 205.8875 |  | 576.2892 | 51.5764 | 0 | 50 | 50 | 576.2892 | Per Unit | 0.39467 | 0.32792 | 2.0269 | 11.5258 | -421.9782 | 104.311 | DROP | DROP | DROP | DROP | DROP | DROP | [5 empty] | 0.32792 | DROP | 0.39467 | 0 | DROP | DROP | DROP | DROP | DROP | DROP | 2.0269 | 0 | 11.5258 | DROP
DEF | E_MF_Removal of 2nd Refrigerator-Freezer | 1052.5805 | 0.12011 | 0.10754 | 5 |  | 134.7865 | 0 | 71.101 | 205.8875 |  | 576.2892 | 51.5764 | 0 | 50 | 50 | 576.2892 | Per Unit | 0.39467 | 0.32792 | 2.0269 | 11.5258 | -421.9782 | 104.311 | DROP | DROP | DROP | DROP | DROP | DROP | [5 empty] | 0.32792 | DROP | 0.39467 | 0 | DROP | DROP | DROP | DROP | DROP | DROP | 2.0269 | 0 | 11.5258 | DROP
DEF | E_MH_Removal of 2nd Refrigerator-Freezer | 1052.5805 | 0.12011 | 0.10754 | 5 |  | 134.7865 | 0 | 71.101 | 205.8875 |  | 576.2892 | 51.5764 | 0 | 50 | 50 | 576.2892 | Per Unit | 0.39467 | 0.32792 | 2.0269 | 11.5258 | -421.9782 | 104.311 | DROP | DROP | DROP | DROP | DROP | DROP | [5 empty] | 0.32792 | DROP | 0.39467 | 0 | DROP | DROP | DROP | DROP | DROP | DROP | 2.0269 | 0 | 11.5258 | DROP
DEF | N_SF_Removal of 2nd Refrigerator-Freezer | 1052.5805 | 0.12011 | 0.10754 | 5 |  | 134.7865 | 0 | 71.101 | 205.8875 |  | 576.2892 | 51.5764 | 0 | 50 | 50 | 576.2892 | Per Unit | 0.39467 | 0.32792 | 2.0269 | 11.5258 | -421.9782 | 104.311 | DROP | DROP | DROP | DROP | DROP | DROP | [5 empty] | 0.32792 | DROP | 0.39467 | 0 | DROP | DROP | DROP | DROP | DROP | DROP | 2.0269 | 0 | 11.5258 | DROP
DEF | N_MF_Removal of 2nd Refrigerator-Freezer | 1052.5805 | 0.12011 | 0.10754 | 5 |  | 134.7865 | 0 | 71.101 | 205.8875 |  | 576.2892 | 51.5764 | 0 | 50 | 50 | 576.2892 | Per Unit | 0.39467 | 0.32792 | 2.0269 | 11.5258 | -421.9782 | 104.311 | DROP | DROP | DROP | DROP | DROP | DROP | [5 empty] | 0.32792 | DROP | 0.39467 | 0 | DROP | DROP | DROP | DROP | DROP | DROP | 2.0269 | 0 | 11.5258 | DROP
DEF | N_MH_Removal of 2nd Refrigerator-Freezer | 1052.5805 | 0.12011 | 0.10754 | 5 |  | 134.7865 | 0 | 71.101 | 205.8875 |  | 576.2892 | 51.5764 | 0 | 50 | 50 | 576.2892 | Per Unit | 0.39467 | 0.32792 | 2.0269 | 11.5258 | -421.9782 | 104.311 | DROP | DROP | DROP | DROP | DROP | DROP | [5 empty] | 0.32792 | DROP | 0.39467 | 0 | DROP | DROP | DROP | DROP | DROP | DROP | 2.0269 | 0 | 11.5258 | DROP
DEF | E_SF_Drain Water Heat Recovery | 237.513 | 0.021393 | 0.046051 | 15 |  | 90.6714 | 37.4003 | 61.1237 | 189.1954 |  | 343.4273 | 11.6381 | 0 | 1025 | 1025 | 343.4273 | Per Unit | 35.8554 | 0.53285 | 0.18251 | 0.33505 | -165.8701 | -847.4427 | DROP | DROP | DROP | DROP | DROP | DROP | [5 empty] | 0.53285 | DROP | 35.8554 | 967.8259 | DROP | DROP | DROP | DROP | DROP | DROP | 0.18251 | 967.8259 | 1.2793 | DROP
DEF | E_MF_Drain Water Heat Recovery | 203.442 | 0.018324 | 0.039445 | 15 |  | 77.6647 | 32.0352 | 52.3556 | 162.0555 |  | 294.163 | 9.9687 | 0 | 1025 | 1025 | 294.163 | Per Unit | 41.8602 | 0.53285 | 0.15658 | 0.28699 | -142.0762 | -872.9131 | DROP | DROP | DROP | DROP | DROP | DROP | [5 empty] | 0.53285 | DROP | 41.8602 | 976.0274 | DROP | DROP | DROP | DROP | DROP | DROP | 0.15658 | 976.0274 | 1.2392 | DROP
DEF | E_MH_Drain Water Heat Recovery | 301.227 | 0.027132 | 0.058404 | 15 |  | 114.9945 | 47.4331 | 77.5204 | 239.948 |  | 435.5533 | 14.7601 | 0 | 1025 | 1025 | 435.5533 | Per Unit | 28.2714 | 0.53285 | 0.23077 | 0.42493 | -210.3655 | -799.8122 | DROP | DROP | DROP | DROP | DROP | DROP | [5 empty] | 0.53285 | DROP | 28.2714 | 952.4886 | DROP | DROP | DROP | DROP | DROP | DROP | 0.23077 | 952.4886 | 1.3542 | DROP
DEF | N_SF_Drain Water Heat Recovery | 237.513 | 0.021393 | 0.046051 | 15 |  | 90.6714 | 37.4003 | 61.1237 | 189.1954 |  | 343.4273 | 11.6381 | 0 | 815 | 815 | 343.4273 | Per Unit | 28.5094 | 0.53285 | 0.22887 | 0.42138 | -165.8701 | -637.4427 | DROP | DROP | DROP | DROP | DROP | DROP | [5 empty] | 0.53285 | DROP | 28.5094 | 757.8259 | DROP | DROP | DROP | DROP | DROP | DROP | 0.22887 | 757.8259 | 1.3512 | DROP
DEF | N_MF_Drain Water Heat Recovery | 203.442 | 0.018324 | 0.039445 | 15 |  | 77.6647 | 32.0352 | 52.3556 | 162.0555 |  | 294.163 | 9.9687 | 0 | 815 | 815 | 294.163 | Per Unit | 33.2839 | 0.53285 | 0.19644 | 0.36094 | -142.0762 | -662.9131 | DROP | DROP | DROP | DROP | DROP | DROP | [5 empty] | 0.53285 | DROP | 33.2839 | 766.0274 | DROP | DROP | DROP | DROP | DROP | DROP | 0.19644 | 766.0274 | 1.3008 | DROP
DEF | N_MH_Drain Water Heat Recovery | 301.227 | 0.027132 | 0.058404 | 15 |  | 114.9945 | 47.4331 | 77.5204 | 239.948 |  | 435.5533 | 14.7601 | 0 | 815 | 815 | 435.5533 | Per Unit | 22.4792 | 0.53285 | 0.28918 | 0.53442 | -210.3655 | -589.8122 | DROP | DROP | DROP | DROP | DROP | DROP | [5 empty] | 0.53285 | DROP | 22.4792 | 742.4886 | DROP | DROP | DROP | DROP | DROP | DROP | 0.28918 | 742.4886 | 1.4455 | DROP
DEF | E_SF_Faucet Aerator | 69.5871 | 0.0062678 | 0.013492 | 10 |  | 18.0006 | 4.4899 | 13.2415 | 35.7319 |  | 71.3791 | 3.4098 | 0 | 3 | 3 | 71.3791 | Per Home | 0.35819 | 0.47777 | 5.5746 | 23.793 | -39.0569 | 29.3221 | DROP | DROP | DROP | DROP | DROP | DROP | [5 empty] | 0.47777 | DROP | 0.35819 | 0 | DROP | DROP | DROP | DROP | DROP | DROP | 5.5746 | 0 | 23.793 | DROP
DEF | E_MF_Faucet Aerator | 54.6832 | 0.0049254 | 0.010602 | 10 |  | 14.1452 | 3.5283 | 10.4054 | 28.0789 |  | 56.0913 | 2.6795 | 0 | 3 | 3 | 56.0913 | Per Home | 0.45581 | 0.47777 | 4.9439 | 18.6971 | -30.6918 | 22.3995 | DROP | DROP | DROP | DROP | DROP | DROP | [5 empty] | 0.47777 | DROP | 0.45581 | 0 | DROP | DROP | DROP | DROP | DROP | DROP | 4.9439 | 0 | 18.6971 | DROP
DEF | E_MH_Faucet Aerator | 54.28 | 0.004889 | 0.010524 | 10 |  | 14.041 | 3.5022 | 10.3287 | 27.8719 |  | 55.6778 | 2.6597 | 0 | 3 | 3 | 55.6778 | Per Home | 0.4592 | 0.47777 | 4.9246 | 18.5593 | -30.4656 | 22.2122 | DROP | DROP | DROP | DROP | DROP | DROP | [5 empty] | 0.47777 | DROP | 0.4592 | 0 | DROP | DROP | DROP | DROP | DROP | DROP | 4.9246 | 0 | 18.5593 | DROP
DEF | N_SF_Faucet Aerator | 28.9946 | 0.0026116 | 0.0056217 | 10 |  | 7.5002 | 1.8708 | 5.5173 | 14.8883 |  | 29.7413 | 1.4207 | 0 | 3 | 3 | 29.7413 | Per Home | 0.85965 | 0.47777 | 3.3678 | 9.9138 | -16.2737 | 10.4676 | DROP | DROP | DROP | DROP | DROP | DROP | [5 empty] | 0.47777 | DROP | 0.85965 | 0 | DROP | DROP | DROP | DROP | DROP | DROP | 3.3678 | 0 | 9.9138 | DROP
DEF | N_MF_Faucet Aerator | 22.7846 | 0.0020522 | 0.0044176 | 10 |  | 5.8939 | 1.4701 | 4.3356 | 11.6996 |  | 23.3714 | 1.1164 | 0 | 3 | 3 | 23.3714 | Per Home | 1.0939 | 0.47777 | 2.8421 | 7.7905 | -12.7883 | 7.5831 | DROP | DROP | DROP | DROP | DROP | KEEP | [5 empty] | 0.47777 | DROP | 1.0939 | 0 | DROP | DROP | DROP | DROP | DROP | DROP | 2.8421 | 0 | 7.7905 | DROP
DEF | N_MH_Faucet Aerator | 22.6167 | 0.0020371 | 0.0043851 | 10 |  | 5.8504 | 1.4593 | 4.3036 | 11.6133 |  | 23.1991 | 1.1082 | 0 | 3 | 3 | 23.1991 | Per Home | 1.1021 | 0.47777 | 2.8268 | 7.733 | -12.694 | 7.5051 | DROP | DROP | DROP | DROP | DROP | KEEP | [5 empty] | 0.47777 | DROP | 1.1021 | 0 | DROP | DROP | DROP | DROP | DROP | DROP | 2.8268 | 0 | 7.733 | DROP
DEF | E_SF_Heat Trap | 132.247 | 0.011912 | 0.025641 | 10 |  | 34.2092 | 8.5328 | 25.1648 | 67.9068 |  | 135.6525 | 6.4801 | 0 | 116.77 | 116.77 | 135.6525 | Per Unit | 7.3361 | 0.47777 | 0.55097 | 1.1617 | -74.2258 | -55.3433 | DROP | DROP | DROP | DROP | DROP | DROP | [5 empty] | 0.47777 | DROP | 7.3361 | 84.9355 | DROP | DROP | DROP | DROP | DROP | DROP | 0.55097 | 84.9355 | 1.8891 | DROP
DEF | E_MF_Heat Trap | 103.9549 | 0.0093633 | 0.020155 | 10 |  | 26.8907 | 6.7074 | 19.7812 | 53.3792 |  | 106.6318 | 5.0938 | 0 | 116.77 | 116.77 | 106.6318 | Per Unit | 9.3326 | 0.47777 | 0.43802 | 0.91318 | -58.3464 | -68.4846 | DROP | DROP | DROP | DROP | DROP | DROP | [5 empty] | 0.47777 | DROP | 9.3326 | 91.746 | DROP | DROP | DROP | DROP | DROP | DROP | 0.43802 | 91.746 | 1.6989 | DROP
DEF | E_MH_Heat Trap | 103.1262 | 0.0092887 | 0.019995 | 10 |  | 26.6763 | 6.6539 | 19.6235 | 52.9537 |  | 105.7818 | 5.0532 | 0 | 116.77 | 116.77 | 105.7818 | Per Unit | 9.4076 | 0.47777 | 0.43468 | 0.9059 | -57.8813 | -68.8695 | DROP | DROP | DROP | DROP | DROP | DROP | [5 empty] | 0.47777 | DROP | 9.4076 | 91.9455 | DROP | DROP | DROP | DROP | DROP | DROP | 0.43468 | 91.9455 | 1.6933 | DROP
DEF | N_SF_Heat Trap | 132.247 | 0.011912 | 0.025641 | 10 |  | 34.2092 | 8.5328 | 25.1648 | 67.9068 |  | 135.6525 | 6.4801 | 0 | 116.77 | 116.77 | 135.6525 | Per Unit | 7.3361 | 0.47777 | 0.55097 | 1.1617 | -74.2258 | -55.3433 | DROP | DROP | DROP | DROP | DROP | DROP | [5 empty] | 0.47777 | DROP | 7.3361 | 84.9355 | DROP | DROP | DROP | DROP | DROP | DROP | 0.55097 | 84.9355 | 1.8891 | DROP
DEF | N_MF_Heat Trap | 103.9549 | 0.0093633 | 0.020155 | 10 |  | 26.8907 | 6.7074 | 19.7812 | 53.3792 |  | 106.6318 | 5.0938 | 0 | 116.77 | 116.77 | 106.6318 | Per Unit | 9.3326 | 0.47777 | 0.43802 | 0.91318 | -58.3464 | -68.4846 | DROP | DROP | DROP | DROP | DROP | DROP | [5 empty] | 0.47777 | DROP | 9.3326 | 91.746 | DROP | DROP | DROP | DROP | DROP | DROP | 0.43802 | 91.746 | 1.6989 | DROP
DEF | N_MH_Heat Trap | 103.1262 | 0.0092887 | 0.019995 | 10 |  | 26.6763 | 6.6539 | 19.6235 | 52.9537 |  | 105.7818 | 5.0532 | 0 | 116.77 | 116.77 | 105.7818 | Per Unit | 9.4076 | 0.47777 | 0.43468 | 0.9059 | -57.8813 | -68.8695 | DROP | DROP | DROP | DROP | DROP | DROP | [5 empty] | 0.47777 | DROP | 9.4076 | 91.9455 | DROP | DROP | DROP | DROP | DROP | DROP | 0.43468 | 91.9455 | 1.6933 | DROP
DEF | E_SF_Hot Water Pipe Insulation | 147.8828 | 0.01332 | 0.028672 | 13 |  | 49.4498 | 18.5284 | 34.3658 | 102.3441 |  | 190.1235 | 7.2463 | 0 | 18 | 18 | 190.1235 | Per 6 LF | 1.0113 | 0.51854 | 4.0538 | 10.5624 | -95.0256 | 77.0978 | DROP | DROP | DROP | DROP | DROP | KEEP | [5 empty] | 0.51854 | DROP | 1.0113 | 0 | DROP | DROP | DROP | DROP | DROP | DROP | 4.0538 | 0 | 10.5624 | DROP
DEF | E_MF_Hot Water Pipe Insulation | 126.7083 | 0.011413 | 0.024567 | 13 |  | 42.3694 | 15.8755 | 29.4452 | 87.6901 |  | 162.9008 | 6.2087 | 0 | 18 | 18 | 162.9008 | Per 6 LF | 1.1803 | 0.51854 | 3.6223 | 9.05 | -81.4195 | 63.4813 | DROP | DROP | DROP | DROP | DROP | KEEP | [5 empty] | 0.51854 | DROP | 1.1803 | 0 | DROP | DROP | DROP | DROP | DROP | DROP | 3.6223 | 0 | 9.05 | DROP
DEF | E_MH_Hot Water Pipe Insulation | 187.4977 | 0.016888 | 0.036353 | 13 |  | 62.6965 | 23.4918 | 43.5718 | 129.7601 |  | 241.0538 | 9.1874 | 0 | 18 | 18 | 241.0538 | Per 6 LF | 0.79762 | 0.51854 | 4.7728 | 13.3919 | -120.4811 | 102.5727 | DROP | DROP | DROP | DROP | DROP | DROP | [5 empty] | 0.51854 | DROP | 0.79762 | 0 | DROP | DROP | DROP | DROP | DROP | DROP | 4.7728 | 0 | 13.3919 | DROP
DEF | N_SF_Hot Water Pipe Insulation | 147.8828 | 0.01332 | 0.028672 | 13 |  | 49.4498 | 18.5284 | 34.3658 | 102.3441 |  | 190.1235 | 7.2463 | 0 | 18 | 18 | 190.1235 | Per 6 LF | 1.0113 | 0.51854 | 4.0538 | 10.5624 | -95.0256 | 77.0978 | DROP | DROP | DROP | DROP | DROP | KEEP | [5 empty] | 0.51854 | DROP | 1.0113 | 0 | DROP | DROP | DROP | DROP | DROP | DROP | 4.0538 | 0 | 10.5624 | DROP
DEF | N_MF_Hot Water Pipe Insulation | 126.7083 | 0.011413 | 0.024567 | 13 |  | 42.3694 | 15.8755 | 29.4452 | 87.6901 |  | 162.9008 | 6.2087 | 0 | 18 | 18 | 162.9008 | Per 6 LF | 1.1803 | 0.51854 | 3.6223 | 9.05 | -81.4195 | 63.4813 | DROP | DROP | DROP | DROP | DROP | KEEP | [5 empty] | 0.51854 | DROP | 1.1803 | 0 | DROP | DROP | DROP | DROP | DROP | DROP | 3.6223 | 0 | 9.05 | DROP
DEF | N_MH_Hot Water Pipe Insulation | 187.4977 | 0.016888 | 0.036353 | 13 |  | 62.6965 | 23.4918 | 43.5718 | 129.7601 |  | 241.0538 | 9.1874 | 0 | 18 | 18 | 241.0538 | Per 6 LF | 0.79762 | 0.51854 | 4.7728 | 13.3919 | -120.4811 | 102.5727 | DROP | DROP | DROP | DROP | DROP | DROP | [5 empty] | 0.51854 | DROP | 0.79762 | 0 | DROP | DROP | DROP | DROP | DROP | DROP | 4.7728 | 0 | 13.3919 | DROP
DEF | E_SF_Low Flow Showerhead | 295.0025 | 0.026571 | 0.057197 | 9 |  | 68.7998 | 11.8513 | 51.6026 | 132.2537 |  | 275.7824 | 14.4551 | 0 | 7 | 7 | 275.7824 | Per Unit | 0.19715 | 0.45567 | 6.1642 | 39.3975 | -157.9839 | 110.7985 | DROP | DROP | DROP | DROP | DROP | DROP | [5 empty] | 0.45567 | DROP | 0.19715 | 0 | DROP | DROP | DROP | DROP | DROP | DROP | 6.1642 | 0 | 39.3975 | DROP
DEF | E_MF_Low Flow Showerhead | 231.8914 | 0.020887 | 0.044961 | 9 |  | 54.0812 | 9.3159 | 40.563 | 103.9601 |  | 216.7832 | 11.3627 | 0 | 7 | 7 | 216.7832 | Per Unit | 0.2508 | 0.45567 | 5.6615 | 30.969 | -124.1858 | 85.5974 | DROP | DROP | DROP | DROP | DROP | DROP | [5 empty] | 0.45567 | DROP | 0.2508 | 0 | DROP | DROP | DROP | DROP | DROP | DROP | 5.6615 | 0 | 30.969 | DROP
DEF | E_MH_Low Flow Showerhead | 230.0428 | 0.02072 | 0.044602 | 9 |  | 53.65 | 9.2416 | 40.2397 | 103.1313 |  | 215.055 | 11.2721 | 0 | 7 | 7 | 215.055 | Per Unit | 0.25282 | 0.45567 | 5.6442 | 30.7221 | -123.1958 | 84.8592 | DROP | DROP | DROP | DROP | DROP | DROP | [5 empty] | 0.45567 | DROP | 0.25282 | 0 | DROP | DROP | DROP | DROP | DROP | DROP | 5.6442 | 0 | 30.7221 | DROP
DEF | N_SF_Low Flow Showerhead | 295.0025 | 0.026571 | 0.057197 | 9 |  | 68.7998 | 11.8513 | 51.6026 | 132.2537 |  | 275.7824 | 14.4551 | 0 | 7 | 7 | 275.7824 | Per Unit | 0.19715 | 0.45567 | 6.1642 | 39.3975 | -157.9839 | 110.7985 | DROP | DROP | DROP | DROP | DROP | DROP | [5 empty] | 0.45567 | DROP | 0.19715 | 0 | DROP | DROP | DROP | DROP | DROP | DROP | 6.1642 | 0 | 39.3975 | DROP
DEF | N_MF_Low Flow Showerhead | 231.8914 | 0.020887 | 0.044961 | 9 |  | 54.0812 | 9.3159 | 40.563 | 103.9601 |  | 216.7832 | 11.3627 | 0 | 7 | 7 | 216.7832 | Per Unit | 0.2508 | 0.45567 | 5.6615 | 30.969 | -124.1858 | 85.5974 | DROP | DROP | DROP | DROP | DROP | DROP | [5 empty] | 0.45567 | DROP | 0.2508 | 0 | DROP | DROP | DROP | DROP | DROP | DROP | 5.6615 | 0 | 30.969 | DROP
DEF | N_MH_Low Flow Showerhead | 230.0428 | 0.02072 | 0.044602 | 9 |  | 53.65 | 9.2416 | 40.2397 | 103.1313 |  | 215.055 | 11.2721 | 0 | 7 | 7 | 215.055 | Per Unit | 0.25282 | 0.45567 | 5.6442 | 30.7221 | -123.1958 | 84.8592 | DROP | DROP | DROP | DROP | DROP | DROP | [5 empty] | 0.45567 | DROP | 0.25282 | 0 | DROP | DROP | DROP | DROP | DROP | DROP | 5.6442 | 0 | 30.7221 | DROP
DEF | E_SF_Thermostatic Shower Restriction Valve | 92.6413 | 0.0083443 | 0.017962 | 10 |  | 23.9641 | 5.9774 | 17.6284 | 47.5699 |  | 95.0269 | 4.5394 | 0 | 29.95 | 29.95 | 95.0269 | Per Unit | 2.686 | 0.47777 | 1.3793 | 3.1729 | -51.9965 | 13.0804 | DROP | DROP | DROP | KEEP | DROP | KEEP | [5 empty] | 0.47777 | DROP | 2.686 | 7.6494 | DROP | DROP | DROP | DROP | DROP | DROP | 1.3793 | 7.6494 | 3.4283 | KEEP
DEF | E_MF_Thermostatic Shower Restriction Valve | 72.8222 | 0.0065592 | 0.014119 | 10 |  | 18.8374 | 4.6986 | 13.857 | 37.393 |  | 74.6974 | 3.5683 | 0 | 29.95 | 29.95 | 74.6974 | Per Unit | 3.417 | 0.47777 | 1.1156 | 2.4941 | -40.8727 | 3.8748 | DROP | DROP | DROP | KEEP | KEEP | KEEP | [5 empty] | 0.47777 | DROP | 3.417 | 12.4202 | DROP | DROP | DROP | DROP | DROP | DROP | 1.1156 | 12.4202 | 2.9088 | KEEP
DEF | E_MH_Thermostatic Shower Restriction Valve | 72.2416 | 0.0065069 | 0.014007 | 10 |  | 18.6872 | 4.6612 | 13.7466 | 37.095 |  | 74.1019 | 3.5398 | 0 | 29.95 | 29.95 | 74.1019 | Per Unit | 3.4445 | 0.47777 | 1.1076 | 2.4742 | -40.5468 | 3.6051 | DROP | DROP | DROP | KEEP | KEEP | KEEP | [5 empty] | 0.47777 | DROP | 3.4445 | 12.56 | DROP | DROP | DROP | DROP | DROP | DROP | 1.1076 | 12.56 | 2.8936 | KEEP
DEF | N_SF_Thermostatic Shower Restriction Valve | 92.6413 | 0.0083443 | 0.017962 | 10 |  | 23.9641 | 5.9774 | 17.6284 | 47.5699 |  | 95.0269 | 4.5394 | 0 | 29.95 | 29.95 | 95.0269 | Per Unit | 2.686 | 0.47777 | 1.3793 | 3.1729 | -51.9965 | 13.0804 | DROP | DROP | DROP | KEEP | DROP | KEEP | [5 empty] | 0.47777 | DROP | 2.686 | 7.6494 | DROP | DROP | DROP | DROP | DROP | DROP | 1.3793 | 7.6494 | 3.4283 | KEEP
DEF | N_MF_Thermostatic Shower Restriction Valve | 72.8222 | 0.0065592 | 0.014119 | 10 |  | 18.8374 | 4.6986 | 13.857 | 37.393 |  | 74.6974 | 3.5683 | 0 | 29.95 | 29.95 | 74.6974 | Per Unit | 3.417 | 0.47777 | 1.1156 | 2.4941 | -40.8727 | 3.8748 | DROP | DROP | DROP | KEEP | KEEP | KEEP | [5 empty] | 0.47777 | DROP | 3.417 | 12.4202 | DROP | DROP | DROP | DROP | DROP | DROP | 1.1156 | 12.4202 | 2.9088 | KEEP
DEF | N_MH_Thermostatic Shower Restriction Valve | 72.2416 | 0.0065069 | 0.014007 | 10 |  | 18.6872 | 4.6612 | 13.7466 | 37.095 |  | 74.1019 | 3.5398 | 0 | 29.95 | 29.95 | 74.1019 | Per Unit | 3.4445 | 0.47777 | 1.1076 | 2.4742 | -40.5468 | 3.6051 | DROP | DROP | DROP | KEEP | KEEP | KEEP | [5 empty] | 0.47777 | DROP | 3.4445 | 12.56 | DROP | DROP | DROP | DROP | DROP | DROP | 1.1076 | 12.56 | 2.8936 | KEEP
DEF | E_SF_Water Heater Blanket | 263.9459 | 0.023774 | 0.051176 | 7 |  | 47.5301 | 0 | 37.4965 | 85.0265 |  | 196.6627 | 12.9334 | 0 | 167.92 | 167.92 | 196.6627 | Per Unit | 5.2857 | 0.40567 | 0.47014 | 1.1712 | -124.5695 | -95.8268 | DROP | DROP | DROP | DROP | DROP | DROP | [5 empty] | 0.40567 | DROP | 5.2857 | 104.3829 | DROP | DROP | DROP | DROP | DROP | DROP | 0.47014 | 104.3829 | 1.7928 | DROP
DEF | E_MF_Water Heater Blanket | 263.9459 | 0.023774 | 0.051176 | 7 |  | 47.5301 | 0 | 37.4965 | 85.0265 |  | 196.6627 | 12.9334 | 0 | 167.92 | 167.92 | 196.6627 | Per Unit | 5.2857 | 0.40567 | 0.47014 | 1.1712 | -124.5695 | -95.8268 | DROP | DROP | DROP | DROP | DROP | DROP | [5 empty] | 0.40567 | DROP | 5.2857 | 104.3829 | DROP | DROP | DROP | DROP | DROP | DROP | 0.47014 | 104.3829 | 1.7928 | DROP
DEF | E_MH_Water Heater Blanket | 263.9459 | 0.023774 | 0.051176 | 7 |  | 47.5301 | 0 | 37.4965 | 85.0265 |  | 196.6627 | 12.9334 | 0 | 167.92 | 167.92 | 196.6627 | Per Unit | 5.2857 | 0.40567 | 0.47014 | 1.1712 | -124.5695 | -95.8268 | DROP | DROP | DROP | DROP | DROP | DROP | [5 empty] | 0.40567 | DROP | 5.2857 | 104.3829 | DROP | DROP | DROP | DROP | DROP | DROP | 0.47014 | 104.3829 | 1.7928 | DROP
DEF | N_SF_Water Heater Blanket | 252.4943 | 0.022742 | 0.048955 | 7 |  | 45.4679 | 0 | 35.8696 | 81.3375 |  | 188.1303 | 12.3722 | 0 | 167.92 | 167.92 | 188.1303 | Per Unit | 5.5255 | 0.40567 | 0.45114 | 1.1204 | -119.1649 | -98.9547 | DROP | DROP | DROP | DROP | DROP | DROP | [5 empty] | 0.40567 | DROP | 5.5255 | 107.1396 | DROP | DROP | DROP | DROP | DROP | DROP | 0.45114 | 107.1396 | 1.7584 | DROP
DEF | N_MF_Water Heater Blanket | 252.4943 | 0.022742 | 0.048955 | 7 |  | 45.4679 | 0 | 35.8696 | 81.3375 |  | 188.1303 | 12.3722 | 0 | 167.92 | 167.92 | 188.1303 | Per Unit | 5.5255 | 0.40567 | 0.45114 | 1.1204 | -119.1649 | -98.9547 | DROP | DROP | DROP | DROP | DROP | DROP | [5 empty] | 0.40567 | DROP | 5.5255 | 107.1396 | DROP | DROP | DROP | DROP | DROP | DROP | 0.45114 | 107.1396 | 1.7584 | DROP
DEF | N_MH_Water Heater Blanket | 252.4943 | 0.022742 | 0.048955 | 7 |  | 45.4679 | 0 | 35.8696 | 81.3375 |  | 188.1303 | 12.3722 | 0 | 167.92 | 167.92 | 188.1303 | Per Unit | 5.5255 | 0.40567 | 0.45114 | 1.1204 | -119.1649 | -98.9547 | DROP | DROP | DROP | DROP | DROP | DROP | [5 empty] | 0.40567 | DROP | 5.5255 | 107.1396 | DROP | DROP | DROP | DROP | DROP | DROP | 0.45114 | 107.1396 | 1.7584 | DROP
DEF | E_SF_Water Heater Thermostat Setback | 36.5826 | 0.003295 | 0.0070929 | 4 |  | 3.798 | 0 | 3.1773 | 6.9753 |  | 16.3477 | 1.7925 | 0 | 1.65 | 1.65 | 16.3477 | Per Unit | 0.37474 | 0.38452 | 2.0262 | 9.9077 | -11.165 | 3.5328 | DROP | DROP | DROP | DROP | DROP | DROP | [5 empty] | 0.38452 | DROP | 0.37474 | 0 | DROP | DROP | DROP | DROP | DROP | DROP | 2.0262 | 0 | 9.9077 | DROP
DEF | E_MF_Water Heater Thermostat Setback | 36.5826 | 0.003295 | 0.0070929 | 4 |  | 3.798 | 0 | 3.1773 | 6.9753 |  | 16.3477 | 1.7925 | 0 | 1.65 | 1.65 | 16.3477 | Per Unit | 0.37474 | 0.38452 | 2.0262 | 9.9077 | -11.165 | 3.5328 | DROP | DROP | DROP | DROP | DROP | DROP | [5 empty] | 0.38452 | DROP | 0.37474 | 0 | DROP | DROP | DROP | DROP | DROP | DROP | 2.0262 | 0 | 9.9077 | DROP
DEF | E_MH_Water Heater Thermostat Setback | 36.5826 | 0.003295 | 0.0070929 | 4 |  | 3.798 | 0 | 3.1773 | 6.9753 |  | 16.3477 | 1.7925 | 0 | 1.65 | 1.65 | 16.3477 | Per Unit | 0.37474 | 0.38452 | 2.0262 | 9.9077 | -11.165 | 3.5328 | DROP | DROP | DROP | DROP | DROP | DROP | [5 empty] | 0.38452 | DROP | 0.37474 | 0 | DROP | DROP | DROP | DROP | DROP | DROP | 2.0262 | 0 | 9.9077 | DROP
DEF | N_SF_Water Heater Thermostat Setback | 36.5826 | 0.003295 | 0.0070929 | 4 |  | 3.798 | 0 | 3.1773 | 6.9753 |  | 16.3477 | 1.7925 | 0 | 1.65 | 1.65 | 16.3477 | Per Unit | 0.37474 | 0.38452 | 2.0262 | 9.9077 | -11.165 | 3.5328 | DROP | DROP | DROP | DROP | DROP | DROP | [5 empty] | 0.38452 | DROP | 0.37474 | 0 | DROP | DROP | DROP | DROP | DROP | DROP | 2.0262 | 0 | 9.9077 | DROP
DEF | N_MF_Water Heater Thermostat Setback | 36.5826 | 0.003295 | 0.0070929 | 4 |  | 3.798 | 0 | 3.1773 | 6.9753 |  | 16.3477 | 1.7925 | 0 | 1.65 | 1.65 | 16.3477 | Per Unit | 0.37474 | 0.38452 | 2.0262 | 9.9077 | -11.165 | 3.5328 | DROP | DROP | DROP | DROP | DROP | DROP | [5 empty] | 0.38452 | DROP | 0.37474 | 0 | DROP | DROP | DROP | DROP | DROP | DROP | 2.0262 | 0 | 9.9077 | DROP
DEF | N_MH_Water Heater Thermostat Setback | 36.5826 | 0.003295 | 0.0070929 | 4 |  | 3.798 | 0 | 3.1773 | 6.9753 |  | 16.3477 | 1.7925 | 0 | 1.65 | 1.65 | 16.3477 | Per Unit | 0.37474 | 0.38452 | 2.0262 | 9.9077 | -11.165 | 3.5328 | DROP | DROP | DROP | DROP | DROP | DROP | [5 empty] | 0.38452 | DROP | 0.37474 | 0 | DROP | DROP | DROP | DROP | DROP | DROP | 2.0262 | 0 | 9.9077 | DROP
DEF | E_SF_Water Heater Timeclock | 96.55 | 0 | 0 | 7 |  | 17.3862 | 0 | 0 | 17.3862 |  | 71.9382 | 4.731 | 0 | 143.33 | 143.33 | 71.9382 | Per Unit | 12.334 | 0.22677 | 0.11743 | 0.50191 | -59.2829 | -130.6747 | DROP | DROP | DROP | DROP | DROP | DROP | [5 empty] | 0.22677 | DROP | 12.334 | 120.0885 | DROP | DROP | DROP | DROP | DROP | DROP | 0.11743 | 120.0885 | 1.3398 | DROP
DEF | E_MF_Water Heater Timeclock | 82.7 | 0 | 0 | 7 |  | 14.8922 | 0 | 0 | 14.8922 |  | 61.6187 | 4.0523 | 0 | 143.33 | 143.33 | 61.6187 | Per Unit | 14.3996 | 0.22677 | 0.10104 | 0.42991 | -50.7788 | -132.4901 | DROP | DROP | DROP | DROP | DROP | DROP | [5 empty] | 0.22677 | DROP | 14.3996 | 123.4225 | DROP | DROP | DROP | DROP | DROP | DROP | 0.10104 | 123.4225 | 1.291 | DROP
DEF | E_MH_Water Heater Timeclock | 122.45 | 0 | 0 | 7 |  | 22.0502 | 0 | 0 | 22.0502 |  | 91.2359 | 6.0001 | 0 | 143.33 | 143.33 | 91.2359 | Per Unit | 9.7251 | 0.22677 | 0.14766 | 0.63654 | -75.1858 | -127.2799 | DROP | DROP | DROP | DROP | DROP | DROP | [5 empty] | 0.22677 | DROP | 9.7251 | 113.8538 | DROP | DROP | DROP | DROP | DROP | DROP | 0.14766 | 113.8538 | 1.4309 | DROP
DEF | N_SF_Water Heater Timeclock | 96.55 | 0 | 0 | 7 |  | 17.3862 | 0 | 0 | 17.3862 |  | 71.9382 | 4.731 | 0 | 143.33 | 143.33 | 71.9382 | Per Unit | 12.334 | 0.22677 | 0.11743 | 0.50191 | -59.2829 | -130.6747 | DROP | DROP | DROP | DROP | DROP | DROP | [5 empty] | 0.22677 | DROP | 12.334 | 120.0885 | DROP | DROP | DROP | DROP | DROP | DROP | 0.11743 | 120.0885 | 1.3398 | DROP
DEF | N_MF_Water Heater Timeclock | 82.7 | 0 | 0 | 7 |  | 14.8922 | 0 | 0 | 14.8922 |  | 61.6187 | 4.0523 | 0 | 143.33 | 143.33 | 61.6187 | Per Unit | 14.3996 | 0.22677 | 0.10104 | 0.42991 | -50.7788 | -132.4901 | DROP | DROP | DROP | DROP | DROP | DROP | [5 empty] | 0.22677 | DROP | 14.3996 | 123.4225 | DROP | DROP | DROP | DROP | DROP | DROP | 0.10104 | 123.4225 | 1.291 | DROP
DEF | N_MH_Water Heater Timeclock | 122.45 | 0 | 0 | 7 |  | 22.0502 | 0 | 0 | 22.0502 |  | 91.2359 | 6.0001 | 0 | 143.33 | 143.33 | 91.2359 | Per Unit | 9.7251 | 0.22677 | 0.14766 | 0.63654 | -75.1858 | -127.2799 | DROP | DROP | DROP | DROP | DROP | DROP | [5 empty] | 0.22677 | DROP | 9.7251 | 113.8538 | DROP | DROP | DROP | DROP | DROP | DROP | 0.14766 | 113.8538 | 1.4309 | DROP
DEF | E_SF_Smart Power Strip | 53.801 | 0.0059262 | 0.0046242 | 5 |  | 6.8894 | 0 | 3.5082 | 10.3976 |  | 29.4561 | 2.6362 | 0 | 10 | 10 | 29.4561 | Per Unit | 1.5443 | 0.32399 | 0.82284 | 2.9456 | -21.6947 | -2.2386 | DROP | DROP | DROP | DROP | DROP | DROP | [5 empty] | 0.32399 | DROP | 1.5443 | 0 | DROP | DROP | DROP | DROP | DROP | DROP | 0.82284 | 0 | 2.9456 | DROP
DEF | E_MF_Smart Power Strip | 53.801 | 0.0059262 | 0.0046242 | 5 |  | 6.8894 | 0 | 3.5082 | 10.3976 |  | 29.4561 | 2.6362 | 0 | 10 | 10 | 29.4561 | Per Unit | 1.5443 | 0.32399 | 0.82284 | 2.9456 | -21.6947 | -2.2386 | DROP | DROP | DROP | DROP | DROP | DROP | [5 empty] | 0.32399 | DROP | 1.5443 | 0 | DROP | DROP | DROP | DROP | DROP | DROP | 0.82284 | 0 | 2.9456 | DROP
DEF | E_MH_Smart Power Strip | 53.801 | 0.0059262 | 0.0046242 | 5 |  | 6.8894 | 0 | 3.5082 | 10.3976 |  | 29.4561 | 2.6362 | 0 | 10 | 10 | 29.4561 | Per Unit | 1.5443 | 0.32399 | 0.82284 | 2.9456 | -21.6947 | -2.2386 | DROP | DROP | DROP | DROP | DROP | DROP | [5 empty] | 0.32399 | DROP | 1.5443 | 0 | DROP | DROP | DROP | DROP | DROP | DROP | 0.82284 | 0 | 2.9456 | DROP
DEF | N_SF_Smart Power Strip | 53.801 | 0.0059262 | 0.0046242 | 5 |  | 6.8894 | 0 | 3.5082 | 10.3976 |  | 29.4561 | 2.6362 | 0 | 10 | 10 | 29.4561 | Per Unit | 1.5443 | 0.32399 | 0.82284 | 2.9456 | -21.6947 | -2.2386 | DROP | DROP | DROP | DROP | DROP | DROP | [5 empty] | 0.32399 | DROP | 1.5443 | 0 | DROP | DROP | DROP | DROP | DROP | DROP | 0.82284 | 0 | 2.9456 | DROP
DEF | N_MF_Smart Power Strip | 53.801 | 0.0059262 | 0.0046242 | 5 |  | 6.8894 | 0 | 3.5082 | 10.3976 |  | 29.4561 | 2.6362 | 0 | 10 | 10 | 29.4561 | Per Unit | 1.5443 | 0.32399 | 0.82284 | 2.9456 | -21.6947 | -2.2386 | DROP | DROP | DROP | DROP | DROP | DROP | [5 empty] | 0.32399 | DROP | 1.5443 | 0 | DROP | DROP | DROP | DROP | DROP | DROP | 0.82284 | 0 | 2.9456 | DROP
DEF | N_MH_Smart Power Strip | 53.801 | 0.0059262 | 0.0046242 | 5 |  | 6.8894 | 0 | 3.5082 | 10.3976 |  | 29.4561 | 2.6362 | 0 | 10 | 10 | 29.4561 | Per Unit | 1.5443 | 0.32399 | 0.82284 | 2.9456 | -21.6947 | -2.2386 | DROP | DROP | DROP | DROP | DROP | DROP | [5 empty] | 0.32399 | DROP | 1.5443 | 0 | DROP | DROP | DROP | DROP | DROP | DROP | 0.82284 | 0 | 2.9456 | DROP
DEF | E_SF_Air Sealing-Infiltration Control | 595.5471 | 0.26132 | 0.3859 | 11 |  | 169.5859 | 174.0605 | 407.9622 | 751.6086 |  | 664.0378 | 29.1818 | 0 | 578.496 | 578.496 | 664.0378 | Per Home | 8.0705 | 1.0842 | 1.2369 | 1.1479 | 58.389 | 143.9308 | KEEP | KEEP | KEEP | KEEP | KEEP | KEEP | [5 empty] | 1.0842 | 58.389 | 8.0705 | 435.1359 | KEEP | 58.389 | 1 | 7.256 | 1.2488 | KEEP | 1.2369 | 435.1359 | 1.9001 | KEEP
DEF | E_MF_Air Sealing-Infiltration Control | 387.27 | 0.16993 | 0.25094 | 11 |  | 110.2776 | 113.1874 | 265.288 | 488.7531 |  | 431.8079 | 18.9762 | 0 | 343.22 | 343.22 | 431.8079 | Per Home | 7.3634 | 1.0842 | 1.3494 | 1.2581 | 37.969 | 126.5568 | KEEP | KEEP | KEEP | KEEP | KEEP | KEEP | [5 empty] | 1.0842 | 37.969 | 7.3634 | 249.9964 | KEEP | 37.969 | 1 | 6.5488 | 1.3687 | KEEP | 1.3494 | 249.9964 | 1.9865 | KEEP
DEF | E_MH_Air Sealing-Infiltration Control | 582.57 | 0.25563 | 0.37749 | 11 |  | 165.8906 | 170.2677 | 399.0726 | 735.2309 |  | 649.5683 | 28.5459 | 0 | 362.084 | 362.084 | 649.5683 | Per Home | 5.1639 | 1.0842 | 1.8822 | 1.794 | 57.1167 | 344.601 | KEEP | KEEP | KEEP | KEEP | KEEP | KEEP | [5 empty] | 1.0842 | 57.1167 | 5.1639 | 221.8477 | KEEP | 57.1167 | 1 | 4.3493 | 1.9517 | KEEP | 1.8822 | 221.8477 | 2.4067 | KEEP
DEF | N_SF_Air Sealing-Infiltration Control | 0 | 0 | 0 | 11 |  | 0 | 0 | 0 | 0 |  | 0 | 0 | 0 | 578.496 | 578.496 | 0 | Per Home | 0 | 0 | 0 | 0 | 0 | -578.496 | DROP | DROP | DROP | DROP | DROP | DROP | [5 empty] | #DIV/0! | #DIV/0! | 0 | 0 | #DIV/0! | #DIV/0! | #DIV/0! | #DIV/0! | #DIV/0! | DROP | 0 | 0 | 0 | DROP
DEF | N_MF_Air Sealing-Infiltration Control | 0 | 0 | 0 | 11 |  | 0 | 0 | 0 | 0 |  | 0 | 0 | 0 | 343.22 | 343.22 | 0 | Per Home | 0 | 0 | 0 | 0 | 0 | -343.22 | DROP | DROP | DROP | DROP | DROP | DROP | [5 empty] | #DIV/0! | #DIV/0! | 0 | 0 | #DIV/0! | #DIV/0! | #DIV/0! | #DIV/0! | #DIV/0! | DROP | 0 | 0 | 0 | DROP
DEF | N_MH_Air Sealing-Infiltration Control | 0 | 0 | 0 | 11 |  | 0 | 0 | 0 | 0 |  | 0 | 0 | 0 | 362.084 | 362.084 | 0 | Per Home | 0 | 0 | 0 | 0 | 0 | -362.084 | DROP | DROP | DROP | DROP | DROP | DROP | [5 empty] | #DIV/0! | #DIV/0! | 0 | 0 | #DIV/0! | #DIV/0! | #DIV/0! | #DIV/0! | #DIV/0! | DROP | 0 | 0 | 0 | DROP
DEF | E_SF_Ceiling Insulation(R12 to R38) | 843 | 0.3699 | 0.54624 | 20 |  | 404.8936 | 651.4961 | 874.4813 | 1930.871 |  | 1514.8463 | 41.307 | 0 | 842.0071 | 842.0071 | 1514.8463 | Per Home | 8.2986 | 1.2408 | 2.1859 | 1.7991 | 374.7177 | 1047.557 | KEEP | KEEP | KEEP | KEEP | KEEP | KEEP | [5 empty] | 1.2408 | 374.7177 | 8.2986 | 639.0801 | KEEP | 374.7177 | 1 | 4.6055 | 2.2441 | KEEP | 2.1859 | 639.0801 | 2.5581 | KEEP
DEF | E_MF_Ceiling Insulation(R12 to R38) | 522 | 0.22905 | 0.33824 | 20 |  | 250.717 | 403.4175 | 541.4938 | 1195.6283 |  | 938.0187 | 25.578 | 0 | 699.3845 | 699.3845 | 938.0187 | Per Home | 11.1317 | 1.2408 | 1.6492 | 1.3412 | 232.0316 | 470.6658 | KEEP | KEEP | KEEP | KEEP | KEEP | KEEP | [5 empty] | 1.2408 | 232.0316 | 11.1317 | 573.7286 | KEEP | 232.0316 | 1 | 7.4386 | 1.673 | KEEP | 1.6492 | 573.7286 | 2.1615 | KEEP
DEF | E_MH_Ceiling Insulation(R12 to R38) | 517.2 | 0.22694 | 0.33513 | 20 |  | 248.4116 | 399.7079 | 536.5145 | 1184.634 |  | 929.3932 | 25.3428 | 0 | 737.8239 | 737.8239 | 929.3932 | Per Home | 11.8526 | 1.2408 | 1.5523 | 1.2596 | 229.898 | 421.4673 | KEEP | KEEP | KEEP | KEEP | KEEP | KEEP | [5 empty] | 1.2408 | 229.898 | 11.8526 | 613.3236 | KEEP | 229.898 | 1 | 8.1594 | 1.5712 | KEEP | 1.5523 | 613.3236 | 2.0909 | KEEP
DEF | N_SF_Ceiling Insulation(R12 to R38) | 843 | 0.3699 | 0.54624 | 20 |  | 404.8936 | 651.4961 | 874.4813 | 1930.871 |  | 1514.8463 | 41.307 | 0 | 842.0071 | 842.0071 | 1514.8463 | Per Home | 8.2986 | 1.2408 | 2.1859 | 1.7991 | 374.7177 | 1047.557 | KEEP | KEEP | KEEP | KEEP | KEEP | KEEP | [5 empty] | 1.2408 | 374.7177 | 8.2986 | 639.0801 | KEEP | 374.7177 | 1 | 4.6055 | 2.2441 | KEEP | 2.1859 | 639.0801 | 2.5581 | KEEP
DEF | N_MF_Ceiling Insulation(R12 to R38) | 522 | 0.22905 | 0.33824 | 20 |  | 250.717 | 403.4175 | 541.4938 | 1195.6283 |  | 938.0187 | 25.578 | 0 | 699.3845 | 699.3845 | 938.0187 | Per Home | 11.1317 | 1.2408 | 1.6492 | 1.3412 | 232.0316 | 470.6658 | KEEP | KEEP | KEEP | KEEP | KEEP | KEEP | [5 empty] | 1.2408 | 232.0316 | 11.1317 | 573.7286 | KEEP | 232.0316 | 1 | 7.4386 | 1.673 | KEEP | 1.6492 | 573.7286 | 2.1615 | KEEP
DEF | N_MH_Ceiling Insulation(R12 to R38) | 517.2 | 0.22694 | 0.33513 | 20 |  | 248.4116 | 399.7079 | 536.5145 | 1184.634 |  | 929.3932 | 25.3428 | 0 | 737.8239 | 737.8239 | 929.3932 | Per Home | 11.8526 | 1.2408 | 1.5523 | 1.2596 | 229.898 | 421.4673 | KEEP | KEEP | KEEP | KEEP | KEEP | KEEP | [5 empty] | 1.2408 | 229.898 | 11.8526 | 613.3236 | KEEP | 229.898 | 1 | 8.1594 | 1.5712 | KEEP | 1.5523 | 613.3236 | 2.0909 | KEEP
DEF | E_SF_Ceiling Insulation(R19 to R38) | 426 | 0.18693 | 0.27604 | 20 |  | 204.6081 | 329.2258 | 441.9087 | 975.7427 |  | 765.5095 | 20.874 | 0 | 721.5516 | 721.5516 | 765.5095 | Per Home | 14.0726 | 1.2408 | 1.3143 | 1.0609 | 189.3591 | 233.317 | KEEP | KEEP | KEEP | KEEP | KEEP | KEEP | [5 empty] | 1.2408 | 189.3591 | 14.0726 | 619.0049 | KEEP | 189.3591 | 1 | 10.3795 | 1.3234 | KEEP | 1.3143 | 619.0049 | 1.9188 | KEEP
DEF | E_MF_Ceiling Insulation(R19 to R38) | 265 | 0.11628 | 0.17171 | 20 |  | 127.2797 | 204.8001 | 274.8963 | 606.9761 |  | 476.1972 | 12.985 | 0 | 599.3323 | 599.3323 | 476.1972 | Per Home | 18.7906 | 1.2408 | 0.99128 | 0.79455 | 117.7938 | -5.3412 | DROP | DROP | DROP | DROP | DROP | DROP | [5 empty] | 1.2408 | 117.7938 | 18.7906 | 535.5415 | KEEP | 117.7938 | 1 | 15.0974 | 0.99109 | DROP | 0.99128 | 535.5415 | 1.6881 | DROP
DEF | E_MH_Ceiling Insulation(R19 to R38) | 254.41 | 0.11163 | 0.16485 | 20 |  | 122.1933 | 196.6158 | 263.9108 | 582.7199 |  | 457.1673 | 12.4661 | 0 | 632.2727 | 632.2727 | 457.1673 | Per Home | 20.6485 | 1.2408 | 0.90381 | 0.72305 | 113.0865 | -62.0188 | DROP | DROP | DROP | DROP | DROP | DROP | [5 empty] | 1.2408 | 113.0865 | 20.6485 | 571.0311 | KEEP | 113.0865 | 1 | 16.9553 | 0.90191 | DROP | 0.90381 | 571.0311 | 1.6262 | DROP
DEF | N_SF_Ceiling Insulation(R19 to R38) | 426 | 0.18693 | 0.27604 | 20 |  | 204.6081 | 329.2258 | 441.9087 | 975.7427 |  | 765.5095 | 20.874 | 0 | 721.5516 | 721.5516 | 765.5095 | Per Home | 14.0726 | 1.2408 | 1.3143 | 1.0609 | 189.3591 | 233.317 | KEEP | KEEP | KEEP | KEEP | KEEP | KEEP | [5 empty] | 1.2408 | 189.3591 | 14.0726 | 619.0049 | KEEP | 189.3591 | 1 | 10.3795 | 1.3234 | KEEP | 1.3143 | 619.0049 | 1.9188 | KEEP
DEF | N_MF_Ceiling Insulation(R19 to R38) | 265 | 0.11628 | 0.17171 | 20 |  | 127.2797 | 204.8001 | 274.8963 | 606.9761 |  | 476.1972 | 12.985 | 0 | 599.3323 | 599.3323 | 476.1972 | Per Home | 18.7906 | 1.2408 | 0.99128 | 0.79455 | 117.7938 | -5.3412 | DROP | DROP | DROP | DROP | DROP | DROP | [5 empty] | 1.2408 | 117.7938 | 18.7906 | 535.5415 | KEEP | 117.7938 | 1 | 15.0974 | 0.99109 | DROP | 0.99128 | 535.5415 | 1.6881 | DROP
DEF | N_MH_Ceiling Insulation(R19 to R38) | 254.41 | 0.11163 | 0.16485 | 20 |  | 122.1933 | 196.6158 | 263.9108 | 582.7199 |  | 457.1673 | 12.4661 | 0 | 632.2727 | 632.2727 | 457.1673 | Per Home | 20.6485 | 1.2408 | 0.90381 | 0.72305 | 113.0865 | -62.0188 | DROP | DROP | DROP | DROP | DROP | DROP | [5 empty] | 1.2408 | 113.0865 | 20.6485 | 571.0311 | KEEP | 113.0865 | 1 | 16.9553 | 0.90191 | DROP | 0.90381 | 571.0311 | 1.6262 | DROP
DEF | E_SF_Ceiling Insulation(R2 to R38) | 3236 | 1.4199 | 2.0968 | 20 |  | 1554.2534 | 2500.8796 | 3356.8465 | 7411.9795 |  | 5814.9972 | 158.564 | 0 | 1014.0863 | 1014.0863 | 5814.9972 | Per Home | 2.6037 | 1.2408 | 6.3207 | 5.7342 | 1438.4183 | 6239.3292 | KEEP | DROP | KEEP | KEEP | DROP | KEEP | [5 empty] | 1.2408 | 1438.4183 | 2.6037 | 235.1163 | KEEP | 235.1163 | 1.1938 | 2 | 5.9661 | KEEP | 6.3207 | 235.1163 | 5.9661 | KEEP
DEF | E_MF_Ceiling Insulation(R2 to R38) | 1949 | 0.85521 | 1.2629 | 20 |  | 936.1063 | 1506.2467 | 2021.7842 | 4464.1372 |  | 3502.2959 | 95.501 | 0 | 842.3162 | 842.3162 | 3502.2959 | Per Home | 3.5907 | 1.2408 | 4.7601 | 4.1579 | 866.3403 | 3526.32 | KEEP | KEEP | KEEP | KEEP | KEEP | KEEP | [5 empty] | 1.2408 | 866.3403 | 3.5907 | 373.1529 | KEEP | 373.1529 | 1.1242 | 2 | 4.6009 | KEEP | 4.7601 | 373.1529 | 4.6009 | KEEP
DEF | E_MH_Ceiling Insulation(R2 to R38) | 2007.61 | 0.88093 | 1.3009 | 20 |  | 964.2567 | 1551.5423 | 2082.583 | 4598.382 |  | 3607.6163 | 98.3729 | 0 | 888.6115 | 888.6115 | 3607.6163 | Per Home | 3.6775 | 1.2408 | 4.659 | 4.0598 | 892.3928 | 3611.3976 | KEEP | KEEP | KEEP | KEEP | KEEP | KEEP | [5 empty] | 1.2408 | 892.3928 | 3.6775 | 405.3396 | KEEP | 405.3396 | 1.1185 | 2 | 4.516 | KEEP | 4.659 | 405.3396 | 4.516 | KEEP
DEF | N_SF_Ceiling Insulation(R2 to R38) | 3236 | 1.4199 | 2.0968 | 20 |  | 1554.2534 | 2500.8796 | 3356.8465 | 7411.9795 |  | 5814.9972 | 158.564 | 0 | 1014.0863 | 1014.0863 | 5814.9972 | Per Home | 2.6037 | 1.2408 | 6.3207 | 5.7342 | 1438.4183 | 6239.3292 | KEEP | DROP | KEEP | KEEP | DROP | KEEP | [5 empty] | 1.2408 | 1438.4183 | 2.6037 | 235.1163 | KEEP | 235.1163 | 1.1938 | 2 | 5.9661 | KEEP | 6.3207 | 235.1163 | 5.9661 | KEEP
DEF | N_MF_Ceiling Insulation(R2 to R38) | 1949 | 0.85521 | 1.2629 | 20 |  | 936.1063 | 1506.2467 | 2021.7842 | 4464.1372 |  | 3502.2959 | 95.501 | 0 | 842.3162 | 842.3162 | 3502.2959 | Per Home | 3.5907 | 1.2408 | 4.7601 | 4.1579 | 866.3403 | 3526.32 | KEEP | KEEP | KEEP | KEEP | KEEP | KEEP | [5 empty] | 1.2408 | 866.3403 | 3.5907 | 373.1529 | KEEP | 373.1529 | 1.1242 | 2 | 4.6009 | KEEP | 4.7601 | 373.1529 | 4.6009 | KEEP
DEF | N_MH_Ceiling Insulation(R2 to R38) | 2007.61 | 0.88093 | 1.3009 | 20 |  | 964.2567 | 1551.5423 | 2082.583 | 4598.382 |  | 3607.6163 | 98.3729 | 0 | 888.6115 | 888.6115 | 3607.6163 | Per Home | 3.6775 | 1.2408 | 4.659 | 4.0598 | 892.3928 | 3611.3976 | KEEP | KEEP | KEEP | KEEP | KEEP | KEEP | [5 empty] | 1.2408 | 892.3928 | 3.6775 | 405.3396 | KEEP | 405.3396 | 1.1185 | 2 | 4.516 | KEEP | 4.659 | 405.3396 | 4.516 | KEEP
DEF | E_SF_Ceiling Insulation(R30 to R38) | 123 | 0.053972 | 0.079701 | 20 |  | 59.077 | 95.0582 | 127.5934 | 281.7285 |  | 221.0274 | 6.027 | 0 | 532.2645 | 532.2645 | 221.0274 | Per Home | 35.9534 | 1.2408 | 0.52338 | 0.41526 | 54.6741 | -256.563 | DROP | DROP | DROP | DROP | DROP | DROP | [5 empty] | 1.2408 | 54.6741 | 35.9534 | 502.6559 | KEEP | 54.6741 | 1 | 32.2603 | 0.51798 | DROP | 0.52338 | 502.6559 | 1.3596 | DROP
DEF | E_MF_Ceiling Insulation(R30 to R38) | 75 | 0.03291 | 0.048598 | 20 |  | 36.0226 | 57.9623 | 77.8008 | 171.7857 |  | 134.7728 | 3.675 | 0 | 442.1074 | 442.1074 | 134.7728 | Per Home | 48.9761 | 1.2408 | 0.38536 | 0.30484 | 33.3379 | -273.9967 | DROP | DROP | DROP | DROP | DROP | DROP | [5 empty] | 1.2408 | 33.3379 | 48.9761 | 424.0534 | KEEP | 33.3379 | 1 | 45.283 | 0.38025 | DROP | 0.38536 | 424.0534 | 1.264 | DROP
DEF | E_MH_Ceiling Insulation(R30 to R38) | 71.7 | 0.031462 | 0.04646 | 20 |  | 34.4376 | 55.4119 | 74.3776 | 164.2271 |  | 128.8428 | 3.5133 | 0 | 466.4064 | 466.4064 | 128.8428 | Per Home | 54.046 | 1.2408 | 0.34948 | 0.27625 | 31.871 | -305.6926 | DROP | DROP | DROP | DROP | DROP | DROP | [5 empty] | 1.2408 | 31.871 | 54.046 | 449.1468 | KEEP | 31.871 | 1 | 50.3528 | 0.34458 | DROP | 0.34948 | 449.1468 | 1.2392 | DROP
DEF | N_SF_Ceiling Insulation(R30 to R38) | 123 | 0.053972 | 0.079701 | 20 |  | 59.077 | 95.0582 | 127.5934 | 281.7285 |  | 221.0274 | 6.027 | 0 | 532.2645 | 532.2645 | 221.0274 | Per Home | 35.9534 | 1.2408 | 0.52338 | 0.41526 | 54.6741 | -256.563 | DROP | DROP | DROP | DROP | DROP | DROP | [5 empty] | 1.2408 | 54.6741 | 35.9534 | 502.6559 | KEEP | 54.6741 | 1 | 32.2603 | 0.51798 | DROP | 0.52338 | 502.6559 | 1.3596 | DROP
DEF | N_MF_Ceiling Insulation(R30 to R38) | 75 | 0.03291 | 0.048598 | 20 |  | 36.0226 | 57.9623 | 77.8008 | 171.7857 |  | 134.7728 | 3.675 | 0 | 442.1074 | 442.1074 | 134.7728 | Per Home | 48.9761 | 1.2408 | 0.38536 | 0.30484 | 33.3379 | -273.9967 | DROP | DROP | DROP | DROP | DROP | DROP | [5 empty] | 1.2408 | 33.3379 | 48.9761 | 424.0534 | KEEP | 33.3379 | 1 | 45.283 | 0.38025 | DROP | 0.38536 | 424.0534 | 1.264 | DROP
DEF | N_MH_Ceiling Insulation(R30 to R38) | 71.7 | 0.031462 | 0.04646 | 20 |  | 34.4376 | 55.4119 | 74.3776 | 164.2271 |  | 128.8428 | 3.5133 | 0 | 466.4064 | 466.4064 | 128.8428 | Per Home | 54.046 | 1.2408 | 0.34948 | 0.27625 | 31.871 | -305.6926 | DROP | DROP | DROP | DROP | DROP | DROP | [5 empty] | 1.2408 | 31.871 | 54.046 | 449.1468 | KEEP | 31.871 | 1 | 50.3528 | 0.34458 | DROP | 0.34948 | 449.1468 | 1.2392 | DROP
DEF | E_SF_Central AC Tune Up | 187.352 | 0.082209 | 0 | 2 |  | 11.0621 | 0 | 20.9008 | 31.9629 |  | 43.7217 | 9.1802 | 0 | 175 | 175 | 43.7217 | Per Visit | 7.7606 | 0.60419 | 0.17354 | 0.24984 | -20.939 | -152.2174 | DROP | DROP | DROP | DROP | DROP | DROP | [5 empty] | 0.60419 | DROP | 7.7606 | 129.9006 | DROP | DROP | DROP | DROP | DROP | DROP | 0.17354 | 129.9006 | 0.99213 | DROP
DEF | E_MF_Central AC Tune Up | 90.75 | 0.039821 | 0 | 2 |  | 5.3583 | 0 | 10.124 | 15.4823 |  | 21.178 | 4.4467 | 0 | 175 | 175 | 21.178 | Per Visit | 16.0217 | 0.60419 | 0.086278 | 0.12102 | -10.1425 | -163.9645 | DROP | DROP | DROP | DROP | DROP | DROP | [5 empty] | 0.60419 | DROP | 16.0217 | 153.1547 | DROP | DROP | DROP | DROP | DROP | DROP | 0.086278 | 153.1547 | 0.99619 | DROP
DEF | E_MH_Central AC Tune Up | 124.65 | 0.054696 | 0 | 2 |  | 7.3599 | 0 | 13.9058 | 21.2657 |  | 29.0891 | 6.1079 | 0 | 175 | 175 | 29.0891 | Per Visit | 11.6644 | 0.60419 | 0.11742 | 0.16622 | -13.9313 | -159.8421 | DROP | DROP | DROP | DROP | DROP | DROP | [5 empty] | 0.60419 | DROP | 11.6644 | 144.9943 | DROP | DROP | DROP | DROP | DROP | DROP | 0.11742 | 144.9943 | 0.99476 | DROP
DEF | N_SF_Central AC Tune Up | 0 | 0 | 0 | 2 |  | 0 | 0 | 0 | 0 |  | 0 | 0 | 0 | 175 | 175 | 0 | Per Visit | 0 | 0 | 0 | 0 | 0 | -175 | DROP | DROP | DROP | DROP | DROP | DROP | [5 empty] | #DIV/0! | #DIV/0! | 0 | 0 | #DIV/0! | #DIV/0! | #DIV/0! | #DIV/0! | #DIV/0! | DROP | 0 | 0 | 0 | DROP
DEF | N_MF_Central AC Tune Up | 0 | 0 | 0 | 2 |  | 0 | 0 | 0 | 0 |  | 0 | 0 | 0 | 175 | 175 | 0 | Per Visit | 0 | 0 | 0 | 0 | 0 | -175 | DROP | DROP | DROP | DROP | DROP | DROP | [5 empty] | #DIV/0! | #DIV/0! | 0 | 0 | #DIV/0! | #DIV/0! | #DIV/0! | #DIV/0! | #DIV/0! | DROP | 0 | 0 | 0 | DROP
DEF | N_MH_Central AC Tune Up | 0 | 0 | 0 | 2 |  | 0 | 0 | 0 | 0 |  | 0 | 0 | 0 | 175 | 175 | 0 | Per Visit | 0 | 0 | 0 | 0 | 0 | -175 | DROP | DROP | DROP | DROP | DROP | DROP | [5 empty] | #DIV/0! | #DIV/0! | 0 | 0 | #DIV/0! | #DIV/0! | #DIV/0! | #DIV/0! | #DIV/0! | DROP | 0 | 0 | 0 | DROP
DEF | E_SF_Duct Insulation | 135.3381 | 0.059386 | 0.087696 | 15 |  | 51.6658 | 71.2227 | 116.4 | 239.2885 |  | 195.6895 | 6.6316 | 0 | 1515.9757 | 1515.9757 | 195.6895 | Per Home | 93.0658 | 1.1827 | 0.15716 | 0.12908 | 36.9674 | -1283.3188 | DROP | DROP | DROP | DROP | DROP | DROP | [5 empty] | 1.1827 | 36.9674 | 93.0658 | 1483.3971 | KEEP | 36.9674 | 1 | 90.7964 | 0.15347 | DROP | 0.15716 | 1483.3971 | 1.1076 | DROP
DEF | E_MF_Duct Insulation | 88.0071 | 0.038617 | 0.057026 | 15 |  | 33.597 | 46.3144 | 75.6921 | 155.6035 |  | 127.2522 | 4.3123 | 0 | 1259.2375 | 1259.2375 | 127.2522 | Per Home | 118.8797 | 1.1827 | 0.12315 | 0.10105 | 24.039 | -1107.9463 | DROP | DROP | DROP | DROP | DROP | DROP | [5 empty] | 1.1827 | 24.039 | 118.8797 | 1238.0524 | KEEP | 24.039 | 1 | 116.6103 | 0.12015 | DROP | 0.12315 | 1238.0524 | 1.0842 | DROP
DEF | E_MH_Duct Insulation | 132.389 | 0.058092 | 0.085785 | 15 |  | 50.54 | 69.6707 | 113.8636 | 234.0743 |  | 191.4254 | 6.4871 | 0 | 1328.4475 | 1328.4475 | 191.4254 | Per Home | 83.3701 | 1.1827 | 0.17535 | 0.1441 | 36.1619 | -1100.8603 | DROP | DROP | DROP | DROP | DROP | DROP | [5 empty] | 1.1827 | 36.1619 | 83.3701 | 1296.5788 | KEEP | 36.1619 | 1 | 81.1006 | 0.17132 | DROP | 0.17535 | 1296.5788 | 1.1201 | DROP
DEF | N_SF_Duct Insulation | 0 | 0 | 0 | 15 |  | 0 | 0 | 0 | 0 |  | 0 | 0 | 0 | 1515.9757 | 1515.9757 | 0 | Per Home | 0 | 0 | 0 | 0 | 0 | -1515.9757 | DROP | DROP | DROP | DROP | DROP | DROP | [5 empty] | #DIV/0! | #DIV/0! | 0 | 0 | #DIV/0! | #DIV/0! | #DIV/0! | #DIV/0! | #DIV/0! | DROP | 0 | 0 | 0 | DROP
DEF | N_MF_Duct Insulation | 0 | 0 | 0 | 15 |  | 0 | 0 | 0 | 0 |  | 0 | 0 | 0 | 1259.2375 | 1259.2375 | 0 | Per Home | 0 | 0 | 0 | 0 | 0 | -1259.2375 | DROP | DROP | DROP | DROP | DROP | DROP | [5 empty] | #DIV/0! | #DIV/0! | 0 | 0 | #DIV/0! | #DIV/0! | #DIV/0! | #DIV/0! | #DIV/0! | DROP | 0 | 0 | 0 | DROP
DEF | N_MH_Duct Insulation | 0 | 0 | 0 | 15 |  | 0 | 0 | 0 | 0 |  | 0 | 0 | 0 | 1328.4475 | 1328.4475 | 0 | Per Home | 0 | 0 | 0 | 0 | 0 | -1328.4475 | DROP | DROP | DROP | DROP | DROP | DROP | [5 empty] | #DIV/0! | #DIV/0! | 0 | 0 | #DIV/0! | #DIV/0! | #DIV/0! | #DIV/0! | #DIV/0! | DROP | 0 | 0 | 0 | DROP
DEF | E_SF_Duct Repair | 794.0628 | 0.34843 | 0.51453 | 11 |  | 226.1145 | 232.0807 | 543.9496 | 1002.1448 |  | 885.3837 | 38.9091 | 0 | 275 | 275 | 885.3837 | Per Home | 2.8774 | 1.0842 | 3.1925 | 3.2196 | 77.852 | 688.2358 | KEEP | DROP | KEEP | KEEP | DROP | KEEP | [5 empty] | 1.0842 | 77.852 | 2.8774 | 83.8532 | KEEP | 77.852 | 1 | 2.0628 | 3.5027 | KEEP | 3.1925 | 83.8532 | 3.5245 | KEEP
DEF | E_MF_Duct Repair | 516.36 | 0.22658 | 0.33459 | 11 |  | 147.0369 | 150.9165 | 353.7174 | 651.6708 |  | 575.7438 | 25.3016 | 0 | 275 | 275 | 575.7438 | Per Home | 4.4248 | 1.0842 | 2.1701 | 2.0936 | 50.6253 | 351.3691 | KEEP | KEEP | KEEP | KEEP | KEEP | KEEP | [5 empty] | 1.0842 | 50.6253 | 4.4248 | 150.7018 | KEEP | 50.6253 | 1 | 3.6103 | 2.2777 | KEEP | 2.1701 | 150.7018 | 2.6416 | KEEP
DEF | E_MH_Duct Repair | 776.76 | 0.34084 | 0.50332 | 11 |  | 221.1874 | 227.0236 | 532.0968 | 980.3079 |  | 866.091 | 38.0612 | 0 | 275 | 275 | 866.091 | Per Home | 2.9415 | 1.0842 | 3.1314 | 3.1494 | 76.1556 | 667.2466 | KEEP | DROP | KEEP | KEEP | DROP | KEEP | [5 empty] | 1.0842 | 76.1556 | 2.9415 | 88.0183 | KEEP | 76.1556 | 1 | 2.1269 | 3.4264 | KEEP | 3.1314 | 88.0183 | 3.4695 | KEEP
DEF | N_SF_Duct Repair | 0 | 0 | 0 | 11 |  | 0 | 0 | 0 | 0 |  | 0 | 0 | 0 | 275 | 275 | 0 | Per Home | 0 | 0 | 0 | 0 | 0 | -275 | DROP | DROP | DROP | DROP | DROP | DROP | [5 empty] | #DIV/0! | #DIV/0! | 0 | 0 | #DIV/0! | #DIV/0! | #DIV/0! | #DIV/0! | #DIV/0! | DROP | 0 | 0 | 0 | DROP
DEF | N_MF_Duct Repair | 0 | 0 | 0 | 11 |  | 0 | 0 | 0 | 0 |  | 0 | 0 | 0 | 275 | 275 | 0 | Per Home | 0 | 0 | 0 | 0 | 0 | -275 | DROP | DROP | DROP | DROP | DROP | DROP | [5 empty] | #DIV/0! | #DIV/0! | 0 | 0 | #DIV/0! | #DIV/0! | #DIV/0! | #DIV/0! | #DIV/0! | DROP | 0 | 0 | 0 | DROP
DEF | N_MH_Duct Repair | 0 | 0 | 0 | 11 |  | 0 | 0 | 0 | 0 |  | 0 | 0 | 0 | 275 | 275 | 0 | Per Home | 0 | 0 | 0 | 0 | 0 | -275 | DROP | DROP | DROP | DROP | DROP | DROP | [5 empty] | #DIV/0! | #DIV/0! | 0 | 0 | #DIV/0! | #DIV/0! | #DIV/0! | #DIV/0! | #DIV/0! | DROP | 0 | 0 | 0 | DROP
DEF | E_SF_Energy Star Certified Roof Products | 827.1488 | 0.36295 | 0.53597 | 20 |  | 397.2802 | 639.2458 | 858.0381 | 1894.5641 |  | 1486.3621 | 40.5303 | 0 | 0 | 0 | 1486.3621 | Per Home | 0 | 1.2408 | 46.7444 | 0 | 367.6718 | 1854.0339 | DROP | DROP | DROP | DROP | DROP | DROP | [5 empty] | 1.2408 | 367.6718 | 0 | 0 | DROP | DROP | DROP | DROP | DROP | DROP | 46.7444 | 0 | 0 | DROP
DEF | E_MF_Energy Star Certified Roof Products | 537.875 | 0.23602 | 0.34853 | 20 |  | 258.3418 | 415.6862 | 557.9616 | 1231.9896 |  | 966.5456 | 26.3559 | 0 | 0 | 0 | 966.5456 | Per Home | 0 | 1.2408 | 46.7444 | 0 | 239.0881 | 1205.6338 | DROP | DROP | DROP | DROP | DROP | DROP | [5 empty] | 1.2408 | 239.0881 | 0 | 0 | DROP | DROP | DROP | DROP | DROP | DROP | 46.7444 | 0 | 0 | DROP
DEF | E_MH_Energy Star Certified Roof Products | 809.125 | 0.35504 | 0.52429 | 20 |  | 388.6234 | 625.3165 | 839.3413 | 1853.2812 |  | 1453.9739 | 39.6471 | 0 | 0 | 0 | 1453.9739 | Per Home | 0 | 1.2408 | 46.7444 | 0 | 359.6601 | 1813.6341 | DROP | DROP | DROP | DROP | DROP | DROP | [5 empty] | 1.2408 | 359.6601 | 0 | 0 | DROP | DROP | DROP | DROP | DROP | DROP | 46.7444 | 0 | 0 | DROP
DEF | N_SF_Energy Star Certified Roof Products | 827.1488 | 0.36295 | 0.53597 | 20 |  | 397.2802 | 639.2458 | 858.0381 | 1894.5641 |  | 1486.3621 | 40.5303 | 0 | 0 | 0 | 1486.3621 | Per Home | 0 | 1.2408 | 46.7444 | 0 | 367.6718 | 1854.0339 | DROP | DROP | DROP | DROP | DROP | DROP | [5 empty] | 1.2408 | 367.6718 | 0 | 0 | DROP | DROP | DROP | DROP | DROP | DROP | 46.7444 | 0 | 0 | DROP
DEF | N_MF_Energy Star Certified Roof Products | 537.875 | 0.23602 | 0.34853 | 20 |  | 258.3418 | 415.6862 | 557.9616 | 1231.9896 |  | 966.5456 | 26.3559 | 0 | 0 | 0 | 966.5456 | Per Home | 0 | 1.2408 | 46.7444 | 0 | 239.0881 | 1205.6338 | DROP | DROP | DROP | DROP | DROP | DROP | [5 empty] | 1.2408 | 239.0881 | 0 | 0 | DROP | DROP | DROP | DROP | DROP | DROP | 46.7444 | 0 | 0 | DROP
DEF | N_MH_Energy Star Certified Roof Products | 809.125 | 0.35504 | 0.52429 | 20 |  | 388.6234 | 625.3165 | 839.3413 | 1853.2812 |  | 1453.9739 | 39.6471 | 0 | 0 | 0 | 1453.9739 | Per Home | 0 | 1.2408 | 46.7444 | 0 | 359.6601 | 1813.6341 | DROP | DROP | DROP | DROP | DROP | DROP | [5 empty] | 1.2408 | 359.6601 | 0 | 0 | DROP | DROP | DROP | DROP | DROP | DROP | 46.7444 | 0 | 0 | DROP
DEF | E_SF_Energy Star Door | 139.7551 | 0.061324 | 0.090558 | 20 |  | 67.1245 | 108.007 | 144.9741 | 320.1056 |  | 251.1358 | 6.848 | 0 | 278.02 | 278.02 | 251.1358 | Per Unit | 16.5282 | 1.2408 | 1.1237 | 0.9033 | 62.1218 | 35.2376 | DROP | DROP | DROP | DROP | DROP | DROP | [5 empty] | 1.2408 | 62.1218 | 16.5282 | 244.3782 | KEEP | 62.1218 | 1 | 12.8351 | 1.1267 | DROP | 1.1237 | 244.3782 | 1.7823 | DROP
DEF | E_MF_Energy Star Door | 139.7551 | 0.061324 | 0.090558 | 20 |  | 67.1245 | 108.007 | 144.9741 | 320.1056 |  | 251.1358 | 6.848 | 0 | 278.02 | 278.02 | 251.1358 | Per Unit | 16.5282 | 1.2408 | 1.1237 | 0.9033 | 62.1218 | 35.2376 | DROP | DROP | DROP | DROP | DROP | DROP | [5 empty] | 1.2408 | 62.1218 | 16.5282 | 244.3782 | KEEP | 62.1218 | 1 | 12.8351 | 1.1267 | DROP | 1.1237 | 244.3782 | 1.7823 | DROP
DEF | E_MH_Energy Star Door | 139.7551 | 0.061324 | 0.090558 | 20 |  | 67.1245 | 108.007 | 144.9741 | 320.1056 |  | 251.1358 | 6.848 | 0 | 278.02 | 278.02 | 251.1358 | Per Unit | 16.5282 | 1.2408 | 1.1237 | 0.9033 | 62.1218 | 35.2376 | DROP | DROP | DROP | DROP | DROP | DROP | [5 empty] | 1.2408 | 62.1218 | 16.5282 | 244.3782 | KEEP | 62.1218 | 1 | 12.8351 | 1.1267 | DROP | 1.1237 | 244.3782 | 1.7823 | DROP
DEF | N_SF_Energy Star Door | 99.181 | 0.04352 | 0.064267 | 20 |  | 47.6367 | 76.6501 | 102.8849 | 227.1717 |  | 178.2254 | 4.8599 | 0 | 278.02 | 278.02 | 178.2254 | Per Unit | 23.2898 | 1.2408 | 0.80307 | 0.64105 | 44.0865 | -55.7081 | DROP | DROP | DROP | DROP | DROP | DROP | [5 empty] | 1.2408 | 44.0865 | 23.2898 | 254.1451 | KEEP | 44.0865 | 1 | 19.5966 | 0.79963 | DROP | 0.80307 | 254.1451 | 1.5552 | DROP
DEF | N_MF_Energy Star Door | 99.181 | 0.04352 | 0.064267 | 20 |  | 47.6367 | 76.6501 | 102.8849 | 227.1717 |  | 178.2254 | 4.8599 | 0 | 278.02 | 278.02 | 178.2254 | Per Unit | 23.2898 | 1.2408 | 0.80307 | 0.64105 | 44.0865 | -55.7081 | DROP | DROP | DROP | DROP | DROP | DROP | [5 empty] | 1.2408 | 44.0865 | 23.2898 | 254.1451 | KEEP | 44.0865 | 1 | 19.5966 | 0.79963 | DROP | 0.80307 | 254.1451 | 1.5552 | DROP
DEF | N_MH_Energy Star Door | 99.181 | 0.04352 | 0.064267 | 20 |  | 47.6367 | 76.6501 | 102.8849 | 227.1717 |  | 178.2254 | 4.8599 | 0 | 278.02 | 278.02 | 178.2254 | Per Unit | 23.2898 | 1.2408 | 0.80307 | 0.64105 | 44.0865 | -55.7081 | DROP | DROP | DROP | DROP | DROP | DROP | [5 empty] | 1.2408 | 44.0865 | 23.2898 | 254.1451 | KEEP | 44.0865 | 1 | 19.5966 | 0.79963 | DROP | 0.80307 | 254.1451 | 1.5552 | DROP
DEF | E_SF_Energy Star Windows | 568.4708 | 0.24944 | 0.36836 | 20 |  | 273.037 | 439.3316 | 589.7 | 1302.0686 |  | 1021.5254 | 27.8551 | 0 | 360 | 360 | 1021.5254 | Per 100 SF | 5.2615 | 1.2408 | 3.3571 | 2.8376 | 252.6881 | 914.2135 | KEEP | KEEP | KEEP | KEEP | KEEP | KEEP | [5 empty] | 1.2408 | 252.6881 | 5.2615 | 223.1577 | KEEP | 223.1577 | 1.0232 | 2 | 3.4575 | KEEP | 3.3571 | 223.1577 | 3.4575 | KEEP
DEF | E_MF_Energy Star Windows | 568.4708 | 0.24944 | 0.36836 | 20 |  | 273.037 | 439.3316 | 589.7 | 1302.0686 |  | 1021.5254 | 27.8551 | 0 | 360 | 360 | 1021.5254 | Per 100 SF | 5.2615 | 1.2408 | 3.3571 | 2.8376 | 252.6881 | 914.2135 | KEEP | KEEP | KEEP | KEEP | KEEP | KEEP | [5 empty] | 1.2408 | 252.6881 | 5.2615 | 223.1577 | KEEP | 223.1577 | 1.0232 | 2 | 3.4575 | KEEP | 3.3571 | 223.1577 | 3.4575 | KEEP
DEF | E_MH_Energy Star Windows | 568.4708 | 0.24944 | 0.36836 | 20 |  | 273.037 | 439.3316 | 589.7 | 1302.0686 |  | 1021.5254 | 27.8551 | 0 | 360 | 360 | 1021.5254 | Per 100 SF | 5.2615 | 1.2408 | 3.3571 | 2.8376 | 252.6881 | 914.2135 | KEEP | KEEP | KEEP | KEEP | KEEP | KEEP | [5 empty] | 1.2408 | 252.6881 | 5.2615 | 223.1577 | KEEP | 223.1577 | 1.0232 | 2 | 3.4575 | KEEP | 3.3571 | 223.1577 | 3.4575 | KEEP
DEF | N_SF_Energy Star Windows | 194.4769 | 0.085336 | 0.12602 | 20 |  | 93.4074 | 150.2976 | 201.7395 | 445.4445 |  | 349.4692 | 9.5294 | 0 | 360 | 360 | 349.4692 | Per 100 SF | 15.3799 | 1.2408 | 1.2054 | 0.97075 | 86.4459 | 75.9152 | DROP | DROP | DROP | DROP | DROP | DROP | [5 empty] | 1.2408 | 86.4459 | 15.3799 | 313.1855 | KEEP | 86.4459 | 1 | 11.6867 | 1.2109 | DROP | 1.2054 | 313.1855 | 1.8407 | DROP
DEF | N_MF_Energy Star Windows | 194.4769 | 0.085336 | 0.12602 | 20 |  | 93.4074 | 150.2976 | 201.7395 | 445.4445 |  | 349.4692 | 9.5294 | 0 | 360 | 360 | 349.4692 | Per 100 SF | 15.3799 | 1.2408 | 1.2054 | 0.97075 | 86.4459 | 75.9152 | DROP | DROP | DROP | DROP | DROP | DROP | [5 empty] | 1.2408 | 86.4459 | 15.3799 | 313.1855 | KEEP | 86.4459 | 1 | 11.6867 | 1.2109 | DROP | 1.2054 | 313.1855 | 1.8407 | DROP
DEF | N_MH_Energy Star Windows | 194.4769 | 0.085336 | 0.12602 | 20 |  | 93.4074 | 150.2976 | 201.7395 | 445.4445 |  | 349.4692 | 9.5294 | 0 | 360 | 360 | 349.4692 | Per 100 SF | 15.3799 | 1.2408 | 1.2054 | 0.97075 | 86.4459 | 75.9152 | DROP | DROP | DROP | DROP | DROP | DROP | [5 empty] | 1.2408 | 86.4459 | 15.3799 | 313.1855 | KEEP | 86.4459 | 1 | 11.6867 | 1.2109 | DROP | 1.2054 | 313.1855 | 1.8407 | DROP
DEF | E_SF_Floor Insulation | 73 | 0 | 0.047302 | 20 |  | 35.062 | 56.4166 | 75.7261 | 167.2047 |  | 131.1789 | 3.577 | 0 | 2201.3816 | 2201.3816 | 131.1789 | Per Home | 250.5476 | 1.2408 | 0.075831 | 0.059589 | 32.4489 | -2037.7539 | DROP | DROP | DROP | DROP | DROP | DROP | [5 empty] | 1.2408 | 32.4489 | 250.5476 | 2183.809 | KEEP | 32.4489 | 1 | 246.8545 | 0.07433 | DROP | 0.075831 | 2183.809 | 1.0516 | DROP
DEF | E_MF_Floor Insulation | 30 | 0 | 0.019439 | 20 |  | 14.409 | 23.1849 | 31.1203 | 68.7143 |  | 53.9091 | 1.47 | 0 | 1828.5027 | 1828.5027 | 53.9091 | Per Home | 506.3982 | 1.2408 | 0.037549 | 0.029483 | 13.3352 | -1761.2584 | DROP | DROP | DROP | DROP | DROP | DROP | [5 empty] | 1.2408 | 13.3352 | 506.3982 | 1821.2811 | KEEP | 13.3352 | 1 | 502.7051 | 0.036776 | DROP | 0.037549 | 1821.2811 | 1.0255 | DROP
DEF | E_MH_Floor Insulation | 59 | 0 | 0.038231 | 20 |  | 28.3377 | 45.597 | 61.2033 | 135.1381 |  | 106.0213 | 2.891 | 0 | 1929.0005 | 1929.0005 | 106.0213 | Per Home | 271.6428 | 1.2408 | 0.069951 | 0.054962 | 26.2258 | -1796.7534 | DROP | DROP | DROP | DROP | DROP | DROP | [5 empty] | 1.2408 | 26.2258 | 271.6428 | 1914.798 | KEEP | 26.2258 | 1 | 267.9496 | 0.068557 | DROP | 0.069951 | 1914.798 | 1.0476 | DROP
DEF | N_SF_Floor Insulation | 0 | 0 | 0 | 20 |  | 0 | 0 | 0 | 0 |  | 0 | 0 | 0 | 2201.3816 | 2201.3816 | 0 | Per Home | 0 | 0 | 0 | 0 | 0 | -2201.3816 | DROP | DROP | DROP | DROP | DROP | DROP | [5 empty] | #DIV/0! | #DIV/0! | 0 | 0 | #DIV/0! | #DIV/0! | #DIV/0! | #DIV/0! | #DIV/0! | DROP | 0 | 0 | 0 | DROP
DEF | N_MF_Floor Insulation | 0 | 0 | 0 | 20 |  | 0 | 0 | 0 | 0 |  | 0 | 0 | 0 | 1828.5027 | 1828.5027 | 0 | Per Home | 0 | 0 | 0 | 0 | 0 | -1828.5027 | DROP | DROP | DROP | DROP | DROP | DROP | [5 empty] | #DIV/0! | #DIV/0! | 0 | 0 | #DIV/0! | #DIV/0! | #DIV/0! | #DIV/0! | #DIV/0! | DROP | 0 | 0 | 0 | DROP
DEF | N_MH_Floor Insulation | 0 | 0 | 0 | 20 |  | 0 | 0 | 0 | 0 |  | 0 | 0 | 0 | 1929.0005 | 1929.0005 | 0 | Per Home | 0 | 0 | 0 | 0 | 0 | -1929.0005 | DROP | DROP | DROP | DROP | DROP | DROP | [5 empty] | #DIV/0! | #DIV/0! | 0 | 0 | #DIV/0! | #DIV/0! | #DIV/0! | #DIV/0! | #DIV/0! | DROP | 0 | 0 | 0 | DROP
DEF | E_SF_Green Roof | 969.6678 | 0.42549 | 0.62832 | 20 |  | 465.7322 | 749.3888 | 1005.8794 | 2221.0005 |  | 1742.4646 | 47.5137 | 0 | 26072.6495 | 26072.6495 | 1742.4646 | Per Home | 223.3984 | 1.2408 | 0.08503 | 0.066831 | 431.0222 | -23899.1627 | DROP | DROP | DROP | DROP | DROP | DROP | [5 empty] | 1.2408 | 431.0222 | 223.3984 | 25839.231 | KEEP | 431.0222 | 1 | 219.7053 | 0.083363 | DROP | 0.08503 | 25839.231 | 1.0579 | DROP
DEF | E_MF_Green Roof | 630.5517 | 0.27668 | 0.40858 | 20 |  | 302.8545 | 487.3096 | 654.0993 | 1444.2634 |  | 1133.0829 | 30.897 | 0 | 21656.3583 | 21656.3583 | 1133.0829 | Per Home | 285.3531 | 1.2408 | 0.066595 | 0.052321 | 280.2834 | -20242.9919 | DROP | DROP | DROP | DROP | DROP | DROP | [5 empty] | 1.2408 | 280.2834 | 285.3531 | 21504.5719 | KEEP | 280.2834 | 1 | 281.6599 | 0.065263 | DROP | 0.066595 | 21504.5719 | 1.0453 | DROP
DEF | E_MH_Green Roof | 948.5385 | 0.41621 | 0.61463 | 20 |  | 455.5838 | 733.0595 | 983.9611 | 2172.6044 |  | 1704.4959 | 46.4784 | 0 | 22846.6314 | 22846.6314 | 1704.4959 | Per Home | 200.1175 | 1.2408 | 0.094902 | 0.074606 | 421.6301 | -20720.5054 | DROP | DROP | DROP | DROP | DROP | DROP | [5 empty] | 1.2408 | 421.6301 | 200.1175 | 22618.2992 | KEEP | 421.6301 | 1 | 196.4244 | 0.093061 | DROP | 0.094902 | 22618.2992 | 1.0646 | DROP
DEF | N_SF_Green Roof | 969.6678 | 0.42549 | 0.62832 | 20 |  | 465.7322 | 749.3888 | 1005.8794 | 2221.0005 |  | 1742.4646 | 47.5137 | 0 | 26072.6495 | 26072.6495 | 1742.4646 | Per Home | 223.3984 | 1.2408 | 0.08503 | 0.066831 | 431.0222 | -23899.1627 | DROP | DROP | DROP | DROP | DROP | DROP | [5 empty] | 1.2408 | 431.0222 | 223.3984 | 25839.231 | KEEP | 431.0222 | 1 | 219.7053 | 0.083363 | DROP | 0.08503 | 25839.231 | 1.0579 | DROP
DEF | N_MF_Green Roof | 630.5517 | 0.27668 | 0.40858 | 20 |  | 302.8545 | 487.3096 | 654.0993 | 1444.2634 |  | 1133.0829 | 30.897 | 0 | 21656.3583 | 21656.3583 | 1133.0829 | Per Home | 285.3531 | 1.2408 | 0.066595 | 0.052321 | 280.2834 | -20242.9919 | DROP | DROP | DROP | DROP | DROP | DROP | [5 empty] | 1.2408 | 280.2834 | 285.3531 | 21504.5719 | KEEP | 280.2834 | 1 | 281.6599 | 0.065263 | DROP | 0.066595 | 21504.5719 | 1.0453 | DROP
DEF | N_MH_Green Roof | 948.5385 | 0.41621 | 0.61463 | 20 |  | 455.5838 | 733.0595 | 983.9611 | 2172.6044 |  | 1704.4959 | 46.4784 | 0 | 22846.6314 | 22846.6314 | 1704.4959 | Per Home | 200.1175 | 1.2408 | 0.094902 | 0.074606 | 421.6301 | -20720.5054 | DROP | DROP | DROP | DROP | DROP | DROP | [5 empty] | 1.2408 | 421.6301 | 200.1175 | 22618.2992 | KEEP | 421.6301 | 1 | 196.4244 | 0.093061 | DROP | 0.094902 | 22618.2992 | 1.0646 | DROP
DEF | E_SF_Heat Pump Tune Up | 330.8595 | 0.14518 | 0.21439 | 2 |  | 18.4094 | 0 | 50.3908 | 68.8003 |  | 77.2115 | 16.2121 | 0 | 175 | 175 | 77.2115 | Per Visit | 4.3945 | 0.73643 | 0.35981 | 0.44121 | -24.6234 | -122.4119 | DROP | DROP | DROP | DROP | DROP | DROP | [5 empty] | 0.73643 | DROP | 4.3945 | 95.3555 | DROP | DROP | DROP | DROP | DROP | DROP | 0.35981 | 95.3555 | 0.9861 | DROP
DEF | E_MF_Heat Pump Tune Up | 215.15 | 0.094407 | 0.13941 | 2 |  | 11.9712 | 0 | 32.768 | 44.7392 |  | 50.2088 | 10.5424 | 0 | 175 | 175 | 50.2088 | Per Visit | 6.7579 | 0.73643 | 0.24113 | 0.28691 | -16.012 | -140.8032 | DROP | DROP | DROP | DROP | DROP | DROP | [5 empty] | 0.73643 | DROP | 6.7579 | 123.2091 | DROP | DROP | DROP | DROP | DROP | DROP | 0.24113 | 123.2091 | 0.99096 | DROP
DEF | E_MH_Heat Pump Tune Up | 323.65 | 0.14202 | 0.20972 | 2 |  | 18.0083 | 0 | 49.2928 | 67.3011 |  | 75.5291 | 15.8589 | 0 | 175 | 175 | 75.5291 | Per Visit | 4.4924 | 0.73643 | 0.35262 | 0.43159 | -24.0868 | -123.5578 | DROP | DROP | DROP | DROP | DROP | DROP | [5 empty] | 0.73643 | DROP | 4.4924 | 97.091 | DROP | DROP | DROP | DROP | DROP | DROP | 0.35262 | 97.091 | 0.9864 | DROP
DEF | N_SF_Heat Pump Tune Up | 0 | 0 | 0 | 2 |  | 0 | 0 | 0 | 0 |  | 0 | 0 | 0 | 175 | 175 | 0 | Per Visit | 0 | 0 | 0 | 0 | 0 | -175 | DROP | DROP | DROP | DROP | DROP | DROP | [5 empty] | #DIV/0! | #DIV/0! | 0 | 0 | #DIV/0! | #DIV/0! | #DIV/0! | #DIV/0! | #DIV/0! | DROP | 0 | 0 | 0 | DROP
DEF | N_MF_Heat Pump Tune Up | 0 | 0 | 0 | 2 |  | 0 | 0 | 0 | 0 |  | 0 | 0 | 0 | 175 | 175 | 0 | Per Visit | 0 | 0 | 0 | 0 | 0 | -175 | DROP | DROP | DROP | DROP | DROP | DROP | [5 empty] | #DIV/0! | #DIV/0! | 0 | 0 | #DIV/0! | #DIV/0! | #DIV/0! | #DIV/0! | #DIV/0! | DROP | 0 | 0 | 0 | DROP
DEF | N_MH_Heat Pump Tune Up | 0 | 0 | 0 | 2 |  | 0 | 0 | 0 | 0 |  | 0 | 0 | 0 | 175 | 175 | 0 | Per Visit | 0 | 0 | 0 | 0 | 0 | -175 | DROP | DROP | DROP | DROP | DROP | DROP | [5 empty] | #DIV/0! | #DIV/0! | 0 | 0 | #DIV/0! | #DIV/0! | #DIV/0! | #DIV/0! | #DIV/0! | DROP | 0 | 0 | 0 | DROP
DEF | E_SF_Home Energy Management System | 697.3117 | 0.30598 | 0.45184 | 11 |  | 198.564 | 203.8033 | 477.6731 | 880.0404 |  | 777.5059 | 34.1683 | 0 | 481.26 | 481.26 | 777.5059 | Per Unit | 5.7342 | 1.0842 | 1.7074 | 1.6156 | 68.3663 | 364.6122 | KEEP | KEEP | KEEP | KEEP | KEEP | KEEP | [5 empty] | 1.0842 | 68.3663 | 5.7342 | 313.4031 | KEEP | 68.3663 | 1 | 4.9196 | 1.7576 | KEEP | 1.7074 | 313.4031 | 2.2668 | KEEP
DEF | E_MF_Home Energy Management System | 502.428 | 0.22046 | 0.32556 | 11 |  | 143.0696 | 146.8446 | 344.1737 | 634.0879 |  | 560.2096 | 24.619 | 0 | 481.26 | 481.26 | 560.2096 | Per Unit | 7.9584 | 1.0842 | 1.2534 | 1.164 | 49.2594 | 128.2089 | KEEP | KEEP | KEEP | KEEP | KEEP | KEEP | [5 empty] | 1.0842 | 49.2594 | 7.9584 | 360.3155 | KEEP | 49.2594 | 1 | 7.1438 | 1.2664 | KEEP | 1.2534 | 360.3155 | 1.9127 | KEEP
DEF | E_MH_Home Energy Management System | 774.5016 | 0.33985 | 0.50186 | 11 |  | 220.5443 | 226.3635 | 530.5498 | 977.4577 |  | 863.5729 | 37.9506 | 0 | 481.26 | 481.26 | 863.5729 | Per Unit | 5.1627 | 1.0842 | 1.8826 | 1.7944 | 75.9342 | 458.2471 | KEEP | KEEP | KEEP | KEEP | KEEP | KEEP | [5 empty] | 1.0842 | 75.9342 | 5.1627 | 294.822 | KEEP | 75.9342 | 1 | 4.3481 | 1.9522 | KEEP | 1.8826 | 294.822 | 2.407 | KEEP
DEF | N_SF_Home Energy Management System | 697.3117 | 0.30598 | 0.45184 | 11 |  | 198.564 | 203.8033 | 477.6731 | 880.0404 |  | 777.5059 | 34.1683 | 0 | 481.26 | 481.26 | 777.5059 | Per Unit | 5.7342 | 1.0842 | 1.7074 | 1.6156 | 68.3663 | 364.6122 | KEEP | KEEP | KEEP | KEEP | KEEP | KEEP | [5 empty] | 1.0842 | 68.3663 | 5.7342 | 313.4031 | KEEP | 68.3663 | 1 | 4.9196 | 1.7576 | KEEP | 1.7074 | 313.4031 | 2.2668 | KEEP
DEF | N_MF_Home Energy Management System | 502.428 | 0.22046 | 0.32556 | 11 |  | 143.0696 | 146.8446 | 344.1737 | 634.0879 |  | 560.2096 | 24.619 | 0 | 481.26 | 481.26 | 560.2096 | Per Unit | 7.9584 | 1.0842 | 1.2534 | 1.164 | 49.2594 | 128.2089 | KEEP | KEEP | KEEP | KEEP | KEEP | KEEP | [5 empty] | 1.0842 | 49.2594 | 7.9584 | 360.3155 | KEEP | 49.2594 | 1 | 7.1438 | 1.2664 | KEEP | 1.2534 | 360.3155 | 1.9127 | KEEP
DEF | N_MH_Home Energy Management System | 774.5016 | 0.33985 | 0.50186 | 11 |  | 220.5443 | 226.3635 | 530.5498 | 977.4577 |  | 863.5729 | 37.9506 | 0 | 481.26 | 481.26 | 863.5729 | Per Unit | 5.1627 | 1.0842 | 1.8826 | 1.7944 | 75.9342 | 458.2471 | KEEP | KEEP | KEEP | KEEP | KEEP | KEEP | [5 empty] | 1.0842 | 75.9342 | 5.1627 | 294.822 | KEEP | 75.9342 | 1 | 4.3481 | 1.9522 | KEEP | 1.8826 | 294.822 | 2.407 | KEEP
DEF | E_SF_HVAC ECM Motor | 48.0178 | 0.02107 | 0.031114 | 15 |  | 18.331 | 25.2697 | 41.2986 | 84.8994 |  | 69.4305 | 2.3529 | 0 | 287 | 287 | 69.4305 | Per Unit | 49.6589 | 1.1827 | 0.29341 | 0.24192 | 13.116 | -204.4535 | DROP | DROP | DROP | DROP | DROP | DROP | [5 empty] | 1.1827 | 13.116 | 49.6589 | 275.4411 | KEEP | 13.116 | 1 | 47.3895 | 0.28762 | DROP | 0.29341 | 275.4411 | 1.2016 | DROP
DEF | E_MF_HVAC ECM Motor | 48.0178 | 0.02107 | 0.031114 | 15 |  | 18.331 | 25.2697 | 41.2986 | 84.8994 |  | 69.4305 | 2.3529 | 0 | 287 | 287 | 69.4305 | Per Unit | 49.6589 | 1.1827 | 0.29341 | 0.24192 | 13.116 | -204.4535 | DROP | DROP | DROP | DROP | DROP | DROP | [5 empty] | 1.1827 | 13.116 | 49.6589 | 275.4411 | KEEP | 13.116 | 1 | 47.3895 | 0.28762 | DROP | 0.29341 | 275.4411 | 1.2016 | DROP
DEF | E_MH_HVAC ECM Motor | 48.0178 | 0.02107 | 0.031114 | 15 |  | 18.331 | 25.2697 | 41.2986 | 84.8994 |  | 69.4305 | 2.3529 | 0 | 287 | 287 | 69.4305 | Per Unit | 49.6589 | 1.1827 | 0.29341 | 0.24192 | 13.116 | -204.4535 | DROP | DROP | DROP | DROP | DROP | DROP | [5 empty] | 1.1827 | 13.116 | 49.6589 | 275.4411 | KEEP | 13.116 | 1 | 47.3895 | 0.28762 | DROP | 0.29341 | 275.4411 | 1.2016 | DROP
DEF | N_SF_HVAC ECM Motor | 48.0178 | 0.02107 | 0.031114 | 15 |  | 18.331 | 25.2697 | 41.2986 | 84.8994 |  | 69.4305 | 2.3529 | 0 | 287 | 287 | 69.4305 | Per Unit | 49.6589 | 1.1827 | 0.29341 | 0.24192 | 13.116 | -204.4535 | DROP | DROP | DROP | DROP | DROP | DROP | [5 empty] | 1.1827 | 13.116 | 49.6589 | 275.4411 | KEEP | 13.116 | 1 | 47.3895 | 0.28762 | DROP | 0.29341 | 275.4411 | 1.2016 | DROP
DEF | N_MF_HVAC ECM Motor | 48.0178 | 0.02107 | 0.031114 | 15 |  | 18.331 | 25.2697 | 41.2986 | 84.8994 |  | 69.4305 | 2.3529 | 0 | 287 | 287 | 69.4305 | Per Unit | 49.6589 | 1.1827 | 0.29341 | 0.24192 | 13.116 | -204.4535 | DROP | DROP | DROP | DROP | DROP | DROP | [5 empty] | 1.1827 | 13.116 | 49.6589 | 275.4411 | KEEP | 13.116 | 1 | 47.3895 | 0.28762 | DROP | 0.29341 | 275.4411 | 1.2016 | DROP
DEF | N_MH_HVAC ECM Motor | 48.0178 | 0.02107 | 0.031114 | 15 |  | 18.331 | 25.2697 | 41.2986 | 84.8994 |  | 69.4305 | 2.3529 | 0 | 287 | 287 | 69.4305 | Per Unit | 49.6589 | 1.1827 | 0.29341 | 0.24192 | 13.116 | -204.4535 | DROP | DROP | DROP | DROP | DROP | DROP | [5 empty] | 1.1827 | 13.116 | 49.6589 | 275.4411 | KEEP | 13.116 | 1 | 47.3895 | 0.28762 | DROP | 0.29341 | 275.4411 | 1.2016 | DROP
DEF | E_SF_Programmable Thermostat | 113.8157 | 0 | 0 | 11 |  | 32.4097 | 0 | 0 | 32.4097 |  | 126.905 | 5.577 | 0 | 174.99 | 174.99 | 126.905 | Per Unit | 12.7741 | 0.24464 | 0.17949 | 0.72521 | -100.0722 | -148.1572 | DROP | DROP | DROP | DROP | DROP | DROP | [5 empty] | 0.24464 | DROP | 12.7741 | 147.5923 | DROP | DROP | DROP | DROP | DROP | DROP | 0.17949 | 147.5923 | 1.5686 | DROP
DEF | E_MF_Programmable Thermostat | 74.0116 | 0 | 0 | 11 |  | 21.0753 | 0 | 0 | 21.0753 |  | 82.5233 | 3.6266 | 0 | 174.99 | 174.99 | 82.5233 | Per Unit | 19.6441 | 0.24464 | 0.11799 | 0.47159 | -65.0746 | -157.5413 | DROP | DROP | DROP | DROP | DROP | DROP | [5 empty] | 0.24464 | DROP | 19.6441 | 157.1739 | DROP | DROP | DROP | DROP | DROP | DROP | 0.11799 | 157.1739 | 1.3698 | DROP
DEF | E_MH_Programmable Thermostat | 111.3356 | 0 | 0 | 11 |  | 31.7035 | 0 | 0 | 31.7035 |  | 124.1397 | 5.4554 | 0 | 174.99 | 174.99 | 124.1397 | Per Unit | 13.0586 | 0.24464 | 0.1757 | 0.70941 | -97.8916 | -148.7419 | DROP | DROP | DROP | DROP | DROP | DROP | [5 empty] | 0.24464 | DROP | 13.0586 | 148.1893 | DROP | DROP | DROP | DROP | DROP | DROP | 0.1757 | 148.1893 | 1.5563 | DROP
DEF | N_SF_Programmable Thermostat | 113.8157 | 0 | 0 | 11 |  | 32.4097 | 0 | 0 | 32.4097 |  | 126.905 | 5.577 | 0 | 33 | 33 | 126.905 | Per Unit | 2.409 | 0.24464 | 0.84013 | 3.8456 | -100.0722 | -6.1672 | DROP | DROP | DROP | DROP | DROP | DROP | [5 empty] | 0.24464 | DROP | 2.409 | 5.6023 | DROP | DROP | DROP | DROP | DROP | DROP | 0.84013 | 5.6023 | 4.0154 | DROP
DEF | N_MF_Programmable Thermostat | 74.0116 | 0 | 0 | 11 |  | 21.0753 | 0 | 0 | 21.0753 |  | 82.5233 | 3.6266 | 0 | 33 | 33 | 82.5233 | Per Unit | 3.7045 | 0.24464 | 0.57541 | 2.5007 | -65.0746 | -15.5513 | DROP | DROP | DROP | DROP | DROP | DROP | [5 empty] | 0.24464 | DROP | 3.7045 | 15.1839 | DROP | DROP | DROP | DROP | DROP | DROP | 0.57541 | 15.1839 | 2.9608 | DROP
DEF | N_MH_Programmable Thermostat | 111.3356 | 0 | 0 | 11 |  | 31.7035 | 0 | 0 | 31.7035 |  | 124.1397 | 5.4554 | 0 | 33 | 33 | 124.1397 | Per Unit | 2.4626 | 0.24464 | 0.82442 | 3.7618 | -97.8916 | -6.7519 | DROP | DROP | DROP | DROP | DROP | DROP | [5 empty] | 0.24464 | DROP | 2.4626 | 6.1993 | DROP | DROP | DROP | DROP | DROP | DROP | 0.82442 | 6.1993 | 3.9497 | DROP
DEF | E_SF_Radiant Barrier | 661.719 | 0.29036 | 0.42878 | 20 |  | 317.8242 | 511.3966 | 686.4305 | 1515.6513 |  | 1189.0897 | 32.4242 | 0 | 1413.5714 | 1413.5714 | 1189.0897 | Per Home | 17.7485 | 1.2408 | 1.0482 | 0.8412 | 294.1374 | 69.6557 | DROP | DROP | DROP | DROP | DROP | DROP | [5 empty] | 1.2408 | 294.1374 | 17.7485 | 1254.2824 | KEEP | 294.1374 | 1 | 14.0554 | 1.0493 | DROP | 1.0482 | 1254.2824 | 1.7285 | DROP
DEF | E_MF_Radiant Barrier | 430.3 | 0.18881 | 0.27882 | 20 |  | 206.6734 | 332.549 | 446.3693 | 985.5917 |  | 773.2365 | 21.0847 | 0 | 1155 | 1155 | 773.2365 | Per Home | 22.3012 | 1.2408 | 0.83803 | 0.66947 | 191.2705 | -190.493 | DROP | DROP | DROP | DROP | DROP | DROP | [5 empty] | 1.2408 | 191.2705 | 22.3012 | 1051.4182 | KEEP | 191.2705 | 1 | 18.6081 | 0.83507 | DROP | 0.83803 | 1051.4182 | 1.5798 | DROP
DEF | E_MH_Radiant Barrier | 647.3 | 0.28403 | 0.41943 | 20 |  | 310.8987 | 500.2532 | 671.473 | 1482.6249 |  | 1163.1791 | 31.7177 | 0 | 1191 | 1191 | 1163.1791 | Per Home | 15.2871 | 1.2408 | 1.2126 | 0.97664 | 287.7281 | 259.9072 | DROP | DROP | DROP | DROP | DROP | DROP | [5 empty] | 1.2408 | 287.7281 | 15.2871 | 1035.1819 | KEEP | 287.7281 | 1 | 11.5939 | 1.2182 | DROP | 1.2126 | 1035.1819 | 1.8458 | DROP
DEF | N_SF_Radiant Barrier | 661.719 | 0.29036 | 0.42878 | 20 |  | 317.8242 | 511.3966 | 686.4305 | 1515.6513 |  | 1189.0897 | 32.4242 | 0 | 1413.5714 | 1413.5714 | 1189.0897 | Per Home | 17.7485 | 1.2408 | 1.0482 | 0.8412 | 294.1374 | 69.6557 | DROP | DROP | DROP | DROP | DROP | DROP | [5 empty] | 1.2408 | 294.1374 | 17.7485 | 1254.2824 | KEEP | 294.1374 | 1 | 14.0554 | 1.0493 | DROP | 1.0482 | 1254.2824 | 1.7285 | DROP
DEF | N_MF_Radiant Barrier | 430.3 | 0.18881 | 0.27882 | 20 |  | 206.6734 | 332.549 | 446.3693 | 985.5917 |  | 773.2365 | 21.0847 | 0 | 1155 | 1155 | 773.2365 | Per Home | 22.3012 | 1.2408 | 0.83803 | 0.66947 | 191.2705 | -190.493 | DROP | DROP | DROP | DROP | DROP | DROP | [5 empty] | 1.2408 | 191.2705 | 22.3012 | 1051.4182 | KEEP | 191.2705 | 1 | 18.6081 | 0.83507 | DROP | 0.83803 | 1051.4182 | 1.5798 | DROP
DEF | N_MH_Radiant Barrier | 647.3 | 0.28403 | 0.41943 | 20 |  | 310.8987 | 500.2532 | 671.473 | 1482.6249 |  | 1163.1791 | 31.7177 | 0 | 1191 | 1191 | 1163.1791 | Per Home | 15.2871 | 1.2408 | 1.2126 | 0.97664 | 287.7281 | 259.9072 | DROP | DROP | DROP | DROP | DROP | DROP | [5 empty] | 1.2408 | 287.7281 | 15.2871 | 1035.1819 | KEEP | 287.7281 | 1 | 11.5939 | 1.2182 | DROP | 1.2126 | 1035.1819 | 1.8458 | DROP
DEF | E_SF_Sealed crawlspace | 162.06 | 0.071111 | 0.10501 | 11 |  | 46.1476 | 47.3653 | 111.0145 | 204.5274 |  | 180.6977 | 7.9409 | 0 | 5500 | 5500 | 180.6977 | Per Home | 281.9712 | 1.0842 | 0.037133 | 0.032854 | 15.8888 | -5303.4135 | DROP | DROP | DROP | DROP | DROP | DROP | [5 empty] | 1.0842 | 15.8888 | 281.9712 | 5460.9889 | KEEP | 15.8888 | 1 | 281.1566 | 0.035743 | DROP | 0.037133 | 5460.9889 | 1.0258 | DROP
DEF | E_MF_Sealed crawlspace | 66.6 | 0.029224 | 0.043155 | 11 |  | 18.9648 | 19.4652 | 45.6224 | 84.0524 |  | 74.2593 | 3.2634 | 0 | 4568.3877 | 4568.3877 | 74.2593 | Per Home | 569.9103 | 1.0842 | 0.018386 | 0.016255 | 6.5296 | -4487.5987 | DROP | DROP | DROP | DROP | DROP | DROP | [5 empty] | 1.0842 | 6.5296 | 569.9103 | 4552.3557 | KEEP | 6.5296 | 1 | 569.0958 | 0.017684 | DROP | 0.018386 | 4552.3557 | 1.0127 | DROP
DEF | E_MH_Sealed crawlspace | 130.98 | 0.057473 | 0.084872 | 11 |  | 37.2974 | 38.2815 | 89.724 | 165.303 |  | 146.0433 | 6.418 | 0 | 4819.4746 | 4819.4746 | 146.0433 | Per Home | 305.712 | 1.0842 | 0.034253 | 0.030303 | 12.8416 | -4660.5897 | DROP | DROP | DROP | DROP | DROP | DROP | [5 empty] | 1.0842 | 12.8416 | 305.712 | 4787.9451 | KEEP | 12.8416 | 1 | 304.8975 | 0.032967 | DROP | 0.034253 | 4787.9451 | 1.0238 | DROP
DEF | N_SF_Sealed crawlspace | 0 | 0 | 0 | 11 |  | 0 | 0 | 0 | 0 |  | 0 | 0 | 0 | 5500 | 5500 | 0 | Per Home | 0 | 0 | 0 | 0 | 0 | -5500 | DROP | DROP | DROP | DROP | DROP | DROP | [5 empty] | #DIV/0! | #DIV/0! | 0 | 0 | #DIV/0! | #DIV/0! | #DIV/0! | #DIV/0! | #DIV/0! | DROP | 0 | 0 | 0 | DROP
DEF | N_MF_Sealed crawlspace | 0 | 0 | 0 | 11 |  | 0 | 0 | 0 | 0 |  | 0 | 0 | 0 | 4568.3877 | 4568.3877 | 0 | Per Home | 0 | 0 | 0 | 0 | 0 | -4568.3877 | DROP | DROP | DROP | DROP | DROP | DROP | [5 empty] | #DIV/0! | #DIV/0! | 0 | 0 | #DIV/0! | #DIV/0! | #DIV/0! | #DIV/0! | #DIV/0! | DROP | 0 | 0 | 0 | DROP
DEF | N_MH_Sealed crawlspace | 0 | 0 | 0 | 11 |  | 0 | 0 | 0 | 0 |  | 0 | 0 | 0 | 4819.4746 | 4819.4746 | 0 | Per Home | 0 | 0 | 0 | 0 | 0 | -4819.4746 | DROP | DROP | DROP | DROP | DROP | DROP | [5 empty] | #DIV/0! | #DIV/0! | 0 | 0 | #DIV/0! | #DIV/0! | #DIV/0! | #DIV/0! | #DIV/0! | DROP | 0 | 0 | 0 | DROP
DEF | E_SF_Smart Thermostat | 264.6876 | 0 | 0 | 11 |  | 75.3715 | 0 | 0 | 75.3715 |  | 295.1279 | 12.9697 | 0 | 274 | 274 | 295.1279 | Per Unit | 8.6007 | 0.24464 | 0.26265 | 1.0771 | -232.7261 | -211.5982 | DROP | DROP | DROP | DROP | DROP | DROP | [5 empty] | 0.24464 | DROP | 8.6007 | 210.2844 | DROP | DROP | DROP | DROP | DROP | DROP | 0.26265 | 210.2844 | 1.8446 | DROP
DEF | E_MF_Smart Thermostat | 172.12 | 0 | 0 | 11 |  | 49.0123 | 0 | 0 | 49.0123 |  | 191.9146 | 8.4339 | 0 | 274 | 274 | 191.9146 | Per Unit | 13.2263 | 0.24464 | 0.17354 | 0.70042 | -151.3362 | -233.4216 | DROP | DROP | DROP | DROP | DROP | DROP | [5 empty] | 0.24464 | DROP | 13.2263 | 232.5673 | DROP | DROP | DROP | DROP | DROP | DROP | 0.17354 | 232.5673 | 1.5492 | DROP
DEF | E_MH_Smart Thermostat | 258.92 | 0 | 0 | 11 |  | 73.7291 | 0 | 0 | 73.7291 |  | 288.697 | 12.6871 | 0 | 274 | 274 | 288.697 | Per Unit | 8.7923 | 0.24464 | 0.25718 | 1.0536 | -227.6549 | -212.9579 | DROP | DROP | DROP | DROP | DROP | DROP | [5 empty] | 0.24464 | DROP | 8.7923 | 211.6728 | DROP | DROP | DROP | DROP | DROP | DROP | 0.25718 | 211.6728 | 1.8262 | DROP
DEF | N_SF_Smart Thermostat | 264.6876 | 0 | 0 | 11 |  | 75.3715 | 0 | 0 | 75.3715 |  | 295.1279 | 12.9697 | 0 | 132.01 | 132.01 | 295.1279 | Per Unit | 4.1437 | 0.24464 | 0.51988 | 2.2356 | -232.7261 | -69.6082 | DROP | DROP | DROP | DROP | DROP | DROP | [5 empty] | 0.24464 | DROP | 4.1437 | 68.2944 | DROP | DROP | DROP | DROP | DROP | DROP | 0.51988 | 68.2944 | 2.753 | DROP
DEF | N_MF_Smart Thermostat | 172.12 | 0 | 0 | 11 |  | 49.0123 | 0 | 0 | 49.0123 |  | 191.9146 | 8.4339 | 0 | 132.01 | 132.01 | 191.9146 | Per Unit | 6.3723 | 0.24464 | 0.34898 | 1.4538 | -151.3362 | -91.4316 | DROP | DROP | DROP | DROP | DROP | DROP | [5 empty] | 0.24464 | DROP | 6.3723 | 90.5773 | DROP | DROP | DROP | DROP | DROP | DROP | 0.34898 | 90.5773 | 2.1399 | DROP
DEF | N_MH_Smart Thermostat | 258.92 | 0 | 0 | 11 |  | 73.7291 | 0 | 0 | 73.7291 |  | 288.697 | 12.6871 | 0 | 132.01 | 132.01 | 288.697 | Per Unit | 4.236 | 0.24464 | 0.50954 | 2.1869 | -227.6549 | -70.9679 | DROP | DROP | DROP | DROP | DROP | DROP | [5 empty] | 0.24464 | DROP | 4.236 | 69.6828 | DROP | DROP | DROP | DROP | DROP | DROP | 0.50954 | 69.6828 | 2.7148 | DROP
DEF | E_SF_Spray Foam Insulation(Base R12) | 1250 | 0.54849 | 0.80997 | 20 |  | 600.376 | 966.0381 | 1296.6805 | 2863.0947 |  | 2246.2134 | 61.25 | 0 | 5204.5714 | 5204.5714 | 2246.2134 | Per Home | 34.5934 | 1.2408 | 0.54371 | 0.43158 | 555.6313 | -2402.7268 | DROP | DROP | DROP | DROP | DROP | DROP | [5 empty] | 1.2408 | 555.6313 | 34.5934 | 4903.6714 | KEEP | 555.6313 | 1 | 30.9002 | 0.53834 | DROP | 0.54371 | 4903.6714 | 1.3738 | DROP
DEF | E_MF_Spray Foam Insulation(Base R12) | 834 | 0.36596 | 0.54041 | 20 |  | 400.5709 | 644.5407 | 865.1452 | 1910.2568 |  | 1498.6736 | 40.866 | 0 | 4323 | 4323 | 1498.6736 | Per Home | 43.0662 | 1.2408 | 0.43774 | 0.34667 | 370.7172 | -2453.6092 | DROP | DROP | DROP | DROP | DROP | DROP | [5 empty] | 1.2408 | 370.7172 | 43.0662 | 4122.2395 | KEEP | 370.7172 | 1 | 39.3731 | 0.43243 | DROP | 0.43774 | 4122.2395 | 1.3002 | DROP
DEF | E_MH_Spray Foam Insulation(Base R12) | 1035.55 | 0.45439 | 0.67101 | 20 |  | 497.3755 | 800.3046 | 1074.222 | 2371.9021 |  | 1860.853 | 50.742 | 0 | 4560.6 | 4560.6 | 1860.853 | Per Home | 36.5905 | 1.2408 | 0.51436 | 0.40803 | 460.3072 | -2239.4398 | DROP | DROP | DROP | DROP | DROP | DROP | [5 empty] | 1.2408 | 460.3072 | 36.5905 | 4311.3224 | KEEP | 460.3072 | 1 | 32.8974 | 0.50896 | DROP | 0.51436 | 4311.3224 | 1.3534 | DROP
DEF | N_SF_Spray Foam Insulation(Base R12) | 1250 | 0.54849 | 0.80997 | 20 |  | 600.376 | 966.0381 | 1296.6805 | 2863.0947 |  | 2246.2134 | 61.25 | 0 | 5204.5714 | 5204.5714 | 2246.2134 | Per Home | 34.5934 | 1.2408 | 0.54371 | 0.43158 | 555.6313 | -2402.7268 | DROP | DROP | DROP | DROP | DROP | DROP | [5 empty] | 1.2408 | 555.6313 | 34.5934 | 4903.6714 | KEEP | 555.6313 | 1 | 30.9002 | 0.53834 | DROP | 0.54371 | 4903.6714 | 1.3738 | DROP
DEF | N_MF_Spray Foam Insulation(Base R12) | 834 | 0.36596 | 0.54041 | 20 |  | 400.5709 | 644.5407 | 865.1452 | 1910.2568 |  | 1498.6736 | 40.866 | 0 | 4323 | 4323 | 1498.6736 | Per Home | 43.0662 | 1.2408 | 0.43774 | 0.34667 | 370.7172 | -2453.6092 | DROP | DROP | DROP | DROP | DROP | DROP | [5 empty] | 1.2408 | 370.7172 | 43.0662 | 4122.2395 | KEEP | 370.7172 | 1 | 39.3731 | 0.43243 | DROP | 0.43774 | 4122.2395 | 1.3002 | DROP
DEF | N_MH_Spray Foam Insulation(Base R12) | 1035.55 | 0.45439 | 0.67101 | 20 |  | 497.3755 | 800.3046 | 1074.222 | 2371.9021 |  | 1860.853 | 50.742 | 0 | 4560.6 | 4560.6 | 1860.853 | Per Home | 36.5905 | 1.2408 | 0.51436 | 0.40803 | 460.3072 | -2239.4398 | DROP | DROP | DROP | DROP | DROP | DROP | [5 empty] | 1.2408 | 460.3072 | 36.5905 | 4311.3224 | KEEP | 460.3072 | 1 | 32.8974 | 0.50896 | DROP | 0.51436 | 4311.3224 | 1.3534 | DROP
DEF | E_SF_Spray Foam Insulation(Base R19) | 880 | 0.38614 | 0.57022 | 20 |  | 422.6647 | 680.0909 | 912.8631 | 2015.6186 |  | 1581.3342 | 43.12 | 0 | 5204.5714 | 5204.5714 | 1581.3342 | Per Home | 49.1383 | 1.2408 | 0.3841 | 0.30384 | 391.1644 | -3232.0728 | DROP | DROP | DROP | DROP | DROP | DROP | [5 empty] | 1.2408 | 391.1644 | 49.1383 | 4992.7378 | KEEP | 391.1644 | 1 | 45.4452 | 0.37899 | DROP | 0.3841 | 4992.7378 | 1.2631 | DROP
DEF | E_MF_Spray Foam Insulation(Base R19) | 603 | 0.26459 | 0.39073 | 20 |  | 289.6214 | 466.0168 | 625.5187 | 1381.1569 |  | 1083.5733 | 29.547 | 0 | 4323 | 4323 | 1083.5733 | Per Home | 59.5643 | 1.2408 | 0.31732 | 0.25065 | 268.0365 | -2971.3901 | DROP | DROP | DROP | DROP | DROP | DROP | [5 empty] | 1.2408 | 268.0365 | 59.5643 | 4177.8458 | KEEP | 268.0365 | 1 | 55.8711 | 0.31266 | DROP | 0.31732 | 4177.8458 | 1.2171 | DROP
DEF | E_MH_Spray Foam Insulation(Base R19) | 796.41 | 0.34946 | 0.51605 | 20 |  | 382.5164 | 615.49 | 826.1515 | 1824.1578 |  | 1431.1254 | 39.0241 | 0 | 4560.6 | 4560.6 | 1431.1254 | Per Home | 47.5777 | 1.2408 | 0.39659 | 0.3138 | 354.0083 | -2775.4663 | DROP | DROP | DROP | DROP | DROP | DROP | [5 empty] | 1.2408 | 354.0083 | 47.5777 | 4368.8882 | KEEP | 354.0083 | 1 | 43.8845 | 0.39143 | DROP | 0.39659 | 4368.8882 | 1.2718 | DROP
DEF | N_SF_Spray Foam Insulation(Base R19) | 880 | 0.38614 | 0.57022 | 20 |  | 422.6647 | 680.0909 | 912.8631 | 2015.6186 |  | 1581.3342 | 43.12 | 0 | 5204.5714 | 5204.5714 | 1581.3342 | Per Home | 49.1383 | 1.2408 | 0.3841 | 0.30384 | 391.1644 | -3232.0728 | DROP | DROP | DROP | DROP | DROP | DROP | [5 empty] | 1.2408 | 391.1644 | 49.1383 | 4992.7378 | KEEP | 391.1644 | 1 | 45.4452 | 0.37899 | DROP | 0.3841 | 4992.7378 | 1.2631 | DROP
DEF | N_MF_Spray Foam Insulation(Base R19) | 603 | 0.26459 | 0.39073 | 20 |  | 289.6214 | 466.0168 | 625.5187 | 1381.1569 |  | 1083.5733 | 29.547 | 0 | 4323 | 4323 | 1083.5733 | Per Home | 59.5643 | 1.2408 | 0.31732 | 0.25065 | 268.0365 | -2971.3901 | DROP | DROP | DROP | DROP | DROP | DROP | [5 empty] | 1.2408 | 268.0365 | 59.5643 | 4177.8458 | KEEP | 268.0365 | 1 | 55.8711 | 0.31266 | DROP | 0.31732 | 4177.8458 | 1.2171 | DROP
DEF | N_MH_Spray Foam Insulation(Base R19) | 796.41 | 0.34946 | 0.51605 | 20 |  | 382.5164 | 615.49 | 826.1515 | 1824.1578 |  | 1431.1254 | 39.0241 | 0 | 4560.6 | 4560.6 | 1431.1254 | Per Home | 47.5777 | 1.2408 | 0.39659 | 0.3138 | 354.0083 | -2775.4663 | DROP | DROP | DROP | DROP | DROP | DROP | [5 empty] | 1.2408 | 354.0083 | 47.5777 | 4368.8882 | KEEP | 354.0083 | 1 | 43.8845 | 0.39143 | DROP | 0.39659 | 4368.8882 | 1.2718 | DROP
DEF | E_SF_Spray Foam Insulation(Base R2) | 3485 | 1.5292 | 2.2582 | 20 |  | 1673.8483 | 2693.3144 | 3615.1452 | 7982.3079 |  | 6262.4429 | 170.765 | 0 | 5204.5714 | 5204.5714 | 6262.4429 | Per Home | 12.4079 | 1.2408 | 1.485 | 1.2033 | 1549.1001 | 2606.9715 | KEEP | KEEP | KEEP | KEEP | KEEP | KEEP | [5 empty] | 1.2408 | 1549.1001 | 12.4079 | 4365.6622 | KEEP | 1549.1001 | 1 | 8.7148 | 1.5009 | KEEP | 1.485 | 4365.6622 | 2.0421 | KEEP
DEF | E_MF_Spray Foam Insulation(Base R2) | 2156 | 0.94604 | 1.397 | 20 |  | 1035.5286 | 1666.2226 | 2236.5145 | 4938.2657 |  | 3874.2688 | 105.644 | 0 | 4323 | 4323 | 3874.2688 | Per Home | 16.6592 | 1.2408 | 1.1151 | 0.8962 | 958.3529 | 509.6217 | DROP | DROP | DROP | DROP | DROP | DROP | [5 empty] | 1.2408 | 958.3529 | 16.6592 | 3804.0077 | KEEP | 958.3529 | 1 | 12.9661 | 1.1179 | DROP | 1.1151 | 3804.0077 | 1.7761 | DROP
DEF | E_MH_Spray Foam Insulation(Base R2) | 2444.11 | 1.0725 | 1.5837 | 20 |  | 1173.908 | 1888.8828 | 2535.3838 | 5598.1746 |  | 4391.9941 | 119.7614 | 0 | 4560.6 | 4560.6 | 4391.9941 | Per Home | 15.5031 | 1.2408 | 1.1961 | 0.96303 | 1086.4192 | 917.8133 | DROP | DROP | DROP | DROP | DROP | DROP | [5 empty] | 1.2408 | 1086.4192 | 15.5031 | 3972.2538 | KEEP | 1086.4192 | 1 | 11.81 | 1.2012 | DROP | 1.1961 | 3972.2538 | 1.834 | DROP
DEF | N_SF_Spray Foam Insulation(Base R2) | 3485 | 1.5292 | 2.2582 | 20 |  | 1673.8483 | 2693.3144 | 3615.1452 | 7982.3079 |  | 6262.4429 | 170.765 | 0 | 5204.5714 | 5204.5714 | 6262.4429 | Per Home | 12.4079 | 1.2408 | 1.485 | 1.2033 | 1549.1001 | 2606.9715 | KEEP | KEEP | KEEP | KEEP | KEEP | KEEP | [5 empty] | 1.2408 | 1549.1001 | 12.4079 | 4365.6622 | KEEP | 1549.1001 | 1 | 8.7148 | 1.5009 | KEEP | 1.485 | 4365.6622 | 2.0421 | KEEP
DEF | N_MF_Spray Foam Insulation(Base R2) | 2156 | 0.94604 | 1.397 | 20 |  | 1035.5286 | 1666.2226 | 2236.5145 | 4938.2657 |  | 3874.2688 | 105.644 | 0 | 4323 | 4323 | 3874.2688 | Per Home | 16.6592 | 1.2408 | 1.1151 | 0.8962 | 958.3529 | 509.6217 | DROP | DROP | DROP | DROP | DROP | DROP | [5 empty] | 1.2408 | 958.3529 | 16.6592 | 3804.0077 | KEEP | 958.3529 | 1 | 12.9661 | 1.1179 | DROP | 1.1151 | 3804.0077 | 1.7761 | DROP
DEF | N_MH_Spray Foam Insulation(Base R2) | 2444.11 | 1.0725 | 1.5837 | 20 |  | 1173.908 | 1888.8828 | 2535.3838 | 5598.1746 |  | 4391.9941 | 119.7614 | 0 | 4560.6 | 4560.6 | 4391.9941 | Per Home | 15.5031 | 1.2408 | 1.1961 | 0.96303 | 1086.4192 | 917.8133 | DROP | DROP | DROP | DROP | DROP | DROP | [5 empty] | 1.2408 | 1086.4192 | 15.5031 | 3972.2538 | KEEP | 1086.4192 | 1 | 11.81 | 1.2012 | DROP | 1.1961 | 3972.2538 | 1.834 | DROP
DEF | E_SF_Spray Foam Insulation(Base R30) | 618 | 0.27118 | 0.40045 | 20 |  | 296.8259 | 477.6093 | 641.0788 | 1415.514 |  | 1110.5279 | 30.282 | 0 | 5204.5714 | 5204.5714 | 1110.5279 | Per Home | 69.9704 | 1.2408 | 0.2704 | 0.21338 | 274.7041 | -3819.3394 | DROP | DROP | DROP | DROP | DROP | DROP | [5 empty] | 1.2408 | 274.7041 | 69.9704 | 5055.8065 | KEEP | 274.7041 | 1 | 66.2773 | 0.26616 | DROP | 0.2704 | 5055.8065 | 1.1848 | DROP
DEF | E_MF_Spray Foam Insulation(Base R30) | 429 | 0.18824 | 0.27798 | 20 |  | 206.049 | 331.5443 | 445.0207 | 982.6141 |  | 770.9004 | 21.021 | 0 | 4323 | 4323 | 770.9004 | Per Home | 83.7232 | 1.2408 | 0.2262 | 0.17833 | 190.6927 | -3361.4069 | DROP | DROP | DROP | DROP | DROP | DROP | [5 empty] | 1.2408 | 190.6927 | 83.7232 | 4219.7311 | KEEP | 190.6927 | 1 | 80.0301 | 0.22244 | DROP | 0.2262 | 4219.7311 | 1.1544 | DROP
DEF | E_MH_Spray Foam Insulation(Base R30) | 635.42 | 0.27882 | 0.41174 | 20 |  | 305.1927 | 491.072 | 659.1494 | 1455.4141 |  | 1141.8311 | 31.1356 | 0 | 4560.6 | 4560.6 | 1141.8311 | Per Home | 59.6319 | 1.2408 | 0.31696 | 0.25037 | 282.4474 | -3136.3215 | DROP | DROP | DROP | DROP | DROP | DROP | [5 empty] | 1.2408 | 282.4474 | 59.6319 | 4407.6417 | KEEP | 282.4474 | 1 | 55.9388 | 0.3123 | DROP | 0.31696 | 4407.6417 | 1.2168 | DROP
DEF | N_SF_Spray Foam Insulation(Base R30) | 618 | 0.27118 | 0.40045 | 20 |  | 296.8259 | 477.6093 | 641.0788 | 1415.514 |  | 1110.5279 | 30.282 | 0 | 4293.7327 | 4293.7327 | 1110.5279 | Per Home | 57.7251 | 1.2408 | 0.32736 | 0.25864 | 274.7041 | -2908.5007 | DROP | DROP | DROP | DROP | DROP | DROP | [5 empty] | 1.2408 | 274.7041 | 57.7251 | 4144.9677 | KEEP | 274.7041 | 1 | 54.0319 | 0.32262 | DROP | 0.32736 | 4144.9677 | 1.224 | DROP
DEF | N_MF_Spray Foam Insulation(Base R30) | 429 | 0.18824 | 0.27798 | 20 |  | 206.049 | 331.5443 | 445.0207 | 982.6141 |  | 770.9004 | 21.021 | 0 | 4293.7327 | 4293.7327 | 770.9004 | Per Home | 83.1564 | 1.2408 | 0.22773 | 0.17954 | 190.6927 | -3332.1396 | DROP | DROP | DROP | DROP | DROP | DROP | [5 empty] | 1.2408 | 190.6927 | 83.1564 | 4190.4638 | KEEP | 190.6927 | 1 | 79.4632 | 0.22395 | DROP | 0.22773 | 4190.4638 | 1.1555 | DROP
DEF | N_MH_Spray Foam Insulation(Base R30) | 635.42 | 0.27882 | 0.41174 | 20 |  | 305.1927 | 491.072 | 659.1494 | 1455.4141 |  | 1141.8311 | 31.1356 | 0 | 4293.7327 | 4293.7327 | 1141.8311 | Per Home | 56.1425 | 1.2408 | 0.33652 | 0.26593 | 282.4474 | -2869.4542 | DROP | DROP | DROP | DROP | DROP | DROP | [5 empty] | 1.2408 | 282.4474 | 56.1425 | 4140.7744 | KEEP | 282.4474 | 1 | 52.4494 | 0.33171 | DROP | 0.33652 | 4140.7744 | 1.2303 | DROP
DEF | E_SF_Storm Door | 120.2194 | 0.052752 | 0.077899 | 20 |  | 57.7415 | 92.9092 | 124.7089 | 275.3597 |  | 216.0308 | 5.8908 | 0 | 329.0418 | 329.0418 | 216.0308 | Per 21 SF | 22.7402 | 1.2408 | 0.82213 | 0.65655 | 53.4381 | -59.5729 | DROP | DROP | DROP | DROP | DROP | DROP | [5 empty] | 1.2408 | 53.4381 | 22.7402 | 300.1026 | KEEP | 53.4381 | 1 | 19.0471 | 0.81895 | DROP | 0.82213 | 300.1026 | 1.5686 | DROP
DEF | E_MF_Storm Door | 120.2194 | 0.052752 | 0.077899 | 20 |  | 57.7415 | 92.9092 | 124.7089 | 275.3597 |  | 216.0308 | 5.8908 | 0 | 329.0418 | 329.0418 | 216.0308 | Per 21 SF | 22.7402 | 1.2408 | 0.82213 | 0.65655 | 53.4381 | -59.5729 | DROP | DROP | DROP | DROP | DROP | DROP | [5 empty] | 1.2408 | 53.4381 | 22.7402 | 300.1026 | KEEP | 53.4381 | 1 | 19.0471 | 0.81895 | DROP | 0.82213 | 300.1026 | 1.5686 | DROP
DEF | E_MH_Storm Door | 120.2194 | 0.052752 | 0.077899 | 20 |  | 57.7415 | 92.9092 | 124.7089 | 275.3597 |  | 216.0308 | 5.8908 | 0 | 329.0418 | 329.0418 | 216.0308 | Per 21 SF | 22.7402 | 1.2408 | 0.82213 | 0.65655 | 53.4381 | -59.5729 | DROP | DROP | DROP | DROP | DROP | DROP | [5 empty] | 1.2408 | 53.4381 | 22.7402 | 300.1026 | KEEP | 53.4381 | 1 | 19.0471 | 0.81895 | DROP | 0.82213 | 300.1026 | 1.5686 | DROP
DEF | N_SF_Storm Door | 79.6454 | 0.034948 | 0.051608 | 20 |  | 38.2537 | 61.5524 | 82.6197 | 182.4258 |  | 143.1204 | 3.9026 | 0 | 329.0418 | 329.0418 | 143.1204 | Per 21 SF | 34.3248 | 1.2408 | 0.54792 | 0.43496 | 35.4028 | -150.5186 | DROP | DROP | DROP | DROP | DROP | DROP | [5 empty] | 1.2408 | 35.4028 | 34.3248 | 309.8695 | KEEP | 35.4028 | 1 | 30.6317 | 0.54255 | DROP | 0.54792 | 309.8695 | 1.3767 | DROP
DEF | N_MF_Storm Door | 79.6454 | 0.034948 | 0.051608 | 20 |  | 38.2537 | 61.5524 | 82.6197 | 182.4258 |  | 143.1204 | 3.9026 | 0 | 329.0418 | 329.0418 | 143.1204 | Per 21 SF | 34.3248 | 1.2408 | 0.54792 | 0.43496 | 35.4028 | -150.5186 | DROP | DROP | DROP | DROP | DROP | DROP | [5 empty] | 1.2408 | 35.4028 | 34.3248 | 309.8695 | KEEP | 35.4028 | 1 | 30.6317 | 0.54255 | DROP | 0.54792 | 309.8695 | 1.3767 | DROP
DEF | N_MH_Storm Door | 79.6454 | 0.034948 | 0.051608 | 20 |  | 38.2537 | 61.5524 | 82.6197 | 182.4258 |  | 143.1204 | 3.9026 | 0 | 329.0418 | 329.0418 | 143.1204 | Per 21 SF | 34.3248 | 1.2408 | 0.54792 | 0.43496 | 35.4028 | -150.5186 | DROP | DROP | DROP | DROP | DROP | DROP | [5 empty] | 1.2408 | 35.4028 | 34.3248 | 309.8695 | KEEP | 35.4028 | 1 | 30.6317 | 0.54255 | DROP | 0.54792 | 309.8695 | 1.3767 | DROP
DEF | E_SF_Wall Insulation | 1113 | 0.48838 | 0.7212 | 20 |  | 534.5748 | 860.1604 | 1154.5643 | 2549.2995 |  | 2000.0284 | 54.537 | 0 | 1886.262 | 1886.262 | 2000.0284 | Per Home | 14.0807 | 1.2408 | 1.3135 | 1.0603 | 494.7341 | 608.5005 | KEEP | KEEP | KEEP | KEEP | KEEP | KEEP | [5 empty] | 1.2408 | 494.7341 | 14.0807 | 1618.3407 | KEEP | 494.7341 | 1 | 10.3876 | 1.3226 | KEEP | 1.3135 | 1618.3407 | 1.9183 | KEEP
DEF | E_MF_Wall Insulation | 391 | 0.17157 | 0.25336 | 20 |  | 187.7976 | 302.1767 | 405.6017 | 895.576 |  | 702.6155 | 19.159 | 0 | 1227.9314 | 1227.9314 | 702.6155 | Per Home | 26.0925 | 1.2408 | 0.71813 | 0.57219 | 173.8015 | -351.5144 | DROP | DROP | DROP | DROP | DROP | DROP | [5 empty] | 1.2408 | 173.8015 | 26.0925 | 1133.8099 | KEEP | 173.8015 | 1 | 22.3993 | 0.71373 | DROP | 0.71813 | 1133.8099 | 1.4955 | DROP
DEF | E_MH_Wall Insulation | 859 | 0.37693 | 0.55661 | 20 |  | 412.5784 | 663.8614 | 891.0788 | 1967.5187 |  | 1543.5978 | 42.091 | 0 | 1261.2248 | 1261.2248 | 1543.5978 | Per Home | 12.1988 | 1.2408 | 1.5096 | 1.2239 | 381.8298 | 664.2029 | KEEP | KEEP | KEEP | KEEP | KEEP | KEEP | [5 empty] | 1.2408 | 381.8298 | 12.1988 | 1054.4463 | KEEP | 381.8298 | 1 | 8.5057 | 1.5266 | KEEP | 1.5096 | 1054.4463 | 2.0599 | KEEP
DEF | N_SF_Wall Insulation | 0 | 0 | 0 | 20 |  | 0 | 0 | 0 | 0 |  | 0 | 0 | 0 | 1886.262 | 1886.262 | 0 | Per Home | 0 | 0 | 0 | 0 | 0 | -1886.262 | DROP | DROP | DROP | DROP | DROP | DROP | [5 empty] | #DIV/0! | #DIV/0! | 0 | 0 | #DIV/0! | #DIV/0! | #DIV/0! | #DIV/0! | #DIV/0! | DROP | 0 | 0 | 0 | DROP
DEF | N_MF_Wall Insulation | 0 | 0 | 0 | 20 |  | 0 | 0 | 0 | 0 |  | 0 | 0 | 0 | 1227.9314 | 1227.9314 | 0 | Per Home | 0 | 0 | 0 | 0 | 0 | -1227.9314 | DROP | DROP | DROP | DROP | DROP | DROP | [5 empty] | #DIV/0! | #DIV/0! | 0 | 0 | #DIV/0! | #DIV/0! | #DIV/0! | #DIV/0! | #DIV/0! | DROP | 0 | 0 | 0 | DROP
DEF | N_MH_Wall Insulation | 0 | 0 | 0 | 20 |  | 0 | 0 | 0 | 0 |  | 0 | 0 | 0 | 1261.2248 | 1261.2248 | 0 | Per Home | 0 | 0 | 0 | 0 | 0 | -1261.2248 | DROP | DROP | DROP | DROP | DROP | DROP | [5 empty] | #DIV/0! | #DIV/0! | 0 | 0 | #DIV/0! | #DIV/0! | #DIV/0! | #DIV/0! | #DIV/0! | DROP | 0 | 0 | 0 | DROP
DEF | E_SF_Window Sun Protection | 304.2475 | 0.1335 | -0.20945 | 10 |  | 78.7017 | 48.0089 | 141.7231 | 268.4336 |  | 312.0822 | 14.9081 | 0 | 1099.584 | 1099.584 | 312.0822 | Per Home | 30.0275 | 0.82092 | 0.24086 | 0.28382 | -58.5567 | -846.0585 | DROP | DROP | DROP | DROP | DROP | DROP | [5 empty] | 0.82092 | DROP | 30.0275 | 1026.3456 | DROP | DROP | DROP | DROP | DROP | DROP | 0.24086 | 1026.3456 | 1.2172 | DROP
DEF | E_MF_Window Sun Protection | 150.4243 | 0.066005 | -0.10355 | 10 |  | 38.9112 | 23.7363 | 70.0699 | 132.7174 |  | 154.2979 | 7.3708 | 0 | 652.38 | 652.38 | 154.2979 | Per Home | 36.033 | 0.82092 | 0.20116 | 0.23652 | -28.9512 | -527.0334 | DROP | DROP | DROP | DROP | DROP | DROP | [5 empty] | 0.82092 | DROP | 36.033 | 616.1699 | DROP | DROP | DROP | DROP | DROP | DROP | 0.20116 | 616.1699 | 1.181 | DROP
DEF | E_MH_Window Sun Protection | 126.9535 | 0.055707 | -0.087395 | 10 |  | 32.8399 | 20.0327 | 59.1369 | 112.0094 |  | 130.2227 | 6.2207 | 0 | 688.236 | 688.236 | 130.2227 | Per Home | 45.0413 | 0.82092 | 0.16129 | 0.18921 | -24.434 | -582.4473 | DROP | DROP | DROP | DROP | DROP | DROP | [5 empty] | 0.82092 | DROP | 45.0413 | 657.6758 | DROP | DROP | DROP | DROP | DROP | DROP | 0.16129 | 657.6758 | 1.1448 | DROP
DEF | N_SF_Window Sun Protection | 304.2475 | 0.1335 | -0.20945 | 10 |  | 78.7017 | 48.0089 | 141.7231 | 268.4336 |  | 312.0822 | 14.9081 | 0 | 1099.584 | 1099.584 | 312.0822 | Per Home | 30.0275 | 0.82092 | 0.24086 | 0.28382 | -58.5567 | -846.0585 | DROP | DROP | DROP | DROP | DROP | DROP | [5 empty] | 0.82092 | DROP | 30.0275 | 1026.3456 | DROP | DROP | DROP | DROP | DROP | DROP | 0.24086 | 1026.3456 | 1.2172 | DROP
DEF | N_MF_Window Sun Protection | 150.4243 | 0.066005 | -0.10355 | 10 |  | 38.9112 | 23.7363 | 70.0699 | 132.7174 |  | 154.2979 | 7.3708 | 0 | 652.38 | 652.38 | 154.2979 | Per Home | 36.033 | 0.82092 | 0.20116 | 0.23652 | -28.9512 | -527.0334 | DROP | DROP | DROP | DROP | DROP | DROP | [5 empty] | 0.82092 | DROP | 36.033 | 616.1699 | DROP | DROP | DROP | DROP | DROP | DROP | 0.20116 | 616.1699 | 1.181 | DROP
DEF | N_MH_Window Sun Protection | 126.9535 | 0.055707 | -0.087395 | 10 |  | 32.8399 | 20.0327 | 59.1369 | 112.0094 |  | 130.2227 | 6.2207 | 0 | 688.236 | 688.236 | 130.2227 | Per Home | 45.0413 | 0.82092 | 0.16129 | 0.18921 | -24.434 | -582.4473 | DROP | DROP | DROP | DROP | DROP | DROP | [5 empty] | 0.82092 | DROP | 45.0413 | 657.6758 | DROP | DROP | DROP | DROP | DROP | DROP | 0.16129 | 657.6758 | 1.1448 | DROP
DEF | E_SF_Exterior Lighting Controls | 56.94 | 0 | 0 | 10 |  | 14.729 | 0 | 0 | 14.729 |  | 58.4063 | 2.7901 | 0 | 52.3496 | 52.3496 | 58.4063 | Per Control | 7.6386 | 0.24069 | 0.26712 | 1.1157 | -46.4673 | -40.4106 | DROP | DROP | DROP | DROP | DROP | DROP | [5 empty] | 0.24069 | DROP | 7.6386 | 38.643 | DROP | DROP | DROP | DROP | DROP | DROP | 0.26712 | 38.643 | 1.8539 | DROP
DEF | E_MF_Exterior Lighting Controls | 56.94 | 0 | 0 | 10 |  | 14.729 | 0 | 0 | 14.729 |  | 58.4063 | 2.7901 | 0 | 52.3496 | 52.3496 | 58.4063 | Per Control | 7.6386 | 0.24069 | 0.26712 | 1.1157 | -46.4673 | -40.4106 | DROP | DROP | DROP | DROP | DROP | DROP | [5 empty] | 0.24069 | DROP | 7.6386 | 38.643 | DROP | DROP | DROP | DROP | DROP | DROP | 0.26712 | 38.643 | 1.8539 | DROP
DEF | E_MH_Exterior Lighting Controls | 56.94 | 0 | 0 | 10 |  | 14.729 | 0 | 0 | 14.729 |  | 58.4063 | 2.7901 | 0 | 52.3496 | 52.3496 | 58.4063 | Per Control | 7.6386 | 0.24069 | 0.26712 | 1.1157 | -46.4673 | -40.4106 | DROP | DROP | DROP | DROP | DROP | DROP | [5 empty] | 0.24069 | DROP | 7.6386 | 38.643 | DROP | DROP | DROP | DROP | DROP | DROP | 0.26712 | 38.643 | 1.8539 | DROP
DEF | N_SF_Exterior Lighting Controls | 56.94 | 0 | 0 | 10 |  | 14.729 | 0 | 0 | 14.729 |  | 58.4063 | 2.7901 | 0 | 52.3496 | 52.3496 | 58.4063 | Per Control | 7.6386 | 0.24069 | 0.26712 | 1.1157 | -46.4673 | -40.4106 | DROP | DROP | DROP | DROP | DROP | DROP | [5 empty] | 0.24069 | DROP | 7.6386 | 38.643 | DROP | DROP | DROP | DROP | DROP | DROP | 0.26712 | 38.643 | 1.8539 | DROP
DEF | N_MF_Exterior Lighting Controls | 56.94 | 0 | 0 | 10 |  | 14.729 | 0 | 0 | 14.729 |  | 58.4063 | 2.7901 | 0 | 52.3496 | 52.3496 | 58.4063 | Per Control | 7.6386 | 0.24069 | 0.26712 | 1.1157 | -46.4673 | -40.4106 | DROP | DROP | DROP | DROP | DROP | DROP | [5 empty] | 0.24069 | DROP | 7.6386 | 38.643 | DROP | DROP | DROP | DROP | DROP | DROP | 0.26712 | 38.643 | 1.8539 | DROP
DEF | N_MH_Exterior Lighting Controls | 56.94 | 0 | 0 | 10 |  | 14.729 | 0 | 0 | 14.729 |  | 58.4063 | 2.7901 | 0 | 52.3496 | 52.3496 | 58.4063 | Per Control | 7.6386 | 0.24069 | 0.26712 | 1.1157 | -46.4673 | -40.4106 | DROP | DROP | DROP | DROP | DROP | DROP | [5 empty] | 0.24069 | DROP | 7.6386 | 38.643 | DROP | DROP | DROP | DROP | DROP | DROP | 0.26712 | 38.643 | 1.8539 | DROP
DEF | E_SF_Interior Lighting Controls | 36.2714 | 0.0049193 | 0.0037144 | 8 |  | 7.5133 | 0.56158 | 4.3596 | 12.4345 |  | 30.5172 | 1.7773 | 0 | 63.5396 | 63.5396 | 30.5172 | Per Control | 14.5545 | 0.38504 | 0.19037 | 0.48029 | -19.8599 | -52.8824 | DROP | DROP | DROP | DROP | DROP | DROP | [5 empty] | 0.38504 | DROP | 14.5545 | 54.8083 | DROP | DROP | DROP | DROP | DROP | DROP | 0.19037 | 54.8083 | 1.3429 | DROP
DEF | E_MF_Interior Lighting Controls | 36.2714 | 0.0049193 | 0.0037144 | 8 |  | 7.5133 | 0.56158 | 4.3596 | 12.4345 |  | 30.5172 | 1.7773 | 0 | 63.5396 | 63.5396 | 30.5172 | Per Control | 14.5545 | 0.38504 | 0.19037 | 0.48029 | -19.8599 | -52.8824 | DROP | DROP | DROP | DROP | DROP | DROP | [5 empty] | 0.38504 | DROP | 14.5545 | 54.8083 | DROP | DROP | DROP | DROP | DROP | DROP | 0.19037 | 54.8083 | 1.3429 | DROP
DEF | E_MH_Interior Lighting Controls | 36.2714 | 0.0049193 | 0.0037144 | 8 |  | 7.5133 | 0.56158 | 4.3596 | 12.4345 |  | 30.5172 | 1.7773 | 0 | 63.5396 | 63.5396 | 30.5172 | Per Control | 14.5545 | 0.38504 | 0.19037 | 0.48029 | -19.8599 | -52.8824 | DROP | DROP | DROP | DROP | DROP | DROP | [5 empty] | 0.38504 | DROP | 14.5545 | 54.8083 | DROP | DROP | DROP | DROP | DROP | DROP | 0.19037 | 54.8083 | 1.3429 | DROP
DEF | N_SF_Interior Lighting Controls | 36.2714 | 0.0049193 | 0.0037144 | 8 |  | 7.5133 | 0.56158 | 4.3596 | 12.4345 |  | 30.5172 | 1.7773 | 0 | 63.5396 | 63.5396 | 30.5172 | Per Control | 14.5545 | 0.38504 | 0.19037 | 0.48029 | -19.8599 | -52.8824 | DROP | DROP | DROP | DROP | DROP | DROP | [5 empty] | 0.38504 | DROP | 14.5545 | 54.8083 | DROP | DROP | DROP | DROP | DROP | DROP | 0.19037 | 54.8083 | 1.3429 | DROP
DEF | N_MF_Interior Lighting Controls | 36.2714 | 0.0049193 | 0.0037144 | 8 |  | 7.5133 | 0.56158 | 4.3596 | 12.4345 |  | 30.5172 | 1.7773 | 0 | 63.5396 | 63.5396 | 30.5172 | Per Control | 14.5545 | 0.38504 | 0.19037 | 0.48029 | -19.8599 | -52.8824 | DROP | DROP | DROP | DROP | DROP | DROP | [5 empty] | 0.38504 | DROP | 14.5545 | 54.8083 | DROP | DROP | DROP | DROP | DROP | DROP | 0.19037 | 54.8083 | 1.3429 | DROP
DEF | N_MH_Interior Lighting Controls | 36.2714 | 0.0049193 | 0.0037144 | 8 |  | 7.5133 | 0.56158 | 4.3596 | 12.4345 |  | 30.5172 | 1.7773 | 0 | 63.5396 | 63.5396 | 30.5172 | Per Control | 14.5545 | 0.38504 | 0.19037 | 0.48029 | -19.8599 | -52.8824 | DROP | DROP | DROP | DROP | DROP | DROP | [5 empty] | 0.38504 | DROP | 14.5545 | 54.8083 | DROP | DROP | DROP | DROP | DROP | DROP | 0.19037 | 54.8083 | 1.3429 | DROP
DEF | E_SF_Solar Attic Fan | 224.8224 | 0.077312 | 0 | 15 |  | 91.0766 | 67.9759 | 110.9982 | 270.0507 |  | 325.0776 | 11.0163 | 0 | 575 | 575 | 325.0776 | Per Unit | 21.2494 | 0.8035 | 0.46082 | 0.56535 | -66.0432 | -315.9656 | DROP | DROP | DROP | DROP | DROP | DROP | [5 empty] | 0.8035 | DROP | 21.2494 | 520.8808 | DROP | DROP | DROP | DROP | DROP | DROP | 0.46082 | 520.8808 | 1.4712 | DROP
DEF | E_MF_Solar Attic Fan | 108.9 | 0.037449 | 0 | 15 |  | 44.1159 | 32.9263 | 53.7656 | 130.8078 |  | 157.4618 | 5.3361 | 0 | 575 | 575 | 157.4618 | Per Unit | 43.869 | 0.8035 | 0.2254 | 0.27385 | -31.9901 | -449.5283 | DROP | DROP | DROP | DROP | DROP | DROP | [5 empty] | 0.8035 | DROP | 43.869 | 548.7856 | DROP | DROP | DROP | DROP | DROP | DROP | 0.2254 | 548.7856 | 1.2283 | DROP
DEF | E_MH_Solar Attic Fan | 149.58 | 0.051438 | 0 | 15 |  | 60.5956 | 45.2261 | 73.8499 | 179.6715 |  | 216.2823 | 7.3294 | 0 | 575 | 575 | 216.2823 | Per Unit | 31.9383 | 0.8035 | 0.30854 | 0.37614 | -43.9402 | -402.6579 | DROP | DROP | DROP | DROP | DROP | DROP | [5 empty] | 0.8035 | DROP | 31.9383 | 538.9931 | DROP | DROP | DROP | DROP | DROP | DROP | 0.30854 | 538.9931 | 1.3135 | DROP
DEF | N_SF_Solar Attic Fan | 224.8224 | 0.077312 | 0 | 15 |  | 91.0766 | 67.9759 | 110.9982 | 270.0507 |  | 325.0776 | 11.0163 | 0 | 575 | 575 | 325.0776 | Per Unit | 21.2494 | 0.8035 | 0.46082 | 0.56535 | -66.0432 | -315.9656 | DROP | DROP | DROP | DROP | DROP | DROP | [5 empty] | 0.8035 | DROP | 21.2494 | 520.8808 | DROP | DROP | DROP | DROP | DROP | DROP | 0.46082 | 520.8808 | 1.4712 | DROP
DEF | N_MF_Solar Attic Fan | 108.9 | 0.037449 | 0 | 15 |  | 44.1159 | 32.9263 | 53.7656 | 130.8078 |  | 157.4618 | 5.3361 | 0 | 575 | 575 | 157.4618 | Per Unit | 43.869 | 0.8035 | 0.2254 | 0.27385 | -31.9901 | -449.5283 | DROP | DROP | DROP | DROP | DROP | DROP | [5 empty] | 0.8035 | DROP | 43.869 | 548.7856 | DROP | DROP | DROP | DROP | DROP | DROP | 0.2254 | 548.7856 | 1.2283 | DROP
DEF | N_MH_Solar Attic Fan | 149.58 | 0.051438 | 0 | 15 |  | 60.5956 | 45.2261 | 73.8499 | 179.6715 |  | 216.2823 | 7.3294 | 0 | 575 | 575 | 216.2823 | Per Unit | 31.9383 | 0.8035 | 0.30854 | 0.37614 | -43.9402 | -402.6579 | DROP | DROP | DROP | DROP | DROP | DROP | [5 empty] | 0.8035 | DROP | 31.9383 | 538.9931 | DROP | DROP | DROP | DROP | DROP | DROP | 0.30854 | 538.9931 | 1.3135 | DROP
DEF | E_SF_ENERGY STAR Certified Home | 4539 | 1.6711 | 0.5068 | 20 |  | 2180.0854 | 2158.5303 | 2893.7256 | 7232.3412 |  | 8156.45 | 222.411 | 0 | 7968.0538 | 7968.0538 | 8156.45 | Per Home | 14.5851 | 0.86317 | 0.88302 | 1.0236 | -1146.5198 | -958.1235 | DROP | DROP | DROP | DROP | DROP | DROP | [5 empty] | 0.86317 | DROP | 14.5851 | 6875.4257 | DROP | DROP | DROP | DROP | DROP | DROP | 0.88302 | 6875.4257 | 1.8865 | DROP
DEF | E_MF_ENERGY STAR Certified Home | 2784.6 | 1.0252 | 0.31091 | 20 |  | 1337.4456 | 1324.2219 | 1775.2519 | 4436.9194 |  | 5003.8446 | 136.4454 | 0 | 4727.4232 | 4727.4232 | 5003.8446 | Per Home | 14.1052 | 0.86317 | 0.91222 | 1.0585 | -703.3706 | -426.9492 | DROP | DROP | DROP | DROP | DROP | DROP | [5 empty] | 0.86317 | DROP | 14.1052 | 4057.1143 | DROP | DROP | DROP | DROP | DROP | DROP | 0.91222 | 4057.1143 | 1.9167 | DROP
DEF | E_MH_ENERGY STAR Certified Home | 2816.1 | 1.0368 | 0.31443 | 20 |  | 1352.5751 | 1339.2018 | 1795.3339 | 4487.1108 |  | 5060.4492 | 137.9889 | 0 | 4987.251 | 4987.251 | 5060.4492 | Per Home | 14.714 | 0.86317 | 0.87549 | 1.0147 | -711.3272 | -638.1291 | DROP | DROP | DROP | DROP | DROP | DROP | [5 empty] | 0.86317 | DROP | 14.714 | 4309.3594 | DROP | DROP | DROP | DROP | DROP | DROP | 0.87549 | 4309.3594 | 1.8788 | DROP
DEF | N_SF_ENERGY STAR Certified Home | 4539 | 1.6711 | 0.5068 | 20 |  | 2180.0854 | 2158.5303 | 2893.7256 | 7232.3412 |  | 8156.45 | 222.411 | 0 | 7968.0538 | 7968.0538 | 8156.45 | Per Home | 14.5851 | 0.86317 | 0.88302 | 1.0236 | -1146.5198 | -958.1235 | DROP | DROP | DROP | DROP | DROP | DROP | [5 empty] | 0.86317 | DROP | 14.5851 | 6875.4257 | DROP | DROP | DROP | DROP | DROP | DROP | 0.88302 | 6875.4257 | 1.8865 | DROP
DEF | N_MF_ENERGY STAR Certified Home | 2784.6 | 1.0252 | 0.31091 | 20 |  | 1337.4456 | 1324.2219 | 1775.2519 | 4436.9194 |  | 5003.8446 | 136.4454 | 0 | 4727.4232 | 4727.4232 | 5003.8446 | Per Home | 14.1052 | 0.86317 | 0.91222 | 1.0585 | -703.3706 | -426.9492 | DROP | DROP | DROP | DROP | DROP | DROP | [5 empty] | 0.86317 | DROP | 14.1052 | 4057.1143 | DROP | DROP | DROP | DROP | DROP | DROP | 0.91222 | 4057.1143 | 1.9167 | DROP
DEF | N_MH_ENERGY STAR Certified Home | 2816.1 | 1.0368 | 0.31443 | 20 |  | 1352.5751 | 1339.2018 | 1795.3339 | 4487.1108 |  | 5060.4492 | 137.9889 | 0 | 4987.251 | 4987.251 | 5060.4492 | Per Home | 14.714 | 0.86317 | 0.87549 | 1.0147 | -711.3272 | -638.1291 | DROP | DROP | DROP | DROP | DROP | DROP | [5 empty] | 0.86317 | DROP | 14.714 | 4309.3594 | DROP | DROP | DROP | DROP | DROP | DROP | 0.87549 | 4309.3594 | 1.8788 | DROP
DEF | SF_Solar Voltaic (17.1w/sf2) | 25.9601 | 0.0036837 | 0.00029093 | 20 |  | 12.4687 | 4.7582 | 6.3789 | 23.6058 |  | 46.6496 | 1.272 | 0 | 47.88 | 47.88 | 46.6496 | Square foot | 15.3238 | 0.49259 | 0.48026 | 0.9743 | -24.3159 | -25.5463 | DROP | DROP | DROP | DROP | DROP | DROP | [5 empty] | 0.49259 | DROP | 15.3238 | 41.6309 | DROP | DROP | DROP | DROP | DROP | DROP | 0.48026 | 41.6309 | 1.8438 | DROP
DEF | MF_Solar Voltaic (17.1w/sf2) | 25.9601 | 0.0036837 | 0.00029093 | 20 |  | 12.4687 | 4.7582 | 6.3789 | 23.6058 |  | 46.6496 | 1.272 | 0 | 47.88 | 47.88 | 46.6496 | Square foot | 15.3238 | 0.49259 | 0.48026 | 0.9743 | -24.3159 | -25.5463 | DROP | DROP | DROP | DROP | DROP | DROP | [5 empty] | 0.49259 | DROP | 15.3238 | 41.6309 | DROP | DROP | DROP | DROP | DROP | DROP | 0.48026 | 41.6309 | 1.8438 | DROP
DEF | SF_Solar Plus Storage | 9846.4065 | 0 | 0 | 20 |  | 4729.2371 | 0 | 0 | 4729.2371 |  | 17693.704 | 482.4739 | 0 | 25500 | 25500 | 17693.704 | per customer | 21.5169 | 0.26019 | 0.18202 | 0.69387 | -13446.9408 | -21253.2369 | DROP | DROP | DROP | DROP | DROP | DROP | [5 empty] | 0.26019 | DROP | 21.5169 | 23129.773 | DROP | DROP | DROP | DROP | DROP | DROP | 0.18202 | 23129.773 | 1.6009 | DROP
DEF | MF_Solar Plus Storage | 2699.7296 | 0 | 0.11837 | 20 |  | 1296.6823 | 141.1731 | 189.4919 | 1627.3473 |  | 4851.3349 | 132.2867 | 0 | 25500 | 25500 | 4851.3349 | per customer | 78.4762 | 0.32654 | 0.063488 | 0.19025 | -3356.2744 | -24004.9395 | DROP | DROP | DROP | DROP | DROP | DROP | [5 empty] | 0.32654 | DROP | 78.4762 | 24850.1211 | DROP | DROP | DROP | DROP | DROP | DROP | 0.063488 | 24850.1211 | 1.1648 | DROP
DEF | SF_Solar Plus Storage with other DSM (EE and DR) | 5242.4807 | 0.33903 | 0.15309 | 20 |  | 2517.9678 | 437.9154 | 587.0694 | 3542.9525 |  | 9420.5842 | 256.8816 | 0 | 25500 | 25500 | 9420.5842 | per customer | 40.413 | 0.3661 | 0.13755 | 0.36943 | -6134.5132 | -22213.929 | DROP | DROP | DROP | DROP | DROP | DROP | [5 empty] | 0.3661 | DROP | 40.413 | 24238.03 | DROP | DROP | DROP | DROP | DROP | DROP | 0.13755 | 24238.03 | 1.3199 | DROP
DEF | MF_Solar Plus Storage with other DSM (EE and DR) | 859.3951 | 0.6661 | 0.441 | 20 |  | 412.7682 | 860.3961 | 1153.4469 | 2426.6112 |  | 1544.3078 | 42.1104 | 0 | 25500 | 25500 | 1544.3078 | per customer | 246.5274 | 1.5296 | 0.095004 | 0.060561 | 840.193 | -23115.4992 | DROP | DROP | DROP | DROP | DROP | DROP | [5 empty] | 1.5296 | 840.193 | 246.5274 | 25293.1264 | KEEP | 840.193 | 1 | 238.4046 | 0.09351 | DROP | 0.095004 | 25293.1264 | 1.0524 | DROP
DEF | Storage | 0 | 0 | 0 | 10 |  | 0 | 0 | 0 | 0 |  | 0 | 0 | 0 | 25500 | 25500 | 0 | per customer | 0 | 0 | 0 | 0 | 0 | -25500 | DROP | DROP | DROP | DROP | DROP | DROP
DEF | Storage | 0 | 0 | 0.11837 | 10 |  | 0 | 39.3899 | 116.1678 | 155.5576 |  | 0 | 0 | 0 | 25500 | 25500 | 0 | per customer | 0 | 0 | 0.0061003 | 0 | 155.5576 | -25344.4424 | DROP | DROP | DROP | DROP | DROP | DROP
DEF | Storage with other DSM (EE and DR) | 0 | 0.33903 | 0.15309 | 10 |  | 0 | 121.9172 | 359.9021 | 481.8193 |  | 0 | 0 | 0 | 25500 | 25500 | 0 | per customer | 0 | 0 | 0.018895 | 0 | 481.8193 | -25018.1807 | DROP | DROP | DROP | DROP | DROP | DROP
DEF | Storage with other DSM (EE and DR) | 0 | 0.6661 | 0.441 | 10 |  | 0 | 239.5373 | 707.1191 | 946.6565 |  | 0 | 0 | 0 | 25500 | 25500 | 0 | per customer | 0 | 0 | 0.037124 | 0 | 946.6565 | -24553.3435 | DROP | DROP | DROP | DROP | DROP | DROP

## Com
| 1 | 2 | 3 | 4 | 5 | 6 | 7 | 8 | 9 | 10 | 11 | 12 | 13 | 14 | 15 | 16 | 17 | 18 | 19 | 20 | 21 | 22 | 23 | 24 | 25 | 26 | 27 | 28 | 29 | 30 | 31 | 32 | 33 | 34 | 35 | 36 | 37 | 38 | 39 | 40 | 41 | 42 | 43 | 44 | 45 | 46 | 47 | 48 | 49
[19 empty] | 0.09389 | = Electric Rate in 2020 |  |  |  |  | 183 | 167 | 221 | 586 | 434 | 978 |  |  |  |  | Nexant Analysis:
Company | Measure Name | Target Annual kWh Savings | Target Annual Summer Coincident kW | Target Annual Winter Coincident kW | Measure Life |  | NPV Avoided Energy | NPV Avoided Capacity | NPV Avoided T&D | NPV Total Avoided Cost |  | NPV Lost Revenue | NPV Program Costs | NPV Incentives | NPV Gross Participant Cost | NPV Net Participant Cost | NPV Gross Bill Savings | Unit of Measure | Payback | RIM | TRC | Participant | RIM Net Benefits | TRC Net Benefits | RIM + Part + >2-yr PB | RIM + Part + >3-yr PB | RIM + Part + >1-yr PB | TRC + Part + >2-yr PB | TRC + Part + >3-yr PB | TRC + Part + >1-yr PB |  |  |  |  | NPV Program Costs | RIM | Incentive based on RIM | Payback | Incentive based on Payback | Pre RIM Screening | Finalized Incentive | Finalized RIM | Finalized Payback | Finalized PCT | RIM Screening | TRC | Finalized Incentive | Finalized PCT | TRC Screening | ROG Q21 Measure | PB | TRC | RIM | PCT | Failed RIM Reason | ROG Q21 Measure | PB | TRC | RIM | PCT | Failed TRC Reason
DEF | T_AS_Efficient Exhaust Hood | 8066.5 | 1.7635 | 0.69217 | 15 |  | 2606.8555 | 1550.5296 | 2531.8685 | 6689.2536 |  | 8933.3862 | 314.5935 | 0 | 1988 | 1988 | 8933.3862 | unit | 2.6249 | 0.72332 | 2.9051 | 4.4937 | -2558.7261 | 4386.6601 | DROP | DROP | DROP | KEEP | DROP | KEEP | [5 empty] | 0.72332 | DROP | 2.6249 | 473.2726 | DROP | DROP | DROP | DROP | DROP | DROP | 2.9051 | 473.2726 | 4.7317 | KEEP | E_RS_Ceiling Insulation(R2 to R38) | 2 | 4.3188 | 1.1123 | 4.3067 |  | E_RS_Ceiling Insulation(R2 to R38) | 2 | 4.3188 | 1.1123 | 4.3067
DEF | T_CU_Efficient Exhaust Hood | 8066.5 | 1.7635 | 0.69217 | 15 |  | 2606.8555 | 1550.5296 | 2531.8685 | 6689.2536 |  | 8933.3862 | 314.5935 | 0 | 1988 | 1988 | 8933.3862 | unit | 2.6249 | 0.72332 | 2.9051 | 4.4937 | -2558.7261 | 4386.6601 | DROP | DROP | DROP | KEEP | DROP | KEEP | [5 empty] | 0.72332 | DROP | 2.6249 | 473.2726 | DROP | DROP | DROP | DROP | DROP | DROP | 2.9051 | 473.2726 | 4.7317 | KEEP | T_HC_High Efficiency Chiller (Water cooled-centrifugal, 200 tons) | 2 | 4.8874 | 1.0876 | 5.1029 |  | T_HC_High Efficiency Chiller (Water cooled-centrifugal, 200 tons) | 2 | 4.8874 | 1.0876 | 5.1029
DEF | T_GR_Efficient Exhaust Hood | 8066.5 | 1.7635 | 0.69217 | 15 |  | 2606.8555 | 1550.5296 | 2531.8685 | 6689.2536 |  | 8933.3862 | 314.5935 | 0 | 1988 | 1988 | 8933.3862 | unit | 2.6249 | 0.72332 | 2.9051 | 4.4937 | -2558.7261 | 4386.6601 | DROP | DROP | DROP | KEEP | DROP | KEEP | [5 empty] | 0.72332 | DROP | 2.6249 | 473.2726 | DROP | DROP | DROP | DROP | DROP | DROP | 2.9051 | 473.2726 | 4.7317 | KEEP | E_WR_Chilled Water Controls Optimization | 1.3774 | 4.7263 | 0.9614 | 6.0971 | RIM and Payback<2 | E_WR_Chilled Water Controls Optimization | 1.3774 | 4.7263 | 0.9614 | 6.0971 | Payback<2
DEF | T_HC_Efficient Exhaust Hood | 8066.5 | 1.7635 | 0.69217 | 15 |  | 2606.8555 | 1550.5296 | 2531.8685 | 6689.2536 |  | 8933.3862 | 314.5935 | 0 | 1988 | 1988 | 8933.3862 | unit | 2.6249 | 0.72332 | 2.9051 | 4.4937 | -2558.7261 | 4386.6601 | DROP | DROP | DROP | KEEP | DROP | KEEP | [5 empty] | 0.72332 | DROP | 2.6249 | 473.2726 | DROP | DROP | DROP | DROP | DROP | DROP | 2.9051 | 473.2726 | 4.7317 | KEEP | E_LG_Cool Roof | 90.0876 | 0.18128 | 1.0245 | 0.17771 | PCT | E_LG_Cool Roof | 90.0876 | 0.18128 | 1.0245 | 1.1029 | TRC
DEF | T_HS_Efficient Exhaust Hood | 8066.5 | 1.7635 | 0.69217 | 15 |  | 2606.8555 | 1550.5296 | 2531.8685 | 6689.2536 |  | 8933.3862 | 314.5935 | 0 | 1988 | 1988 | 8933.3862 | unit | 2.6249 | 0.72332 | 2.9051 | 4.4937 | -2558.7261 | 4386.6601 | DROP | DROP | DROP | KEEP | DROP | KEEP | [5 empty] | 0.72332 | DROP | 2.6249 | 473.2726 | DROP | DROP | DROP | DROP | DROP | DROP | 2.9051 | 473.2726 | 4.7317 | KEEP | E_RT_Demand Controlled Ventilation | 2 | 2.9835 | 1.1075 | 3.053 |  | E_RT_Demand Controlled Ventilation | 2 | 2.9835 | 1.1075 | 3.053
DEF | T_IN_Efficient Exhaust Hood | 8066.5 | 1.7635 | 0.69217 | 15 |  | 2606.8555 | 1550.5296 | 2531.8685 | 6689.2536 |  | 8933.3862 | 314.5935 | 0 | 1988 | 1988 | 8933.3862 | unit | 2.6249 | 0.72332 | 2.9051 | 4.4937 | -2558.7261 | 4386.6601 | DROP | DROP | DROP | KEEP | DROP | KEEP | [5 empty] | 0.72332 | DROP | 2.6249 | 473.2726 | DROP | DROP | DROP | DROP | DROP | DROP | 2.9051 | 473.2726 | 4.7317 | KEEP | E_RT_Duct Sealing Repair | 2 | 7.6266 | 1.6232 | 5.6187 |  | E_RT_Duct Sealing Repair | 2 | 7.6266 | 1.6232 | 5.6187
DEF | T_LG_Efficient Exhaust Hood | 8066.5 | 1.7635 | 0.69217 | 15 |  | 2606.8555 | 1550.5296 | 2531.8685 | 6689.2536 |  | 8933.3862 | 314.5935 | 0 | 1988 | 1988 | 8933.3862 | unit | 2.6249 | 0.72332 | 2.9051 | 4.4937 | -2558.7261 | 4386.6601 | DROP | DROP | DROP | KEEP | DROP | KEEP | [5 empty] | 0.72332 | DROP | 2.6249 | 473.2726 | DROP | DROP | DROP | DROP | DROP | DROP | 2.9051 | 473.2726 | 4.7317 | KEEP | E_RT_HVAC tune-up | 2.8067 | 1.3319 | 0.87266 | 1.6041 | RIM | E_RT_HVAC tune-up | 2.8067 | 1.3319 | 0.87266 | 1.8915
DEF | T_MS_Efficient Exhaust Hood | 8066.5 | 1.7635 | 0.69217 | 15 |  | 2606.8555 | 1550.5296 | 2531.8685 | 6689.2536 |  | 8933.3862 | 314.5935 | 0 | 1988 | 1988 | 8933.3862 | unit | 2.6249 | 0.72332 | 2.9051 | 4.4937 | -2558.7261 | 4386.6601 | DROP | DROP | DROP | KEEP | DROP | KEEP | [5 empty] | 0.72332 | DROP | 2.6249 | 473.2726 | DROP | DROP | DROP | DROP | DROP | DROP | 2.9051 | 473.2726 | 4.7317 | KEEP | T_HC_High Efficiency DX 135k- less than 240k BTU | 7.5356 | 1.4434 | 1.0309 | 1.4634 |  | T_HC_High Efficiency DX 135k- less than 240k BTU | 7.5356 | 1.4434 | 1.0309 | 2.0656
DEF | T_OF_Efficient Exhaust Hood | 8066.5 | 1.7635 | 0.69217 | 15 |  | 2606.8555 | 1550.5296 | 2531.8685 | 6689.2536 |  | 8933.3862 | 314.5935 | 0 | 1988 | 1988 | 8933.3862 | unit | 2.6249 | 0.72332 | 2.9051 | 4.4937 | -2558.7261 | 4386.6601 | DROP | DROP | DROP | KEEP | DROP | KEEP | [5 empty] | 0.72332 | DROP | 2.6249 | 473.2726 | DROP | DROP | DROP | DROP | DROP | DROP | 2.9051 | 473.2726 | 4.7317 | KEEP | E_SC_Retro-Commissioning | 2.0933 | 1.6646 | 0.84918 | 2.1508 | RIM | E_SC_Retro-Commissioning | 2.0933 | 1.6646 | 0.84918 | 2.1954
DEF | T_RS_Efficient Exhaust Hood | 8066.5 | 1.7635 | 0.69217 | 15 |  | 2606.8555 | 1550.5296 | 2531.8685 | 6689.2536 |  | 8933.3862 | 314.5935 | 0 | 1988 | 1988 | 8933.3862 | unit | 2.6249 | 0.72332 | 2.9051 | 4.4937 | -2558.7261 | 4386.6601 | DROP | DROP | DROP | KEEP | DROP | KEEP | [5 empty] | 0.72332 | DROP | 2.6249 | 473.2726 | DROP | DROP | DROP | DROP | DROP | DROP | 2.9051 | 473.2726 | 4.7317 | KEEP | E_RS_Energy Recovery Ventilation System (ERV) | 2 | 1.6106 | 1.2239 | 1.3347 |  | E_RS_Energy Recovery Ventilation System (ERV) | 2 | 1.6106 | 1.2239 | 1.3347
DEF | T_RT_Efficient Exhaust Hood | 8066.5 | 1.7635 | 0.69217 | 15 |  | 2606.8555 | 1550.5296 | 2531.8685 | 6689.2536 |  | 8933.3862 | 314.5935 | 0 | 1988 | 1988 | 8933.3862 | unit | 2.6249 | 0.72332 | 2.9051 | 4.4937 | -2558.7261 | 4386.6601 | DROP | DROP | DROP | KEEP | DROP | KEEP | [5 empty] | 0.72332 | DROP | 2.6249 | 473.2726 | DROP | DROP | DROP | DROP | DROP | DROP | 2.9051 | 473.2726 | 4.7317 | KEEP | E_RT_Roof Insulation | 24.204 | 0.65418 | 1.0233 | 0.64895 | PCT | E_RT_Roof Insulation | 24.204 | 0.65418 | 1.0233 | 1.4584 | TRC
DEF | T_SC_Efficient Exhaust Hood | 8066.5 | 1.7635 | 0.69217 | 15 |  | 2606.8555 | 1550.5296 | 2531.8685 | 6689.2536 |  | 8933.3862 | 314.5935 | 0 | 1988 | 1988 | 8933.3862 | unit | 2.6249 | 0.72332 | 2.9051 | 4.4937 | -2558.7261 | 4386.6601 | DROP | DROP | DROP | KEEP | DROP | KEEP | [5 empty] | 0.72332 | DROP | 2.6249 | 473.2726 | DROP | DROP | DROP | DROP | DROP | DROP | 2.9051 | 473.2726 | 4.7317 | KEEP | E_SC_Thermal Energy Storage | 9999 | 2.4773 | 2.9211 | 9999 |  | E_SC_Thermal Energy Storage | 9999 | 2.4773 | 2.9211 | 9999
DEF | T_WR_Efficient Exhaust Hood | 8066.5 | 1.7635 | 0.69217 | 15 |  | 2606.8555 | 1550.5296 | 2531.8685 | 6689.2536 |  | 8933.3862 | 314.5935 | 0 | 1988 | 1988 | 8933.3862 | unit | 2.6249 | 0.72332 | 2.9051 | 4.4937 | -2558.7261 | 4386.6601 | DROP | DROP | DROP | KEEP | DROP | KEEP | [5 empty] | 0.72332 | DROP | 2.6249 | 473.2726 | DROP | DROP | DROP | DROP | DROP | DROP | 2.9051 | 473.2726 | 4.7317 | KEEP | T_GR_High Efficiency PTAC | 2 | 4.3175 | 1.2193 | 3.9899 |  | T_GR_High Efficiency PTAC | 2 | 4.3175 | 1.2193 | 3.9899
DEF | N_AS_Efficient Exhaust Hood | 8066.5 | 1.7635 | 0.69217 | 15 |  | 2606.8555 | 1550.5296 | 2531.8685 | 6689.2536 |  | 8933.3862 | 314.5935 | 0 | 1988 | 1988 | 8933.3862 | unit | 2.6249 | 0.72332 | 2.9051 | 4.4937 | -2558.7261 | 4386.6601 | DROP | DROP | DROP | KEEP | DROP | KEEP | [5 empty] | 0.72332 | DROP | 2.6249 | 473.2726 | DROP | DROP | DROP | DROP | DROP | DROP | 2.9051 | 473.2726 | 4.7317 | KEEP | T_GR_High Efficiency PTHP | 2 | 4.4239 | 1.2146 | 4.1248 |  | T_GR_High Efficiency PTHP | 2 | 4.4239 | 1.2146 | 4.1248
DEF | N_CU_Efficient Exhaust Hood | 8066.5 | 1.7635 | 0.69217 | 15 |  | 2606.8555 | 1550.5296 | 2531.8685 | 6689.2536 |  | 8933.3862 | 314.5935 | 0 | 1988 | 1988 | 8933.3862 | unit | 2.6249 | 0.72332 | 2.9051 | 4.4937 | -2558.7261 | 4386.6601 | DROP | DROP | DROP | KEEP | DROP | KEEP | [5 empty] | 0.72332 | DROP | 2.6249 | 473.2726 | DROP | DROP | DROP | DROP | DROP | DROP | 2.9051 | 473.2726 | 4.7317 | KEEP | E_RT_HVAC tune-up_RTU | 3.7422 | 0.9048 | 0.76496 | 1.2031 | RIM | E_RT_HVAC tune-up_RTU | 3.7422 | 0.9048 | 0.76496 | 1.6687 | TRC
DEF | N_GR_Efficient Exhaust Hood | 8066.5 | 1.7635 | 0.69217 | 15 |  | 2606.8555 | 1550.5296 | 2531.8685 | 6689.2536 |  | 8933.3862 | 314.5935 | 0 | 1988 | 1988 | 8933.3862 | unit | 2.6249 | 0.72332 | 2.9051 | 4.4937 | -2558.7261 | 4386.6601 | DROP | DROP | DROP | KEEP | DROP | KEEP | [5 empty] | 0.72332 | DROP | 2.6249 | 473.2726 | DROP | DROP | DROP | DROP | DROP | DROP | 2.9051 | 473.2726 | 4.7317 | KEEP
DEF | N_HC_Efficient Exhaust Hood | 8066.5 | 1.7635 | 0.69217 | 15 |  | 2606.8555 | 1550.5296 | 2531.8685 | 6689.2536 |  | 8933.3862 | 314.5935 | 0 | 1988 | 1988 | 8933.3862 | unit | 2.6249 | 0.72332 | 2.9051 | 4.4937 | -2558.7261 | 4386.6601 | DROP | DROP | DROP | KEEP | DROP | KEEP | [5 empty] | 0.72332 | DROP | 2.6249 | 473.2726 | DROP | DROP | DROP | DROP | DROP | DROP | 2.9051 | 473.2726 | 4.7317 | KEEP
DEF | N_HS_Efficient Exhaust Hood | 8066.5 | 1.7635 | 0.69217 | 15 |  | 2606.8555 | 1550.5296 | 2531.8685 | 6689.2536 |  | 8933.3862 | 314.5935 | 0 | 1988 | 1988 | 8933.3862 | unit | 2.6249 | 0.72332 | 2.9051 | 4.4937 | -2558.7261 | 4386.6601 | DROP | DROP | DROP | KEEP | DROP | KEEP | [5 empty] | 0.72332 | DROP | 2.6249 | 473.2726 | DROP | DROP | DROP | DROP | DROP | DROP | 2.9051 | 473.2726 | 4.7317 | KEEP
DEF | N_IN_Efficient Exhaust Hood | 8066.5 | 1.7635 | 0.69217 | 15 |  | 2606.8555 | 1550.5296 | 2531.8685 | 6689.2536 |  | 8933.3862 | 314.5935 | 0 | 1988 | 1988 | 8933.3862 | unit | 2.6249 | 0.72332 | 2.9051 | 4.4937 | -2558.7261 | 4386.6601 | DROP | DROP | DROP | KEEP | DROP | KEEP | [5 empty] | 0.72332 | DROP | 2.6249 | 473.2726 | DROP | DROP | DROP | DROP | DROP | DROP | 2.9051 | 473.2726 | 4.7317 | KEEP
DEF | N_LG_Efficient Exhaust Hood | 8066.5 | 1.7635 | 0.69217 | 15 |  | 2606.8555 | 1550.5296 | 2531.8685 | 6689.2536 |  | 8933.3862 | 314.5935 | 0 | 1988 | 1988 | 8933.3862 | unit | 2.6249 | 0.72332 | 2.9051 | 4.4937 | -2558.7261 | 4386.6601 | DROP | DROP | DROP | KEEP | DROP | KEEP | [5 empty] | 0.72332 | DROP | 2.6249 | 473.2726 | DROP | DROP | DROP | DROP | DROP | DROP | 2.9051 | 473.2726 | 4.7317 | KEEP
DEF | N_MS_Efficient Exhaust Hood | 8066.5 | 1.7635 | 0.69217 | 15 |  | 2606.8555 | 1550.5296 | 2531.8685 | 6689.2536 |  | 8933.3862 | 314.5935 | 0 | 1988 | 1988 | 8933.3862 | unit | 2.6249 | 0.72332 | 2.9051 | 4.4937 | -2558.7261 | 4386.6601 | DROP | DROP | DROP | KEEP | DROP | KEEP | [5 empty] | 0.72332 | DROP | 2.6249 | 473.2726 | DROP | DROP | DROP | DROP | DROP | DROP | 2.9051 | 473.2726 | 4.7317 | KEEP
DEF | N_OF_Efficient Exhaust Hood | 8066.5 | 1.7635 | 0.69217 | 15 |  | 2606.8555 | 1550.5296 | 2531.8685 | 6689.2536 |  | 8933.3862 | 314.5935 | 0 | 1988 | 1988 | 8933.3862 | unit | 2.6249 | 0.72332 | 2.9051 | 4.4937 | -2558.7261 | 4386.6601 | DROP | DROP | DROP | KEEP | DROP | KEEP | [5 empty] | 0.72332 | DROP | 2.6249 | 473.2726 | DROP | DROP | DROP | DROP | DROP | DROP | 2.9051 | 473.2726 | 4.7317 | KEEP
DEF | N_RS_Efficient Exhaust Hood | 8066.5 | 1.7635 | 0.69217 | 15 |  | 2606.8555 | 1550.5296 | 2531.8685 | 6689.2536 |  | 8933.3862 | 314.5935 | 0 | 1988 | 1988 | 8933.3862 | unit | 2.6249 | 0.72332 | 2.9051 | 4.4937 | -2558.7261 | 4386.6601 | DROP | DROP | DROP | KEEP | DROP | KEEP | [5 empty] | 0.72332 | DROP | 2.6249 | 473.2726 | DROP | DROP | DROP | DROP | DROP | DROP | 2.9051 | 473.2726 | 4.7317 | KEEP
DEF | N_RT_Efficient Exhaust Hood | 8066.5 | 1.7635 | 0.69217 | 15 |  | 2606.8555 | 1550.5296 | 2531.8685 | 6689.2536 |  | 8933.3862 | 314.5935 | 0 | 1988 | 1988 | 8933.3862 | unit | 2.6249 | 0.72332 | 2.9051 | 4.4937 | -2558.7261 | 4386.6601 | DROP | DROP | DROP | KEEP | DROP | KEEP | [5 empty] | 0.72332 | DROP | 2.6249 | 473.2726 | DROP | DROP | DROP | DROP | DROP | DROP | 2.9051 | 473.2726 | 4.7317 | KEEP
DEF | N_SC_Efficient Exhaust Hood | 8066.5 | 1.7635 | 0.69217 | 15 |  | 2606.8555 | 1550.5296 | 2531.8685 | 6689.2536 |  | 8933.3862 | 314.5935 | 0 | 1988 | 1988 | 8933.3862 | unit | 2.6249 | 0.72332 | 2.9051 | 4.4937 | -2558.7261 | 4386.6601 | DROP | DROP | DROP | KEEP | DROP | KEEP | [5 empty] | 0.72332 | DROP | 2.6249 | 473.2726 | DROP | DROP | DROP | DROP | DROP | DROP | 2.9051 | 473.2726 | 4.7317 | KEEP
DEF | N_WR_Efficient Exhaust Hood | 8066.5 | 1.7635 | 0.69217 | 15 |  | 2606.8555 | 1550.5296 | 2531.8685 | 6689.2536 |  | 8933.3862 | 314.5935 | 0 | 1988 | 1988 | 8933.3862 | unit | 2.6249 | 0.72332 | 2.9051 | 4.4937 | -2558.7261 | 4386.6601 | DROP | DROP | DROP | KEEP | DROP | KEEP | [5 empty] | 0.72332 | DROP | 2.6249 | 473.2726 | DROP | DROP | DROP | DROP | DROP | DROP | 2.9051 | 473.2726 | 4.7317 | KEEP
DEF | T_AS_Energy Star Commercial Oven | 6368 | 1.0341 | 0.54113 | 12 |  | 1670.4406 | 633.3653 | 1263.3986 | 3567.2045 |  | 5874.6999 | 248.352 | 0 | 1191 | 1191 | 5874.6999 | unit | 1.992 | 0.58259 | 2.4783 | 4.9326 | -2555.8474 | 2127.8525 | DROP | DROP | DROP | DROP | DROP | KEEP | [5 empty] | 0.58259 | DROP | 1.992 | 0 | DROP | DROP | DROP | DROP | DROP | DROP | 2.4783 | 0 | 4.9326 | DROP
DEF | T_CU_Energy Star Commercial Oven | 6368 | 1.0341 | 0.54113 | 12 |  | 1670.4406 | 633.3653 | 1263.3986 | 3567.2045 |  | 5874.6999 | 248.352 | 0 | 1191 | 1191 | 5874.6999 | unit | 1.992 | 0.58259 | 2.4783 | 4.9326 | -2555.8474 | 2127.8525 | DROP | DROP | DROP | DROP | DROP | KEEP | [5 empty] | 0.58259 | DROP | 1.992 | 0 | DROP | DROP | DROP | DROP | DROP | DROP | 2.4783 | 0 | 4.9326 | DROP
DEF | T_GR_Energy Star Commercial Oven | 6368 | 1.0341 | 0.54113 | 12 |  | 1670.4406 | 633.3653 | 1263.3986 | 3567.2045 |  | 5874.6999 | 248.352 | 0 | 1191 | 1191 | 5874.6999 | unit | 1.992 | 0.58259 | 2.4783 | 4.9326 | -2555.8474 | 2127.8525 | DROP | DROP | DROP | DROP | DROP | KEEP | [5 empty] | 0.58259 | DROP | 1.992 | 0 | DROP | DROP | DROP | DROP | DROP | DROP | 2.4783 | 0 | 4.9326 | DROP
DEF | T_HC_Energy Star Commercial Oven | 6368 | 1.0341 | 0.54113 | 12 |  | 1670.4406 | 633.3653 | 1263.3986 | 3567.2045 |  | 5874.6999 | 248.352 | 0 | 1191 | 1191 | 5874.6999 | unit | 1.992 | 0.58259 | 2.4783 | 4.9326 | -2555.8474 | 2127.8525 | DROP | DROP | DROP | DROP | DROP | KEEP | [5 empty] | 0.58259 | DROP | 1.992 | 0 | DROP | DROP | DROP | DROP | DROP | DROP | 2.4783 | 0 | 4.9326 | DROP
DEF | T_HS_Energy Star Commercial Oven | 6368 | 1.0341 | 0.54113 | 12 |  | 1670.4406 | 633.3653 | 1263.3986 | 3567.2045 |  | 5874.6999 | 248.352 | 0 | 1191 | 1191 | 5874.6999 | unit | 1.992 | 0.58259 | 2.4783 | 4.9326 | -2555.8474 | 2127.8525 | DROP | DROP | DROP | DROP | DROP | KEEP | [5 empty] | 0.58259 | DROP | 1.992 | 0 | DROP | DROP | DROP | DROP | DROP | DROP | 2.4783 | 0 | 4.9326 | DROP
DEF | T_IN_Energy Star Commercial Oven | 6368 | 1.0341 | 0.54113 | 12 |  | 1670.4406 | 633.3653 | 1263.3986 | 3567.2045 |  | 5874.6999 | 248.352 | 0 | 1191 | 1191 | 5874.6999 | unit | 1.992 | 0.58259 | 2.4783 | 4.9326 | -2555.8474 | 2127.8525 | DROP | DROP | DROP | DROP | DROP | KEEP | [5 empty] | 0.58259 | DROP | 1.992 | 0 | DROP | DROP | DROP | DROP | DROP | DROP | 2.4783 | 0 | 4.9326 | DROP
DEF | T_LG_Energy Star Commercial Oven | 6368 | 1.0341 | 0.54113 | 12 |  | 1670.4406 | 633.3653 | 1263.3986 | 3567.2045 |  | 5874.6999 | 248.352 | 0 | 1191 | 1191 | 5874.6999 | unit | 1.992 | 0.58259 | 2.4783 | 4.9326 | -2555.8474 | 2127.8525 | DROP | DROP | DROP | DROP | DROP | KEEP | [5 empty] | 0.58259 | DROP | 1.992 | 0 | DROP | DROP | DROP | DROP | DROP | DROP | 2.4783 | 0 | 4.9326 | DROP
DEF | T_MS_Energy Star Commercial Oven | 6368 | 1.0341 | 0.54113 | 12 |  | 1670.4406 | 633.3653 | 1263.3986 | 3567.2045 |  | 5874.6999 | 248.352 | 0 | 1191 | 1191 | 5874.6999 | unit | 1.992 | 0.58259 | 2.4783 | 4.9326 | -2555.8474 | 2127.8525 | DROP | DROP | DROP | DROP | DROP | KEEP | [5 empty] | 0.58259 | DROP | 1.992 | 0 | DROP | DROP | DROP | DROP | DROP | DROP | 2.4783 | 0 | 4.9326 | DROP
DEF | T_OF_Energy Star Commercial Oven | 6368 | 1.0341 | 0.54113 | 12 |  | 1670.4406 | 633.3653 | 1263.3986 | 3567.2045 |  | 5874.6999 | 248.352 | 0 | 1191 | 1191 | 5874.6999 | unit | 1.992 | 0.58259 | 2.4783 | 4.9326 | -2555.8474 | 2127.8525 | DROP | DROP | DROP | DROP | DROP | KEEP | [5 empty] | 0.58259 | DROP | 1.992 | 0 | DROP | DROP | DROP | DROP | DROP | DROP | 2.4783 | 0 | 4.9326 | DROP
DEF | T_RS_Energy Star Commercial Oven | 6368 | 1.0341 | 0.54113 | 12 |  | 1670.4406 | 633.3653 | 1263.3986 | 3567.2045 |  | 5874.6999 | 248.352 | 0 | 1191 | 1191 | 5874.6999 | unit | 1.992 | 0.58259 | 2.4783 | 4.9326 | -2555.8474 | 2127.8525 | DROP | DROP | DROP | DROP | DROP | KEEP | [5 empty] | 0.58259 | DROP | 1.992 | 0 | DROP | DROP | DROP | DROP | DROP | DROP | 2.4783 | 0 | 4.9326 | DROP
DEF | T_RT_Energy Star Commercial Oven | 6368 | 1.0341 | 0.54113 | 12 |  | 1670.4406 | 633.3653 | 1263.3986 | 3567.2045 |  | 5874.6999 | 248.352 | 0 | 1191 | 1191 | 5874.6999 | unit | 1.992 | 0.58259 | 2.4783 | 4.9326 | -2555.8474 | 2127.8525 | DROP | DROP | DROP | DROP | DROP | KEEP | [5 empty] | 0.58259 | DROP | 1.992 | 0 | DROP | DROP | DROP | DROP | DROP | DROP | 2.4783 | 0 | 4.9326 | DROP
DEF | T_SC_Energy Star Commercial Oven | 6368 | 1.0341 | 0.54113 | 12 |  | 1670.4406 | 633.3653 | 1263.3986 | 3567.2045 |  | 5874.6999 | 248.352 | 0 | 1191 | 1191 | 5874.6999 | unit | 1.992 | 0.58259 | 2.4783 | 4.9326 | -2555.8474 | 2127.8525 | DROP | DROP | DROP | DROP | DROP | KEEP | [5 empty] | 0.58259 | DROP | 1.992 | 0 | DROP | DROP | DROP | DROP | DROP | DROP | 2.4783 | 0 | 4.9326 | DROP
DEF | T_WR_Energy Star Commercial Oven | 6368 | 1.0341 | 0.54113 | 12 |  | 1670.4406 | 633.3653 | 1263.3986 | 3567.2045 |  | 5874.6999 | 248.352 | 0 | 1191 | 1191 | 5874.6999 | unit | 1.992 | 0.58259 | 2.4783 | 4.9326 | -2555.8474 | 2127.8525 | DROP | DROP | DROP | DROP | DROP | KEEP | [5 empty] | 0.58259 | DROP | 1.992 | 0 | DROP | DROP | DROP | DROP | DROP | DROP | 2.4783 | 0 | 4.9326 | DROP
DEF | N_AS_Energy Star Commercial Oven | 6368 | 1.0341 | 0.54113 | 12 |  | 1670.4406 | 633.3653 | 1263.3986 | 3567.2045 |  | 5874.6999 | 248.352 | 0 | 1191 | 1191 | 5874.6999 | unit | 1.992 | 0.58259 | 2.4783 | 4.9326 | -2555.8474 | 2127.8525 | DROP | DROP | DROP | DROP | DROP | KEEP | [5 empty] | 0.58259 | DROP | 1.992 | 0 | DROP | DROP | DROP | DROP | DROP | DROP | 2.4783 | 0 | 4.9326 | DROP
DEF | N_CU_Energy Star Commercial Oven | 6368 | 1.0341 | 0.54113 | 12 |  | 1670.4406 | 633.3653 | 1263.3986 | 3567.2045 |  | 5874.6999 | 248.352 | 0 | 1191 | 1191 | 5874.6999 | unit | 1.992 | 0.58259 | 2.4783 | 4.9326 | -2555.8474 | 2127.8525 | DROP | DROP | DROP | DROP | DROP | KEEP | [5 empty] | 0.58259 | DROP | 1.992 | 0 | DROP | DROP | DROP | DROP | DROP | DROP | 2.4783 | 0 | 4.9326 | DROP
DEF | N_GR_Energy Star Commercial Oven | 6368 | 1.0341 | 0.54113 | 12 |  | 1670.4406 | 633.3653 | 1263.3986 | 3567.2045 |  | 5874.6999 | 248.352 | 0 | 1191 | 1191 | 5874.6999 | unit | 1.992 | 0.58259 | 2.4783 | 4.9326 | -2555.8474 | 2127.8525 | DROP | DROP | DROP | DROP | DROP | KEEP | [5 empty] | 0.58259 | DROP | 1.992 | 0 | DROP | DROP | DROP | DROP | DROP | DROP | 2.4783 | 0 | 4.9326 | DROP
DEF | N_HC_Energy Star Commercial Oven | 6368 | 1.0341 | 0.54113 | 12 |  | 1670.4406 | 633.3653 | 1263.3986 | 3567.2045 |  | 5874.6999 | 248.352 | 0 | 1191 | 1191 | 5874.6999 | unit | 1.992 | 0.58259 | 2.4783 | 4.9326 | -2555.8474 | 2127.8525 | DROP | DROP | DROP | DROP | DROP | KEEP | [5 empty] | 0.58259 | DROP | 1.992 | 0 | DROP | DROP | DROP | DROP | DROP | DROP | 2.4783 | 0 | 4.9326 | DROP
DEF | N_HS_Energy Star Commercial Oven | 6368 | 1.0341 | 0.54113 | 12 |  | 1670.4406 | 633.3653 | 1263.3986 | 3567.2045 |  | 5874.6999 | 248.352 | 0 | 1191 | 1191 | 5874.6999 | unit | 1.992 | 0.58259 | 2.4783 | 4.9326 | -2555.8474 | 2127.8525 | DROP | DROP | DROP | DROP | DROP | KEEP | [5 empty] | 0.58259 | DROP | 1.992 | 0 | DROP | DROP | DROP | DROP | DROP | DROP | 2.4783 | 0 | 4.9326 | DROP
DEF | N_IN_Energy Star Commercial Oven | 6368 | 1.0341 | 0.54113 | 12 |  | 1670.4406 | 633.3653 | 1263.3986 | 3567.2045 |  | 5874.6999 | 248.352 | 0 | 1191 | 1191 | 5874.6999 | unit | 1.992 | 0.58259 | 2.4783 | 4.9326 | -2555.8474 | 2127.8525 | DROP | DROP | DROP | DROP | DROP | KEEP | [5 empty] | 0.58259 | DROP | 1.992 | 0 | DROP | DROP | DROP | DROP | DROP | DROP | 2.4783 | 0 | 4.9326 | DROP
DEF | N_LG_Energy Star Commercial Oven | 6368 | 1.0341 | 0.54113 | 12 |  | 1670.4406 | 633.3653 | 1263.3986 | 3567.2045 |  | 5874.6999 | 248.352 | 0 | 1191 | 1191 | 5874.6999 | unit | 1.992 | 0.58259 | 2.4783 | 4.9326 | -2555.8474 | 2127.8525 | DROP | DROP | DROP | DROP | DROP | KEEP | [5 empty] | 0.58259 | DROP | 1.992 | 0 | DROP | DROP | DROP | DROP | DROP | DROP | 2.4783 | 0 | 4.9326 | DROP
DEF | N_MS_Energy Star Commercial Oven | 6368 | 1.0341 | 0.54113 | 12 |  | 1670.4406 | 633.3653 | 1263.3986 | 3567.2045 |  | 5874.6999 | 248.352 | 0 | 1191 | 1191 | 5874.6999 | unit | 1.992 | 0.58259 | 2.4783 | 4.9326 | -2555.8474 | 2127.8525 | DROP | DROP | DROP | DROP | DROP | KEEP | [5 empty] | 0.58259 | DROP | 1.992 | 0 | DROP | DROP | DROP | DROP | DROP | DROP | 2.4783 | 0 | 4.9326 | DROP
DEF | N_OF_Energy Star Commercial Oven | 6368 | 1.0341 | 0.54113 | 12 |  | 1670.4406 | 633.3653 | 1263.3986 | 3567.2045 |  | 5874.6999 | 248.352 | 0 | 1191 | 1191 | 5874.6999 | unit | 1.992 | 0.58259 | 2.4783 | 4.9326 | -2555.8474 | 2127.8525 | DROP | DROP | DROP | DROP | DROP | KEEP | [5 empty] | 0.58259 | DROP | 1.992 | 0 | DROP | DROP | DROP | DROP | DROP | DROP | 2.4783 | 0 | 4.9326 | DROP
DEF | N_RS_Energy Star Commercial Oven | 6368 | 1.0341 | 0.54113 | 12 |  | 1670.4406 | 633.3653 | 1263.3986 | 3567.2045 |  | 5874.6999 | 248.352 | 0 | 1191 | 1191 | 5874.6999 | unit | 1.992 | 0.58259 | 2.4783 | 4.9326 | -2555.8474 | 2127.8525 | DROP | DROP | DROP | DROP | DROP | KEEP | [5 empty] | 0.58259 | DROP | 1.992 | 0 | DROP | DROP | DROP | DROP | DROP | DROP | 2.4783 | 0 | 4.9326 | DROP
DEF | N_RT_Energy Star Commercial Oven | 6368 | 1.0341 | 0.54113 | 12 |  | 1670.4406 | 633.3653 | 1263.3986 | 3567.2045 |  | 5874.6999 | 248.352 | 0 | 1191 | 1191 | 5874.6999 | unit | 1.992 | 0.58259 | 2.4783 | 4.9326 | -2555.8474 | 2127.8525 | DROP | DROP | DROP | DROP | DROP | KEEP | [5 empty] | 0.58259 | DROP | 1.992 | 0 | DROP | DROP | DROP | DROP | DROP | DROP | 2.4783 | 0 | 4.9326 | DROP
DEF | N_SC_Energy Star Commercial Oven | 6368 | 1.0341 | 0.54113 | 12 |  | 1670.4406 | 633.3653 | 1263.3986 | 3567.2045 |  | 5874.6999 | 248.352 | 0 | 1191 | 1191 | 5874.6999 | unit | 1.992 | 0.58259 | 2.4783 | 4.9326 | -2555.8474 | 2127.8525 | DROP | DROP | DROP | DROP | DROP | KEEP | [5 empty] | 0.58259 | DROP | 1.992 | 0 | DROP | DROP | DROP | DROP | DROP | DROP | 2.4783 | 0 | 4.9326 | DROP
DEF | N_WR_Energy Star Commercial Oven | 6368 | 1.0341 | 0.54113 | 12 |  | 1670.4406 | 633.3653 | 1263.3986 | 3567.2045 |  | 5874.6999 | 248.352 | 0 | 1191 | 1191 | 5874.6999 | unit | 1.992 | 0.58259 | 2.4783 | 4.9326 | -2555.8474 | 2127.8525 | DROP | DROP | DROP | DROP | DROP | KEEP | [5 empty] | 0.58259 | DROP | 1.992 | 0 | DROP | DROP | DROP | DROP | DROP | DROP | 2.4783 | 0 | 4.9326 | DROP
DEF | T_AS_Energy Star Fryer | 903.8223 | 0.14651 | 0.045305 | 12 |  | 237.0888 | 89.7341 | 178.9961 | 505.819 |  | 833.8073 | 35.2491 | 0 | 2175 | 2175 | 833.8073 | unit | 25.6305 | 0.58203 | 0.22885 | 0.38336 | -363.2373 | -1704.43 | DROP | DROP | DROP | DROP | DROP | DROP | [5 empty] | 0.58203 | DROP | 25.6305 | 2005.2802 | DROP | DROP | DROP | DROP | DROP | DROP | 0.22885 | 2005.2802 | 1.3053 | DROP
DEF | T_CU_Energy Star Fryer | 903.8223 | 0.14651 | 0.045305 | 12 |  | 237.0888 | 89.7341 | 178.9961 | 505.819 |  | 833.8073 | 35.2491 | 0 | 2175 | 2175 | 833.8073 | unit | 25.6305 | 0.58203 | 0.22885 | 0.38336 | -363.2373 | -1704.43 | DROP | DROP | DROP | DROP | DROP | DROP | [5 empty] | 0.58203 | DROP | 25.6305 | 2005.2802 | DROP | DROP | DROP | DROP | DROP | DROP | 0.22885 | 2005.2802 | 1.3053 | DROP
DEF | T_GR_Energy Star Fryer | 903.8223 | 0.14651 | 0.045305 | 12 |  | 237.0888 | 89.7341 | 178.9961 | 505.819 |  | 833.8073 | 35.2491 | 0 | 2175 | 2175 | 833.8073 | unit | 25.6305 | 0.58203 | 0.22885 | 0.38336 | -363.2373 | -1704.43 | DROP | DROP | DROP | DROP | DROP | DROP | [5 empty] | 0.58203 | DROP | 25.6305 | 2005.2802 | DROP | DROP | DROP | DROP | DROP | DROP | 0.22885 | 2005.2802 | 1.3053 | DROP
DEF | T_HC_Energy Star Fryer | 903.8223 | 0.14651 | 0.045305 | 12 |  | 237.0888 | 89.7341 | 178.9961 | 505.819 |  | 833.8073 | 35.2491 | 0 | 2175 | 2175 | 833.8073 | unit | 25.6305 | 0.58203 | 0.22885 | 0.38336 | -363.2373 | -1704.43 | DROP | DROP | DROP | DROP | DROP | DROP | [5 empty] | 0.58203 | DROP | 25.6305 | 2005.2802 | DROP | DROP | DROP | DROP | DROP | DROP | 0.22885 | 2005.2802 | 1.3053 | DROP
DEF | T_HS_Energy Star Fryer | 903.8223 | 0.14651 | 0.045305 | 12 |  | 237.0888 | 89.7341 | 178.9961 | 505.819 |  | 833.8073 | 35.2491 | 0 | 2175 | 2175 | 833.8073 | unit | 25.6305 | 0.58203 | 0.22885 | 0.38336 | -363.2373 | -1704.43 | DROP | DROP | DROP | DROP | DROP | DROP | [5 empty] | 0.58203 | DROP | 25.6305 | 2005.2802 | DROP | DROP | DROP | DROP | DROP | DROP | 0.22885 | 2005.2802 | 1.3053 | DROP
DEF | T_IN_Energy Star Fryer | 903.8223 | 0.14651 | 0.045305 | 12 |  | 237.0888 | 89.7341 | 178.9961 | 505.819 |  | 833.8073 | 35.2491 | 0 | 2175 | 2175 | 833.8073 | unit | 25.6305 | 0.58203 | 0.22885 | 0.38336 | -363.2373 | -1704.43 | DROP | DROP | DROP | DROP | DROP | DROP | [5 empty] | 0.58203 | DROP | 25.6305 | 2005.2802 | DROP | DROP | DROP | DROP | DROP | DROP | 0.22885 | 2005.2802 | 1.3053 | DROP
DEF | T_LG_Energy Star Fryer | 903.8223 | 0.14651 | 0.045305 | 12 |  | 237.0888 | 89.7341 | 178.9961 | 505.819 |  | 833.8073 | 35.2491 | 0 | 2175 | 2175 | 833.8073 | unit | 25.6305 | 0.58203 | 0.22885 | 0.38336 | -363.2373 | -1704.43 | DROP | DROP | DROP | DROP | DROP | DROP | [5 empty] | 0.58203 | DROP | 25.6305 | 2005.2802 | DROP | DROP | DROP | DROP | DROP | DROP | 0.22885 | 2005.2802 | 1.3053 | DROP
DEF | T_MS_Energy Star Fryer | 903.8223 | 0.14651 | 0.045305 | 12 |  | 237.0888 | 89.7341 | 178.9961 | 505.819 |  | 833.8073 | 35.2491 | 0 | 2175 | 2175 | 833.8073 | unit | 25.6305 | 0.58203 | 0.22885 | 0.38336 | -363.2373 | -1704.43 | DROP | DROP | DROP | DROP | DROP | DROP | [5 empty] | 0.58203 | DROP | 25.6305 | 2005.2802 | DROP | DROP | DROP | DROP | DROP | DROP | 0.22885 | 2005.2802 | 1.3053 | DROP
DEF | T_OF_Energy Star Fryer | 903.8223 | 0.14651 | 0.045305 | 12 |  | 237.0888 | 89.7341 | 178.9961 | 505.819 |  | 833.8073 | 35.2491 | 0 | 2175 | 2175 | 833.8073 | unit | 25.6305 | 0.58203 | 0.22885 | 0.38336 | -363.2373 | -1704.43 | DROP | DROP | DROP | DROP | DROP | DROP | [5 empty] | 0.58203 | DROP | 25.6305 | 2005.2802 | DROP | DROP | DROP | DROP | DROP | DROP | 0.22885 | 2005.2802 | 1.3053 | DROP
DEF | T_RS_Energy Star Fryer | 903.8223 | 0.14651 | 0.045305 | 12 |  | 237.0888 | 89.7341 | 178.9961 | 505.819 |  | 833.8073 | 35.2491 | 0 | 2175 | 2175 | 833.8073 | unit | 25.6305 | 0.58203 | 0.22885 | 0.38336 | -363.2373 | -1704.43 | DROP | DROP | DROP | DROP | DROP | DROP | [5 empty] | 0.58203 | DROP | 25.6305 | 2005.2802 | DROP | DROP | DROP | DROP | DROP | DROP | 0.22885 | 2005.2802 | 1.3053 | DROP
DEF | T_RT_Energy Star Fryer | 903.8223 | 0.14651 | 0.045305 | 12 |  | 237.0888 | 89.7341 | 178.9961 | 505.819 |  | 833.8073 | 35.2491 | 0 | 2175 | 2175 | 833.8073 | unit | 25.6305 | 0.58203 | 0.22885 | 0.38336 | -363.2373 | -1704.43 | DROP | DROP | DROP | DROP | DROP | DROP | [5 empty] | 0.58203 | DROP | 25.6305 | 2005.2802 | DROP | DROP | DROP | DROP | DROP | DROP | 0.22885 | 2005.2802 | 1.3053 | DROP
DEF | T_SC_Energy Star Fryer | 903.8223 | 0.14651 | 0.045305 | 12 |  | 237.0888 | 89.7341 | 178.9961 | 505.819 |  | 833.8073 | 35.2491 | 0 | 2175 | 2175 | 833.8073 | unit | 25.6305 | 0.58203 | 0.22885 | 0.38336 | -363.2373 | -1704.43 | DROP | DROP | DROP | DROP | DROP | DROP | [5 empty] | 0.58203 | DROP | 25.6305 | 2005.2802 | DROP | DROP | DROP | DROP | DROP | DROP | 0.22885 | 2005.2802 | 1.3053 | DROP
DEF | T_WR_Energy Star Fryer | 903.8223 | 0.14651 | 0.045305 | 12 |  | 237.0888 | 89.7341 | 178.9961 | 505.819 |  | 833.8073 | 35.2491 | 0 | 2175 | 2175 | 833.8073 | unit | 25.6305 | 0.58203 | 0.22885 | 0.38336 | -363.2373 | -1704.43 | DROP | DROP | DROP | DROP | DROP | DROP | [5 empty] | 0.58203 | DROP | 25.6305 | 2005.2802 | DROP | DROP | DROP | DROP | DROP | DROP | 0.22885 | 2005.2802 | 1.3053 | DROP
DEF | N_AS_Energy Star Fryer | 903.8223 | 0.14651 | 0.045305 | 12 |  | 237.0888 | 89.7341 | 178.9961 | 505.819 |  | 833.8073 | 35.2491 | 0 | 2175 | 2175 | 833.8073 | unit | 25.6305 | 0.58203 | 0.22885 | 0.38336 | -363.2373 | -1704.43 | DROP | DROP | DROP | DROP | DROP | DROP | [5 empty] | 0.58203 | DROP | 25.6305 | 2005.2802 | DROP | DROP | DROP | DROP | DROP | DROP | 0.22885 | 2005.2802 | 1.3053 | DROP
DEF | N_CU_Energy Star Fryer | 903.8223 | 0.14651 | 0.045305 | 12 |  | 237.0888 | 89.7341 | 178.9961 | 505.819 |  | 833.8073 | 35.2491 | 0 | 2175 | 2175 | 833.8073 | unit | 25.6305 | 0.58203 | 0.22885 | 0.38336 | -363.2373 | -1704.43 | DROP | DROP | DROP | DROP | DROP | DROP | [5 empty] | 0.58203 | DROP | 25.6305 | 2005.2802 | DROP | DROP | DROP | DROP | DROP | DROP | 0.22885 | 2005.2802 | 1.3053 | DROP
DEF | N_GR_Energy Star Fryer | 903.8223 | 0.14651 | 0.045305 | 12 |  | 237.0888 | 89.7341 | 178.9961 | 505.819 |  | 833.8073 | 35.2491 | 0 | 2175 | 2175 | 833.8073 | unit | 25.6305 | 0.58203 | 0.22885 | 0.38336 | -363.2373 | -1704.43 | DROP | DROP | DROP | DROP | DROP | DROP | [5 empty] | 0.58203 | DROP | 25.6305 | 2005.2802 | DROP | DROP | DROP | DROP | DROP | DROP | 0.22885 | 2005.2802 | 1.3053 | DROP
DEF | N_HC_Energy Star Fryer | 903.8223 | 0.14651 | 0.045305 | 12 |  | 237.0888 | 89.7341 | 178.9961 | 505.819 |  | 833.8073 | 35.2491 | 0 | 2175 | 2175 | 833.8073 | unit | 25.6305 | 0.58203 | 0.22885 | 0.38336 | -363.2373 | -1704.43 | DROP | DROP | DROP | DROP | DROP | DROP | [5 empty] | 0.58203 | DROP | 25.6305 | 2005.2802 | DROP | DROP | DROP | DROP | DROP | DROP | 0.22885 | 2005.2802 | 1.3053 | DROP
DEF | N_HS_Energy Star Fryer | 903.8223 | 0.14651 | 0.045305 | 12 |  | 237.0888 | 89.7341 | 178.9961 | 505.819 |  | 833.8073 | 35.2491 | 0 | 2175 | 2175 | 833.8073 | unit | 25.6305 | 0.58203 | 0.22885 | 0.38336 | -363.2373 | -1704.43 | DROP | DROP | DROP | DROP | DROP | DROP | [5 empty] | 0.58203 | DROP | 25.6305 | 2005.2802 | DROP | DROP | DROP | DROP | DROP | DROP | 0.22885 | 2005.2802 | 1.3053 | DROP
DEF | N_IN_Energy Star Fryer | 903.8223 | 0.14651 | 0.045305 | 12 |  | 237.0888 | 89.7341 | 178.9961 | 505.819 |  | 833.8073 | 35.2491 | 0 | 2175 | 2175 | 833.8073 | unit | 25.6305 | 0.58203 | 0.22885 | 0.38336 | -363.2373 | -1704.43 | DROP | DROP | DROP | DROP | DROP | DROP | [5 empty] | 0.58203 | DROP | 25.6305 | 2005.2802 | DROP | DROP | DROP | DROP | DROP | DROP | 0.22885 | 2005.2802 | 1.3053 | DROP
DEF | N_LG_Energy Star Fryer | 903.8223 | 0.14651 | 0.045305 | 12 |  | 237.0888 | 89.7341 | 178.9961 | 505.819 |  | 833.8073 | 35.2491 | 0 | 2175 | 2175 | 833.8073 | unit | 25.6305 | 0.58203 | 0.22885 | 0.38336 | -363.2373 | -1704.43 | DROP | DROP | DROP | DROP | DROP | DROP | [5 empty] | 0.58203 | DROP | 25.6305 | 2005.2802 | DROP | DROP | DROP | DROP | DROP | DROP | 0.22885 | 2005.2802 | 1.3053 | DROP
DEF | N_MS_Energy Star Fryer | 903.8223 | 0.14651 | 0.045305 | 12 |  | 237.0888 | 89.7341 | 178.9961 | 505.819 |  | 833.8073 | 35.2491 | 0 | 2175 | 2175 | 833.8073 | unit | 25.6305 | 0.58203 | 0.22885 | 0.38336 | -363.2373 | -1704.43 | DROP | DROP | DROP | DROP | DROP | DROP | [5 empty] | 0.58203 | DROP | 25.6305 | 2005.2802 | DROP | DROP | DROP | DROP | DROP | DROP | 0.22885 | 2005.2802 | 1.3053 | DROP
DEF | N_OF_Energy Star Fryer | 903.8223 | 0.14651 | 0.045305 | 12 |  | 237.0888 | 89.7341 | 178.9961 | 505.819 |  | 833.8073 | 35.2491 | 0 | 2175 | 2175 | 833.8073 | unit | 25.6305 | 0.58203 | 0.22885 | 0.38336 | -363.2373 | -1704.43 | DROP | DROP | DROP | DROP | DROP | DROP | [5 empty] | 0.58203 | DROP | 25.6305 | 2005.2802 | DROP | DROP | DROP | DROP | DROP | DROP | 0.22885 | 2005.2802 | 1.3053 | DROP
DEF | N_RS_Energy Star Fryer | 903.8223 | 0.14651 | 0.045305 | 12 |  | 237.0888 | 89.7341 | 178.9961 | 505.819 |  | 833.8073 | 35.2491 | 0 | 2175 | 2175 | 833.8073 | unit | 25.6305 | 0.58203 | 0.22885 | 0.38336 | -363.2373 | -1704.43 | DROP | DROP | DROP | DROP | DROP | DROP | [5 empty] | 0.58203 | DROP | 25.6305 | 2005.2802 | DROP | DROP | DROP | DROP | DROP | DROP | 0.22885 | 2005.2802 | 1.3053 | DROP
DEF | N_RT_Energy Star Fryer | 903.8223 | 0.14651 | 0.045305 | 12 |  | 237.0888 | 89.7341 | 178.9961 | 505.819 |  | 833.8073 | 35.2491 | 0 | 2175 | 2175 | 833.8073 | unit | 25.6305 | 0.58203 | 0.22885 | 0.38336 | -363.2373 | -1704.43 | DROP | DROP | DROP | DROP | DROP | DROP | [5 empty] | 0.58203 | DROP | 25.6305 | 2005.2802 | DROP | DROP | DROP | DROP | DROP | DROP | 0.22885 | 2005.2802 | 1.3053 | DROP
DEF | N_SC_Energy Star Fryer | 903.8223 | 0.14651 | 0.045305 | 12 |  | 237.0888 | 89.7341 | 178.9961 | 505.819 |  | 833.8073 | 35.2491 | 0 | 2175 | 2175 | 833.8073 | unit | 25.6305 | 0.58203 | 0.22885 | 0.38336 | -363.2373 | -1704.43 | DROP | DROP | DROP | DROP | DROP | DROP | [5 empty] | 0.58203 | DROP | 25.6305 | 2005.2802 | DROP | DROP | DROP | DROP | DROP | DROP | 0.22885 | 2005.2802 | 1.3053 | DROP
DEF | N_WR_Energy Star Fryer | 903.8223 | 0.14651 | 0.045305 | 12 |  | 237.0888 | 89.7341 | 178.9961 | 505.819 |  | 833.8073 | 35.2491 | 0 | 2175 | 2175 | 833.8073 | unit | 25.6305 | 0.58203 | 0.22885 | 0.38336 | -363.2373 | -1704.43 | DROP | DROP | DROP | DROP | DROP | DROP | [5 empty] | 0.58203 | DROP | 25.6305 | 2005.2802 | DROP | DROP | DROP | DROP | DROP | DROP | 0.22885 | 2005.2802 | 1.3053 | DROP
DEF | T_AS_Energy Star Griddle | 1910 | 0.3156 | 0.080771 | 12 |  | 501.0272 | 193.3022 | 385.5875 | 1079.9169 |  | 1762.0409 | 74.49 | 0 | 0 | 0 | 1762.0409 | unit | 0 | 0.58802 | 14.4975 | 0 | -756.614 | 1005.4269 | DROP | DROP | DROP | DROP | DROP | DROP | [5 empty] | 0.58802 | DROP | 0 | 0 | DROP | DROP | DROP | DROP | DROP | DROP | 14.4975 | 0 | 0 | DROP
DEF | T_CU_Energy Star Griddle | 1910 | 0.3156 | 0.080771 | 12 |  | 501.0272 | 193.3022 | 385.5875 | 1079.9169 |  | 1762.0409 | 74.49 | 0 | 0 | 0 | 1762.0409 | unit | 0 | 0.58802 | 14.4975 | 0 | -756.614 | 1005.4269 | DROP | DROP | DROP | DROP | DROP | DROP | [5 empty] | 0.58802 | DROP | 0 | 0 | DROP | DROP | DROP | DROP | DROP | DROP | 14.4975 | 0 | 0 | DROP
DEF | T_GR_Energy Star Griddle | 1910 | 0.3156 | 0.080771 | 12 |  | 501.0272 | 193.3022 | 385.5875 | 1079.9169 |  | 1762.0409 | 74.49 | 0 | 0 | 0 | 1762.0409 | unit | 0 | 0.58802 | 14.4975 | 0 | -756.614 | 1005.4269 | DROP | DROP | DROP | DROP | DROP | DROP | [5 empty] | 0.58802 | DROP | 0 | 0 | DROP | DROP | DROP | DROP | DROP | DROP | 14.4975 | 0 | 0 | DROP
DEF | T_HC_Energy Star Griddle | 1910 | 0.3156 | 0.080771 | 12 |  | 501.0272 | 193.3022 | 385.5875 | 1079.9169 |  | 1762.0409 | 74.49 | 0 | 0 | 0 | 1762.0409 | unit | 0 | 0.58802 | 14.4975 | 0 | -756.614 | 1005.4269 | DROP | DROP | DROP | DROP | DROP | DROP | [5 empty] | 0.58802 | DROP | 0 | 0 | DROP | DROP | DROP | DROP | DROP | DROP | 14.4975 | 0 | 0 | DROP
DEF | T_HS_Energy Star Griddle | 1910 | 0.3156 | 0.080771 | 12 |  | 501.0272 | 193.3022 | 385.5875 | 1079.9169 |  | 1762.0409 | 74.49 | 0 | 0 | 0 | 1762.0409 | unit | 0 | 0.58802 | 14.4975 | 0 | -756.614 | 1005.4269 | DROP | DROP | DROP | DROP | DROP | DROP | [5 empty] | 0.58802 | DROP | 0 | 0 | DROP | DROP | DROP | DROP | DROP | DROP | 14.4975 | 0 | 0 | DROP
DEF | T_IN_Energy Star Griddle | 1910 | 0.3156 | 0.080771 | 12 |  | 501.0272 | 193.3022 | 385.5875 | 1079.9169 |  | 1762.0409 | 74.49 | 0 | 0 | 0 | 1762.0409 | unit | 0 | 0.58802 | 14.4975 | 0 | -756.614 | 1005.4269 | DROP | DROP | DROP | DROP | DROP | DROP | [5 empty] | 0.58802 | DROP | 0 | 0 | DROP | DROP | DROP | DROP | DROP | DROP | 14.4975 | 0 | 0 | DROP
DEF | T_LG_Energy Star Griddle | 1910 | 0.3156 | 0.080771 | 12 |  | 501.0272 | 193.3022 | 385.5875 | 1079.9169 |  | 1762.0409 | 74.49 | 0 | 0 | 0 | 1762.0409 | unit | 0 | 0.58802 | 14.4975 | 0 | -756.614 | 1005.4269 | DROP | DROP | DROP | DROP | DROP | DROP | [5 empty] | 0.58802 | DROP | 0 | 0 | DROP | DROP | DROP | DROP | DROP | DROP | 14.4975 | 0 | 0 | DROP
DEF | T_MS_Energy Star Griddle | 1910 | 0.3156 | 0.080771 | 12 |  | 501.0272 | 193.3022 | 385.5875 | 1079.9169 |  | 1762.0409 | 74.49 | 0 | 0 | 0 | 1762.0409 | unit | 0 | 0.58802 | 14.4975 | 0 | -756.614 | 1005.4269 | DROP | DROP | DROP | DROP | DROP | DROP | [5 empty] | 0.58802 | DROP | 0 | 0 | DROP | DROP | DROP | DROP | DROP | DROP | 14.4975 | 0 | 0 | DROP
DEF | T_OF_Energy Star Griddle | 1910 | 0.3156 | 0.080771 | 12 |  | 501.0272 | 193.3022 | 385.5875 | 1079.9169 |  | 1762.0409 | 74.49 | 0 | 0 | 0 | 1762.0409 | unit | 0 | 0.58802 | 14.4975 | 0 | -756.614 | 1005.4269 | DROP | DROP | DROP | DROP | DROP | DROP | [5 empty] | 0.58802 | DROP | 0 | 0 | DROP | DROP | DROP | DROP | DROP | DROP | 14.4975 | 0 | 0 | DROP
DEF | T_RS_Energy Star Griddle | 1910 | 0.3156 | 0.080771 | 12 |  | 501.0272 | 193.3022 | 385.5875 | 1079.9169 |  | 1762.0409 | 74.49 | 0 | 0 | 0 | 1762.0409 | unit | 0 | 0.58802 | 14.4975 | 0 | -756.614 | 1005.4269 | DROP | DROP | DROP | DROP | DROP | DROP | [5 empty] | 0.58802 | DROP | 0 | 0 | DROP | DROP | DROP | DROP | DROP | DROP | 14.4975 | 0 | 0 | DROP
DEF | T_RT_Energy Star Griddle | 1910 | 0.3156 | 0.080771 | 12 |  | 501.0272 | 193.3022 | 385.5875 | 1079.9169 |  | 1762.0409 | 74.49 | 0 | 0 | 0 | 1762.0409 | unit | 0 | 0.58802 | 14.4975 | 0 | -756.614 | 1005.4269 | DROP | DROP | DROP | DROP | DROP | DROP | [5 empty] | 0.58802 | DROP | 0 | 0 | DROP | DROP | DROP | DROP | DROP | DROP | 14.4975 | 0 | 0 | DROP
DEF | T_SC_Energy Star Griddle | 1910 | 0.3156 | 0.080771 | 12 |  | 501.0272 | 193.3022 | 385.5875 | 1079.9169 |  | 1762.0409 | 74.49 | 0 | 0 | 0 | 1762.0409 | unit | 0 | 0.58802 | 14.4975 | 0 | -756.614 | 1005.4269 | DROP | DROP | DROP | DROP | DROP | DROP | [5 empty] | 0.58802 | DROP | 0 | 0 | DROP | DROP | DROP | DROP | DROP | DROP | 14.4975 | 0 | 0 | DROP
DEF | T_WR_Energy Star Griddle | 1910 | 0.3156 | 0.080771 | 12 |  | 501.0272 | 193.3022 | 385.5875 | 1079.9169 |  | 1762.0409 | 74.49 | 0 | 0 | 0 | 1762.0409 | unit | 0 | 0.58802 | 14.4975 | 0 | -756.614 | 1005.4269 | DROP | DROP | DROP | DROP | DROP | DROP | [5 empty] | 0.58802 | DROP | 0 | 0 | DROP | DROP | DROP | DROP | DROP | DROP | 14.4975 | 0 | 0 | DROP
DEF | N_AS_Energy Star Griddle | 1910 | 0.3156 | 0.080771 | 12 |  | 501.0272 | 193.3022 | 385.5875 | 1079.9169 |  | 1762.0409 | 74.49 | 0 | 0 | 0 | 1762.0409 | unit | 0 | 0.58802 | 14.4975 | 0 | -756.614 | 1005.4269 | DROP | DROP | DROP | DROP | DROP | DROP | [5 empty] | 0.58802 | DROP | 0 | 0 | DROP | DROP | DROP | DROP | DROP | DROP | 14.4975 | 0 | 0 | DROP
DEF | N_CU_Energy Star Griddle | 1910 | 0.3156 | 0.080771 | 12 |  | 501.0272 | 193.3022 | 385.5875 | 1079.9169 |  | 1762.0409 | 74.49 | 0 | 0 | 0 | 1762.0409 | unit | 0 | 0.58802 | 14.4975 | 0 | -756.614 | 1005.4269 | DROP | DROP | DROP | DROP | DROP | DROP | [5 empty] | 0.58802 | DROP | 0 | 0 | DROP | DROP | DROP | DROP | DROP | DROP | 14.4975 | 0 | 0 | DROP
DEF | N_GR_Energy Star Griddle | 1910 | 0.3156 | 0.080771 | 12 |  | 501.0272 | 193.3022 | 385.5875 | 1079.9169 |  | 1762.0409 | 74.49 | 0 | 0 | 0 | 1762.0409 | unit | 0 | 0.58802 | 14.4975 | 0 | -756.614 | 1005.4269 | DROP | DROP | DROP | DROP | DROP | DROP | [5 empty] | 0.58802 | DROP | 0 | 0 | DROP | DROP | DROP | DROP | DROP | DROP | 14.4975 | 0 | 0 | DROP
DEF | N_HC_Energy Star Griddle | 1910 | 0.3156 | 0.080771 | 12 |  | 501.0272 | 193.3022 | 385.5875 | 1079.9169 |  | 1762.0409 | 74.49 | 0 | 0 | 0 | 1762.0409 | unit | 0 | 0.58802 | 14.4975 | 0 | -756.614 | 1005.4269 | DROP | DROP | DROP | DROP | DROP | DROP | [5 empty] | 0.58802 | DROP | 0 | 0 | DROP | DROP | DROP | DROP | DROP | DROP | 14.4975 | 0 | 0 | DROP
DEF | N_HS_Energy Star Griddle | 1910 | 0.3156 | 0.080771 | 12 |  | 501.0272 | 193.3022 | 385.5875 | 1079.9169 |  | 1762.0409 | 74.49 | 0 | 0 | 0 | 1762.0409 | unit | 0 | 0.58802 | 14.4975 | 0 | -756.614 | 1005.4269 | DROP | DROP | DROP | DROP | DROP | DROP | [5 empty] | 0.58802 | DROP | 0 | 0 | DROP | DROP | DROP | DROP | DROP | DROP | 14.4975 | 0 | 0 | DROP
DEF | N_IN_Energy Star Griddle | 1910 | 0.3156 | 0.080771 | 12 |  | 501.0272 | 193.3022 | 385.5875 | 1079.9169 |  | 1762.0409 | 74.49 | 0 | 0 | 0 | 1762.0409 | unit | 0 | 0.58802 | 14.4975 | 0 | -756.614 | 1005.4269 | DROP | DROP | DROP | DROP | DROP | DROP | [5 empty] | 0.58802 | DROP | 0 | 0 | DROP | DROP | DROP | DROP | DROP | DROP | 14.4975 | 0 | 0 | DROP
DEF | N_LG_Energy Star Griddle | 1910 | 0.3156 | 0.080771 | 12 |  | 501.0272 | 193.3022 | 385.5875 | 1079.9169 |  | 1762.0409 | 74.49 | 0 | 0 | 0 | 1762.0409 | unit | 0 | 0.58802 | 14.4975 | 0 | -756.614 | 1005.4269 | DROP | DROP | DROP | DROP | DROP | DROP | [5 empty] | 0.58802 | DROP | 0 | 0 | DROP | DROP | DROP | DROP | DROP | DROP | 14.4975 | 0 | 0 | DROP
DEF | N_MS_Energy Star Griddle | 1910 | 0.3156 | 0.080771 | 12 |  | 501.0272 | 193.3022 | 385.5875 | 1079.9169 |  | 1762.0409 | 74.49 | 0 | 0 | 0 | 1762.0409 | unit | 0 | 0.58802 | 14.4975 | 0 | -756.614 | 1005.4269 | DROP | DROP | DROP | DROP | DROP | DROP | [5 empty] | 0.58802 | DROP | 0 | 0 | DROP | DROP | DROP | DROP | DROP | DROP | 14.4975 | 0 | 0 | DROP
DEF | N_OF_Energy Star Griddle | 1910 | 0.3156 | 0.080771 | 12 |  | 501.0272 | 193.3022 | 385.5875 | 1079.9169 |  | 1762.0409 | 74.49 | 0 | 0 | 0 | 1762.0409 | unit | 0 | 0.58802 | 14.4975 | 0 | -756.614 | 1005.4269 | DROP | DROP | DROP | DROP | DROP | DROP | [5 empty] | 0.58802 | DROP | 0 | 0 | DROP | DROP | DROP | DROP | DROP | DROP | 14.4975 | 0 | 0 | DROP
DEF | N_RS_Energy Star Griddle | 1910 | 0.3156 | 0.080771 | 12 |  | 501.0272 | 193.3022 | 385.5875 | 1079.9169 |  | 1762.0409 | 74.49 | 0 | 0 | 0 | 1762.0409 | unit | 0 | 0.58802 | 14.4975 | 0 | -756.614 | 1005.4269 | DROP | DROP | DROP | DROP | DROP | DROP | [5 empty] | 0.58802 | DROP | 0 | 0 | DROP | DROP | DROP | DROP | DROP | DROP | 14.4975 | 0 | 0 | DROP
DEF | N_RT_Energy Star Griddle | 1910 | 0.3156 | 0.080771 | 12 |  | 501.0272 | 193.3022 | 385.5875 | 1079.9169 |  | 1762.0409 | 74.49 | 0 | 0 | 0 | 1762.0409 | unit | 0 | 0.58802 | 14.4975 | 0 | -756.614 | 1005.4269 | DROP | DROP | DROP | DROP | DROP | DROP | [5 empty] | 0.58802 | DROP | 0 | 0 | DROP | DROP | DROP | DROP | DROP | DROP | 14.4975 | 0 | 0 | DROP
DEF | N_SC_Energy Star Griddle | 1910 | 0.3156 | 0.080771 | 12 |  | 501.0272 | 193.3022 | 385.5875 | 1079.9169 |  | 1762.0409 | 74.49 | 0 | 0 | 0 | 1762.0409 | unit | 0 | 0.58802 | 14.4975 | 0 | -756.614 | 1005.4269 | DROP | DROP | DROP | DROP | DROP | DROP | [5 empty] | 0.58802 | DROP | 0 | 0 | DROP | DROP | DROP | DROP | DROP | DROP | 14.4975 | 0 | 0 | DROP
DEF | N_WR_Energy Star Griddle | 1910 | 0.3156 | 0.080771 | 12 |  | 501.0272 | 193.3022 | 385.5875 | 1079.9169 |  | 1762.0409 | 74.49 | 0 | 0 | 0 | 1762.0409 | unit | 0 | 0.58802 | 14.4975 | 0 | -756.614 | 1005.4269 | DROP | DROP | DROP | DROP | DROP | DROP | [5 empty] | 0.58802 | DROP | 0 | 0 | DROP | DROP | DROP | DROP | DROP | DROP | 14.4975 | 0 | 0 | DROP
DEF | T_AS_Energy Star Hot Food Holding Cabinet | 1730.1 | 0.31862 | 0.15417 | 12 |  | 453.8362 | 195.15 | 389.2734 | 1038.2597 |  | 1596.077 | 67.4739 | 0 | 811 | 811 | 1596.077 | unit | 4.9926 | 0.62412 | 1.1819 | 1.968 | -625.2912 | 159.7858 | DROP | DROP | DROP | KEEP | KEEP | KEEP | [5 empty] | 0.62412 | DROP | 4.9926 | 486.1218 | DROP | DROP | DROP | DROP | DROP | DROP | 1.1819 | 486.1218 | 2.5674 | KEEP
DEF | T_CU_Energy Star Hot Food Holding Cabinet | 1730.1 | 0.31862 | 0.15417 | 12 |  | 453.8362 | 195.15 | 389.2734 | 1038.2597 |  | 1596.077 | 67.4739 | 0 | 811 | 811 | 1596.077 | unit | 4.9926 | 0.62412 | 1.1819 | 1.968 | -625.2912 | 159.7858 | DROP | DROP | DROP | KEEP | KEEP | KEEP | [5 empty] | 0.62412 | DROP | 4.9926 | 486.1218 | DROP | DROP | DROP | DROP | DROP | DROP | 1.1819 | 486.1218 | 2.5674 | KEEP
DEF | T_GR_Energy Star Hot Food Holding Cabinet | 1730.1 | 0.31862 | 0.15417 | 12 |  | 453.8362 | 195.15 | 389.2734 | 1038.2597 |  | 1596.077 | 67.4739 | 0 | 811 | 811 | 1596.077 | unit | 4.9926 | 0.62412 | 1.1819 | 1.968 | -625.2912 | 159.7858 | DROP | DROP | DROP | KEEP | KEEP | KEEP | [5 empty] | 0.62412 | DROP | 4.9926 | 486.1218 | DROP | DROP | DROP | DROP | DROP | DROP | 1.1819 | 486.1218 | 2.5674 | KEEP
DEF | T_HC_Energy Star Hot Food Holding Cabinet | 1730.1 | 0.31862 | 0.15417 | 12 |  | 453.8362 | 195.15 | 389.2734 | 1038.2597 |  | 1596.077 | 67.4739 | 0 | 811 | 811 | 1596.077 | unit | 4.9926 | 0.62412 | 1.1819 | 1.968 | -625.2912 | 159.7858 | DROP | DROP | DROP | KEEP | KEEP | KEEP | [5 empty] | 0.62412 | DROP | 4.9926 | 486.1218 | DROP | DROP | DROP | DROP | DROP | DROP | 1.1819 | 486.1218 | 2.5674 | KEEP
DEF | T_HS_Energy Star Hot Food Holding Cabinet | 1730.1 | 0.31862 | 0.15417 | 12 |  | 453.8362 | 195.15 | 389.2734 | 1038.2597 |  | 1596.077 | 67.4739 | 0 | 811 | 811 | 1596.077 | unit | 4.9926 | 0.62412 | 1.1819 | 1.968 | -625.2912 | 159.7858 | DROP | DROP | DROP | KEEP | KEEP | KEEP | [5 empty] | 0.62412 | DROP | 4.9926 | 486.1218 | DROP | DROP | DROP | DROP | DROP | DROP | 1.1819 | 486.1218 | 2.5674 | KEEP
DEF | T_IN_Energy Star Hot Food Holding Cabinet | 1730.1 | 0.31862 | 0.15417 | 12 |  | 453.8362 | 195.15 | 389.2734 | 1038.2597 |  | 1596.077 | 67.4739 | 0 | 811 | 811 | 1596.077 | unit | 4.9926 | 0.62412 | 1.1819 | 1.968 | -625.2912 | 159.7858 | DROP | DROP | DROP | KEEP | KEEP | KEEP | [5 empty] | 0.62412 | DROP | 4.9926 | 486.1218 | DROP | DROP | DROP | DROP | DROP | DROP | 1.1819 | 486.1218 | 2.5674 | KEEP
DEF | T_LG_Energy Star Hot Food Holding Cabinet | 1730.1 | 0.31862 | 0.15417 | 12 |  | 453.8362 | 195.15 | 389.2734 | 1038.2597 |  | 1596.077 | 67.4739 | 0 | 811 | 811 | 1596.077 | unit | 4.9926 | 0.62412 | 1.1819 | 1.968 | -625.2912 | 159.7858 | DROP | DROP | DROP | KEEP | KEEP | KEEP | [5 empty] | 0.62412 | DROP | 4.9926 | 486.1218 | DROP | DROP | DROP | DROP | DROP | DROP | 1.1819 | 486.1218 | 2.5674 | KEEP
DEF | T_MS_Energy Star Hot Food Holding Cabinet | 1730.1 | 0.31862 | 0.15417 | 12 |  | 453.8362 | 195.15 | 389.2734 | 1038.2597 |  | 1596.077 | 67.4739 | 0 | 811 | 811 | 1596.077 | unit | 4.9926 | 0.62412 | 1.1819 | 1.968 | -625.2912 | 159.7858 | DROP | DROP | DROP | KEEP | KEEP | KEEP | [5 empty] | 0.62412 | DROP | 4.9926 | 486.1218 | DROP | DROP | DROP | DROP | DROP | DROP | 1.1819 | 486.1218 | 2.5674 | KEEP
DEF | T_OF_Energy Star Hot Food Holding Cabinet | 1730.1 | 0.31862 | 0.15417 | 12 |  | 453.8362 | 195.15 | 389.2734 | 1038.2597 |  | 1596.077 | 67.4739 | 0 | 811 | 811 | 1596.077 | unit | 4.9926 | 0.62412 | 1.1819 | 1.968 | -625.2912 | 159.7858 | DROP | DROP | DROP | KEEP | KEEP | KEEP | [5 empty] | 0.62412 | DROP | 4.9926 | 486.1218 | DROP | DROP | DROP | DROP | DROP | DROP | 1.1819 | 486.1218 | 2.5674 | KEEP
DEF | T_RS_Energy Star Hot Food Holding Cabinet | 1730.1 | 0.31862 | 0.15417 | 12 |  | 453.8362 | 195.15 | 389.2734 | 1038.2597 |  | 1596.077 | 67.4739 | 0 | 811 | 811 | 1596.077 | unit | 4.9926 | 0.62412 | 1.1819 | 1.968 | -625.2912 | 159.7858 | DROP | DROP | DROP | KEEP | KEEP | KEEP | [5 empty] | 0.62412 | DROP | 4.9926 | 486.1218 | DROP | DROP | DROP | DROP | DROP | DROP | 1.1819 | 486.1218 | 2.5674 | KEEP
DEF | T_RT_Energy Star Hot Food Holding Cabinet | 1730.1 | 0.31862 | 0.15417 | 12 |  | 453.8362 | 195.15 | 389.2734 | 1038.2597 |  | 1596.077 | 67.4739 | 0 | 811 | 811 | 1596.077 | unit | 4.9926 | 0.62412 | 1.1819 | 1.968 | -625.2912 | 159.7858 | DROP | DROP | DROP | KEEP | KEEP | KEEP | [5 empty] | 0.62412 | DROP | 4.9926 | 486.1218 | DROP | DROP | DROP | DROP | DROP | DROP | 1.1819 | 486.1218 | 2.5674 | KEEP
DEF | T_SC_Energy Star Hot Food Holding Cabinet | 1730.1 | 0.31862 | 0.15417 | 12 |  | 453.8362 | 195.15 | 389.2734 | 1038.2597 |  | 1596.077 | 67.4739 | 0 | 811 | 811 | 1596.077 | unit | 4.9926 | 0.62412 | 1.1819 | 1.968 | -625.2912 | 159.7858 | DROP | DROP | DROP | KEEP | KEEP | KEEP | [5 empty] | 0.62412 | DROP | 4.9926 | 486.1218 | DROP | DROP | DROP | DROP | DROP | DROP | 1.1819 | 486.1218 | 2.5674 | KEEP
DEF | T_WR_Energy Star Hot Food Holding Cabinet | 1730.1 | 0.31862 | 0.15417 | 12 |  | 453.8362 | 195.15 | 389.2734 | 1038.2597 |  | 1596.077 | 67.4739 | 0 | 811 | 811 | 1596.077 | unit | 4.9926 | 0.62412 | 1.1819 | 1.968 | -625.2912 | 159.7858 | DROP | DROP | DROP | KEEP | KEEP | KEEP | [5 empty] | 0.62412 | DROP | 4.9926 | 486.1218 | DROP | DROP | DROP | DROP | DROP | DROP | 1.1819 | 486.1218 | 2.5674 | KEEP
DEF | N_AS_Energy Star Hot Food Holding Cabinet | 1730.1 | 0.31862 | 0.15417 | 12 |  | 453.8362 | 195.15 | 389.2734 | 1038.2597 |  | 1596.077 | 67.4739 | 0 | 811 | 811 | 1596.077 | unit | 4.9926 | 0.62412 | 1.1819 | 1.968 | -625.2912 | 159.7858 | DROP | DROP | DROP | KEEP | KEEP | KEEP | [5 empty] | 0.62412 | DROP | 4.9926 | 486.1218 | DROP | DROP | DROP | DROP | DROP | DROP | 1.1819 | 486.1218 | 2.5674 | KEEP
DEF | N_CU_Energy Star Hot Food Holding Cabinet | 1730.1 | 0.31862 | 0.15417 | 12 |  | 453.8362 | 195.15 | 389.2734 | 1038.2597 |  | 1596.077 | 67.4739 | 0 | 811 | 811 | 1596.077 | unit | 4.9926 | 0.62412 | 1.1819 | 1.968 | -625.2912 | 159.7858 | DROP | DROP | DROP | KEEP | KEEP | KEEP | [5 empty] | 0.62412 | DROP | 4.9926 | 486.1218 | DROP | DROP | DROP | DROP | DROP | DROP | 1.1819 | 486.1218 | 2.5674 | KEEP
DEF | N_GR_Energy Star Hot Food Holding Cabinet | 1730.1 | 0.31862 | 0.15417 | 12 |  | 453.8362 | 195.15 | 389.2734 | 1038.2597 |  | 1596.077 | 67.4739 | 0 | 811 | 811 | 1596.077 | unit | 4.9926 | 0.62412 | 1.1819 | 1.968 | -625.2912 | 159.7858 | DROP | DROP | DROP | KEEP | KEEP | KEEP | [5 empty] | 0.62412 | DROP | 4.9926 | 486.1218 | DROP | DROP | DROP | DROP | DROP | DROP | 1.1819 | 486.1218 | 2.5674 | KEEP
DEF | N_HC_Energy Star Hot Food Holding Cabinet | 1730.1 | 0.31862 | 0.15417 | 12 |  | 453.8362 | 195.15 | 389.2734 | 1038.2597 |  | 1596.077 | 67.4739 | 0 | 811 | 811 | 1596.077 | unit | 4.9926 | 0.62412 | 1.1819 | 1.968 | -625.2912 | 159.7858 | DROP | DROP | DROP | KEEP | KEEP | KEEP | [5 empty] | 0.62412 | DROP | 4.9926 | 486.1218 | DROP | DROP | DROP | DROP | DROP | DROP | 1.1819 | 486.1218 | 2.5674 | KEEP
DEF | N_HS_Energy Star Hot Food Holding Cabinet | 1730.1 | 0.31862 | 0.15417 | 12 |  | 453.8362 | 195.15 | 389.2734 | 1038.2597 |  | 1596.077 | 67.4739 | 0 | 811 | 811 | 1596.077 | unit | 4.9926 | 0.62412 | 1.1819 | 1.968 | -625.2912 | 159.7858 | DROP | DROP | DROP | KEEP | KEEP | KEEP | [5 empty] | 0.62412 | DROP | 4.9926 | 486.1218 | DROP | DROP | DROP | DROP | DROP | DROP | 1.1819 | 486.1218 | 2.5674 | KEEP
DEF | N_IN_Energy Star Hot Food Holding Cabinet | 1730.1 | 0.31862 | 0.15417 | 12 |  | 453.8362 | 195.15 | 389.2734 | 1038.2597 |  | 1596.077 | 67.4739 | 0 | 811 | 811 | 1596.077 | unit | 4.9926 | 0.62412 | 1.1819 | 1.968 | -625.2912 | 159.7858 | DROP | DROP | DROP | KEEP | KEEP | KEEP | [5 empty] | 0.62412 | DROP | 4.9926 | 486.1218 | DROP | DROP | DROP | DROP | DROP | DROP | 1.1819 | 486.1218 | 2.5674 | KEEP
DEF | N_LG_Energy Star Hot Food Holding Cabinet | 1730.1 | 0.31862 | 0.15417 | 12 |  | 453.8362 | 195.15 | 389.2734 | 1038.2597 |  | 1596.077 | 67.4739 | 0 | 811 | 811 | 1596.077 | unit | 4.9926 | 0.62412 | 1.1819 | 1.968 | -625.2912 | 159.7858 | DROP | DROP | DROP | KEEP | KEEP | KEEP | [5 empty] | 0.62412 | DROP | 4.9926 | 486.1218 | DROP | DROP | DROP | DROP | DROP | DROP | 1.1819 | 486.1218 | 2.5674 | KEEP
DEF | N_MS_Energy Star Hot Food Holding Cabinet | 1730.1 | 0.31862 | 0.15417 | 12 |  | 453.8362 | 195.15 | 389.2734 | 1038.2597 |  | 1596.077 | 67.4739 | 0 | 811 | 811 | 1596.077 | unit | 4.9926 | 0.62412 | 1.1819 | 1.968 | -625.2912 | 159.7858 | DROP | DROP | DROP | KEEP | KEEP | KEEP | [5 empty] | 0.62412 | DROP | 4.9926 | 486.1218 | DROP | DROP | DROP | DROP | DROP | DROP | 1.1819 | 486.1218 | 2.5674 | KEEP
DEF | N_OF_Energy Star Hot Food Holding Cabinet | 1730.1 | 0.31862 | 0.15417 | 12 |  | 453.8362 | 195.15 | 389.2734 | 1038.2597 |  | 1596.077 | 67.4739 | 0 | 811 | 811 | 1596.077 | unit | 4.9926 | 0.62412 | 1.1819 | 1.968 | -625.2912 | 159.7858 | DROP | DROP | DROP | KEEP | KEEP | KEEP | [5 empty] | 0.62412 | DROP | 4.9926 | 486.1218 | DROP | DROP | DROP | DROP | DROP | DROP | 1.1819 | 486.1218 | 2.5674 | KEEP
DEF | N_RS_Energy Star Hot Food Holding Cabinet | 1730.1 | 0.31862 | 0.15417 | 12 |  | 453.8362 | 195.15 | 389.2734 | 1038.2597 |  | 1596.077 | 67.4739 | 0 | 811 | 811 | 1596.077 | unit | 4.9926 | 0.62412 | 1.1819 | 1.968 | -625.2912 | 159.7858 | DROP | DROP | DROP | KEEP | KEEP | KEEP | [5 empty] | 0.62412 | DROP | 4.9926 | 486.1218 | DROP | DROP | DROP | DROP | DROP | DROP | 1.1819 | 486.1218 | 2.5674 | KEEP
DEF | N_RT_Energy Star Hot Food Holding Cabinet | 1730.1 | 0.31862 | 0.15417 | 12 |  | 453.8362 | 195.15 | 389.2734 | 1038.2597 |  | 1596.077 | 67.4739 | 0 | 811 | 811 | 1596.077 | unit | 4.9926 | 0.62412 | 1.1819 | 1.968 | -625.2912 | 159.7858 | DROP | DROP | DROP | KEEP | KEEP | KEEP | [5 empty] | 0.62412 | DROP | 4.9926 | 486.1218 | DROP | DROP | DROP | DROP | DROP | DROP | 1.1819 | 486.1218 | 2.5674 | KEEP
DEF | N_SC_Energy Star Hot Food Holding Cabinet | 1730.1 | 0.31862 | 0.15417 | 12 |  | 453.8362 | 195.15 | 389.2734 | 1038.2597 |  | 1596.077 | 67.4739 | 0 | 811 | 811 | 1596.077 | unit | 4.9926 | 0.62412 | 1.1819 | 1.968 | -625.2912 | 159.7858 | DROP | DROP | DROP | KEEP | KEEP | KEEP | [5 empty] | 0.62412 | DROP | 4.9926 | 486.1218 | DROP | DROP | DROP | DROP | DROP | DROP | 1.1819 | 486.1218 | 2.5674 | KEEP
DEF | N_WR_Energy Star Hot Food Holding Cabinet | 1730.1 | 0.31862 | 0.15417 | 12 |  | 453.8362 | 195.15 | 389.2734 | 1038.2597 |  | 1596.077 | 67.4739 | 0 | 811 | 811 | 1596.077 | unit | 4.9926 | 0.62412 | 1.1819 | 1.968 | -625.2912 | 159.7858 | DROP | DROP | DROP | KEEP | KEEP | KEEP | [5 empty] | 0.62412 | DROP | 4.9926 | 486.1218 | DROP | DROP | DROP | DROP | DROP | DROP | 1.1819 | 486.1218 | 2.5674 | KEEP
DEF | T_AS_Energy Star Steamer | 9967 | 1.4645 | 0.85037 | 12 |  | 2614.5228 | 897.0059 | 1789.2929 | 5300.8215 |  | 9194.9016 | 388.713 | 0 | 825.72 | 825.72 | 9194.9016 | unit | 0.88237 | 0.55311 | 4.3649 | 11.1356 | -4282.7931 | 4086.3885 | DROP | DROP | DROP | DROP | DROP | DROP | [5 empty] | 0.55311 | DROP | 0.88237 | 0 | DROP | DROP | DROP | DROP | DROP | DROP | 4.3649 | 0 | 11.1356 | DROP
DEF | T_CU_Energy Star Steamer | 9967 | 1.4645 | 0.85037 | 12 |  | 2614.5228 | 897.0059 | 1789.2929 | 5300.8215 |  | 9194.9016 | 388.713 | 0 | 825.72 | 825.72 | 9194.9016 | unit | 0.88237 | 0.55311 | 4.3649 | 11.1356 | -4282.7931 | 4086.3885 | DROP | DROP | DROP | DROP | DROP | DROP | [5 empty] | 0.55311 | DROP | 0.88237 | 0 | DROP | DROP | DROP | DROP | DROP | DROP | 4.3649 | 0 | 11.1356 | DROP
DEF | T_GR_Energy Star Steamer | 9967 | 1.4645 | 0.85037 | 12 |  | 2614.5228 | 897.0059 | 1789.2929 | 5300.8215 |  | 9194.9016 | 388.713 | 0 | 825.72 | 825.72 | 9194.9016 | unit | 0.88237 | 0.55311 | 4.3649 | 11.1356 | -4282.7931 | 4086.3885 | DROP | DROP | DROP | DROP | DROP | DROP | [5 empty] | 0.55311 | DROP | 0.88237 | 0 | DROP | DROP | DROP | DROP | DROP | DROP | 4.3649 | 0 | 11.1356 | DROP
DEF | T_HC_Energy Star Steamer | 9967 | 1.4645 | 0.85037 | 12 |  | 2614.5228 | 897.0059 | 1789.2929 | 5300.8215 |  | 9194.9016 | 388.713 | 0 | 825.72 | 825.72 | 9194.9016 | unit | 0.88237 | 0.55311 | 4.3649 | 11.1356 | -4282.7931 | 4086.3885 | DROP | DROP | DROP | DROP | DROP | DROP | [5 empty] | 0.55311 | DROP | 0.88237 | 0 | DROP | DROP | DROP | DROP | DROP | DROP | 4.3649 | 0 | 11.1356 | DROP
DEF | T_HS_Energy Star Steamer | 9967 | 1.4645 | 0.85037 | 12 |  | 2614.5228 | 897.0059 | 1789.2929 | 5300.8215 |  | 9194.9016 | 388.713 | 0 | 825.72 | 825.72 | 9194.9016 | unit | 0.88237 | 0.55311 | 4.3649 | 11.1356 | -4282.7931 | 4086.3885 | DROP | DROP | DROP | DROP | DROP | DROP | [5 empty] | 0.55311 | DROP | 0.88237 | 0 | DROP | DROP | DROP | DROP | DROP | DROP | 4.3649 | 0 | 11.1356 | DROP
DEF | T_IN_Energy Star Steamer | 9967 | 1.4645 | 0.85037 | 12 |  | 2614.5228 | 897.0059 | 1789.2929 | 5300.8215 |  | 9194.9016 | 388.713 | 0 | 825.72 | 825.72 | 9194.9016 | unit | 0.88237 | 0.55311 | 4.3649 | 11.1356 | -4282.7931 | 4086.3885 | DROP | DROP | DROP | DROP | DROP | DROP | [5 empty] | 0.55311 | DROP | 0.88237 | 0 | DROP | DROP | DROP | DROP | DROP | DROP | 4.3649 | 0 | 11.1356 | DROP
DEF | T_LG_Energy Star Steamer | 9967 | 1.4645 | 0.85037 | 12 |  | 2614.5228 | 897.0059 | 1789.2929 | 5300.8215 |  | 9194.9016 | 388.713 | 0 | 825.72 | 825.72 | 9194.9016 | unit | 0.88237 | 0.55311 | 4.3649 | 11.1356 | -4282.7931 | 4086.3885 | DROP | DROP | DROP | DROP | DROP | DROP | [5 empty] | 0.55311 | DROP | 0.88237 | 0 | DROP | DROP | DROP | DROP | DROP | DROP | 4.3649 | 0 | 11.1356 | DROP
DEF | T_MS_Energy Star Steamer | 9967 | 1.4645 | 0.85037 | 12 |  | 2614.5228 | 897.0059 | 1789.2929 | 5300.8215 |  | 9194.9016 | 388.713 | 0 | 825.72 | 825.72 | 9194.9016 | unit | 0.88237 | 0.55311 | 4.3649 | 11.1356 | -4282.7931 | 4086.3885 | DROP | DROP | DROP | DROP | DROP | DROP | [5 empty] | 0.55311 | DROP | 0.88237 | 0 | DROP | DROP | DROP | DROP | DROP | DROP | 4.3649 | 0 | 11.1356 | DROP
DEF | T_OF_Energy Star Steamer | 9967 | 1.4645 | 0.85037 | 12 |  | 2614.5228 | 897.0059 | 1789.2929 | 5300.8215 |  | 9194.9016 | 388.713 | 0 | 825.72 | 825.72 | 9194.9016 | unit | 0.88237 | 0.55311 | 4.3649 | 11.1356 | -4282.7931 | 4086.3885 | DROP | DROP | DROP | DROP | DROP | DROP | [5 empty] | 0.55311 | DROP | 0.88237 | 0 | DROP | DROP | DROP | DROP | DROP | DROP | 4.3649 | 0 | 11.1356 | DROP
DEF | T_RS_Energy Star Steamer | 9967 | 1.4645 | 0.85037 | 12 |  | 2614.5228 | 897.0059 | 1789.2929 | 5300.8215 |  | 9194.9016 | 388.713 | 0 | 825.72 | 825.72 | 9194.9016 | unit | 0.88237 | 0.55311 | 4.3649 | 11.1356 | -4282.7931 | 4086.3885 | DROP | DROP | DROP | DROP | DROP | DROP | [5 empty] | 0.55311 | DROP | 0.88237 | 0 | DROP | DROP | DROP | DROP | DROP | DROP | 4.3649 | 0 | 11.1356 | DROP
DEF | T_RT_Energy Star Steamer | 9967 | 1.4645 | 0.85037 | 12 |  | 2614.5228 | 897.0059 | 1789.2929 | 5300.8215 |  | 9194.9016 | 388.713 | 0 | 825.72 | 825.72 | 9194.9016 | unit | 0.88237 | 0.55311 | 4.3649 | 11.1356 | -4282.7931 | 4086.3885 | DROP | DROP | DROP | DROP | DROP | DROP | [5 empty] | 0.55311 | DROP | 0.88237 | 0 | DROP | DROP | DROP | DROP | DROP | DROP | 4.3649 | 0 | 11.1356 | DROP
DEF | T_SC_Energy Star Steamer | 9967 | 1.4645 | 0.85037 | 12 |  | 2614.5228 | 897.0059 | 1789.2929 | 5300.8215 |  | 9194.9016 | 388.713 | 0 | 825.72 | 825.72 | 9194.9016 | unit | 0.88237 | 0.55311 | 4.3649 | 11.1356 | -4282.7931 | 4086.3885 | DROP | DROP | DROP | DROP | DROP | DROP | [5 empty] | 0.55311 | DROP | 0.88237 | 0 | DROP | DROP | DROP | DROP | DROP | DROP | 4.3649 | 0 | 11.1356 | DROP
DEF | T_WR_Energy Star Steamer | 9967 | 1.4645 | 0.85037 | 12 |  | 2614.5228 | 897.0059 | 1789.2929 | 5300.8215 |  | 9194.9016 | 388.713 | 0 | 825.72 | 825.72 | 9194.9016 | unit | 0.88237 | 0.55311 | 4.3649 | 11.1356 | -4282.7931 | 4086.3885 | DROP | DROP | DROP | DROP | DROP | DROP | [5 empty] | 0.55311 | DROP | 0.88237 | 0 | DROP | DROP | DROP | DROP | DROP | DROP | 4.3649 | 0 | 11.1356 | DROP
DEF | N_AS_Energy Star Steamer | 9967 | 1.4645 | 0.85037 | 12 |  | 2614.5228 | 897.0059 | 1789.2929 | 5300.8215 |  | 9194.9016 | 388.713 | 0 | 825.72 | 825.72 | 9194.9016 | unit | 0.88237 | 0.55311 | 4.3649 | 11.1356 | -4282.7931 | 4086.3885 | DROP | DROP | DROP | DROP | DROP | DROP | [5 empty] | 0.55311 | DROP | 0.88237 | 0 | DROP | DROP | DROP | DROP | DROP | DROP | 4.3649 | 0 | 11.1356 | DROP
DEF | N_CU_Energy Star Steamer | 9967 | 1.4645 | 0.85037 | 12 |  | 2614.5228 | 897.0059 | 1789.2929 | 5300.8215 |  | 9194.9016 | 388.713 | 0 | 825.72 | 825.72 | 9194.9016 | unit | 0.88237 | 0.55311 | 4.3649 | 11.1356 | -4282.7931 | 4086.3885 | DROP | DROP | DROP | DROP | DROP | DROP | [5 empty] | 0.55311 | DROP | 0.88237 | 0 | DROP | DROP | DROP | DROP | DROP | DROP | 4.3649 | 0 | 11.1356 | DROP
DEF | N_GR_Energy Star Steamer | 9967 | 1.4645 | 0.85037 | 12 |  | 2614.5228 | 897.0059 | 1789.2929 | 5300.8215 |  | 9194.9016 | 388.713 | 0 | 825.72 | 825.72 | 9194.9016 | unit | 0.88237 | 0.55311 | 4.3649 | 11.1356 | -4282.7931 | 4086.3885 | DROP | DROP | DROP | DROP | DROP | DROP | [5 empty] | 0.55311 | DROP | 0.88237 | 0 | DROP | DROP | DROP | DROP | DROP | DROP | 4.3649 | 0 | 11.1356 | DROP
DEF | N_HC_Energy Star Steamer | 9967 | 1.4645 | 0.85037 | 12 |  | 2614.5228 | 897.0059 | 1789.2929 | 5300.8215 |  | 9194.9016 | 388.713 | 0 | 825.72 | 825.72 | 9194.9016 | unit | 0.88237 | 0.55311 | 4.3649 | 11.1356 | -4282.7931 | 4086.3885 | DROP | DROP | DROP | DROP | DROP | DROP | [5 empty] | 0.55311 | DROP | 0.88237 | 0 | DROP | DROP | DROP | DROP | DROP | DROP | 4.3649 | 0 | 11.1356 | DROP
DEF | N_HS_Energy Star Steamer | 9967 | 1.4645 | 0.85037 | 12 |  | 2614.5228 | 897.0059 | 1789.2929 | 5300.8215 |  | 9194.9016 | 388.713 | 0 | 825.72 | 825.72 | 9194.9016 | unit | 0.88237 | 0.55311 | 4.3649 | 11.1356 | -4282.7931 | 4086.3885 | DROP | DROP | DROP | DROP | DROP | DROP | [5 empty] | 0.55311 | DROP | 0.88237 | 0 | DROP | DROP | DROP | DROP | DROP | DROP | 4.3649 | 0 | 11.1356 | DROP
DEF | N_IN_Energy Star Steamer | 9967 | 1.4645 | 0.85037 | 12 |  | 2614.5228 | 897.0059 | 1789.2929 | 5300.8215 |  | 9194.9016 | 388.713 | 0 | 825.72 | 825.72 | 9194.9016 | unit | 0.88237 | 0.55311 | 4.3649 | 11.1356 | -4282.7931 | 4086.3885 | DROP | DROP | DROP | DROP | DROP | DROP | [5 empty] | 0.55311 | DROP | 0.88237 | 0 | DROP | DROP | DROP | DROP | DROP | DROP | 4.3649 | 0 | 11.1356 | DROP
DEF | N_LG_Energy Star Steamer | 9967 | 1.4645 | 0.85037 | 12 |  | 2614.5228 | 897.0059 | 1789.2929 | 5300.8215 |  | 9194.9016 | 388.713 | 0 | 825.72 | 825.72 | 9194.9016 | unit | 0.88237 | 0.55311 | 4.3649 | 11.1356 | -4282.7931 | 4086.3885 | DROP | DROP | DROP | DROP | DROP | DROP | [5 empty] | 0.55311 | DROP | 0.88237 | 0 | DROP | DROP | DROP | DROP | DROP | DROP | 4.3649 | 0 | 11.1356 | DROP
DEF | N_MS_Energy Star Steamer | 9967 | 1.4645 | 0.85037 | 12 |  | 2614.5228 | 897.0059 | 1789.2929 | 5300.8215 |  | 9194.9016 | 388.713 | 0 | 825.72 | 825.72 | 9194.9016 | unit | 0.88237 | 0.55311 | 4.3649 | 11.1356 | -4282.7931 | 4086.3885 | DROP | DROP | DROP | DROP | DROP | DROP | [5 empty] | 0.55311 | DROP | 0.88237 | 0 | DROP | DROP | DROP | DROP | DROP | DROP | 4.3649 | 0 | 11.1356 | DROP
DEF | N_OF_Energy Star Steamer | 9967 | 1.4645 | 0.85037 | 12 |  | 2614.5228 | 897.0059 | 1789.2929 | 5300.8215 |  | 9194.9016 | 388.713 | 0 | 825.72 | 825.72 | 9194.9016 | unit | 0.88237 | 0.55311 | 4.3649 | 11.1356 | -4282.7931 | 4086.3885 | DROP | DROP | DROP | DROP | DROP | DROP | [5 empty] | 0.55311 | DROP | 0.88237 | 0 | DROP | DROP | DROP | DROP | DROP | DROP | 4.3649 | 0 | 11.1356 | DROP
DEF | N_RS_Energy Star Steamer | 9967 | 1.4645 | 0.85037 | 12 |  | 2614.5228 | 897.0059 | 1789.2929 | 5300.8215 |  | 9194.9016 | 388.713 | 0 | 825.72 | 825.72 | 9194.9016 | unit | 0.88237 | 0.55311 | 4.3649 | 11.1356 | -4282.7931 | 4086.3885 | DROP | DROP | DROP | DROP | DROP | DROP | [5 empty] | 0.55311 | DROP | 0.88237 | 0 | DROP | DROP | DROP | DROP | DROP | DROP | 4.3649 | 0 | 11.1356 | DROP
DEF | N_RT_Energy Star Steamer | 9967 | 1.4645 | 0.85037 | 12 |  | 2614.5228 | 897.0059 | 1789.2929 | 5300.8215 |  | 9194.9016 | 388.713 | 0 | 825.72 | 825.72 | 9194.9016 | unit | 0.88237 | 0.55311 | 4.3649 | 11.1356 | -4282.7931 | 4086.3885 | DROP | DROP | DROP | DROP | DROP | DROP | [5 empty] | 0.55311 | DROP | 0.88237 | 0 | DROP | DROP | DROP | DROP | DROP | DROP | 4.3649 | 0 | 11.1356 | DROP
DEF | N_SC_Energy Star Steamer | 9967 | 1.4645 | 0.85037 | 12 |  | 2614.5228 | 897.0059 | 1789.2929 | 5300.8215 |  | 9194.9016 | 388.713 | 0 | 825.72 | 825.72 | 9194.9016 | unit | 0.88237 | 0.55311 | 4.3649 | 11.1356 | -4282.7931 | 4086.3885 | DROP | DROP | DROP | DROP | DROP | DROP | [5 empty] | 0.55311 | DROP | 0.88237 | 0 | DROP | DROP | DROP | DROP | DROP | DROP | 4.3649 | 0 | 11.1356 | DROP
DEF | N_WR_Energy Star Steamer | 9967 | 1.4645 | 0.85037 | 12 |  | 2614.5228 | 897.0059 | 1789.2929 | 5300.8215 |  | 9194.9016 | 388.713 | 0 | 825.72 | 825.72 | 9194.9016 | unit | 0.88237 | 0.55311 | 4.3649 | 11.1356 | -4282.7931 | 4086.3885 | DROP | DROP | DROP | DROP | DROP | DROP | [5 empty] | 0.55311 | DROP | 0.88237 | 0 | DROP | DROP | DROP | DROP | DROP | DROP | 4.3649 | 0 | 11.1356 | DROP
DEF | T_AS_Induction Cooktops | 1974.24 | 0.4257 | 0.17529 | 10 |  | 432.3204 | 153.0857 | 451.9123 | 1037.3183 |  | 1556.6559 | 76.9954 | 0 | 2693.65 | 2693.65 | 1556.6559 | unit | 14.5319 | 0.63497 | 0.3744 | 0.5779 | -596.3329 | -1733.327 | DROP | DROP | DROP | DROP | DROP | DROP | [5 empty] | 0.63497 | DROP | 14.5319 | 2322.9272 | DROP | DROP | DROP | DROP | DROP | DROP | 0.3744 | 2322.9272 | 1.4403 | DROP
DEF | T_CU_Induction Cooktops | 1974.24 | 0.4257 | 0.17529 | 10 |  | 432.3204 | 153.0857 | 451.9123 | 1037.3183 |  | 1556.6559 | 76.9954 | 0 | 2693.65 | 2693.65 | 1556.6559 | unit | 14.5319 | 0.63497 | 0.3744 | 0.5779 | -596.3329 | -1733.327 | DROP | DROP | DROP | DROP | DROP | DROP | [5 empty] | 0.63497 | DROP | 14.5319 | 2322.9272 | DROP | DROP | DROP | DROP | DROP | DROP | 0.3744 | 2322.9272 | 1.4403 | DROP
DEF | T_GR_Induction Cooktops | 1974.24 | 0.4257 | 0.17529 | 10 |  | 432.3204 | 153.0857 | 451.9123 | 1037.3183 |  | 1556.6559 | 76.9954 | 0 | 2693.65 | 2693.65 | 1556.6559 | unit | 14.5319 | 0.63497 | 0.3744 | 0.5779 | -596.3329 | -1733.327 | DROP | DROP | DROP | DROP | DROP | DROP | [5 empty] | 0.63497 | DROP | 14.5319 | 2322.9272 | DROP | DROP | DROP | DROP | DROP | DROP | 0.3744 | 2322.9272 | 1.4403 | DROP
DEF | T_HC_Induction Cooktops | 1974.24 | 0.4257 | 0.17529 | 10 |  | 432.3204 | 153.0857 | 451.9123 | 1037.3183 |  | 1556.6559 | 76.9954 | 0 | 2693.65 | 2693.65 | 1556.6559 | unit | 14.5319 | 0.63497 | 0.3744 | 0.5779 | -596.3329 | -1733.327 | DROP | DROP | DROP | DROP | DROP | DROP | [5 empty] | 0.63497 | DROP | 14.5319 | 2322.9272 | DROP | DROP | DROP | DROP | DROP | DROP | 0.3744 | 2322.9272 | 1.4403 | DROP
DEF | T_HS_Induction Cooktops | 1974.24 | 0.4257 | 0.17529 | 10 |  | 432.3204 | 153.0857 | 451.9123 | 1037.3183 |  | 1556.6559 | 76.9954 | 0 | 2693.65 | 2693.65 | 1556.6559 | unit | 14.5319 | 0.63497 | 0.3744 | 0.5779 | -596.3329 | -1733.327 | DROP | DROP | DROP | DROP | DROP | DROP | [5 empty] | 0.63497 | DROP | 14.5319 | 2322.9272 | DROP | DROP | DROP | DROP | DROP | DROP | 0.3744 | 2322.9272 | 1.4403 | DROP
DEF | T_IN_Induction Cooktops | 1974.24 | 0.4257 | 0.17529 | 10 |  | 432.3204 | 153.0857 | 451.9123 | 1037.3183 |  | 1556.6559 | 76.9954 | 0 | 2693.65 | 2693.65 | 1556.6559 | unit | 14.5319 | 0.63497 | 0.3744 | 0.5779 | -596.3329 | -1733.327 | DROP | DROP | DROP | DROP | DROP | DROP | [5 empty] | 0.63497 | DROP | 14.5319 | 2322.9272 | DROP | DROP | DROP | DROP | DROP | DROP | 0.3744 | 2322.9272 | 1.4403 | DROP
DEF | T_LG_Induction Cooktops | 1974.24 | 0.4257 | 0.17529 | 10 |  | 432.3204 | 153.0857 | 451.9123 | 1037.3183 |  | 1556.6559 | 76.9954 | 0 | 2693.65 | 2693.65 | 1556.6559 | unit | 14.5319 | 0.63497 | 0.3744 | 0.5779 | -596.3329 | -1733.327 | DROP | DROP | DROP | DROP | DROP | DROP | [5 empty] | 0.63497 | DROP | 14.5319 | 2322.9272 | DROP | DROP | DROP | DROP | DROP | DROP | 0.3744 | 2322.9272 | 1.4403 | DROP
DEF | T_MS_Induction Cooktops | 1974.24 | 0.4257 | 0.17529 | 10 |  | 432.3204 | 153.0857 | 451.9123 | 1037.3183 |  | 1556.6559 | 76.9954 | 0 | 2693.65 | 2693.65 | 1556.6559 | unit | 14.5319 | 0.63497 | 0.3744 | 0.5779 | -596.3329 | -1733.327 | DROP | DROP | DROP | DROP | DROP | DROP | [5 empty] | 0.63497 | DROP | 14.5319 | 2322.9272 | DROP | DROP | DROP | DROP | DROP | DROP | 0.3744 | 2322.9272 | 1.4403 | DROP
DEF | T_OF_Induction Cooktops | 1974.24 | 0.4257 | 0.17529 | 10 |  | 432.3204 | 153.0857 | 451.9123 | 1037.3183 |  | 1556.6559 | 76.9954 | 0 | 2693.65 | 2693.65 | 1556.6559 | unit | 14.5319 | 0.63497 | 0.3744 | 0.5779 | -596.3329 | -1733.327 | DROP | DROP | DROP | DROP | DROP | DROP | [5 empty] | 0.63497 | DROP | 14.5319 | 2322.9272 | DROP | DROP | DROP | DROP | DROP | DROP | 0.3744 | 2322.9272 | 1.4403 | DROP
DEF | T_RS_Induction Cooktops | 1974.24 | 0.4257 | 0.17529 | 10 |  | 432.3204 | 153.0857 | 451.9123 | 1037.3183 |  | 1556.6559 | 76.9954 | 0 | 2693.65 | 2693.65 | 1556.6559 | unit | 14.5319 | 0.63497 | 0.3744 | 0.5779 | -596.3329 | -1733.327 | DROP | DROP | DROP | DROP | DROP | DROP | [5 empty] | 0.63497 | DROP | 14.5319 | 2322.9272 | DROP | DROP | DROP | DROP | DROP | DROP | 0.3744 | 2322.9272 | 1.4403 | DROP
DEF | T_RT_Induction Cooktops | 1974.24 | 0.4257 | 0.17529 | 10 |  | 432.3204 | 153.0857 | 451.9123 | 1037.3183 |  | 1556.6559 | 76.9954 | 0 | 2693.65 | 2693.65 | 1556.6559 | unit | 14.5319 | 0.63497 | 0.3744 | 0.5779 | -596.3329 | -1733.327 | DROP | DROP | DROP | DROP | DROP | DROP | [5 empty] | 0.63497 | DROP | 14.5319 | 2322.9272 | DROP | DROP | DROP | DROP | DROP | DROP | 0.3744 | 2322.9272 | 1.4403 | DROP
DEF | T_SC_Induction Cooktops | 1974.24 | 0.4257 | 0.17529 | 10 |  | 432.3204 | 153.0857 | 451.9123 | 1037.3183 |  | 1556.6559 | 76.9954 | 0 | 2693.65 | 2693.65 | 1556.6559 | unit | 14.5319 | 0.63497 | 0.3744 | 0.5779 | -596.3329 | -1733.327 | DROP | DROP | DROP | DROP | DROP | DROP | [5 empty] | 0.63497 | DROP | 14.5319 | 2322.9272 | DROP | DROP | DROP | DROP | DROP | DROP | 0.3744 | 2322.9272 | 1.4403 | DROP
DEF | T_WR_Induction Cooktops | 1974.24 | 0.4257 | 0.17529 | 10 |  | 432.3204 | 153.0857 | 451.9123 | 1037.3183 |  | 1556.6559 | 76.9954 | 0 | 2693.65 | 2693.65 | 1556.6559 | unit | 14.5319 | 0.63497 | 0.3744 | 0.5779 | -596.3329 | -1733.327 | DROP | DROP | DROP | DROP | DROP | DROP | [5 empty] | 0.63497 | DROP | 14.5319 | 2322.9272 | DROP | DROP | DROP | DROP | DROP | DROP | 0.3744 | 2322.9272 | 1.4403 | DROP
DEF | N_AS_Induction Cooktops | 1974.24 | 0.4257 | 0.17529 | 10 |  | 432.3204 | 153.0857 | 451.9123 | 1037.3183 |  | 1556.6559 | 76.9954 | 0 | 2693.65 | 2693.65 | 1556.6559 | unit | 14.5319 | 0.63497 | 0.3744 | 0.5779 | -596.3329 | -1733.327 | DROP | DROP | DROP | DROP | DROP | DROP | [5 empty] | 0.63497 | DROP | 14.5319 | 2322.9272 | DROP | DROP | DROP | DROP | DROP | DROP | 0.3744 | 2322.9272 | 1.4403 | DROP
DEF | N_CU_Induction Cooktops | 1974.24 | 0.4257 | 0.17529 | 10 |  | 432.3204 | 153.0857 | 451.9123 | 1037.3183 |  | 1556.6559 | 76.9954 | 0 | 2693.65 | 2693.65 | 1556.6559 | unit | 14.5319 | 0.63497 | 0.3744 | 0.5779 | -596.3329 | -1733.327 | DROP | DROP | DROP | DROP | DROP | DROP | [5 empty] | 0.63497 | DROP | 14.5319 | 2322.9272 | DROP | DROP | DROP | DROP | DROP | DROP | 0.3744 | 2322.9272 | 1.4403 | DROP
DEF | N_GR_Induction Cooktops | 1974.24 | 0.4257 | 0.17529 | 10 |  | 432.3204 | 153.0857 | 451.9123 | 1037.3183 |  | 1556.6559 | 76.9954 | 0 | 2693.65 | 2693.65 | 1556.6559 | unit | 14.5319 | 0.63497 | 0.3744 | 0.5779 | -596.3329 | -1733.327 | DROP | DROP | DROP | DROP | DROP | DROP | [5 empty] | 0.63497 | DROP | 14.5319 | 2322.9272 | DROP | DROP | DROP | DROP | DROP | DROP | 0.3744 | 2322.9272 | 1.4403 | DROP
DEF | N_HC_Induction Cooktops | 1974.24 | 0.4257 | 0.17529 | 10 |  | 432.3204 | 153.0857 | 451.9123 | 1037.3183 |  | 1556.6559 | 76.9954 | 0 | 2693.65 | 2693.65 | 1556.6559 | unit | 14.5319 | 0.63497 | 0.3744 | 0.5779 | -596.3329 | -1733.327 | DROP | DROP | DROP | DROP | DROP | DROP | [5 empty] | 0.63497 | DROP | 14.5319 | 2322.9272 | DROP | DROP | DROP | DROP | DROP | DROP | 0.3744 | 2322.9272 | 1.4403 | DROP
DEF | N_HS_Induction Cooktops | 1974.24 | 0.4257 | 0.17529 | 10 |  | 432.3204 | 153.0857 | 451.9123 | 1037.3183 |  | 1556.6559 | 76.9954 | 0 | 2693.65 | 2693.65 | 1556.6559 | unit | 14.5319 | 0.63497 | 0.3744 | 0.5779 | -596.3329 | -1733.327 | DROP | DROP | DROP | DROP | DROP | DROP | [5 empty] | 0.63497 | DROP | 14.5319 | 2322.9272 | DROP | DROP | DROP | DROP | DROP | DROP | 0.3744 | 2322.9272 | 1.4403 | DROP
DEF | N_IN_Induction Cooktops | 1974.24 | 0.4257 | 0.17529 | 10 |  | 432.3204 | 153.0857 | 451.9123 | 1037.3183 |  | 1556.6559 | 76.9954 | 0 | 2693.65 | 2693.65 | 1556.6559 | unit | 14.5319 | 0.63497 | 0.3744 | 0.5779 | -596.3329 | -1733.327 | DROP | DROP | DROP | DROP | DROP | DROP | [5 empty] | 0.63497 | DROP | 14.5319 | 2322.9272 | DROP | DROP | DROP | DROP | DROP | DROP | 0.3744 | 2322.9272 | 1.4403 | DROP
DEF | N_LG_Induction Cooktops | 1974.24 | 0.4257 | 0.17529 | 10 |  | 432.3204 | 153.0857 | 451.9123 | 1037.3183 |  | 1556.6559 | 76.9954 | 0 | 2693.65 | 2693.65 | 1556.6559 | unit | 14.5319 | 0.63497 | 0.3744 | 0.5779 | -596.3329 | -1733.327 | DROP | DROP | DROP | DROP | DROP | DROP | [5 empty] | 0.63497 | DROP | 14.5319 | 2322.9272 | DROP | DROP | DROP | DROP | DROP | DROP | 0.3744 | 2322.9272 | 1.4403 | DROP
DEF | N_MS_Induction Cooktops | 1974.24 | 0.4257 | 0.17529 | 10 |  | 432.3204 | 153.0857 | 451.9123 | 1037.3183 |  | 1556.6559 | 76.9954 | 0 | 2693.65 | 2693.65 | 1556.6559 | unit | 14.5319 | 0.63497 | 0.3744 | 0.5779 | -596.3329 | -1733.327 | DROP | DROP | DROP | DROP | DROP | DROP | [5 empty] | 0.63497 | DROP | 14.5319 | 2322.9272 | DROP | DROP | DROP | DROP | DROP | DROP | 0.3744 | 2322.9272 | 1.4403 | DROP
DEF | N_OF_Induction Cooktops | 1974.24 | 0.4257 | 0.17529 | 10 |  | 432.3204 | 153.0857 | 451.9123 | 1037.3183 |  | 1556.6559 | 76.9954 | 0 | 2693.65 | 2693.65 | 1556.6559 | unit | 14.5319 | 0.63497 | 0.3744 | 0.5779 | -596.3329 | -1733.327 | DROP | DROP | DROP | DROP | DROP | DROP | [5 empty] | 0.63497 | DROP | 14.5319 | 2322.9272 | DROP | DROP | DROP | DROP | DROP | DROP | 0.3744 | 2322.9272 | 1.4403 | DROP
DEF | N_RS_Induction Cooktops | 1974.24 | 0.4257 | 0.17529 | 10 |  | 432.3204 | 153.0857 | 451.9123 | 1037.3183 |  | 1556.6559 | 76.9954 | 0 | 2693.65 | 2693.65 | 1556.6559 | unit | 14.5319 | 0.63497 | 0.3744 | 0.5779 | -596.3329 | -1733.327 | DROP | DROP | DROP | DROP | DROP | DROP | [5 empty] | 0.63497 | DROP | 14.5319 | 2322.9272 | DROP | DROP | DROP | DROP | DROP | DROP | 0.3744 | 2322.9272 | 1.4403 | DROP
DEF | N_RT_Induction Cooktops | 1974.24 | 0.4257 | 0.17529 | 10 |  | 432.3204 | 153.0857 | 451.9123 | 1037.3183 |  | 1556.6559 | 76.9954 | 0 | 2693.65 | 2693.65 | 1556.6559 | unit | 14.5319 | 0.63497 | 0.3744 | 0.5779 | -596.3329 | -1733.327 | DROP | DROP | DROP | DROP | DROP | DROP | [5 empty] | 0.63497 | DROP | 14.5319 | 2322.9272 | DROP | DROP | DROP | DROP | DROP | DROP | 0.3744 | 2322.9272 | 1.4403 | DROP
DEF | N_SC_Induction Cooktops | 1974.24 | 0.4257 | 0.17529 | 10 |  | 432.3204 | 153.0857 | 451.9123 | 1037.3183 |  | 1556.6559 | 76.9954 | 0 | 2693.65 | 2693.65 | 1556.6559 | unit | 14.5319 | 0.63497 | 0.3744 | 0.5779 | -596.3329 | -1733.327 | DROP | DROP | DROP | DROP | DROP | DROP | [5 empty] | 0.63497 | DROP | 14.5319 | 2322.9272 | DROP | DROP | DROP | DROP | DROP | DROP | 0.3744 | 2322.9272 | 1.4403 | DROP
DEF | N_WR_Induction Cooktops | 1974.24 | 0.4257 | 0.17529 | 10 |  | 432.3204 | 153.0857 | 451.9123 | 1037.3183 |  | 1556.6559 | 76.9954 | 0 | 2693.65 | 2693.65 | 1556.6559 | unit | 14.5319 | 0.63497 | 0.3744 | 0.5779 | -596.3329 | -1733.327 | DROP | DROP | DROP | DROP | DROP | DROP | [5 empty] | 0.63497 | DROP | 14.5319 | 2322.9272 | DROP | DROP | DROP | DROP | DROP | DROP | 0.3744 | 2322.9272 | 1.4403 | DROP
DEF | T_AS_Energy Star Commercial Dishwasher | 19054.1268 | 1.3826 | -0.0001471 | 15 |  | 6157.7331 | 1215.628 | 1985.0057 | 9358.3669 |  | 21101.8252 | 743.1109 | 0 | 737.7778 | 737.7778 | 21101.8252 | unit | 0.4124 | 0.4284 | 6.3194 | 28.6019 | -12486.5693 | 7877.4781 | DROP | DROP | DROP | DROP | DROP | DROP | [5 empty] | 0.4284 | DROP | 0.4124 | 0 | DROP | DROP | DROP | DROP | DROP | DROP | 6.3194 | 0 | 28.6019 | DROP
DEF | T_CU_Energy Star Commercial Dishwasher | 19054.1268 | 1.3826 | -0.0001471 | 15 |  | 6157.7331 | 1215.628 | 1985.0057 | 9358.3669 |  | 21101.8252 | 743.1109 | 0 | 737.7778 | 737.7778 | 21101.8252 | unit | 0.4124 | 0.4284 | 6.3194 | 28.6019 | -12486.5693 | 7877.4781 | DROP | DROP | DROP | DROP | DROP | DROP | [5 empty] | 0.4284 | DROP | 0.4124 | 0 | DROP | DROP | DROP | DROP | DROP | DROP | 6.3194 | 0 | 28.6019 | DROP
DEF | T_GR_Energy Star Commercial Dishwasher | 19054.1268 | 1.3826 | -0.0001471 | 15 |  | 6157.7331 | 1215.628 | 1985.0057 | 9358.3669 |  | 21101.8252 | 743.1109 | 0 | 737.7778 | 737.7778 | 21101.8252 | unit | 0.4124 | 0.4284 | 6.3194 | 28.6019 | -12486.5693 | 7877.4781 | DROP | DROP | DROP | DROP | DROP | DROP | [5 empty] | 0.4284 | DROP | 0.4124 | 0 | DROP | DROP | DROP | DROP | DROP | DROP | 6.3194 | 0 | 28.6019 | DROP
DEF | T_HC_Energy Star Commercial Dishwasher | 19054.1268 | 1.3826 | -0.0001471 | 15 |  | 6157.7331 | 1215.628 | 1985.0057 | 9358.3669 |  | 21101.8252 | 743.1109 | 0 | 737.7778 | 737.7778 | 21101.8252 | unit | 0.4124 | 0.4284 | 6.3194 | 28.6019 | -12486.5693 | 7877.4781 | DROP | DROP | DROP | DROP | DROP | DROP | [5 empty] | 0.4284 | DROP | 0.4124 | 0 | DROP | DROP | DROP | DROP | DROP | DROP | 6.3194 | 0 | 28.6019 | DROP
DEF | T_HS_Energy Star Commercial Dishwasher | 19054.1268 | 1.3826 | -0.0001471 | 15 |  | 6157.7331 | 1215.628 | 1985.0057 | 9358.3669 |  | 21101.8252 | 743.1109 | 0 | 737.7778 | 737.7778 | 21101.8252 | unit | 0.4124 | 0.4284 | 6.3194 | 28.6019 | -12486.5693 | 7877.4781 | DROP | DROP | DROP | DROP | DROP | DROP | [5 empty] | 0.4284 | DROP | 0.4124 | 0 | DROP | DROP | DROP | DROP | DROP | DROP | 6.3194 | 0 | 28.6019 | DROP
DEF | T_IN_Energy Star Commercial Dishwasher | 19054.1268 | 1.3826 | -0.0001471 | 15 |  | 6157.7331 | 1215.628 | 1985.0057 | 9358.3669 |  | 21101.8252 | 743.1109 | 0 | 737.7778 | 737.7778 | 21101.8252 | unit | 0.4124 | 0.4284 | 6.3194 | 28.6019 | -12486.5693 | 7877.4781 | DROP | DROP | DROP | DROP | DROP | DROP | [5 empty] | 0.4284 | DROP | 0.4124 | 0 | DROP | DROP | DROP | DROP | DROP | DROP | 6.3194 | 0 | 28.6019 | DROP
DEF | T_LG_Energy Star Commercial Dishwasher | 19054.1268 | 1.3826 | -0.0001471 | 15 |  | 6157.7331 | 1215.628 | 1985.0057 | 9358.3669 |  | 21101.8252 | 743.1109 | 0 | 737.7778 | 737.7778 | 21101.8252 | unit | 0.4124 | 0.4284 | 6.3194 | 28.6019 | -12486.5693 | 7877.4781 | DROP | DROP | DROP | DROP | DROP | DROP | [5 empty] | 0.4284 | DROP | 0.4124 | 0 | DROP | DROP | DROP | DROP | DROP | DROP | 6.3194 | 0 | 28.6019 | DROP
DEF | T_MS_Energy Star Commercial Dishwasher | 19054.1268 | 1.3826 | -0.0001471 | 15 |  | 6157.7331 | 1215.628 | 1985.0057 | 9358.3669 |  | 21101.8252 | 743.1109 | 0 | 737.7778 | 737.7778 | 21101.8252 | unit | 0.4124 | 0.4284 | 6.3194 | 28.6019 | -12486.5693 | 7877.4781 | DROP | DROP | DROP | DROP | DROP | DROP | [5 empty] | 0.4284 | DROP | 0.4124 | 0 | DROP | DROP | DROP | DROP | DROP | DROP | 6.3194 | 0 | 28.6019 | DROP
DEF | T_OF_Energy Star Commercial Dishwasher | 19054.1268 | 1.3826 | -0.0001471 | 15 |  | 6157.7331 | 1215.628 | 1985.0057 | 9358.3669 |  | 21101.8252 | 743.1109 | 0 | 737.7778 | 737.7778 | 21101.8252 | unit | 0.4124 | 0.4284 | 6.3194 | 28.6019 | -12486.5693 | 7877.4781 | DROP | DROP | DROP | DROP | DROP | DROP | [5 empty] | 0.4284 | DROP | 0.4124 | 0 | DROP | DROP | DROP | DROP | DROP | DROP | 6.3194 | 0 | 28.6019 | DROP
DEF | T_RS_Energy Star Commercial Dishwasher | 19054.1268 | 1.3826 | -0.0001471 | 15 |  | 6157.7331 | 1215.628 | 1985.0057 | 9358.3669 |  | 21101.8252 | 743.1109 | 0 | 737.7778 | 737.7778 | 21101.8252 | unit | 0.4124 | 0.4284 | 6.3194 | 28.6019 | -12486.5693 | 7877.4781 | DROP | DROP | DROP | DROP | DROP | DROP | [5 empty] | 0.4284 | DROP | 0.4124 | 0 | DROP | DROP | DROP | DROP | DROP | DROP | 6.3194 | 0 | 28.6019 | DROP
DEF | T_RT_Energy Star Commercial Dishwasher | 19054.1268 | 1.3826 | -0.0001471 | 15 |  | 6157.7331 | 1215.628 | 1985.0057 | 9358.3669 |  | 21101.8252 | 743.1109 | 0 | 737.7778 | 737.7778 | 21101.8252 | unit | 0.4124 | 0.4284 | 6.3194 | 28.6019 | -12486.5693 | 7877.4781 | DROP | DROP | DROP | DROP | DROP | DROP | [5 empty] | 0.4284 | DROP | 0.4124 | 0 | DROP | DROP | DROP | DROP | DROP | DROP | 6.3194 | 0 | 28.6019 | DROP
DEF | T_SC_Energy Star Commercial Dishwasher | 19054.1268 | 1.3826 | -0.0001471 | 15 |  | 6157.7331 | 1215.628 | 1985.0057 | 9358.3669 |  | 21101.8252 | 743.1109 | 0 | 737.7778 | 737.7778 | 21101.8252 | unit | 0.4124 | 0.4284 | 6.3194 | 28.6019 | -12486.5693 | 7877.4781 | DROP | DROP | DROP | DROP | DROP | DROP | [5 empty] | 0.4284 | DROP | 0.4124 | 0 | DROP | DROP | DROP | DROP | DROP | DROP | 6.3194 | 0 | 28.6019 | DROP
DEF | T_WR_Energy Star Commercial Dishwasher | 19054.1268 | 1.3826 | -0.0001471 | 15 |  | 6157.7331 | 1215.628 | 1985.0057 | 9358.3669 |  | 21101.8252 | 743.1109 | 0 | 737.7778 | 737.7778 | 21101.8252 | unit | 0.4124 | 0.4284 | 6.3194 | 28.6019 | -12486.5693 | 7877.4781 | DROP | DROP | DROP | DROP | DROP | DROP | [5 empty] | 0.4284 | DROP | 0.4124 | 0 | DROP | DROP | DROP | DROP | DROP | DROP | 6.3194 | 0 | 28.6019 | DROP
DEF | N_AS_Energy Star Commercial Dishwasher | 19054.1268 | 1.3826 | -0.0001471 | 15 |  | 6157.7331 | 1215.628 | 1985.0057 | 9358.3669 |  | 21101.8252 | 743.1109 | 0 | 737.7778 | 737.7778 | 21101.8252 | unit | 0.4124 | 0.4284 | 6.3194 | 28.6019 | -12486.5693 | 7877.4781 | DROP | DROP | DROP | DROP | DROP | DROP | [5 empty] | 0.4284 | DROP | 0.4124 | 0 | DROP | DROP | DROP | DROP | DROP | DROP | 6.3194 | 0 | 28.6019 | DROP
DEF | N_CU_Energy Star Commercial Dishwasher | 19054.1268 | 1.3826 | -0.0001471 | 15 |  | 6157.7331 | 1215.628 | 1985.0057 | 9358.3669 |  | 21101.8252 | 743.1109 | 0 | 737.7778 | 737.7778 | 21101.8252 | unit | 0.4124 | 0.4284 | 6.3194 | 28.6019 | -12486.5693 | 7877.4781 | DROP | DROP | DROP | DROP | DROP | DROP | [5 empty] | 0.4284 | DROP | 0.4124 | 0 | DROP | DROP | DROP | DROP | DROP | DROP | 6.3194 | 0 | 28.6019 | DROP
DEF | N_GR_Energy Star Commercial Dishwasher | 19054.1268 | 1.3826 | -0.0001471 | 15 |  | 6157.7331 | 1215.628 | 1985.0057 | 9358.3669 |  | 21101.8252 | 743.1109 | 0 | 737.7778 | 737.7778 | 21101.8252 | unit | 0.4124 | 0.4284 | 6.3194 | 28.6019 | -12486.5693 | 7877.4781 | DROP | DROP | DROP | DROP | DROP | DROP | [5 empty] | 0.4284 | DROP | 0.4124 | 0 | DROP | DROP | DROP | DROP | DROP | DROP | 6.3194 | 0 | 28.6019 | DROP
DEF | N_HC_Energy Star Commercial Dishwasher | 19054.1268 | 1.3826 | -0.0001471 | 15 |  | 6157.7331 | 1215.628 | 1985.0057 | 9358.3669 |  | 21101.8252 | 743.1109 | 0 | 737.7778 | 737.7778 | 21101.8252 | unit | 0.4124 | 0.4284 | 6.3194 | 28.6019 | -12486.5693 | 7877.4781 | DROP | DROP | DROP | DROP | DROP | DROP | [5 empty] | 0.4284 | DROP | 0.4124 | 0 | DROP | DROP | DROP | DROP | DROP | DROP | 6.3194 | 0 | 28.6019 | DROP
DEF | N_HS_Energy Star Commercial Dishwasher | 19054.1268 | 1.3826 | -0.0001471 | 15 |  | 6157.7331 | 1215.628 | 1985.0057 | 9358.3669 |  | 21101.8252 | 743.1109 | 0 | 737.7778 | 737.7778 | 21101.8252 | unit | 0.4124 | 0.4284 | 6.3194 | 28.6019 | -12486.5693 | 7877.4781 | DROP | DROP | DROP | DROP | DROP | DROP | [5 empty] | 0.4284 | DROP | 0.4124 | 0 | DROP | DROP | DROP | DROP | DROP | DROP | 6.3194 | 0 | 28.6019 | DROP
DEF | N_IN_Energy Star Commercial Dishwasher | 19054.1268 | 1.3826 | -0.0001471 | 15 |  | 6157.7331 | 1215.628 | 1985.0057 | 9358.3669 |  | 21101.8252 | 743.1109 | 0 | 737.7778 | 737.7778 | 21101.8252 | unit | 0.4124 | 0.4284 | 6.3194 | 28.6019 | -12486.5693 | 7877.4781 | DROP | DROP | DROP | DROP | DROP | DROP | [5 empty] | 0.4284 | DROP | 0.4124 | 0 | DROP | DROP | DROP | DROP | DROP | DROP | 6.3194 | 0 | 28.6019 | DROP
DEF | N_LG_Energy Star Commercial Dishwasher | 19054.1268 | 1.3826 | -0.0001471 | 15 |  | 6157.7331 | 1215.628 | 1985.0057 | 9358.3669 |  | 21101.8252 | 743.1109 | 0 | 737.7778 | 737.7778 | 21101.8252 | unit | 0.4124 | 0.4284 | 6.3194 | 28.6019 | -12486.5693 | 7877.4781 | DROP | DROP | DROP | DROP | DROP | DROP | [5 empty] | 0.4284 | DROP | 0.4124 | 0 | DROP | DROP | DROP | DROP | DROP | DROP | 6.3194 | 0 | 28.6019 | DROP
DEF | N_MS_Energy Star Commercial Dishwasher | 19054.1268 | 1.3826 | -0.0001471 | 15 |  | 6157.7331 | 1215.628 | 1985.0057 | 9358.3669 |  | 21101.8252 | 743.1109 | 0 | 737.7778 | 737.7778 | 21101.8252 | unit | 0.4124 | 0.4284 | 6.3194 | 28.6019 | -12486.5693 | 7877.4781 | DROP | DROP | DROP | DROP | DROP | DROP | [5 empty] | 0.4284 | DROP | 0.4124 | 0 | DROP | DROP | DROP | DROP | DROP | DROP | 6.3194 | 0 | 28.6019 | DROP
DEF | N_OF_Energy Star Commercial Dishwasher | 19054.1268 | 1.3826 | -0.0001471 | 15 |  | 6157.7331 | 1215.628 | 1985.0057 | 9358.3669 |  | 21101.8252 | 743.1109 | 0 | 737.7778 | 737.7778 | 21101.8252 | unit | 0.4124 | 0.4284 | 6.3194 | 28.6019 | -12486.5693 | 7877.4781 | DROP | DROP | DROP | DROP | DROP | DROP | [5 empty] | 0.4284 | DROP | 0.4124 | 0 | DROP | DROP | DROP | DROP | DROP | DROP | 6.3194 | 0 | 28.6019 | DROP
DEF | N_RS_Energy Star Commercial Dishwasher | 19054.1268 | 1.3826 | -0.0001471 | 15 |  | 6157.7331 | 1215.628 | 1985.0057 | 9358.3669 |  | 21101.8252 | 743.1109 | 0 | 737.7778 | 737.7778 | 21101.8252 | unit | 0.4124 | 0.4284 | 6.3194 | 28.6019 | -12486.5693 | 7877.4781 | DROP | DROP | DROP | DROP | DROP | DROP | [5 empty] | 0.4284 | DROP | 0.4124 | 0 | DROP | DROP | DROP | DROP | DROP | DROP | 6.3194 | 0 | 28.6019 | DROP
DEF | N_RT_Energy Star Commercial Dishwasher | 19054.1268 | 1.3826 | -0.0001471 | 15 |  | 6157.7331 | 1215.628 | 1985.0057 | 9358.3669 |  | 21101.8252 | 743.1109 | 0 | 737.7778 | 737.7778 | 21101.8252 | unit | 0.4124 | 0.4284 | 6.3194 | 28.6019 | -12486.5693 | 7877.4781 | DROP | DROP | DROP | DROP | DROP | DROP | [5 empty] | 0.4284 | DROP | 0.4124 | 0 | DROP | DROP | DROP | DROP | DROP | DROP | 6.3194 | 0 | 28.6019 | DROP
DEF | N_SC_Energy Star Commercial Dishwasher | 19054.1268 | 1.3826 | -0.0001471 | 15 |  | 6157.7331 | 1215.628 | 1985.0057 | 9358.3669 |  | 21101.8252 | 743.1109 | 0 | 737.7778 | 737.7778 | 21101.8252 | unit | 0.4124 | 0.4284 | 6.3194 | 28.6019 | -12486.5693 | 7877.4781 | DROP | DROP | DROP | DROP | DROP | DROP | [5 empty] | 0.4284 | DROP | 0.4124 | 0 | DROP | DROP | DROP | DROP | DROP | DROP | 6.3194 | 0 | 28.6019 | DROP
DEF | N_WR_Energy Star Commercial Dishwasher | 19054.1268 | 1.3826 | -0.0001471 | 15 |  | 6157.7331 | 1215.628 | 1985.0057 | 9358.3669 |  | 21101.8252 | 743.1109 | 0 | 737.7778 | 737.7778 | 21101.8252 | unit | 0.4124 | 0.4284 | 6.3194 | 28.6019 | -12486.5693 | 7877.4781 | DROP | DROP | DROP | DROP | DROP | DROP | [5 empty] | 0.4284 | DROP | 0.4124 | 0 | DROP | DROP | DROP | DROP | DROP | DROP | 6.3194 | 0 | 28.6019 | DROP
DEF | T_AS_Heat Pump Water Heater | 4698.2135 | 0.79397 | 0.52808 | 10 |  | 1028.8178 | 285.5191 | 842.8583 | 2157.1952 |  | 3704.4644 | 183.2303 | 0 | 1006 | 1006 | 3704.4644 | unit | 2.2806 | 0.55488 | 1.8139 | 3.6824 | -1730.4995 | 967.9649 | DROP | DROP | DROP | KEEP | DROP | KEEP | [5 empty] | 0.55488 | DROP | 2.2806 | 123.7695 | DROP | DROP | DROP | DROP | DROP | DROP | 1.8139 | 123.7695 | 3.8054 | KEEP
DEF | T_CU_Heat Pump Water Heater | 108058.9101 | 5.7477 | 31.0919 | 10 |  | 23662.81 | 10346.7882 | 30514.5204 | 64524.1186 |  | 85202.6802 | 4214.2975 | 0 | 10060 | 10060 | 85202.6802 | unit | 0.99156 | 0.72161 | 4.5203 | 8.4695 | -24892.8591 | 50249.8211 | DROP | DROP | DROP | DROP | DROP | DROP | [5 empty] | 0.72161 | DROP | 0.99156 | 0 | DROP | DROP | DROP | DROP | DROP | DROP | 4.5203 | 0 | 8.4695 | DROP
DEF | T_GR_Heat Pump Water Heater | 9396.427 | 0.65925 | 3.4586 | 10 |  | 2057.6357 | 1150.9438 | 3394.3381 | 6602.9175 |  | 7408.9287 | 366.4607 | 0 | 1006 | 1006 | 7408.9287 | unit | 1.1403 | 0.84921 | 4.811 | 7.3647 | -1172.4719 | 5230.4568 | DROP | DROP | DROP | DROP | DROP | KEEP | [5 empty] | 0.84921 | DROP | 1.1403 | 0 | DROP | DROP | DROP | DROP | DROP | DROP | 4.811 | 0 | 7.3647 | DROP
DEF | T_HC_Heat Pump Water Heater | 6264.2846 | 1.0586 | 0.70411 | 10 |  | 1371.7571 | 380.6921 | 1123.811 | 2876.2602 |  | 4939.2858 | 244.3071 | 0 | 1006 | 1006 | 4939.2858 | unit | 1.7104 | 0.55488 | 2.3004 | 4.9098 | -2307.3327 | 1625.9531 | DROP | DROP | DROP | DROP | DROP | KEEP | [5 empty] | 0.55488 | DROP | 1.7104 | 0 | DROP | DROP | DROP | DROP | DROP | DROP | 2.3004 | 0 | 4.9098 | DROP
DEF | T_HS_Heat Pump Water Heater | 189494.6105 | 10.0793 | 54.5234 | 10 |  | 41495.6524 | 18144.3678 | 53510.9705 | 113150.9906 |  | 149413.3957 | 7390.2898 | 0 | 15090 | 15090 | 149413.3957 | unit | 0.84815 | 0.72161 | 5.0333 | 9.9015 | -43652.6949 | 90670.7008 | DROP | DROP | DROP | DROP | DROP | DROP | [5 empty] | 0.72161 | DROP | 0.84815 | 0 | DROP | DROP | DROP | DROP | DROP | DROP | 5.0333 | 0 | 9.9015 | DROP
DEF | T_IN_Heat Pump Water Heater | 375857.0786 | 63.5174 | 42.2467 | 10 |  | 82305.4261 | 22841.5285 | 67428.66 | 172575.6146 |  | 296357.1485 | 14658.4261 | 0 | 25150 | 25150 | 296357.1485 | unit | 0.71268 | 0.55488 | 4.3352 | 11.7836 | -138439.96 | 132767.1886 | DROP | DROP | DROP | DROP | DROP | DROP | [5 empty] | 0.55488 | DROP | 0.71268 | 0 | DROP | DROP | DROP | DROP | DROP | DROP | 4.3352 | 0 | 11.7836 | DROP
DEF | T_LG_Heat Pump Water Heater | 45102.8494 | 3.1644 | 16.6011 | 10 |  | 9876.6511 | 5524.5301 | 16292.8228 | 31694.004 |  | 35562.8578 | 1759.0111 | 0 | 3018 | 3018 | 35562.8578 | unit | 0.71268 | 0.84921 | 6.6347 | 11.7836 | -5627.865 | 26916.9929 | DROP | DROP | DROP | DROP | DROP | DROP | [5 empty] | 0.84921 | DROP | 0.71268 | 0 | DROP | DROP | DROP | DROP | DROP | DROP | 6.6347 | 0 | 11.7836 | DROP
DEF | T_MS_Heat Pump Water Heater | 281892.809 | 47.638 | 31.685 | 10 |  | 61729.0696 | 17131.1464 | 50571.495 | 129431.711 |  | 222267.8614 | 10993.8195 | 0 | 20120 | 20120 | 222267.8614 | unit | 0.76019 | 0.55488 | 4.1599 | 11.0471 | -103829.97 | 98317.8914 | DROP | DROP | DROP | DROP | DROP | DROP | [5 empty] | 0.55488 | DROP | 0.76019 | 0 | DROP | DROP | DROP | DROP | DROP | DROP | 4.1599 | 0 | 11.0471 | DROP
DEF | T_OF_Heat Pump Water Heater | 39151.779 | 6.6164 | 4.4007 | 10 |  | 8573.4819 | 2379.3259 | 7023.8188 | 17976.6265 |  | 30870.5363 | 1526.9194 | 0 | 3018 | 3018 | 30870.5363 | unit | 0.82101 | 0.55488 | 3.9553 | 10.2288 | -14420.8292 | 13431.7071 | DROP | DROP | DROP | DROP | DROP | DROP | [5 empty] | 0.55488 | DROP | 0.82101 | 0 | DROP | DROP | DROP | DROP | DROP | DROP | 3.9553 | 0 | 10.2288 | DROP
DEF | T_RS_Heat Pump Water Heater | 15660.7116 | 1.0987 | 5.7643 | 10 |  | 3429.3928 | 1918.2396 | 5657.2301 | 11004.8625 |  | 12348.2145 | 610.7678 | 0 | 2012 | 2012 | 12348.2145 | unit | 1.3683 | 0.84921 | 4.1959 | 6.1373 | -1954.1198 | 8382.0947 | DROP | DROP | DROP | DROP | DROP | KEEP | [5 empty] | 0.84921 | DROP | 1.3683 | 0 | DROP | DROP | DROP | DROP | DROP | DROP | 4.1959 | 0 | 6.1373 | DROP
DEF | T_RT_Heat Pump Water Heater | 27907.3881 | 1.958 | 10.2719 | 10 |  | 6111.1779 | 3418.303 | 10081.1841 | 19610.665 |  | 22004.5183 | 1088.3881 | 0 | 3018 | 3018 | 22004.5183 | unit | 1.1518 | 0.84921 | 4.7756 | 7.2911 | -3482.2414 | 15504.2768 | DROP | DROP | DROP | DROP | DROP | KEEP | [5 empty] | 0.84921 | DROP | 1.1518 | 0 | DROP | DROP | DROP | DROP | DROP | DROP | 4.7756 | 0 | 7.2911 | DROP
DEF | T_SC_Heat Pump Water Heater | 1957.6319 | 0.33083 | 0.22004 | 10 |  | 428.6835 | 118.9689 | 351.1986 | 898.851 |  | 1543.5606 | 76.3476 | 0 | 1006 | 1006 | 1543.5606 | unit | 5.4733 | 0.55488 | 0.83046 | 1.5344 | -721.0573 | -183.4966 | DROP | DROP | DROP | DROP | DROP | DROP | [5 empty] | 0.55488 | DROP | 5.4733 | 638.3959 | DROP | DROP | DROP | DROP | DROP | DROP | 0.83046 | 638.3959 | 2.1689 | DROP
DEF | T_WR_Heat Pump Water Heater | 9396.427 | 1.5879 | 1.0562 | 10 |  | 2057.6357 | 571.0382 | 1685.7165 | 4314.3904 |  | 7408.9287 | 366.4607 | 0 | 1006 | 1006 | 7408.9287 | unit | 1.1403 | 0.55488 | 3.1435 | 7.3647 | -3460.999 | 2941.9297 | DROP | DROP | DROP | DROP | DROP | KEEP | [5 empty] | 0.55488 | DROP | 1.1403 | 0 | DROP | DROP | DROP | DROP | DROP | DROP | 3.1435 | 0 | 7.3647 | DROP
DEF | N_AS_Heat Pump Water Heater | 4698.2135 | 0.79397 | 0.52808 | 10 |  | 1028.8178 | 285.5191 | 842.8583 | 2157.1952 |  | 3704.4644 | 183.2303 | 0 | 1006 | 1006 | 3704.4644 | unit | 2.2806 | 0.55488 | 1.8139 | 3.6824 | -1730.4995 | 967.9649 | DROP | DROP | DROP | KEEP | DROP | KEEP | [5 empty] | 0.55488 | DROP | 2.2806 | 123.7695 | DROP | DROP | DROP | DROP | DROP | DROP | 1.8139 | 123.7695 | 3.8054 | KEEP
DEF | N_CU_Heat Pump Water Heater | 108058.9101 | 5.7477 | 31.0919 | 10 |  | 23662.81 | 10346.7882 | 30514.5204 | 64524.1186 |  | 85202.6802 | 4214.2975 | 0 | 10060 | 10060 | 85202.6802 | unit | 0.99156 | 0.72161 | 4.5203 | 8.4695 | -24892.8591 | 50249.8211 | DROP | DROP | DROP | DROP | DROP | DROP | [5 empty] | 0.72161 | DROP | 0.99156 | 0 | DROP | DROP | DROP | DROP | DROP | DROP | 4.5203 | 0 | 8.4695 | DROP
DEF | N_GR_Heat Pump Water Heater | 9396.427 | 0.65925 | 3.4586 | 10 |  | 2057.6357 | 1150.9438 | 3394.3381 | 6602.9175 |  | 7408.9287 | 366.4607 | 0 | 1006 | 1006 | 7408.9287 | unit | 1.1403 | 0.84921 | 4.811 | 7.3647 | -1172.4719 | 5230.4568 | DROP | DROP | DROP | DROP | DROP | KEEP | [5 empty] | 0.84921 | DROP | 1.1403 | 0 | DROP | DROP | DROP | DROP | DROP | DROP | 4.811 | 0 | 7.3647 | DROP
DEF | N_HC_Heat Pump Water Heater | 6264.2846 | 1.0586 | 0.70411 | 10 |  | 1371.7571 | 380.6921 | 1123.811 | 2876.2602 |  | 4939.2858 | 244.3071 | 0 | 1006 | 1006 | 4939.2858 | unit | 1.7104 | 0.55488 | 2.3004 | 4.9098 | -2307.3327 | 1625.9531 | DROP | DROP | DROP | DROP | DROP | KEEP | [5 empty] | 0.55488 | DROP | 1.7104 | 0 | DROP | DROP | DROP | DROP | DROP | DROP | 2.3004 | 0 | 4.9098 | DROP
DEF | N_HS_Heat Pump Water Heater | 189494.6105 | 10.0793 | 54.5234 | 10 |  | 41495.6524 | 18144.3678 | 53510.9705 | 113150.9906 |  | 149413.3957 | 7390.2898 | 0 | 15090 | 15090 | 149413.3957 | unit | 0.84815 | 0.72161 | 5.0333 | 9.9015 | -43652.6949 | 90670.7008 | DROP | DROP | DROP | DROP | DROP | DROP | [5 empty] | 0.72161 | DROP | 0.84815 | 0 | DROP | DROP | DROP | DROP | DROP | DROP | 5.0333 | 0 | 9.9015 | DROP
DEF | N_IN_Heat Pump Water Heater | 375857.0786 | 63.5174 | 42.2467 | 10 |  | 82305.4261 | 22841.5285 | 67428.66 | 172575.6146 |  | 296357.1485 | 14658.4261 | 0 | 25150 | 25150 | 296357.1485 | unit | 0.71268 | 0.55488 | 4.3352 | 11.7836 | -138439.96 | 132767.1886 | DROP | DROP | DROP | DROP | DROP | DROP | [5 empty] | 0.55488 | DROP | 0.71268 | 0 | DROP | DROP | DROP | DROP | DROP | DROP | 4.3352 | 0 | 11.7836 | DROP
DEF | N_LG_Heat Pump Water Heater | 45102.8494 | 3.1644 | 16.6011 | 10 |  | 9876.6511 | 5524.5301 | 16292.8228 | 31694.004 |  | 35562.8578 | 1759.0111 | 0 | 3018 | 3018 | 35562.8578 | unit | 0.71268 | 0.84921 | 6.6347 | 11.7836 | -5627.865 | 26916.9929 | DROP | DROP | DROP | DROP | DROP | DROP | [5 empty] | 0.84921 | DROP | 0.71268 | 0 | DROP | DROP | DROP | DROP | DROP | DROP | 6.6347 | 0 | 11.7836 | DROP
DEF | N_MS_Heat Pump Water Heater | 281892.809 | 47.638 | 31.685 | 10 |  | 61729.0696 | 17131.1464 | 50571.495 | 129431.711 |  | 222267.8614 | 10993.8195 | 0 | 20120 | 20120 | 222267.8614 | unit | 0.76019 | 0.55488 | 4.1599 | 11.0471 | -103829.97 | 98317.8914 | DROP | DROP | DROP | DROP | DROP | DROP | [5 empty] | 0.55488 | DROP | 0.76019 | 0 | DROP | DROP | DROP | DROP | DROP | DROP | 4.1599 | 0 | 11.0471 | DROP
DEF | N_OF_Heat Pump Water Heater | 39151.779 | 6.6164 | 4.4007 | 10 |  | 8573.4819 | 2379.3259 | 7023.8188 | 17976.6265 |  | 30870.5363 | 1526.9194 | 0 | 3018 | 3018 | 30870.5363 | unit | 0.82101 | 0.55488 | 3.9553 | 10.2288 | -14420.8292 | 13431.7071 | DROP | DROP | DROP | DROP | DROP | DROP | [5 empty] | 0.55488 | DROP | 0.82101 | 0 | DROP | DROP | DROP | DROP | DROP | DROP | 3.9553 | 0 | 10.2288 | DROP
DEF | N_RS_Heat Pump Water Heater | 15660.7116 | 1.0987 | 5.7643 | 10 |  | 3429.3928 | 1918.2396 | 5657.2301 | 11004.8625 |  | 12348.2145 | 610.7678 | 0 | 2012 | 2012 | 12348.2145 | unit | 1.3683 | 0.84921 | 4.1959 | 6.1373 | -1954.1198 | 8382.0947 | DROP | DROP | DROP | DROP | DROP | KEEP | [5 empty] | 0.84921 | DROP | 1.3683 | 0 | DROP | DROP | DROP | DROP | DROP | DROP | 4.1959 | 0 | 6.1373 | DROP
DEF | N_RT_Heat Pump Water Heater | 27907.3881 | 1.958 | 10.2719 | 10 |  | 6111.1779 | 3418.303 | 10081.1841 | 19610.665 |  | 22004.5183 | 1088.3881 | 0 | 3018 | 3018 | 22004.5183 | unit | 1.1518 | 0.84921 | 4.7756 | 7.2911 | -3482.2414 | 15504.2768 | DROP | DROP | DROP | DROP | DROP | KEEP | [5 empty] | 0.84921 | DROP | 1.1518 | 0 | DROP | DROP | DROP | DROP | DROP | DROP | 4.7756 | 0 | 7.2911 | DROP
DEF | N_SC_Heat Pump Water Heater | 1957.6319 | 0.33083 | 0.22004 | 10 |  | 428.6835 | 118.9689 | 351.1986 | 898.851 |  | 1543.5606 | 76.3476 | 0 | 1006 | 1006 | 1543.5606 | unit | 5.4733 | 0.55488 | 0.83046 | 1.5344 | -721.0573 | -183.4966 | DROP | DROP | DROP | DROP | DROP | DROP | [5 empty] | 0.55488 | DROP | 5.4733 | 638.3959 | DROP | DROP | DROP | DROP | DROP | DROP | 0.83046 | 638.3959 | 2.1689 | DROP
DEF | N_WR_Heat Pump Water Heater | 9396.427 | 1.5879 | 1.0562 | 10 |  | 2057.6357 | 571.0382 | 1685.7165 | 4314.3904 |  | 7408.9287 | 366.4607 | 0 | 1006 | 1006 | 7408.9287 | unit | 1.1403 | 0.55488 | 3.1435 | 7.3647 | -3460.999 | 2941.9297 | DROP | DROP | DROP | DROP | DROP | KEEP | [5 empty] | 0.55488 | DROP | 1.1403 | 0 | DROP | DROP | DROP | DROP | DROP | DROP | 3.1435 | 0 | 7.3647 | DROP
DEF | T_AS_Instantaneous Hot Water System | 379.8836 | 0.042084 | 0.048493 | 20 |  | 154.4588 | 57.8363 | 77.6317 | 289.9268 |  | 519.8191 | 14.8155 | 0 | 2967 | 2967 | 519.8191 | unit | 83.1855 | 0.54229 | 0.097232 | 0.1752 | -244.7077 | -2691.8886 | DROP | DROP | DROP | DROP | DROP | DROP | [5 empty] | 0.54229 | DROP | 83.1855 | 2895.6655 | DROP | DROP | DROP | DROP | DROP | DROP | 0.097232 | 2895.6655 | 1.1512 | DROP
DEF | T_CU_Instantaneous Hot Water System | 8737.3234 | 0.82565 | 1.9915 | 20 |  | 3552.5524 | 2375.1747 | 3188.1171 | 9115.8442 |  | 11955.8396 | 340.7556 | 0 | 29670 | 29670 | 11955.8396 | unit | 36.1676 | 0.74133 | 0.30375 | 0.40296 | -3180.7509 | -20894.9114 | DROP | DROP | DROP | DROP | DROP | DROP | [5 empty] | 0.74133 | DROP | 36.1676 | 28029.3054 | DROP | DROP | DROP | DROP | DROP | DROP | 0.30375 | 28029.3054 | 1.3477 | DROP
DEF | T_GR_Instantaneous Hot Water System | 759.7673 | 0.084523 | 0.088194 | 20 |  | 308.9176 | 105.1877 | 141.1899 | 555.2951 |  | 1039.6382 | 29.6309 | 0 | 2967 | 2967 | 1039.6382 | unit | 41.5928 | 0.51932 | 0.18531 | 0.3504 | -513.974 | -2441.3358 | DROP | DROP | DROP | DROP | DROP | DROP | [5 empty] | 0.51932 | DROP | 41.5928 | 2824.3309 | DROP | DROP | DROP | DROP | DROP | DROP | 0.18531 | 2824.3309 | 1.3023 | DROP
DEF | T_HC_Instantaneous Hot Water System | 506.5115 | 0.056112 | 0.064657 | 20 |  | 205.9451 | 77.1151 | 103.509 | 386.5691 |  | 693.0921 | 19.7539 | 0 | 2967 | 2967 | 693.0921 | unit | 62.3891 | 0.54229 | 0.12943 | 0.2336 | -326.277 | -2600.1848 | DROP | DROP | DROP | DROP | DROP | DROP | [5 empty] | 0.54229 | DROP | 62.3891 | 2871.8873 | DROP | DROP | DROP | DROP | DROP | DROP | 0.12943 | 2871.8873 | 1.2015 | DROP
DEF | T_HS_Instantaneous Hot Water System | 15321.9729 | 1.4479 | 3.4923 | 20 |  | 6229.8382 | 4165.1615 | 5590.7561 | 15985.7558 |  | 20966.0375 | 597.5569 | 0 | 44505 | 44505 | 20966.0375 | unit | 30.9368 | 0.74133 | 0.35443 | 0.47109 | -5577.8386 | -29116.8011 | DROP | DROP | DROP | DROP | DROP | DROP | [5 empty] | 0.74133 | DROP | 30.9368 | 41627.8399 | DROP | DROP | DROP | DROP | DROP | DROP | 0.35443 | 41627.8399 | 1.4064 | DROP
DEF | T_IN_Instantaneous Hot Water System | 30390.6901 | 3.3667 | 3.8794 | 20 |  | 12356.7039 | 4626.9045 | 6210.5382 | 23194.1466 |  | 41585.5289 | 1185.2369 | 0 | 74175 | 74175 | 41585.5289 | unit | 25.9955 | 0.54229 | 0.30778 | 0.56064 | -19576.6192 | -52166.0903 | DROP | DROP | DROP | DROP | DROP | DROP | [5 empty] | 0.54229 | DROP | 25.9955 | 68468.2362 | DROP | DROP | DROP | DROP | DROP | DROP | 0.30778 | 68468.2362 | 1.4837 | DROP
DEF | T_LG_Instantaneous Hot Water System | 3646.8828 | 0.40571 | 0.42333 | 20 |  | 1482.8045 | 504.9008 | 677.7113 | 2665.4166 |  | 4990.2635 | 142.2284 | 0 | 8901 | 8901 | 4990.2635 | unit | 25.9955 | 0.51932 | 0.29474 | 0.56064 | -2467.0753 | -6377.8118 | DROP | DROP | DROP | DROP | DROP | DROP | [5 empty] | 0.51932 | DROP | 25.9955 | 8216.1883 | DROP | DROP | DROP | DROP | DROP | DROP | 0.29474 | 8216.1883 | 1.4837 | DROP
DEF | T_MS_Instantaneous Hot Water System | 22793.0176 | 2.525 | 2.9096 | 20 |  | 9267.5279 | 3470.1784 | 4657.9037 | 17395.61 |  | 31189.1467 | 888.9277 | 0 | 59340 | 59340 | 31189.1467 | unit | 27.7285 | 0.54229 | 0.28882 | 0.5256 | -14682.4644 | -42833.3177 | DROP | DROP | DROP | DROP | DROP | DROP | [5 empty] | 0.54229 | DROP | 27.7285 | 55059.9272 | DROP | DROP | DROP | DROP | DROP | DROP | 0.28882 | 55059.9272 | 1.4535 | DROP
DEF | T_OF_Instantaneous Hot Water System | 3165.6969 | 0.3507 | 0.4041 | 20 |  | 1287.1567 | 481.9692 | 646.9311 | 2416.0569 |  | 4331.8259 | 123.4622 | 0 | 8901 | 8901 | 4331.8259 | unit | 29.9468 | 0.54229 | 0.26772 | 0.48667 | -2039.2312 | -6608.4052 | DROP | DROP | DROP | DROP | DROP | DROP | [5 empty] | 0.54229 | DROP | 29.9468 | 8306.5454 | DROP | DROP | DROP | DROP | DROP | DROP | 0.26772 | 8306.5454 | 1.4199 | DROP
DEF | T_RS_Instantaneous Hot Water System | 1266.2788 | 0.14087 | 0.14699 | 20 |  | 514.8627 | 175.3128 | 235.3164 | 925.4919 |  | 1732.7304 | 49.3849 | 0 | 5934 | 5934 | 1732.7304 | unit | 49.9113 | 0.51932 | 0.15468 | 0.292 | -856.6234 | -5057.893 | DROP | DROP | DROP | DROP | DROP | DROP | [5 empty] | 0.51932 | DROP | 49.9113 | 5696.2182 | DROP | DROP | DROP | DROP | DROP | DROP | 0.15468 | 5696.2182 | 1.2519 | DROP
DEF | T_RT_Instantaneous Hot Water System | 2256.5087 | 0.25103 | 0.26194 | 20 |  | 917.4853 | 312.4074 | 419.3339 | 1649.2265 |  | 3087.7255 | 88.0038 | 0 | 8901 | 8901 | 3087.7255 | unit | 42.0129 | 0.51932 | 0.18347 | 0.3469 | -1526.5029 | -7339.7773 | DROP | DROP | DROP | DROP | DROP | DROP | [5 empty] | 0.51932 | DROP | 42.0129 | 8477.2728 | DROP | DROP | DROP | DROP | DROP | DROP | 0.18347 | 8477.2728 | 1.2993 | DROP
DEF | T_SC_Instantaneous Hot Water System | 158.2883 | 0.017535 | 0.020206 | 20 |  | 64.3592 | 24.099 | 32.3473 | 120.8055 |  | 216.596 | 6.1732 | 0 | 2967 | 2967 | 216.596 | unit | 199.6408 | 0.54229 | 0.040632 | 0.073002 | -101.9638 | -2852.3677 | DROP | DROP | DROP | DROP | DROP | DROP | [5 empty] | 0.54229 | DROP | 199.6408 | 2937.2766 | DROP | DROP | DROP | DROP | DROP | DROP | 0.040632 | 2937.2766 | 1.063 | DROP
DEF | T_WR_Instantaneous Hot Water System | 759.7673 | 0.084168 | 0.096985 | 20 |  | 308.9176 | 115.6726 | 155.2635 | 579.8537 |  | 1039.6382 | 29.6309 | 0 | 2967 | 2967 | 1039.6382 | unit | 41.5928 | 0.54229 | 0.1935 | 0.3504 | -489.4155 | -2416.7773 | DROP | DROP | DROP | DROP | DROP | DROP | [5 empty] | 0.54229 | DROP | 41.5928 | 2824.3309 | DROP | DROP | DROP | DROP | DROP | DROP | 0.1935 | 2824.3309 | 1.3023 | DROP
DEF | N_AS_Instantaneous Hot Water System | 379.8836 | 0.042084 | 0.048493 | 20 |  | 154.4588 | 57.8363 | 77.6317 | 289.9268 |  | 519.8191 | 14.8155 | 0 | 2967 | 2967 | 519.8191 | unit | 83.1855 | 0.54229 | 0.097232 | 0.1752 | -244.7077 | -2691.8886 | DROP | DROP | DROP | DROP | DROP | DROP | [5 empty] | 0.54229 | DROP | 83.1855 | 2895.6655 | DROP | DROP | DROP | DROP | DROP | DROP | 0.097232 | 2895.6655 | 1.1512 | DROP
DEF | N_CU_Instantaneous Hot Water System | 8737.3234 | 0.82565 | 1.9915 | 20 |  | 3552.5524 | 2375.1747 | 3188.1171 | 9115.8442 |  | 11955.8396 | 340.7556 | 0 | 29670 | 29670 | 11955.8396 | unit | 36.1676 | 0.74133 | 0.30375 | 0.40296 | -3180.7509 | -20894.9114 | DROP | DROP | DROP | DROP | DROP | DROP | [5 empty] | 0.74133 | DROP | 36.1676 | 28029.3054 | DROP | DROP | DROP | DROP | DROP | DROP | 0.30375 | 28029.3054 | 1.3477 | DROP
DEF | N_GR_Instantaneous Hot Water System | 759.7673 | 0.084523 | 0.088194 | 20 |  | 308.9176 | 105.1877 | 141.1899 | 555.2951 |  | 1039.6382 | 29.6309 | 0 | 2967 | 2967 | 1039.6382 | unit | 41.5928 | 0.51932 | 0.18531 | 0.3504 | -513.974 | -2441.3358 | DROP | DROP | DROP | DROP | DROP | DROP | [5 empty] | 0.51932 | DROP | 41.5928 | 2824.3309 | DROP | DROP | DROP | DROP | DROP | DROP | 0.18531 | 2824.3309 | 1.3023 | DROP
DEF | N_HC_Instantaneous Hot Water System | 506.5115 | 0.056112 | 0.064657 | 20 |  | 205.9451 | 77.1151 | 103.509 | 386.5691 |  | 693.0921 | 19.7539 | 0 | 2967 | 2967 | 693.0921 | unit | 62.3891 | 0.54229 | 0.12943 | 0.2336 | -326.277 | -2600.1848 | DROP | DROP | DROP | DROP | DROP | DROP | [5 empty] | 0.54229 | DROP | 62.3891 | 2871.8873 | DROP | DROP | DROP | DROP | DROP | DROP | 0.12943 | 2871.8873 | 1.2015 | DROP
DEF | N_HS_Instantaneous Hot Water System | 15321.9729 | 1.4479 | 3.4923 | 20 |  | 6229.8382 | 4165.1615 | 5590.7561 | 15985.7558 |  | 20966.0375 | 597.5569 | 0 | 44505 | 44505 | 20966.0375 | unit | 30.9368 | 0.74133 | 0.35443 | 0.47109 | -5577.8386 | -29116.8011 | DROP | DROP | DROP | DROP | DROP | DROP | [5 empty] | 0.74133 | DROP | 30.9368 | 41627.8399 | DROP | DROP | DROP | DROP | DROP | DROP | 0.35443 | 41627.8399 | 1.4064 | DROP
DEF | N_IN_Instantaneous Hot Water System | 30390.6901 | 3.3667 | 3.8794 | 20 |  | 12356.7039 | 4626.9045 | 6210.5382 | 23194.1466 |  | 41585.5289 | 1185.2369 | 0 | 74175 | 74175 | 41585.5289 | unit | 25.9955 | 0.54229 | 0.30778 | 0.56064 | -19576.6192 | -52166.0903 | DROP | DROP | DROP | DROP | DROP | DROP | [5 empty] | 0.54229 | DROP | 25.9955 | 68468.2362 | DROP | DROP | DROP | DROP | DROP | DROP | 0.30778 | 68468.2362 | 1.4837 | DROP
DEF | N_LG_Instantaneous Hot Water System | 3646.8828 | 0.40571 | 0.42333 | 20 |  | 1482.8045 | 504.9008 | 677.7113 | 2665.4166 |  | 4990.2635 | 142.2284 | 0 | 8901 | 8901 | 4990.2635 | unit | 25.9955 | 0.51932 | 0.29474 | 0.56064 | -2467.0753 | -6377.8118 | DROP | DROP | DROP | DROP | DROP | DROP | [5 empty] | 0.51932 | DROP | 25.9955 | 8216.1883 | DROP | DROP | DROP | DROP | DROP | DROP | 0.29474 | 8216.1883 | 1.4837 | DROP
DEF | N_MS_Instantaneous Hot Water System | 22793.0176 | 2.525 | 2.9096 | 20 |  | 9267.5279 | 3470.1784 | 4657.9037 | 17395.61 |  | 31189.1467 | 888.9277 | 0 | 59340 | 59340 | 31189.1467 | unit | 27.7285 | 0.54229 | 0.28882 | 0.5256 | -14682.4644 | -42833.3177 | DROP | DROP | DROP | DROP | DROP | DROP | [5 empty] | 0.54229 | DROP | 27.7285 | 55059.9272 | DROP | DROP | DROP | DROP | DROP | DROP | 0.28882 | 55059.9272 | 1.4535 | DROP
DEF | N_OF_Instantaneous Hot Water System | 3165.6969 | 0.3507 | 0.4041 | 20 |  | 1287.1567 | 481.9692 | 646.9311 | 2416.0569 |  | 4331.8259 | 123.4622 | 0 | 8901 | 8901 | 4331.8259 | unit | 29.9468 | 0.54229 | 0.26772 | 0.48667 | -2039.2312 | -6608.4052 | DROP | DROP | DROP | DROP | DROP | DROP | [5 empty] | 0.54229 | DROP | 29.9468 | 8306.5454 | DROP | DROP | DROP | DROP | DROP | DROP | 0.26772 | 8306.5454 | 1.4199 | DROP
DEF | N_RS_Instantaneous Hot Water System | 1266.2788 | 0.14087 | 0.14699 | 20 |  | 514.8627 | 175.3128 | 235.3164 | 925.4919 |  | 1732.7304 | 49.3849 | 0 | 5934 | 5934 | 1732.7304 | unit | 49.9113 | 0.51932 | 0.15468 | 0.292 | -856.6234 | -5057.893 | DROP | DROP | DROP | DROP | DROP | DROP | [5 empty] | 0.51932 | DROP | 49.9113 | 5696.2182 | DROP | DROP | DROP | DROP | DROP | DROP | 0.15468 | 5696.2182 | 1.2519 | DROP
DEF | N_RT_Instantaneous Hot Water System | 2256.5087 | 0.25103 | 0.26194 | 20 |  | 917.4853 | 312.4074 | 419.3339 | 1649.2265 |  | 3087.7255 | 88.0038 | 0 | 8901 | 8901 | 3087.7255 | unit | 42.0129 | 0.51932 | 0.18347 | 0.3469 | -1526.5029 | -7339.7773 | DROP | DROP | DROP | DROP | DROP | DROP | [5 empty] | 0.51932 | DROP | 42.0129 | 8477.2728 | DROP | DROP | DROP | DROP | DROP | DROP | 0.18347 | 8477.2728 | 1.2993 | DROP
DEF | N_SC_Instantaneous Hot Water System | 158.2883 | 0.017535 | 0.020206 | 20 |  | 64.3592 | 24.099 | 32.3473 | 120.8055 |  | 216.596 | 6.1732 | 0 | 2967 | 2967 | 216.596 | unit | 199.6408 | 0.54229 | 0.040632 | 0.073002 | -101.9638 | -2852.3677 | DROP | DROP | DROP | DROP | DROP | DROP | [5 empty] | 0.54229 | DROP | 199.6408 | 2937.2766 | DROP | DROP | DROP | DROP | DROP | DROP | 0.040632 | 2937.2766 | 1.063 | DROP
DEF | N_WR_Instantaneous Hot Water System | 759.7673 | 0.084168 | 0.096985 | 20 |  | 308.9176 | 115.6726 | 155.2635 | 579.8537 |  | 1039.6382 | 29.6309 | 0 | 2967 | 2967 | 1039.6382 | unit | 41.5928 | 0.54229 | 0.1935 | 0.3504 | -489.4155 | -2416.7773 | DROP | DROP | DROP | DROP | DROP | DROP | [5 empty] | 0.54229 | DROP | 41.5928 | 2824.3309 | DROP | DROP | DROP | DROP | DROP | DROP | 0.1935 | 2824.3309 | 1.3023 | DROP
DEF | T_AS_Solar Water Heater | 5514.2421 | 0.41215 | 0.057863 | 15 |  | 1782.0408 | 362.3731 | 591.721 | 2736.1349 |  | 6106.8437 | 215.0554 | 0 | 6767 | 6767 | 6106.8437 | unit | 13.0705 | 0.4328 | 0.39188 | 0.90244 | -3585.7642 | -4245.9205 | DROP | DROP | DROP | DROP | DROP | DROP | [5 empty] | 0.4328 | DROP | 13.0705 | 5731.5356 | DROP | DROP | DROP | DROP | DROP | DROP | 0.39188 | 5731.5356 | 1.7494 | DROP
DEF | T_CU_Solar Water Heater | 126827.5691 | 9.4793 | 1.3308 | 15 |  | 40986.9386 | 8334.5811 | 13609.5839 | 62931.1037 |  | 140457.4045 | 4946.2752 | 0 | 67670 | 67670 | 140457.4045 | unit | 5.6828 | 0.4328 | 0.86663 | 2.0756 | -82472.576 | -9685.1715 | DROP | DROP | DROP | DROP | DROP | DROP | [5 empty] | 0.4328 | DROP | 5.6828 | 43854.3191 | DROP | DROP | DROP | DROP | DROP | DROP | 0.86663 | 43854.3191 | 2.7237 | DROP
DEF | T_GR_Solar Water Heater | 11028.4843 | 0.82429 | 0.11573 | 15 |  | 3564.0816 | 724.7462 | 1183.4421 | 5472.2699 |  | 12213.6874 | 430.1109 | 0 | 6767 | 6767 | 12213.6874 | unit | 6.5352 | 0.4328 | 0.76034 | 1.8049 | -7171.5284 | -1724.841 | DROP | DROP | DROP | DROP | DROP | DROP | [5 empty] | 0.4328 | DROP | 6.5352 | 4696.0712 | DROP | DROP | DROP | DROP | DROP | DROP | 0.76034 | 4696.0712 | 2.4989 | DROP
DEF | T_HC_Solar Water Heater | 7352.3228 | 0.54953 | 0.07715 | 15 |  | 2376.0544 | 483.1641 | 788.9614 | 3648.1799 |  | 8142.4582 | 286.7406 | 0 | 6767 | 6767 | 8142.4582 | unit | 9.8028 | 0.4328 | 0.5172 | 1.2033 | -4781.0189 | -3405.5607 | DROP | DROP | DROP | DROP | DROP | DROP | [5 empty] | 0.4328 | DROP | 9.8028 | 5386.3808 | DROP | DROP | DROP | DROP | DROP | DROP | 0.5172 | 5386.3808 | 1.9992 | DROP
DEF | T_HS_Solar Water Heater | 222407.7661 | 16.6232 | 2.3338 | 15 |  | 71875.646 | 14615.7148 | 23866.082 | 110357.4427 |  | 246309.3616 | 8673.9029 | 0 | 101505 | 101505 | 246309.3616 | unit | 4.8609 | 0.4328 | 1.0016 | 2.4266 | -144625.8217 | 178.5398 | DROP | DROP | DROP | KEEP | KEEP | KEEP | [5 empty] | 0.4328 | DROP | 4.8609 | 59741.2697 | DROP | DROP | DROP | DROP | DROP | DROP | 1.0016 | 59741.2697 | 3.0151 | KEEP
DEF | T_IN_Solar Water Heater | 441139.3708 | 32.9716 | 4.629 | 15 |  | 142563.2647 | 28989.8474 | 47337.6833 | 218890.7955 |  | 488547.494 | 17204.4355 | 0 | 169175 | 169175 | 488547.494 | unit | 4.0845 | 0.4328 | 1.1744 | 2.8878 | -286861.134 | 32511.36 | DROP | DROP | DROP | KEEP | KEEP | KEEP | [5 empty] | 0.4328 | DROP | 4.0845 | 86337.8489 | DROP | DROP | DROP | DROP | DROP | DROP | 1.1744 | 86337.8489 | 3.3982 | KEEP
DEF | T_LG_Solar Water Heater | 52936.7245 | 3.9566 | 0.55548 | 15 |  | 17107.5918 | 3478.7817 | 5680.522 | 26266.8955 |  | 58625.6993 | 2064.5323 | 0 | 20301 | 20301 | 58625.6993 | unit | 4.0845 | 0.4328 | 1.1744 | 2.8878 | -34423.3361 | 3901.3632 | DROP | DROP | DROP | KEEP | KEEP | KEEP | [5 empty] | 0.4328 | DROP | 4.0845 | 10360.5419 | DROP | DROP | DROP | DROP | DROP | DROP | 1.1744 | 10360.5419 | 3.3982 | KEEP
DEF | T_MS_Solar Water Heater | 330854.5281 | 24.7287 | 3.4718 | 15 |  | 106922.4486 | 21742.3856 | 35503.2625 | 164168.0966 |  | 366410.6205 | 12903.3266 | 0 | 135340 | 135340 | 366410.6205 | unit | 4.3568 | 0.4328 | 1.1074 | 2.7073 | -215145.8505 | 15924.77 | DROP | DROP | DROP | KEEP | KEEP | KEEP | [5 empty] | 0.4328 | DROP | 4.3568 | 73212.1367 | DROP | DROP | DROP | DROP | DROP | DROP | 1.1074 | 73212.1367 | 3.2483 | KEEP
DEF | T_OF_Solar Water Heater | 45952.0178 | 3.4345 | 0.48219 | 15 |  | 14850.3401 | 3019.7758 | 4931.0087 | 22801.1245 |  | 50890.364 | 1792.1287 | 0 | 20301 | 20301 | 50890.364 | unit | 4.7054 | 0.4328 | 1.032 | 2.5068 | -29881.3681 | 707.9958 | DROP | DROP | DROP | KEEP | KEEP | KEEP | [5 empty] | 0.4328 | DROP | 4.7054 | 11672.1301 | DROP | DROP | DROP | DROP | DROP | DROP | 1.032 | 11672.1301 | 3.0817 | KEEP
DEF | T_RS_Solar Water Heater | 18380.8071 | 1.3738 | 0.19288 | 15 |  | 5940.136 | 1207.9103 | 1972.4035 | 9120.4498 |  | 20356.1456 | 716.8515 | 0 | 13534 | 13534 | 20356.1456 | unit | 7.8423 | 0.4328 | 0.63999 | 1.5041 | -11952.5473 | -5130.4017 | DROP | DROP | DROP | DROP | DROP | DROP | [5 empty] | 0.4328 | DROP | 7.8423 | 10082.452 | DROP | DROP | DROP | DROP | DROP | DROP | 0.63999 | 10082.452 | 2.249 | DROP
DEF | T_RT_Solar Water Heater | 32754.5983 | 2.4481 | 0.3437 | 15 |  | 10585.3224 | 2152.4962 | 3514.823 | 16252.6416 |  | 36274.6514 | 1277.4293 | 0 | 20301 | 20301 | 36274.6514 | unit | 6.6012 | 0.4328 | 0.75319 | 1.7868 | -21299.4392 | -5325.7878 | DROP | DROP | DROP | DROP | DROP | DROP | [5 empty] | 0.4328 | DROP | 6.6012 | 14150.3415 | DROP | DROP | DROP | DROP | DROP | DROP | 0.75319 | 14150.3415 | 2.4839 | DROP
DEF | T_SC_Solar Water Heater | 2297.6512 | 0.17173 | 0.02411 | 15 |  | 742.5333 | 150.9921 | 246.5558 | 1140.0812 |  | 2544.574 | 89.6084 | 0 | 6767 | 6767 | 2544.574 | unit | 31.3684 | 0.4328 | 0.16627 | 0.37603 | -1494.1012 | -5716.5272 | DROP | DROP | DROP | DROP | DROP | DROP | [5 empty] | 0.4328 | DROP | 31.3684 | 6335.547 | DROP | DROP | DROP | DROP | DROP | DROP | 0.16627 | 6335.547 | 1.3123 | DROP
DEF | T_WR_Solar Water Heater | 11028.4843 | 0.82429 | 0.11573 | 15 |  | 3564.0816 | 724.7462 | 1183.4421 | 5472.2699 |  | 12213.6874 | 430.1109 | 0 | 6767 | 6767 | 12213.6874 | unit | 6.5352 | 0.4328 | 0.76034 | 1.8049 | -7171.5284 | -1724.841 | DROP | DROP | DROP | DROP | DROP | DROP | [5 empty] | 0.4328 | DROP | 6.5352 | 4696.0712 | DROP | DROP | DROP | DROP | DROP | DROP | 0.76034 | 4696.0712 | 2.4989 | DROP
DEF | N_AS_Solar Water Heater | 5514.2421 | 0.41215 | 0.057863 | 15 |  | 1782.0408 | 362.3731 | 591.721 | 2736.1349 |  | 6106.8437 | 215.0554 | 0 | 6767 | 6767 | 6106.8437 | unit | 13.0705 | 0.4328 | 0.39188 | 0.90244 | -3585.7642 | -4245.9205 | DROP | DROP | DROP | DROP | DROP | DROP | [5 empty] | 0.4328 | DROP | 13.0705 | 5731.5356 | DROP | DROP | DROP | DROP | DROP | DROP | 0.39188 | 5731.5356 | 1.7494 | DROP
DEF | N_CU_Solar Water Heater | 126827.5691 | 9.4793 | 1.3308 | 15 |  | 40986.9386 | 8334.5811 | 13609.5839 | 62931.1037 |  | 140457.4045 | 4946.2752 | 0 | 67670 | 67670 | 140457.4045 | unit | 5.6828 | 0.4328 | 0.86663 | 2.0756 | -82472.576 | -9685.1715 | DROP | DROP | DROP | DROP | DROP | DROP | [5 empty] | 0.4328 | DROP | 5.6828 | 43854.3191 | DROP | DROP | DROP | DROP | DROP | DROP | 0.86663 | 43854.3191 | 2.7237 | DROP
DEF | N_GR_Solar Water Heater | 11028.4843 | 0.82429 | 0.11573 | 15 |  | 3564.0816 | 724.7462 | 1183.4421 | 5472.2699 |  | 12213.6874 | 430.1109 | 0 | 6767 | 6767 | 12213.6874 | unit | 6.5352 | 0.4328 | 0.76034 | 1.8049 | -7171.5284 | -1724.841 | DROP | DROP | DROP | DROP | DROP | DROP | [5 empty] | 0.4328 | DROP | 6.5352 | 4696.0712 | DROP | DROP | DROP | DROP | DROP | DROP | 0.76034 | 4696.0712 | 2.4989 | DROP
DEF | N_HC_Solar Water Heater | 7352.3228 | 0.54953 | 0.07715 | 15 |  | 2376.0544 | 483.1641 | 788.9614 | 3648.1799 |  | 8142.4582 | 286.7406 | 0 | 6767 | 6767 | 8142.4582 | unit | 9.8028 | 0.4328 | 0.5172 | 1.2033 | -4781.0189 | -3405.5607 | DROP | DROP | DROP | DROP | DROP | DROP | [5 empty] | 0.4328 | DROP | 9.8028 | 5386.3808 | DROP | DROP | DROP | DROP | DROP | DROP | 0.5172 | 5386.3808 | 1.9992 | DROP
DEF | N_HS_Solar Water Heater | 222407.7661 | 16.6232 | 2.3338 | 15 |  | 71875.646 | 14615.7148 | 23866.082 | 110357.4427 |  | 246309.3616 | 8673.9029 | 0 | 101505 | 101505 | 246309.3616 | unit | 4.8609 | 0.4328 | 1.0016 | 2.4266 | -144625.8217 | 178.5398 | DROP | DROP | DROP | KEEP | KEEP | KEEP | [5 empty] | 0.4328 | DROP | 4.8609 | 59741.2697 | DROP | DROP | DROP | DROP | DROP | DROP | 1.0016 | 59741.2697 | 3.0151 | KEEP
DEF | N_IN_Solar Water Heater | 441139.3708 | 32.9716 | 4.629 | 15 |  | 142563.2647 | 28989.8474 | 47337.6833 | 218890.7955 |  | 488547.494 | 17204.4355 | 0 | 169175 | 169175 | 488547.494 | unit | 4.0845 | 0.4328 | 1.1744 | 2.8878 | -286861.134 | 32511.36 | DROP | DROP | DROP | KEEP | KEEP | KEEP | [5 empty] | 0.4328 | DROP | 4.0845 | 86337.8489 | DROP | DROP | DROP | DROP | DROP | DROP | 1.1744 | 86337.8489 | 3.3982 | KEEP
DEF | N_LG_Solar Water Heater | 52936.7245 | 3.9566 | 0.55548 | 15 |  | 17107.5918 | 3478.7817 | 5680.522 | 26266.8955 |  | 58625.6993 | 2064.5323 | 0 | 20301 | 20301 | 58625.6993 | unit | 4.0845 | 0.4328 | 1.1744 | 2.8878 | -34423.3361 | 3901.3632 | DROP | DROP | DROP | KEEP | KEEP | KEEP | [5 empty] | 0.4328 | DROP | 4.0845 | 10360.5419 | DROP | DROP | DROP | DROP | DROP | DROP | 1.1744 | 10360.5419 | 3.3982 | KEEP
DEF | N_MS_Solar Water Heater | 330854.5281 | 24.7287 | 3.4718 | 15 |  | 106922.4486 | 21742.3856 | 35503.2625 | 164168.0966 |  | 366410.6205 | 12903.3266 | 0 | 135340 | 135340 | 366410.6205 | unit | 4.3568 | 0.4328 | 1.1074 | 2.7073 | -215145.8505 | 15924.77 | DROP | DROP | DROP | KEEP | KEEP | KEEP | [5 empty] | 0.4328 | DROP | 4.3568 | 73212.1367 | DROP | DROP | DROP | DROP | DROP | DROP | 1.1074 | 73212.1367 | 3.2483 | KEEP
DEF | N_OF_Solar Water Heater | 45952.0178 | 3.4345 | 0.48219 | 15 |  | 14850.3401 | 3019.7758 | 4931.0087 | 22801.1245 |  | 50890.364 | 1792.1287 | 0 | 20301 | 20301 | 50890.364 | unit | 4.7054 | 0.4328 | 1.032 | 2.5068 | -29881.3681 | 707.9958 | DROP | DROP | DROP | KEEP | KEEP | KEEP | [5 empty] | 0.4328 | DROP | 4.7054 | 11672.1301 | DROP | DROP | DROP | DROP | DROP | DROP | 1.032 | 11672.1301 | 3.0817 | KEEP
DEF | N_RS_Solar Water Heater | 18380.8071 | 1.3738 | 0.19288 | 15 |  | 5940.136 | 1207.9103 | 1972.4035 | 9120.4498 |  | 20356.1456 | 716.8515 | 0 | 13534 | 13534 | 20356.1456 | unit | 7.8423 | 0.4328 | 0.63999 | 1.5041 | -11952.5473 | -5130.4017 | DROP | DROP | DROP | DROP | DROP | DROP | [5 empty] | 0.4328 | DROP | 7.8423 | 10082.452 | DROP | DROP | DROP | DROP | DROP | DROP | 0.63999 | 10082.452 | 2.249 | DROP
DEF | N_RT_Solar Water Heater | 32754.5983 | 2.4481 | 0.3437 | 15 |  | 10585.3224 | 2152.4962 | 3514.823 | 16252.6416 |  | 36274.6514 | 1277.4293 | 0 | 20301 | 20301 | 36274.6514 | unit | 6.6012 | 0.4328 | 0.75319 | 1.7868 | -21299.4392 | -5325.7878 | DROP | DROP | DROP | DROP | DROP | DROP | [5 empty] | 0.4328 | DROP | 6.6012 | 14150.3415 | DROP | DROP | DROP | DROP | DROP | DROP | 0.75319 | 14150.3415 | 2.4839 | DROP
DEF | N_SC_Solar Water Heater | 2297.6512 | 0.17173 | 0.02411 | 15 |  | 742.5333 | 150.9921 | 246.5558 | 1140.0812 |  | 2544.574 | 89.6084 | 0 | 6767 | 6767 | 2544.574 | unit | 31.3684 | 0.4328 | 0.16627 | 0.37603 | -1494.1012 | -5716.5272 | DROP | DROP | DROP | DROP | DROP | DROP | [5 empty] | 0.4328 | DROP | 31.3684 | 6335.547 | DROP | DROP | DROP | DROP | DROP | DROP | 0.16627 | 6335.547 | 1.3123 | DROP
DEF | N_WR_Solar Water Heater | 11028.4843 | 0.82429 | 0.11573 | 15 |  | 3564.0816 | 724.7462 | 1183.4421 | 5472.2699 |  | 12213.6874 | 430.1109 | 0 | 6767 | 6767 | 12213.6874 | unit | 6.5352 | 0.4328 | 0.76034 | 1.8049 | -7171.5284 | -1724.841 | DROP | DROP | DROP | DROP | DROP | DROP | [5 empty] | 0.4328 | DROP | 6.5352 | 4696.0712 | DROP | DROP | DROP | DROP | DROP | DROP | 0.76034 | 4696.0712 | 2.4989 | DROP
DEF | T_AS_CFL - 15W Flood | 200.9 | 0 | 0 | 8 |  | 35.2286 | 0 | 0 | 35.2286 |  | 130.1243 | 7.8351 | 0 | 3.92 | 3.92 | 130.1243 | bulb | 0.20782 | 0.25536 | 2.9969 | 33.195 | -102.7307 | 23.4735 | DROP | DROP | DROP | DROP | DROP | DROP | [5 empty] | 0.25536 | DROP | 0.20782 | 0 | DROP | DROP | DROP | DROP | DROP | DROP | 2.9969 | 0 | 33.195 | DROP
DEF | T_CU_CFL - 15W Flood | 200.9 | 0 | 0 | 8 |  | 35.2286 | 0 | 0 | 35.2286 |  | 130.1243 | 7.8351 | 0 | 3.92 | 3.92 | 130.1243 | bulb | 0.20782 | 0.25536 | 2.9969 | 33.195 | -102.7307 | 23.4735 | DROP | DROP | DROP | DROP | DROP | DROP | [5 empty] | 0.25536 | DROP | 0.20782 | 0 | DROP | DROP | DROP | DROP | DROP | DROP | 2.9969 | 0 | 33.195 | DROP
DEF | T_GR_CFL - 15W Flood | 200.9 | 0 | 0 | 8 |  | 35.2286 | 0 | 0 | 35.2286 |  | 130.1243 | 7.8351 | 0 | 3.92 | 3.92 | 130.1243 | bulb | 0.20782 | 0.25536 | 2.9969 | 33.195 | -102.7307 | 23.4735 | DROP | DROP | DROP | DROP | DROP | DROP | [5 empty] | 0.25536 | DROP | 0.20782 | 0 | DROP | DROP | DROP | DROP | DROP | DROP | 2.9969 | 0 | 33.195 | DROP
DEF | T_HC_CFL - 15W Flood | 200.9 | 0 | 0 | 8 |  | 35.2286 | 0 | 0 | 35.2286 |  | 130.1243 | 7.8351 | 0 | 3.92 | 3.92 | 130.1243 | bulb | 0.20782 | 0.25536 | 2.9969 | 33.195 | -102.7307 | 23.4735 | DROP | DROP | DROP | DROP | DROP | DROP | [5 empty] | 0.25536 | DROP | 0.20782 | 0 | DROP | DROP | DROP | DROP | DROP | DROP | 2.9969 | 0 | 33.195 | DROP
DEF | T_HS_CFL - 15W Flood | 200.9 | 0 | 0 | 8 |  | 35.2286 | 0 | 0 | 35.2286 |  | 130.1243 | 7.8351 | 0 | 3.92 | 3.92 | 130.1243 | bulb | 0.20782 | 0.25536 | 2.9969 | 33.195 | -102.7307 | 23.4735 | DROP | DROP | DROP | DROP | DROP | DROP | [5 empty] | 0.25536 | DROP | 0.20782 | 0 | DROP | DROP | DROP | DROP | DROP | DROP | 2.9969 | 0 | 33.195 | DROP
DEF | T_IN_CFL - 15W Flood | 200.9 | 0 | 0 | 8 |  | 35.2286 | 0 | 0 | 35.2286 |  | 130.1243 | 7.8351 | 0 | 3.92 | 3.92 | 130.1243 | bulb | 0.20782 | 0.25536 | 2.9969 | 33.195 | -102.7307 | 23.4735 | DROP | DROP | DROP | DROP | DROP | DROP | [5 empty] | 0.25536 | DROP | 0.20782 | 0 | DROP | DROP | DROP | DROP | DROP | DROP | 2.9969 | 0 | 33.195 | DROP
DEF | T_LG_CFL - 15W Flood | 200.9 | 0 | 0 | 8 |  | 35.2286 | 0 | 0 | 35.2286 |  | 130.1243 | 7.8351 | 0 | 3.92 | 3.92 | 130.1243 | bulb | 0.20782 | 0.25536 | 2.9969 | 33.195 | -102.7307 | 23.4735 | DROP | DROP | DROP | DROP | DROP | DROP | [5 empty] | 0.25536 | DROP | 0.20782 | 0 | DROP | DROP | DROP | DROP | DROP | DROP | 2.9969 | 0 | 33.195 | DROP
DEF | T_MS_CFL - 15W Flood | 200.9 | 0 | 0 | 8 |  | 35.2286 | 0 | 0 | 35.2286 |  | 130.1243 | 7.8351 | 0 | 3.92 | 3.92 | 130.1243 | bulb | 0.20782 | 0.25536 | 2.9969 | 33.195 | -102.7307 | 23.4735 | DROP | DROP | DROP | DROP | DROP | DROP | [5 empty] | 0.25536 | DROP | 0.20782 | 0 | DROP | DROP | DROP | DROP | DROP | DROP | 2.9969 | 0 | 33.195 | DROP
DEF | T_OF_CFL - 15W Flood | 200.9 | 0 | 0 | 8 |  | 35.2286 | 0 | 0 | 35.2286 |  | 130.1243 | 7.8351 | 0 | 3.92 | 3.92 | 130.1243 | bulb | 0.20782 | 0.25536 | 2.9969 | 33.195 | -102.7307 | 23.4735 | DROP | DROP | DROP | DROP | DROP | DROP | [5 empty] | 0.25536 | DROP | 0.20782 | 0 | DROP | DROP | DROP | DROP | DROP | DROP | 2.9969 | 0 | 33.195 | DROP
DEF | T_RS_CFL - 15W Flood | 200.9 | 0 | 0 | 8 |  | 35.2286 | 0 | 0 | 35.2286 |  | 130.1243 | 7.8351 | 0 | 3.92 | 3.92 | 130.1243 | bulb | 0.20782 | 0.25536 | 2.9969 | 33.195 | -102.7307 | 23.4735 | DROP | DROP | DROP | DROP | DROP | DROP | [5 empty] | 0.25536 | DROP | 0.20782 | 0 | DROP | DROP | DROP | DROP | DROP | DROP | 2.9969 | 0 | 33.195 | DROP
DEF | T_RT_CFL - 15W Flood | 200.9 | 0 | 0 | 8 |  | 35.2286 | 0 | 0 | 35.2286 |  | 130.1243 | 7.8351 | 0 | 3.92 | 3.92 | 130.1243 | bulb | 0.20782 | 0.25536 | 2.9969 | 33.195 | -102.7307 | 23.4735 | DROP | DROP | DROP | DROP | DROP | DROP | [5 empty] | 0.25536 | DROP | 0.20782 | 0 | DROP | DROP | DROP | DROP | DROP | DROP | 2.9969 | 0 | 33.195 | DROP
DEF | T_SC_CFL - 15W Flood | 200.9 | 0 | 0 | 8 |  | 35.2286 | 0 | 0 | 35.2286 |  | 130.1243 | 7.8351 | 0 | 3.92 | 3.92 | 130.1243 | bulb | 0.20782 | 0.25536 | 2.9969 | 33.195 | -102.7307 | 23.4735 | DROP | DROP | DROP | DROP | DROP | DROP | [5 empty] | 0.25536 | DROP | 0.20782 | 0 | DROP | DROP | DROP | DROP | DROP | DROP | 2.9969 | 0 | 33.195 | DROP
DEF | T_WR_CFL - 15W Flood | 200.9 | 0 | 0 | 8 |  | 35.2286 | 0 | 0 | 35.2286 |  | 130.1243 | 7.8351 | 0 | 3.92 | 3.92 | 130.1243 | bulb | 0.20782 | 0.25536 | 2.9969 | 33.195 | -102.7307 | 23.4735 | DROP | DROP | DROP | DROP | DROP | DROP | [5 empty] | 0.25536 | DROP | 0.20782 | 0 | DROP | DROP | DROP | DROP | DROP | DROP | 2.9969 | 0 | 33.195 | DROP
DEF | N_AS_CFL - 15W Flood | 200.9 | 0 | 0 | 8 |  | 35.2286 | 0 | 0 | 35.2286 |  | 130.1243 | 7.8351 | 0 | 3.92 | 3.92 | 130.1243 | bulb | 0.20782 | 0.25536 | 2.9969 | 33.195 | -102.7307 | 23.4735 | DROP | DROP | DROP | DROP | DROP | DROP | [5 empty] | 0.25536 | DROP | 0.20782 | 0 | DROP | DROP | DROP | DROP | DROP | DROP | 2.9969 | 0 | 33.195 | DROP
DEF | N_CU_CFL - 15W Flood | 200.9 | 0 | 0 | 8 |  | 35.2286 | 0 | 0 | 35.2286 |  | 130.1243 | 7.8351 | 0 | 3.92 | 3.92 | 130.1243 | bulb | 0.20782 | 0.25536 | 2.9969 | 33.195 | -102.7307 | 23.4735 | DROP | DROP | DROP | DROP | DROP | DROP | [5 empty] | 0.25536 | DROP | 0.20782 | 0 | DROP | DROP | DROP | DROP | DROP | DROP | 2.9969 | 0 | 33.195 | DROP
DEF | N_GR_CFL - 15W Flood | 200.9 | 0 | 0 | 8 |  | 35.2286 | 0 | 0 | 35.2286 |  | 130.1243 | 7.8351 | 0 | 3.92 | 3.92 | 130.1243 | bulb | 0.20782 | 0.25536 | 2.9969 | 33.195 | -102.7307 | 23.4735 | DROP | DROP | DROP | DROP | DROP | DROP | [5 empty] | 0.25536 | DROP | 0.20782 | 0 | DROP | DROP | DROP | DROP | DROP | DROP | 2.9969 | 0 | 33.195 | DROP
DEF | N_HC_CFL - 15W Flood | 200.9 | 0 | 0 | 8 |  | 35.2286 | 0 | 0 | 35.2286 |  | 130.1243 | 7.8351 | 0 | 3.92 | 3.92 | 130.1243 | bulb | 0.20782 | 0.25536 | 2.9969 | 33.195 | -102.7307 | 23.4735 | DROP | DROP | DROP | DROP | DROP | DROP | [5 empty] | 0.25536 | DROP | 0.20782 | 0 | DROP | DROP | DROP | DROP | DROP | DROP | 2.9969 | 0 | 33.195 | DROP
DEF | N_HS_CFL - 15W Flood | 200.9 | 0 | 0 | 8 |  | 35.2286 | 0 | 0 | 35.2286 |  | 130.1243 | 7.8351 | 0 | 3.92 | 3.92 | 130.1243 | bulb | 0.20782 | 0.25536 | 2.9969 | 33.195 | -102.7307 | 23.4735 | DROP | DROP | DROP | DROP | DROP | DROP | [5 empty] | 0.25536 | DROP | 0.20782 | 0 | DROP | DROP | DROP | DROP | DROP | DROP | 2.9969 | 0 | 33.195 | DROP
DEF | N_IN_CFL - 15W Flood | 200.9 | 0 | 0 | 8 |  | 35.2286 | 0 | 0 | 35.2286 |  | 130.1243 | 7.8351 | 0 | 3.92 | 3.92 | 130.1243 | bulb | 0.20782 | 0.25536 | 2.9969 | 33.195 | -102.7307 | 23.4735 | DROP | DROP | DROP | DROP | DROP | DROP | [5 empty] | 0.25536 | DROP | 0.20782 | 0 | DROP | DROP | DROP | DROP | DROP | DROP | 2.9969 | 0 | 33.195 | DROP
DEF | N_LG_CFL - 15W Flood | 200.9 | 0 | 0 | 8 |  | 35.2286 | 0 | 0 | 35.2286 |  | 130.1243 | 7.8351 | 0 | 3.92 | 3.92 | 130.1243 | bulb | 0.20782 | 0.25536 | 2.9969 | 33.195 | -102.7307 | 23.4735 | DROP | DROP | DROP | DROP | DROP | DROP | [5 empty] | 0.25536 | DROP | 0.20782 | 0 | DROP | DROP | DROP | DROP | DROP | DROP | 2.9969 | 0 | 33.195 | DROP
DEF | N_MS_CFL - 15W Flood | 200.9 | 0 | 0 | 8 |  | 35.2286 | 0 | 0 | 35.2286 |  | 130.1243 | 7.8351 | 0 | 3.92 | 3.92 | 130.1243 | bulb | 0.20782 | 0.25536 | 2.9969 | 33.195 | -102.7307 | 23.4735 | DROP | DROP | DROP | DROP | DROP | DROP | [5 empty] | 0.25536 | DROP | 0.20782 | 0 | DROP | DROP | DROP | DROP | DROP | DROP | 2.9969 | 0 | 33.195 | DROP
DEF | N_OF_CFL - 15W Flood | 200.9 | 0 | 0 | 8 |  | 35.2286 | 0 | 0 | 35.2286 |  | 130.1243 | 7.8351 | 0 | 3.92 | 3.92 | 130.1243 | bulb | 0.20782 | 0.25536 | 2.9969 | 33.195 | -102.7307 | 23.4735 | DROP | DROP | DROP | DROP | DROP | DROP | [5 empty] | 0.25536 | DROP | 0.20782 | 0 | DROP | DROP | DROP | DROP | DROP | DROP | 2.9969 | 0 | 33.195 | DROP
DEF | N_RS_CFL - 15W Flood | 200.9 | 0 | 0 | 8 |  | 35.2286 | 0 | 0 | 35.2286 |  | 130.1243 | 7.8351 | 0 | 3.92 | 3.92 | 130.1243 | bulb | 0.20782 | 0.25536 | 2.9969 | 33.195 | -102.7307 | 23.4735 | DROP | DROP | DROP | DROP | DROP | DROP | [5 empty] | 0.25536 | DROP | 0.20782 | 0 | DROP | DROP | DROP | DROP | DROP | DROP | 2.9969 | 0 | 33.195 | DROP
DEF | N_RT_CFL - 15W Flood | 200.9 | 0 | 0 | 8 |  | 35.2286 | 0 | 0 | 35.2286 |  | 130.1243 | 7.8351 | 0 | 3.92 | 3.92 | 130.1243 | bulb | 0.20782 | 0.25536 | 2.9969 | 33.195 | -102.7307 | 23.4735 | DROP | DROP | DROP | DROP | DROP | DROP | [5 empty] | 0.25536 | DROP | 0.20782 | 0 | DROP | DROP | DROP | DROP | DROP | DROP | 2.9969 | 0 | 33.195 | DROP
DEF | N_SC_CFL - 15W Flood | 200.9 | 0 | 0 | 8 |  | 35.2286 | 0 | 0 | 35.2286 |  | 130.1243 | 7.8351 | 0 | 3.92 | 3.92 | 130.1243 | bulb | 0.20782 | 0.25536 | 2.9969 | 33.195 | -102.7307 | 23.4735 | DROP | DROP | DROP | DROP | DROP | DROP | [5 empty] | 0.25536 | DROP | 0.20782 | 0 | DROP | DROP | DROP | DROP | DROP | DROP | 2.9969 | 0 | 33.195 | DROP
DEF | N_WR_CFL - 15W Flood | 200.9 | 0 | 0 | 8 |  | 35.2286 | 0 | 0 | 35.2286 |  | 130.1243 | 7.8351 | 0 | 3.92 | 3.92 | 130.1243 | bulb | 0.20782 | 0.25536 | 2.9969 | 33.195 | -102.7307 | 23.4735 | DROP | DROP | DROP | DROP | DROP | DROP | [5 empty] | 0.25536 | DROP | 0.20782 | 0 | DROP | DROP | DROP | DROP | DROP | DROP | 2.9969 | 0 | 33.195 | DROP
DEF | T_AS_High Efficiency HID Lighting | 484.169 | 0 | 0 | 13 |  | 137.0544 | 0 | 0 | 137.0544 |  | 477.539 | 18.8826 | 0 | 193.44 | 193.44 | 477.539 | fixture | 4.2553 | 0.27608 | 0.6455 | 2.4687 | -359.3672 | -75.2682 | DROP | DROP | DROP | DROP | DROP | DROP | [5 empty] | 0.27608 | DROP | 4.2553 | 102.5227 | DROP | DROP | DROP | DROP | DROP | DROP | 0.6455 | 102.5227 | 2.9987 | DROP
DEF | T_CU_High Efficiency HID Lighting | 484.169 | 0 | 0 | 13 |  | 137.0544 | 0 | 0 | 137.0544 |  | 477.539 | 18.8826 | 0 | 193.44 | 193.44 | 477.539 | fixture | 4.2553 | 0.27608 | 0.6455 | 2.4687 | -359.3672 | -75.2682 | DROP | DROP | DROP | DROP | DROP | DROP | [5 empty] | 0.27608 | DROP | 4.2553 | 102.5227 | DROP | DROP | DROP | DROP | DROP | DROP | 0.6455 | 102.5227 | 2.9987 | DROP
DEF | T_GR_High Efficiency HID Lighting | 484.169 | 0 | 0 | 13 |  | 137.0544 | 0 | 0 | 137.0544 |  | 477.539 | 18.8826 | 0 | 193.44 | 193.44 | 477.539 | fixture | 4.2553 | 0.27608 | 0.6455 | 2.4687 | -359.3672 | -75.2682 | DROP | DROP | DROP | DROP | DROP | DROP | [5 empty] | 0.27608 | DROP | 4.2553 | 102.5227 | DROP | DROP | DROP | DROP | DROP | DROP | 0.6455 | 102.5227 | 2.9987 | DROP
DEF | T_HC_High Efficiency HID Lighting | 484.169 | 0 | 0 | 13 |  | 137.0544 | 0 | 0 | 137.0544 |  | 477.539 | 18.8826 | 0 | 193.44 | 193.44 | 477.539 | fixture | 4.2553 | 0.27608 | 0.6455 | 2.4687 | -359.3672 | -75.2682 | DROP | DROP | DROP | DROP | DROP | DROP | [5 empty] | 0.27608 | DROP | 4.2553 | 102.5227 | DROP | DROP | DROP | DROP | DROP | DROP | 0.6455 | 102.5227 | 2.9987 | DROP
DEF | T_HS_High Efficiency HID Lighting | 484.169 | 0 | 0 | 13 |  | 137.0544 | 0 | 0 | 137.0544 |  | 477.539 | 18.8826 | 0 | 193.44 | 193.44 | 477.539 | fixture | 4.2553 | 0.27608 | 0.6455 | 2.4687 | -359.3672 | -75.2682 | DROP | DROP | DROP | DROP | DROP | DROP | [5 empty] | 0.27608 | DROP | 4.2553 | 102.5227 | DROP | DROP | DROP | DROP | DROP | DROP | 0.6455 | 102.5227 | 2.9987 | DROP
DEF | T_IN_High Efficiency HID Lighting | 484.169 | 0 | 0 | 13 |  | 137.0544 | 0 | 0 | 137.0544 |  | 477.539 | 18.8826 | 0 | 193.44 | 193.44 | 477.539 | fixture | 4.2553 | 0.27608 | 0.6455 | 2.4687 | -359.3672 | -75.2682 | DROP | DROP | DROP | DROP | DROP | DROP | [5 empty] | 0.27608 | DROP | 4.2553 | 102.5227 | DROP | DROP | DROP | DROP | DROP | DROP | 0.6455 | 102.5227 | 2.9987 | DROP
DEF | T_LG_High Efficiency HID Lighting | 484.169 | 0 | 0 | 13 |  | 137.0544 | 0 | 0 | 137.0544 |  | 477.539 | 18.8826 | 0 | 193.44 | 193.44 | 477.539 | fixture | 4.2553 | 0.27608 | 0.6455 | 2.4687 | -359.3672 | -75.2682 | DROP | DROP | DROP | DROP | DROP | DROP | [5 empty] | 0.27608 | DROP | 4.2553 | 102.5227 | DROP | DROP | DROP | DROP | DROP | DROP | 0.6455 | 102.5227 | 2.9987 | DROP
DEF | T_MS_High Efficiency HID Lighting | 484.169 | 0 | 0 | 13 |  | 137.0544 | 0 | 0 | 137.0544 |  | 477.539 | 18.8826 | 0 | 193.44 | 193.44 | 477.539 | fixture | 4.2553 | 0.27608 | 0.6455 | 2.4687 | -359.3672 | -75.2682 | DROP | DROP | DROP | DROP | DROP | DROP | [5 empty] | 0.27608 | DROP | 4.2553 | 102.5227 | DROP | DROP | DROP | DROP | DROP | DROP | 0.6455 | 102.5227 | 2.9987 | DROP
DEF | T_OF_High Efficiency HID Lighting | 484.169 | 0 | 0 | 13 |  | 137.0544 | 0 | 0 | 137.0544 |  | 477.539 | 18.8826 | 0 | 193.44 | 193.44 | 477.539 | fixture | 4.2553 | 0.27608 | 0.6455 | 2.4687 | -359.3672 | -75.2682 | DROP | DROP | DROP | DROP | DROP | DROP | [5 empty] | 0.27608 | DROP | 4.2553 | 102.5227 | DROP | DROP | DROP | DROP | DROP | DROP | 0.6455 | 102.5227 | 2.9987 | DROP
DEF | T_RS_High Efficiency HID Lighting | 484.169 | 0 | 0 | 13 |  | 137.0544 | 0 | 0 | 137.0544 |  | 477.539 | 18.8826 | 0 | 193.44 | 193.44 | 477.539 | fixture | 4.2553 | 0.27608 | 0.6455 | 2.4687 | -359.3672 | -75.2682 | DROP | DROP | DROP | DROP | DROP | DROP | [5 empty] | 0.27608 | DROP | 4.2553 | 102.5227 | DROP | DROP | DROP | DROP | DROP | DROP | 0.6455 | 102.5227 | 2.9987 | DROP
DEF | T_RT_High Efficiency HID Lighting | 484.169 | 0 | 0 | 13 |  | 137.0544 | 0 | 0 | 137.0544 |  | 477.539 | 18.8826 | 0 | 193.44 | 193.44 | 477.539 | fixture | 4.2553 | 0.27608 | 0.6455 | 2.4687 | -359.3672 | -75.2682 | DROP | DROP | DROP | DROP | DROP | DROP | [5 empty] | 0.27608 | DROP | 4.2553 | 102.5227 | DROP | DROP | DROP | DROP | DROP | DROP | 0.6455 | 102.5227 | 2.9987 | DROP
DEF | T_SC_High Efficiency HID Lighting | 484.169 | 0 | 0 | 13 |  | 137.0544 | 0 | 0 | 137.0544 |  | 477.539 | 18.8826 | 0 | 193.44 | 193.44 | 477.539 | fixture | 4.2553 | 0.27608 | 0.6455 | 2.4687 | -359.3672 | -75.2682 | DROP | DROP | DROP | DROP | DROP | DROP | [5 empty] | 0.27608 | DROP | 4.2553 | 102.5227 | DROP | DROP | DROP | DROP | DROP | DROP | 0.6455 | 102.5227 | 2.9987 | DROP
DEF | T_WR_High Efficiency HID Lighting | 484.169 | 0 | 0 | 13 |  | 137.0544 | 0 | 0 | 137.0544 |  | 477.539 | 18.8826 | 0 | 193.44 | 193.44 | 477.539 | fixture | 4.2553 | 0.27608 | 0.6455 | 2.4687 | -359.3672 | -75.2682 | DROP | DROP | DROP | DROP | DROP | DROP | [5 empty] | 0.27608 | DROP | 4.2553 | 102.5227 | DROP | DROP | DROP | DROP | DROP | DROP | 0.6455 | 102.5227 | 2.9987 | DROP
DEF | N_AS_High Efficiency HID Lighting | 484.169 | 0 | 0 | 13 |  | 137.0544 | 0 | 0 | 137.0544 |  | 477.539 | 18.8826 | 0 | 193.44 | 193.44 | 477.539 | fixture | 4.2553 | 0.27608 | 0.6455 | 2.4687 | -359.3672 | -75.2682 | DROP | DROP | DROP | DROP | DROP | DROP | [5 empty] | 0.27608 | DROP | 4.2553 | 102.5227 | DROP | DROP | DROP | DROP | DROP | DROP | 0.6455 | 102.5227 | 2.9987 | DROP
DEF | N_CU_High Efficiency HID Lighting | 484.169 | 0 | 0 | 13 |  | 137.0544 | 0 | 0 | 137.0544 |  | 477.539 | 18.8826 | 0 | 193.44 | 193.44 | 477.539 | fixture | 4.2553 | 0.27608 | 0.6455 | 2.4687 | -359.3672 | -75.2682 | DROP | DROP | DROP | DROP | DROP | DROP | [5 empty] | 0.27608 | DROP | 4.2553 | 102.5227 | DROP | DROP | DROP | DROP | DROP | DROP | 0.6455 | 102.5227 | 2.9987 | DROP
DEF | N_GR_High Efficiency HID Lighting | 484.169 | 0 | 0 | 13 |  | 137.0544 | 0 | 0 | 137.0544 |  | 477.539 | 18.8826 | 0 | 193.44 | 193.44 | 477.539 | fixture | 4.2553 | 0.27608 | 0.6455 | 2.4687 | -359.3672 | -75.2682 | DROP | DROP | DROP | DROP | DROP | DROP | [5 empty] | 0.27608 | DROP | 4.2553 | 102.5227 | DROP | DROP | DROP | DROP | DROP | DROP | 0.6455 | 102.5227 | 2.9987 | DROP
DEF | N_HC_High Efficiency HID Lighting | 484.169 | 0 | 0 | 13 |  | 137.0544 | 0 | 0 | 137.0544 |  | 477.539 | 18.8826 | 0 | 193.44 | 193.44 | 477.539 | fixture | 4.2553 | 0.27608 | 0.6455 | 2.4687 | -359.3672 | -75.2682 | DROP | DROP | DROP | DROP | DROP | DROP | [5 empty] | 0.27608 | DROP | 4.2553 | 102.5227 | DROP | DROP | DROP | DROP | DROP | DROP | 0.6455 | 102.5227 | 2.9987 | DROP
DEF | N_HS_High Efficiency HID Lighting | 484.169 | 0 | 0 | 13 |  | 137.0544 | 0 | 0 | 137.0544 |  | 477.539 | 18.8826 | 0 | 193.44 | 193.44 | 477.539 | fixture | 4.2553 | 0.27608 | 0.6455 | 2.4687 | -359.3672 | -75.2682 | DROP | DROP | DROP | DROP | DROP | DROP | [5 empty] | 0.27608 | DROP | 4.2553 | 102.5227 | DROP | DROP | DROP | DROP | DROP | DROP | 0.6455 | 102.5227 | 2.9987 | DROP
DEF | N_IN_High Efficiency HID Lighting | 484.169 | 0 | 0 | 13 |  | 137.0544 | 0 | 0 | 137.0544 |  | 477.539 | 18.8826 | 0 | 193.44 | 193.44 | 477.539 | fixture | 4.2553 | 0.27608 | 0.6455 | 2.4687 | -359.3672 | -75.2682 | DROP | DROP | DROP | DROP | DROP | DROP | [5 empty] | 0.27608 | DROP | 4.2553 | 102.5227 | DROP | DROP | DROP | DROP | DROP | DROP | 0.6455 | 102.5227 | 2.9987 | DROP
DEF | N_LG_High Efficiency HID Lighting | 484.169 | 0 | 0 | 13 |  | 137.0544 | 0 | 0 | 137.0544 |  | 477.539 | 18.8826 | 0 | 193.44 | 193.44 | 477.539 | fixture | 4.2553 | 0.27608 | 0.6455 | 2.4687 | -359.3672 | -75.2682 | DROP | DROP | DROP | DROP | DROP | DROP | [5 empty] | 0.27608 | DROP | 4.2553 | 102.5227 | DROP | DROP | DROP | DROP | DROP | DROP | 0.6455 | 102.5227 | 2.9987 | DROP
DEF | N_MS_High Efficiency HID Lighting | 484.169 | 0 | 0 | 13 |  | 137.0544 | 0 | 0 | 137.0544 |  | 477.539 | 18.8826 | 0 | 193.44 | 193.44 | 477.539 | fixture | 4.2553 | 0.27608 | 0.6455 | 2.4687 | -359.3672 | -75.2682 | DROP | DROP | DROP | DROP | DROP | DROP | [5 empty] | 0.27608 | DROP | 4.2553 | 102.5227 | DROP | DROP | DROP | DROP | DROP | DROP | 0.6455 | 102.5227 | 2.9987 | DROP
DEF | N_OF_High Efficiency HID Lighting | 484.169 | 0 | 0 | 13 |  | 137.0544 | 0 | 0 | 137.0544 |  | 477.539 | 18.8826 | 0 | 193.44 | 193.44 | 477.539 | fixture | 4.2553 | 0.27608 | 0.6455 | 2.4687 | -359.3672 | -75.2682 | DROP | DROP | DROP | DROP | DROP | DROP | [5 empty] | 0.27608 | DROP | 4.2553 | 102.5227 | DROP | DROP | DROP | DROP | DROP | DROP | 0.6455 | 102.5227 | 2.9987 | DROP
DEF | N_RS_High Efficiency HID Lighting | 484.169 | 0 | 0 | 13 |  | 137.0544 | 0 | 0 | 137.0544 |  | 477.539 | 18.8826 | 0 | 193.44 | 193.44 | 477.539 | fixture | 4.2553 | 0.27608 | 0.6455 | 2.4687 | -359.3672 | -75.2682 | DROP | DROP | DROP | DROP | DROP | DROP | [5 empty] | 0.27608 | DROP | 4.2553 | 102.5227 | DROP | DROP | DROP | DROP | DROP | DROP | 0.6455 | 102.5227 | 2.9987 | DROP
DEF | N_RT_High Efficiency HID Lighting | 484.169 | 0 | 0 | 13 |  | 137.0544 | 0 | 0 | 137.0544 |  | 477.539 | 18.8826 | 0 | 193.44 | 193.44 | 477.539 | fixture | 4.2553 | 0.27608 | 0.6455 | 2.4687 | -359.3672 | -75.2682 | DROP | DROP | DROP | DROP | DROP | DROP | [5 empty] | 0.27608 | DROP | 4.2553 | 102.5227 | DROP | DROP | DROP | DROP | DROP | DROP | 0.6455 | 102.5227 | 2.9987 | DROP
DEF | N_SC_High Efficiency HID Lighting | 484.169 | 0 | 0 | 13 |  | 137.0544 | 0 | 0 | 137.0544 |  | 477.539 | 18.8826 | 0 | 193.44 | 193.44 | 477.539 | fixture | 4.2553 | 0.27608 | 0.6455 | 2.4687 | -359.3672 | -75.2682 | DROP | DROP | DROP | DROP | DROP | DROP | [5 empty] | 0.27608 | DROP | 4.2553 | 102.5227 | DROP | DROP | DROP | DROP | DROP | DROP | 0.6455 | 102.5227 | 2.9987 | DROP
DEF | N_WR_High Efficiency HID Lighting | 484.169 | 0 | 0 | 13 |  | 137.0544 | 0 | 0 | 137.0544 |  | 477.539 | 18.8826 | 0 | 193.44 | 193.44 | 477.539 | fixture | 4.2553 | 0.27608 | 0.6455 | 2.4687 | -359.3672 | -75.2682 | DROP | DROP | DROP | DROP | DROP | DROP | [5 empty] | 0.27608 | DROP | 4.2553 | 102.5227 | DROP | DROP | DROP | DROP | DROP | DROP | 0.6455 | 102.5227 | 2.9987 | DROP
DEF | T_AS_LED - 9W Flood | 225.008 | 0 | 0 | 15 |  | 72.716 | 0 | 0 | 72.716 |  | 249.189 | 8.7753 | 0 | 3.14 | 3.14 | 249.189 | bulb | 0.14863 | 0.28188 | 6.1027 | 79.3596 | -185.2484 | 60.8007 | DROP | DROP | DROP | DROP | DROP | DROP | [5 empty] | 0.28188 | DROP | 0.14863 | 0 | DROP | DROP | DROP | DROP | DROP | DROP | 6.1027 | 0 | 79.3596 | DROP
DEF | T_CU_LED - 9W Flood | 225.008 | 0 | 0 | 15 |  | 72.716 | 0 | 0 | 72.716 |  | 249.189 | 8.7753 | 0 | 3.14 | 3.14 | 249.189 | bulb | 0.14863 | 0.28188 | 6.1027 | 79.3596 | -185.2484 | 60.8007 | DROP | DROP | DROP | DROP | DROP | DROP | [5 empty] | 0.28188 | DROP | 0.14863 | 0 | DROP | DROP | DROP | DROP | DROP | DROP | 6.1027 | 0 | 79.3596 | DROP
DEF | T_GR_LED - 9W Flood | 225.008 | 0 | 0 | 15 |  | 72.716 | 0 | 0 | 72.716 |  | 249.189 | 8.7753 | 0 | 3.14 | 3.14 | 249.189 | bulb | 0.14863 | 0.28188 | 6.1027 | 79.3596 | -185.2484 | 60.8007 | DROP | DROP | DROP | DROP | DROP | DROP | [5 empty] | 0.28188 | DROP | 0.14863 | 0 | DROP | DROP | DROP | DROP | DROP | DROP | 6.1027 | 0 | 79.3596 | DROP
DEF | T_HC_LED - 9W Flood | 225.008 | 0 | 0 | 15 |  | 72.716 | 0 | 0 | 72.716 |  | 249.189 | 8.7753 | 0 | 3.14 | 3.14 | 249.189 | bulb | 0.14863 | 0.28188 | 6.1027 | 79.3596 | -185.2484 | 60.8007 | DROP | DROP | DROP | DROP | DROP | DROP | [5 empty] | 0.28188 | DROP | 0.14863 | 0 | DROP | DROP | DROP | DROP | DROP | DROP | 6.1027 | 0 | 79.3596 | DROP
DEF | T_HS_LED - 9W Flood | 225.008 | 0 | 0 | 15 |  | 72.716 | 0 | 0 | 72.716 |  | 249.189 | 8.7753 | 0 | 3.14 | 3.14 | 249.189 | bulb | 0.14863 | 0.28188 | 6.1027 | 79.3596 | -185.2484 | 60.8007 | DROP | DROP | DROP | DROP | DROP | DROP | [5 empty] | 0.28188 | DROP | 0.14863 | 0 | DROP | DROP | DROP | DROP | DROP | DROP | 6.1027 | 0 | 79.3596 | DROP
DEF | T_IN_LED - 9W Flood | 225.008 | 0 | 0 | 15 |  | 72.716 | 0 | 0 | 72.716 |  | 249.189 | 8.7753 | 0 | 3.14 | 3.14 | 249.189 | bulb | 0.14863 | 0.28188 | 6.1027 | 79.3596 | -185.2484 | 60.8007 | DROP | DROP | DROP | DROP | DROP | DROP | [5 empty] | 0.28188 | DROP | 0.14863 | 0 | DROP | DROP | DROP | DROP | DROP | DROP | 6.1027 | 0 | 79.3596 | DROP
DEF | T_LG_LED - 9W Flood | 225.008 | 0 | 0 | 15 |  | 72.716 | 0 | 0 | 72.716 |  | 249.189 | 8.7753 | 0 | 3.14 | 3.14 | 249.189 | bulb | 0.14863 | 0.28188 | 6.1027 | 79.3596 | -185.2484 | 60.8007 | DROP | DROP | DROP | DROP | DROP | DROP | [5 empty] | 0.28188 | DROP | 0.14863 | 0 | DROP | DROP | DROP | DROP | DROP | DROP | 6.1027 | 0 | 79.3596 | DROP
DEF | T_MS_LED - 9W Flood | 225.008 | 0 | 0 | 15 |  | 72.716 | 0 | 0 | 72.716 |  | 249.189 | 8.7753 | 0 | 3.14 | 3.14 | 249.189 | bulb | 0.14863 | 0.28188 | 6.1027 | 79.3596 | -185.2484 | 60.8007 | DROP | DROP | DROP | DROP | DROP | DROP | [5 empty] | 0.28188 | DROP | 0.14863 | 0 | DROP | DROP | DROP | DROP | DROP | DROP | 6.1027 | 0 | 79.3596 | DROP
DEF | T_OF_LED - 9W Flood | 225.008 | 0 | 0 | 15 |  | 72.716 | 0 | 0 | 72.716 |  | 249.189 | 8.7753 | 0 | 3.14 | 3.14 | 249.189 | bulb | 0.14863 | 0.28188 | 6.1027 | 79.3596 | -185.2484 | 60.8007 | DROP | DROP | DROP | DROP | DROP | DROP | [5 empty] | 0.28188 | DROP | 0.14863 | 0 | DROP | DROP | DROP | DROP | DROP | DROP | 6.1027 | 0 | 79.3596 | DROP
DEF | T_RS_LED - 9W Flood | 225.008 | 0 | 0 | 15 |  | 72.716 | 0 | 0 | 72.716 |  | 249.189 | 8.7753 | 0 | 3.14 | 3.14 | 249.189 | bulb | 0.14863 | 0.28188 | 6.1027 | 79.3596 | -185.2484 | 60.8007 | DROP | DROP | DROP | DROP | DROP | DROP | [5 empty] | 0.28188 | DROP | 0.14863 | 0 | DROP | DROP | DROP | DROP | DROP | DROP | 6.1027 | 0 | 79.3596 | DROP
DEF | T_RT_LED - 9W Flood | 225.008 | 0 | 0 | 15 |  | 72.716 | 0 | 0 | 72.716 |  | 249.189 | 8.7753 | 0 | 3.14 | 3.14 | 249.189 | bulb | 0.14863 | 0.28188 | 6.1027 | 79.3596 | -185.2484 | 60.8007 | DROP | DROP | DROP | DROP | DROP | DROP | [5 empty] | 0.28188 | DROP | 0.14863 | 0 | DROP | DROP | DROP | DROP | DROP | DROP | 6.1027 | 0 | 79.3596 | DROP
DEF | T_SC_LED - 9W Flood | 225.008 | 0 | 0 | 15 |  | 72.716 | 0 | 0 | 72.716 |  | 249.189 | 8.7753 | 0 | 3.14 | 3.14 | 249.189 | bulb | 0.14863 | 0.28188 | 6.1027 | 79.3596 | -185.2484 | 60.8007 | DROP | DROP | DROP | DROP | DROP | DROP | [5 empty] | 0.28188 | DROP | 0.14863 | 0 | DROP | DROP | DROP | DROP | DROP | DROP | 6.1027 | 0 | 79.3596 | DROP
DEF | T_WR_LED - 9W Flood | 225.008 | 0 | 0 | 15 |  | 72.716 | 0 | 0 | 72.716 |  | 249.189 | 8.7753 | 0 | 3.14 | 3.14 | 249.189 | bulb | 0.14863 | 0.28188 | 6.1027 | 79.3596 | -185.2484 | 60.8007 | DROP | DROP | DROP | DROP | DROP | DROP | [5 empty] | 0.28188 | DROP | 0.14863 | 0 | DROP | DROP | DROP | DROP | DROP | DROP | 6.1027 | 0 | 79.3596 | DROP
DEF | N_AS_LED - 9W Flood | 225.008 | 0 | 0 | 15 |  | 72.716 | 0 | 0 | 72.716 |  | 249.189 | 8.7753 | 0 | 3.14 | 3.14 | 249.189 | bulb | 0.14863 | 0.28188 | 6.1027 | 79.3596 | -185.2484 | 60.8007 | DROP | DROP | DROP | DROP | DROP | DROP | [5 empty] | 0.28188 | DROP | 0.14863 | 0 | DROP | DROP | DROP | DROP | DROP | DROP | 6.1027 | 0 | 79.3596 | DROP
DEF | N_CU_LED - 9W Flood | 225.008 | 0 | 0 | 15 |  | 72.716 | 0 | 0 | 72.716 |  | 249.189 | 8.7753 | 0 | 3.14 | 3.14 | 249.189 | bulb | 0.14863 | 0.28188 | 6.1027 | 79.3596 | -185.2484 | 60.8007 | DROP | DROP | DROP | DROP | DROP | DROP | [5 empty] | 0.28188 | DROP | 0.14863 | 0 | DROP | DROP | DROP | DROP | DROP | DROP | 6.1027 | 0 | 79.3596 | DROP
DEF | N_GR_LED - 9W Flood | 225.008 | 0 | 0 | 15 |  | 72.716 | 0 | 0 | 72.716 |  | 249.189 | 8.7753 | 0 | 3.14 | 3.14 | 249.189 | bulb | 0.14863 | 0.28188 | 6.1027 | 79.3596 | -185.2484 | 60.8007 | DROP | DROP | DROP | DROP | DROP | DROP | [5 empty] | 0.28188 | DROP | 0.14863 | 0 | DROP | DROP | DROP | DROP | DROP | DROP | 6.1027 | 0 | 79.3596 | DROP
DEF | N_HC_LED - 9W Flood | 225.008 | 0 | 0 | 15 |  | 72.716 | 0 | 0 | 72.716 |  | 249.189 | 8.7753 | 0 | 3.14 | 3.14 | 249.189 | bulb | 0.14863 | 0.28188 | 6.1027 | 79.3596 | -185.2484 | 60.8007 | DROP | DROP | DROP | DROP | DROP | DROP | [5 empty] | 0.28188 | DROP | 0.14863 | 0 | DROP | DROP | DROP | DROP | DROP | DROP | 6.1027 | 0 | 79.3596 | DROP
DEF | N_HS_LED - 9W Flood | 225.008 | 0 | 0 | 15 |  | 72.716 | 0 | 0 | 72.716 |  | 249.189 | 8.7753 | 0 | 3.14 | 3.14 | 249.189 | bulb | 0.14863 | 0.28188 | 6.1027 | 79.3596 | -185.2484 | 60.8007 | DROP | DROP | DROP | DROP | DROP | DROP | [5 empty] | 0.28188 | DROP | 0.14863 | 0 | DROP | DROP | DROP | DROP | DROP | DROP | 6.1027 | 0 | 79.3596 | DROP
DEF | N_IN_LED - 9W Flood | 225.008 | 0 | 0 | 15 |  | 72.716 | 0 | 0 | 72.716 |  | 249.189 | 8.7753 | 0 | 3.14 | 3.14 | 249.189 | bulb | 0.14863 | 0.28188 | 6.1027 | 79.3596 | -185.2484 | 60.8007 | DROP | DROP | DROP | DROP | DROP | DROP | [5 empty] | 0.28188 | DROP | 0.14863 | 0 | DROP | DROP | DROP | DROP | DROP | DROP | 6.1027 | 0 | 79.3596 | DROP
DEF | N_LG_LED - 9W Flood | 225.008 | 0 | 0 | 15 |  | 72.716 | 0 | 0 | 72.716 |  | 249.189 | 8.7753 | 0 | 3.14 | 3.14 | 249.189 | bulb | 0.14863 | 0.28188 | 6.1027 | 79.3596 | -185.2484 | 60.8007 | DROP | DROP | DROP | DROP | DROP | DROP | [5 empty] | 0.28188 | DROP | 0.14863 | 0 | DROP | DROP | DROP | DROP | DROP | DROP | 6.1027 | 0 | 79.3596 | DROP
DEF | N_MS_LED - 9W Flood | 225.008 | 0 | 0 | 15 |  | 72.716 | 0 | 0 | 72.716 |  | 249.189 | 8.7753 | 0 | 3.14 | 3.14 | 249.189 | bulb | 0.14863 | 0.28188 | 6.1027 | 79.3596 | -185.2484 | 60.8007 | DROP | DROP | DROP | DROP | DROP | DROP | [5 empty] | 0.28188 | DROP | 0.14863 | 0 | DROP | DROP | DROP | DROP | DROP | DROP | 6.1027 | 0 | 79.3596 | DROP
DEF | N_OF_LED - 9W Flood | 225.008 | 0 | 0 | 15 |  | 72.716 | 0 | 0 | 72.716 |  | 249.189 | 8.7753 | 0 | 3.14 | 3.14 | 249.189 | bulb | 0.14863 | 0.28188 | 6.1027 | 79.3596 | -185.2484 | 60.8007 | DROP | DROP | DROP | DROP | DROP | DROP | [5 empty] | 0.28188 | DROP | 0.14863 | 0 | DROP | DROP | DROP | DROP | DROP | DROP | 6.1027 | 0 | 79.3596 | DROP
DEF | N_RS_LED - 9W Flood | 225.008 | 0 | 0 | 15 |  | 72.716 | 0 | 0 | 72.716 |  | 249.189 | 8.7753 | 0 | 3.14 | 3.14 | 249.189 | bulb | 0.14863 | 0.28188 | 6.1027 | 79.3596 | -185.2484 | 60.8007 | DROP | DROP | DROP | DROP | DROP | DROP | [5 empty] | 0.28188 | DROP | 0.14863 | 0 | DROP | DROP | DROP | DROP | DROP | DROP | 6.1027 | 0 | 79.3596 | DROP
DEF | N_RT_LED - 9W Flood | 225.008 | 0 | 0 | 15 |  | 72.716 | 0 | 0 | 72.716 |  | 249.189 | 8.7753 | 0 | 3.14 | 3.14 | 249.189 | bulb | 0.14863 | 0.28188 | 6.1027 | 79.3596 | -185.2484 | 60.8007 | DROP | DROP | DROP | DROP | DROP | DROP | [5 empty] | 0.28188 | DROP | 0.14863 | 0 | DROP | DROP | DROP | DROP | DROP | DROP | 6.1027 | 0 | 79.3596 | DROP
DEF | N_SC_LED - 9W Flood | 225.008 | 0 | 0 | 15 |  | 72.716 | 0 | 0 | 72.716 |  | 249.189 | 8.7753 | 0 | 3.14 | 3.14 | 249.189 | bulb | 0.14863 | 0.28188 | 6.1027 | 79.3596 | -185.2484 | 60.8007 | DROP | DROP | DROP | DROP | DROP | DROP | [5 empty] | 0.28188 | DROP | 0.14863 | 0 | DROP | DROP | DROP | DROP | DROP | DROP | 6.1027 | 0 | 79.3596 | DROP
DEF | N_WR_LED - 9W Flood | 225.008 | 0 | 0 | 15 |  | 72.716 | 0 | 0 | 72.716 |  | 249.189 | 8.7753 | 0 | 3.14 | 3.14 | 249.189 | bulb | 0.14863 | 0.28188 | 6.1027 | 79.3596 | -185.2484 | 60.8007 | DROP | DROP | DROP | DROP | DROP | DROP | [5 empty] | 0.28188 | DROP | 0.14863 | 0 | DROP | DROP | DROP | DROP | DROP | DROP | 6.1027 | 0 | 79.3596 | DROP
DEF | T_AS_LED Display Lighting (Exterior) | 377.692 | 0 | 0 | 15 |  | 122.0589 | 0 | 0 | 122.0589 |  | 418.2816 | 14.73 | 0 | 35 | 35 | 418.2816 | fixture | 0.98699 | 0.28188 | 2.4544 | 11.9509 | -310.9526 | 72.329 | DROP | DROP | DROP | DROP | DROP | DROP | [5 empty] | 0.28188 | DROP | 0.98699 | 0 | DROP | DROP | DROP | DROP | DROP | DROP | 2.4544 | 0 | 11.9509 | DROP
DEF | T_CU_LED Display Lighting (Exterior) | 377.692 | 0 | 0 | 15 |  | 122.0589 | 0 | 0 | 122.0589 |  | 418.2816 | 14.73 | 0 | 35 | 35 | 418.2816 | fixture | 0.98699 | 0.28188 | 2.4544 | 11.9509 | -310.9526 | 72.329 | DROP | DROP | DROP | DROP | DROP | DROP | [5 empty] | 0.28188 | DROP | 0.98699 | 0 | DROP | DROP | DROP | DROP | DROP | DROP | 2.4544 | 0 | 11.9509 | DROP
DEF | T_GR_LED Display Lighting (Exterior) | 377.692 | 0 | 0 | 15 |  | 122.0589 | 0 | 0 | 122.0589 |  | 418.2816 | 14.73 | 0 | 35 | 35 | 418.2816 | fixture | 0.98699 | 0.28188 | 2.4544 | 11.9509 | -310.9526 | 72.329 | DROP | DROP | DROP | DROP | DROP | DROP | [5 empty] | 0.28188 | DROP | 0.98699 | 0 | DROP | DROP | DROP | DROP | DROP | DROP | 2.4544 | 0 | 11.9509 | DROP
DEF | T_HC_LED Display Lighting (Exterior) | 377.692 | 0 | 0 | 15 |  | 122.0589 | 0 | 0 | 122.0589 |  | 418.2816 | 14.73 | 0 | 35 | 35 | 418.2816 | fixture | 0.98699 | 0.28188 | 2.4544 | 11.9509 | -310.9526 | 72.329 | DROP | DROP | DROP | DROP | DROP | DROP | [5 empty] | 0.28188 | DROP | 0.98699 | 0 | DROP | DROP | DROP | DROP | DROP | DROP | 2.4544 | 0 | 11.9509 | DROP
DEF | T_HS_LED Display Lighting (Exterior) | 377.692 | 0 | 0 | 15 |  | 122.0589 | 0 | 0 | 122.0589 |  | 418.2816 | 14.73 | 0 | 35 | 35 | 418.2816 | fixture | 0.98699 | 0.28188 | 2.4544 | 11.9509 | -310.9526 | 72.329 | DROP | DROP | DROP | DROP | DROP | DROP | [5 empty] | 0.28188 | DROP | 0.98699 | 0 | DROP | DROP | DROP | DROP | DROP | DROP | 2.4544 | 0 | 11.9509 | DROP
DEF | T_IN_LED Display Lighting (Exterior) | 377.692 | 0 | 0 | 15 |  | 122.0589 | 0 | 0 | 122.0589 |  | 418.2816 | 14.73 | 0 | 35 | 35 | 418.2816 | fixture | 0.98699 | 0.28188 | 2.4544 | 11.9509 | -310.9526 | 72.329 | DROP | DROP | DROP | DROP | DROP | DROP | [5 empty] | 0.28188 | DROP | 0.98699 | 0 | DROP | DROP | DROP | DROP | DROP | DROP | 2.4544 | 0 | 11.9509 | DROP
DEF | T_LG_LED Display Lighting (Exterior) | 377.692 | 0 | 0 | 15 |  | 122.0589 | 0 | 0 | 122.0589 |  | 418.2816 | 14.73 | 0 | 35 | 35 | 418.2816 | fixture | 0.98699 | 0.28188 | 2.4544 | 11.9509 | -310.9526 | 72.329 | DROP | DROP | DROP | DROP | DROP | DROP | [5 empty] | 0.28188 | DROP | 0.98699 | 0 | DROP | DROP | DROP | DROP | DROP | DROP | 2.4544 | 0 | 11.9509 | DROP
DEF | T_MS_LED Display Lighting (Exterior) | 377.692 | 0 | 0 | 15 |  | 122.0589 | 0 | 0 | 122.0589 |  | 418.2816 | 14.73 | 0 | 35 | 35 | 418.2816 | fixture | 0.98699 | 0.28188 | 2.4544 | 11.9509 | -310.9526 | 72.329 | DROP | DROP | DROP | DROP | DROP | DROP | [5 empty] | 0.28188 | DROP | 0.98699 | 0 | DROP | DROP | DROP | DROP | DROP | DROP | 2.4544 | 0 | 11.9509 | DROP
DEF | T_OF_LED Display Lighting (Exterior) | 377.692 | 0 | 0 | 15 |  | 122.0589 | 0 | 0 | 122.0589 |  | 418.2816 | 14.73 | 0 | 35 | 35 | 418.2816 | fixture | 0.98699 | 0.28188 | 2.4544 | 11.9509 | -310.9526 | 72.329 | DROP | DROP | DROP | DROP | DROP | DROP | [5 empty] | 0.28188 | DROP | 0.98699 | 0 | DROP | DROP | DROP | DROP | DROP | DROP | 2.4544 | 0 | 11.9509 | DROP
DEF | T_RS_LED Display Lighting (Exterior) | 377.692 | 0 | 0 | 15 |  | 122.0589 | 0 | 0 | 122.0589 |  | 418.2816 | 14.73 | 0 | 35 | 35 | 418.2816 | fixture | 0.98699 | 0.28188 | 2.4544 | 11.9509 | -310.9526 | 72.329 | DROP | DROP | DROP | DROP | DROP | DROP | [5 empty] | 0.28188 | DROP | 0.98699 | 0 | DROP | DROP | DROP | DROP | DROP | DROP | 2.4544 | 0 | 11.9509 | DROP
DEF | T_RT_LED Display Lighting (Exterior) | 377.692 | 0 | 0 | 15 |  | 122.0589 | 0 | 0 | 122.0589 |  | 418.2816 | 14.73 | 0 | 35 | 35 | 418.2816 | fixture | 0.98699 | 0.28188 | 2.4544 | 11.9509 | -310.9526 | 72.329 | DROP | DROP | DROP | DROP | DROP | DROP | [5 empty] | 0.28188 | DROP | 0.98699 | 0 | DROP | DROP | DROP | DROP | DROP | DROP | 2.4544 | 0 | 11.9509 | DROP
DEF | T_SC_LED Display Lighting (Exterior) | 377.692 | 0 | 0 | 15 |  | 122.0589 | 0 | 0 | 122.0589 |  | 418.2816 | 14.73 | 0 | 35 | 35 | 418.2816 | fixture | 0.98699 | 0.28188 | 2.4544 | 11.9509 | -310.9526 | 72.329 | DROP | DROP | DROP | DROP | DROP | DROP | [5 empty] | 0.28188 | DROP | 0.98699 | 0 | DROP | DROP | DROP | DROP | DROP | DROP | 2.4544 | 0 | 11.9509 | DROP
DEF | T_WR_LED Display Lighting (Exterior) | 377.692 | 0 | 0 | 15 |  | 122.0589 | 0 | 0 | 122.0589 |  | 418.2816 | 14.73 | 0 | 35 | 35 | 418.2816 | fixture | 0.98699 | 0.28188 | 2.4544 | 11.9509 | -310.9526 | 72.329 | DROP | DROP | DROP | DROP | DROP | DROP | [5 empty] | 0.28188 | DROP | 0.98699 | 0 | DROP | DROP | DROP | DROP | DROP | DROP | 2.4544 | 0 | 11.9509 | DROP
DEF | N_AS_LED Display Lighting (Exterior) | 377.692 | 0 | 0 | 15 |  | 122.0589 | 0 | 0 | 122.0589 |  | 418.2816 | 14.73 | 0 | 35 | 35 | 418.2816 | fixture | 0.98699 | 0.28188 | 2.4544 | 11.9509 | -310.9526 | 72.329 | DROP | DROP | DROP | DROP | DROP | DROP | [5 empty] | 0.28188 | DROP | 0.98699 | 0 | DROP | DROP | DROP | DROP | DROP | DROP | 2.4544 | 0 | 11.9509 | DROP
DEF | N_CU_LED Display Lighting (Exterior) | 377.692 | 0 | 0 | 15 |  | 122.0589 | 0 | 0 | 122.0589 |  | 418.2816 | 14.73 | 0 | 35 | 35 | 418.2816 | fixture | 0.98699 | 0.28188 | 2.4544 | 11.9509 | -310.9526 | 72.329 | DROP | DROP | DROP | DROP | DROP | DROP | [5 empty] | 0.28188 | DROP | 0.98699 | 0 | DROP | DROP | DROP | DROP | DROP | DROP | 2.4544 | 0 | 11.9509 | DROP
DEF | N_GR_LED Display Lighting (Exterior) | 377.692 | 0 | 0 | 15 |  | 122.0589 | 0 | 0 | 122.0589 |  | 418.2816 | 14.73 | 0 | 35 | 35 | 418.2816 | fixture | 0.98699 | 0.28188 | 2.4544 | 11.9509 | -310.9526 | 72.329 | DROP | DROP | DROP | DROP | DROP | DROP | [5 empty] | 0.28188 | DROP | 0.98699 | 0 | DROP | DROP | DROP | DROP | DROP | DROP | 2.4544 | 0 | 11.9509 | DROP
DEF | N_HC_LED Display Lighting (Exterior) | 377.692 | 0 | 0 | 15 |  | 122.0589 | 0 | 0 | 122.0589 |  | 418.2816 | 14.73 | 0 | 35 | 35 | 418.2816 | fixture | 0.98699 | 0.28188 | 2.4544 | 11.9509 | -310.9526 | 72.329 | DROP | DROP | DROP | DROP | DROP | DROP | [5 empty] | 0.28188 | DROP | 0.98699 | 0 | DROP | DROP | DROP | DROP | DROP | DROP | 2.4544 | 0 | 11.9509 | DROP
DEF | N_HS_LED Display Lighting (Exterior) | 377.692 | 0 | 0 | 15 |  | 122.0589 | 0 | 0 | 122.0589 |  | 418.2816 | 14.73 | 0 | 35 | 35 | 418.2816 | fixture | 0.98699 | 0.28188 | 2.4544 | 11.9509 | -310.9526 | 72.329 | DROP | DROP | DROP | DROP | DROP | DROP | [5 empty] | 0.28188 | DROP | 0.98699 | 0 | DROP | DROP | DROP | DROP | DROP | DROP | 2.4544 | 0 | 11.9509 | DROP
DEF | N_IN_LED Display Lighting (Exterior) | 377.692 | 0 | 0 | 15 |  | 122.0589 | 0 | 0 | 122.0589 |  | 418.2816 | 14.73 | 0 | 35 | 35 | 418.2816 | fixture | 0.98699 | 0.28188 | 2.4544 | 11.9509 | -310.9526 | 72.329 | DROP | DROP | DROP | DROP | DROP | DROP | [5 empty] | 0.28188 | DROP | 0.98699 | 0 | DROP | DROP | DROP | DROP | DROP | DROP | 2.4544 | 0 | 11.9509 | DROP
DEF | N_LG_LED Display Lighting (Exterior) | 377.692 | 0 | 0 | 15 |  | 122.0589 | 0 | 0 | 122.0589 |  | 418.2816 | 14.73 | 0 | 35 | 35 | 418.2816 | fixture | 0.98699 | 0.28188 | 2.4544 | 11.9509 | -310.9526 | 72.329 | DROP | DROP | DROP | DROP | DROP | DROP | [5 empty] | 0.28188 | DROP | 0.98699 | 0 | DROP | DROP | DROP | DROP | DROP | DROP | 2.4544 | 0 | 11.9509 | DROP
DEF | N_MS_LED Display Lighting (Exterior) | 377.692 | 0 | 0 | 15 |  | 122.0589 | 0 | 0 | 122.0589 |  | 418.2816 | 14.73 | 0 | 35 | 35 | 418.2816 | fixture | 0.98699 | 0.28188 | 2.4544 | 11.9509 | -310.9526 | 72.329 | DROP | DROP | DROP | DROP | DROP | DROP | [5 empty] | 0.28188 | DROP | 0.98699 | 0 | DROP | DROP | DROP | DROP | DROP | DROP | 2.4544 | 0 | 11.9509 | DROP
DEF | N_OF_LED Display Lighting (Exterior) | 377.692 | 0 | 0 | 15 |  | 122.0589 | 0 | 0 | 122.0589 |  | 418.2816 | 14.73 | 0 | 35 | 35 | 418.2816 | fixture | 0.98699 | 0.28188 | 2.4544 | 11.9509 | -310.9526 | 72.329 | DROP | DROP | DROP | DROP | DROP | DROP | [5 empty] | 0.28188 | DROP | 0.98699 | 0 | DROP | DROP | DROP | DROP | DROP | DROP | 2.4544 | 0 | 11.9509 | DROP
DEF | N_RS_LED Display Lighting (Exterior) | 377.692 | 0 | 0 | 15 |  | 122.0589 | 0 | 0 | 122.0589 |  | 418.2816 | 14.73 | 0 | 35 | 35 | 418.2816 | fixture | 0.98699 | 0.28188 | 2.4544 | 11.9509 | -310.9526 | 72.329 | DROP | DROP | DROP | DROP | DROP | DROP | [5 empty] | 0.28188 | DROP | 0.98699 | 0 | DROP | DROP | DROP | DROP | DROP | DROP | 2.4544 | 0 | 11.9509 | DROP
DEF | N_RT_LED Display Lighting (Exterior) | 377.692 | 0 | 0 | 15 |  | 122.0589 | 0 | 0 | 122.0589 |  | 418.2816 | 14.73 | 0 | 35 | 35 | 418.2816 | fixture | 0.98699 | 0.28188 | 2.4544 | 11.9509 | -310.9526 | 72.329 | DROP | DROP | DROP | DROP | DROP | DROP | [5 empty] | 0.28188 | DROP | 0.98699 | 0 | DROP | DROP | DROP | DROP | DROP | DROP | 2.4544 | 0 | 11.9509 | DROP
DEF | N_SC_LED Display Lighting (Exterior) | 377.692 | 0 | 0 | 15 |  | 122.0589 | 0 | 0 | 122.0589 |  | 418.2816 | 14.73 | 0 | 35 | 35 | 418.2816 | fixture | 0.98699 | 0.28188 | 2.4544 | 11.9509 | -310.9526 | 72.329 | DROP | DROP | DROP | DROP | DROP | DROP | [5 empty] | 0.28188 | DROP | 0.98699 | 0 | DROP | DROP | DROP | DROP | DROP | DROP | 2.4544 | 0 | 11.9509 | DROP
DEF | N_WR_LED Display Lighting (Exterior) | 377.692 | 0 | 0 | 15 |  | 122.0589 | 0 | 0 | 122.0589 |  | 418.2816 | 14.73 | 0 | 35 | 35 | 418.2816 | fixture | 0.98699 | 0.28188 | 2.4544 | 11.9509 | -310.9526 | 72.329 | DROP | DROP | DROP | DROP | DROP | DROP | [5 empty] | 0.28188 | DROP | 0.98699 | 0 | DROP | DROP | DROP | DROP | DROP | DROP | 2.4544 | 0 | 11.9509 | DROP
DEF | T_AS_LED Exterior Lighting | 763.42 | 0 | 0 | 13 |  | 216.1024 | 0 | 0 | 216.1024 |  | 752.966 | 29.7734 | 0 | 287 | 287 | 752.966 | fixture | 4.004 | 0.27608 | 0.6822 | 2.6236 | -566.637 | -100.671 | DROP | DROP | DROP | DROP | DROP | DROP | [5 empty] | 0.27608 | DROP | 4.004 | 143.645 | DROP | DROP | DROP | DROP | DROP | DROP | 0.6822 | 143.645 | 3.1241 | DROP
DEF | T_CU_LED Exterior Lighting | 763.42 | 0 | 0 | 13 |  | 216.1024 | 0 | 0 | 216.1024 |  | 752.966 | 29.7734 | 0 | 287 | 287 | 752.966 | fixture | 4.004 | 0.27608 | 0.6822 | 2.6236 | -566.637 | -100.671 | DROP | DROP | DROP | DROP | DROP | DROP | [5 empty] | 0.27608 | DROP | 4.004 | 143.645 | DROP | DROP | DROP | DROP | DROP | DROP | 0.6822 | 143.645 | 3.1241 | DROP
DEF | T_GR_LED Exterior Lighting | 763.42 | 0 | 0 | 13 |  | 216.1024 | 0 | 0 | 216.1024 |  | 752.966 | 29.7734 | 0 | 287 | 287 | 752.966 | fixture | 4.004 | 0.27608 | 0.6822 | 2.6236 | -566.637 | -100.671 | DROP | DROP | DROP | DROP | DROP | DROP | [5 empty] | 0.27608 | DROP | 4.004 | 143.645 | DROP | DROP | DROP | DROP | DROP | DROP | 0.6822 | 143.645 | 3.1241 | DROP
DEF | T_HC_LED Exterior Lighting | 763.42 | 0 | 0 | 13 |  | 216.1024 | 0 | 0 | 216.1024 |  | 752.966 | 29.7734 | 0 | 287 | 287 | 752.966 | fixture | 4.004 | 0.27608 | 0.6822 | 2.6236 | -566.637 | -100.671 | DROP | DROP | DROP | DROP | DROP | DROP | [5 empty] | 0.27608 | DROP | 4.004 | 143.645 | DROP | DROP | DROP | DROP | DROP | DROP | 0.6822 | 143.645 | 3.1241 | DROP
DEF | T_HS_LED Exterior Lighting | 763.42 | 0 | 0 | 13 |  | 216.1024 | 0 | 0 | 216.1024 |  | 752.966 | 29.7734 | 0 | 287 | 287 | 752.966 | fixture | 4.004 | 0.27608 | 0.6822 | 2.6236 | -566.637 | -100.671 | DROP | DROP | DROP | DROP | DROP | DROP | [5 empty] | 0.27608 | DROP | 4.004 | 143.645 | DROP | DROP | DROP | DROP | DROP | DROP | 0.6822 | 143.645 | 3.1241 | DROP
DEF | T_IN_LED Exterior Lighting | 763.42 | 0 | 0 | 13 |  | 216.1024 | 0 | 0 | 216.1024 |  | 752.966 | 29.7734 | 0 | 287 | 287 | 752.966 | fixture | 4.004 | 0.27608 | 0.6822 | 2.6236 | -566.637 | -100.671 | DROP | DROP | DROP | DROP | DROP | DROP | [5 empty] | 0.27608 | DROP | 4.004 | 143.645 | DROP | DROP | DROP | DROP | DROP | DROP | 0.6822 | 143.645 | 3.1241 | DROP
DEF | T_LG_LED Exterior Lighting | 763.42 | 0 | 0 | 13 |  | 216.1024 | 0 | 0 | 216.1024 |  | 752.966 | 29.7734 | 0 | 287 | 287 | 752.966 | fixture | 4.004 | 0.27608 | 0.6822 | 2.6236 | -566.637 | -100.671 | DROP | DROP | DROP | DROP | DROP | DROP | [5 empty] | 0.27608 | DROP | 4.004 | 143.645 | DROP | DROP | DROP | DROP | DROP | DROP | 0.6822 | 143.645 | 3.1241 | DROP
DEF | T_MS_LED Exterior Lighting | 763.42 | 0 | 0 | 13 |  | 216.1024 | 0 | 0 | 216.1024 |  | 752.966 | 29.7734 | 0 | 287 | 287 | 752.966 | fixture | 4.004 | 0.27608 | 0.6822 | 2.6236 | -566.637 | -100.671 | DROP | DROP | DROP | DROP | DROP | DROP | [5 empty] | 0.27608 | DROP | 4.004 | 143.645 | DROP | DROP | DROP | DROP | DROP | DROP | 0.6822 | 143.645 | 3.1241 | DROP
DEF | T_OF_LED Exterior Lighting | 763.42 | 0 | 0 | 13 |  | 216.1024 | 0 | 0 | 216.1024 |  | 752.966 | 29.7734 | 0 | 287 | 287 | 752.966 | fixture | 4.004 | 0.27608 | 0.6822 | 2.6236 | -566.637 | -100.671 | DROP | DROP | DROP | DROP | DROP | DROP | [5 empty] | 0.27608 | DROP | 4.004 | 143.645 | DROP | DROP | DROP | DROP | DROP | DROP | 0.6822 | 143.645 | 3.1241 | DROP
DEF | T_RS_LED Exterior Lighting | 763.42 | 0 | 0 | 13 |  | 216.1024 | 0 | 0 | 216.1024 |  | 752.966 | 29.7734 | 0 | 287 | 287 | 752.966 | fixture | 4.004 | 0.27608 | 0.6822 | 2.6236 | -566.637 | -100.671 | DROP | DROP | DROP | DROP | DROP | DROP | [5 empty] | 0.27608 | DROP | 4.004 | 143.645 | DROP | DROP | DROP | DROP | DROP | DROP | 0.6822 | 143.645 | 3.1241 | DROP
DEF | T_RT_LED Exterior Lighting | 763.42 | 0 | 0 | 13 |  | 216.1024 | 0 | 0 | 216.1024 |  | 752.966 | 29.7734 | 0 | 287 | 287 | 752.966 | fixture | 4.004 | 0.27608 | 0.6822 | 2.6236 | -566.637 | -100.671 | DROP | DROP | DROP | DROP | DROP | DROP | [5 empty] | 0.27608 | DROP | 4.004 | 143.645 | DROP | DROP | DROP | DROP | DROP | DROP | 0.6822 | 143.645 | 3.1241 | DROP
DEF | T_SC_LED Exterior Lighting | 763.42 | 0 | 0 | 13 |  | 216.1024 | 0 | 0 | 216.1024 |  | 752.966 | 29.7734 | 0 | 287 | 287 | 752.966 | fixture | 4.004 | 0.27608 | 0.6822 | 2.6236 | -566.637 | -100.671 | DROP | DROP | DROP | DROP | DROP | DROP | [5 empty] | 0.27608 | DROP | 4.004 | 143.645 | DROP | DROP | DROP | DROP | DROP | DROP | 0.6822 | 143.645 | 3.1241 | DROP
DEF | T_WR_LED Exterior Lighting | 763.42 | 0 | 0 | 13 |  | 216.1024 | 0 | 0 | 216.1024 |  | 752.966 | 29.7734 | 0 | 287 | 287 | 752.966 | fixture | 4.004 | 0.27608 | 0.6822 | 2.6236 | -566.637 | -100.671 | DROP | DROP | DROP | DROP | DROP | DROP | [5 empty] | 0.27608 | DROP | 4.004 | 143.645 | DROP | DROP | DROP | DROP | DROP | DROP | 0.6822 | 143.645 | 3.1241 | DROP
DEF | N_AS_LED Exterior Lighting | 763.42 | 0 | 0 | 13 |  | 216.1024 | 0 | 0 | 216.1024 |  | 752.966 | 29.7734 | 0 | 287 | 287 | 752.966 | fixture | 4.004 | 0.27608 | 0.6822 | 2.6236 | -566.637 | -100.671 | DROP | DROP | DROP | DROP | DROP | DROP | [5 empty] | 0.27608 | DROP | 4.004 | 143.645 | DROP | DROP | DROP | DROP | DROP | DROP | 0.6822 | 143.645 | 3.1241 | DROP
DEF | N_CU_LED Exterior Lighting | 763.42 | 0 | 0 | 13 |  | 216.1024 | 0 | 0 | 216.1024 |  | 752.966 | 29.7734 | 0 | 287 | 287 | 752.966 | fixture | 4.004 | 0.27608 | 0.6822 | 2.6236 | -566.637 | -100.671 | DROP | DROP | DROP | DROP | DROP | DROP | [5 empty] | 0.27608 | DROP | 4.004 | 143.645 | DROP | DROP | DROP | DROP | DROP | DROP | 0.6822 | 143.645 | 3.1241 | DROP
DEF | N_GR_LED Exterior Lighting | 763.42 | 0 | 0 | 13 |  | 216.1024 | 0 | 0 | 216.1024 |  | 752.966 | 29.7734 | 0 | 287 | 287 | 752.966 | fixture | 4.004 | 0.27608 | 0.6822 | 2.6236 | -566.637 | -100.671 | DROP | DROP | DROP | DROP | DROP | DROP | [5 empty] | 0.27608 | DROP | 4.004 | 143.645 | DROP | DROP | DROP | DROP | DROP | DROP | 0.6822 | 143.645 | 3.1241 | DROP
DEF | N_HC_LED Exterior Lighting | 763.42 | 0 | 0 | 13 |  | 216.1024 | 0 | 0 | 216.1024 |  | 752.966 | 29.7734 | 0 | 287 | 287 | 752.966 | fixture | 4.004 | 0.27608 | 0.6822 | 2.6236 | -566.637 | -100.671 | DROP | DROP | DROP | DROP | DROP | DROP | [5 empty] | 0.27608 | DROP | 4.004 | 143.645 | DROP | DROP | DROP | DROP | DROP | DROP | 0.6822 | 143.645 | 3.1241 | DROP
DEF | N_HS_LED Exterior Lighting | 763.42 | 0 | 0 | 13 |  | 216.1024 | 0 | 0 | 216.1024 |  | 752.966 | 29.7734 | 0 | 287 | 287 | 752.966 | fixture | 4.004 | 0.27608 | 0.6822 | 2.6236 | -566.637 | -100.671 | DROP | DROP | DROP | DROP | DROP | DROP | [5 empty] | 0.27608 | DROP | 4.004 | 143.645 | DROP | DROP | DROP | DROP | DROP | DROP | 0.6822 | 143.645 | 3.1241 | DROP
DEF | N_IN_LED Exterior Lighting | 763.42 | 0 | 0 | 13 |  | 216.1024 | 0 | 0 | 216.1024 |  | 752.966 | 29.7734 | 0 | 287 | 287 | 752.966 | fixture | 4.004 | 0.27608 | 0.6822 | 2.6236 | -566.637 | -100.671 | DROP | DROP | DROP | DROP | DROP | DROP | [5 empty] | 0.27608 | DROP | 4.004 | 143.645 | DROP | DROP | DROP | DROP | DROP | DROP | 0.6822 | 143.645 | 3.1241 | DROP
DEF | N_LG_LED Exterior Lighting | 763.42 | 0 | 0 | 13 |  | 216.1024 | 0 | 0 | 216.1024 |  | 752.966 | 29.7734 | 0 | 287 | 287 | 752.966 | fixture | 4.004 | 0.27608 | 0.6822 | 2.6236 | -566.637 | -100.671 | DROP | DROP | DROP | DROP | DROP | DROP | [5 empty] | 0.27608 | DROP | 4.004 | 143.645 | DROP | DROP | DROP | DROP | DROP | DROP | 0.6822 | 143.645 | 3.1241 | DROP
DEF | N_MS_LED Exterior Lighting | 763.42 | 0 | 0 | 13 |  | 216.1024 | 0 | 0 | 216.1024 |  | 752.966 | 29.7734 | 0 | 287 | 287 | 752.966 | fixture | 4.004 | 0.27608 | 0.6822 | 2.6236 | -566.637 | -100.671 | DROP | DROP | DROP | DROP | DROP | DROP | [5 empty] | 0.27608 | DROP | 4.004 | 143.645 | DROP | DROP | DROP | DROP | DROP | DROP | 0.6822 | 143.645 | 3.1241 | DROP
DEF | N_OF_LED Exterior Lighting | 763.42 | 0 | 0 | 13 |  | 216.1024 | 0 | 0 | 216.1024 |  | 752.966 | 29.7734 | 0 | 287 | 287 | 752.966 | fixture | 4.004 | 0.27608 | 0.6822 | 2.6236 | -566.637 | -100.671 | DROP | DROP | DROP | DROP | DROP | DROP | [5 empty] | 0.27608 | DROP | 4.004 | 143.645 | DROP | DROP | DROP | DROP | DROP | DROP | 0.6822 | 143.645 | 3.1241 | DROP
DEF | N_RS_LED Exterior Lighting | 763.42 | 0 | 0 | 13 |  | 216.1024 | 0 | 0 | 216.1024 |  | 752.966 | 29.7734 | 0 | 287 | 287 | 752.966 | fixture | 4.004 | 0.27608 | 0.6822 | 2.6236 | -566.637 | -100.671 | DROP | DROP | DROP | DROP | DROP | DROP | [5 empty] | 0.27608 | DROP | 4.004 | 143.645 | DROP | DROP | DROP | DROP | DROP | DROP | 0.6822 | 143.645 | 3.1241 | DROP
DEF | N_RT_LED Exterior Lighting | 763.42 | 0 | 0 | 13 |  | 216.1024 | 0 | 0 | 216.1024 |  | 752.966 | 29.7734 | 0 | 287 | 287 | 752.966 | fixture | 4.004 | 0.27608 | 0.6822 | 2.6236 | -566.637 | -100.671 | DROP | DROP | DROP | DROP | DROP | DROP | [5 empty] | 0.27608 | DROP | 4.004 | 143.645 | DROP | DROP | DROP | DROP | DROP | DROP | 0.6822 | 143.645 | 3.1241 | DROP
DEF | N_SC_LED Exterior Lighting | 763.42 | 0 | 0 | 13 |  | 216.1024 | 0 | 0 | 216.1024 |  | 752.966 | 29.7734 | 0 | 287 | 287 | 752.966 | fixture | 4.004 | 0.27608 | 0.6822 | 2.6236 | -566.637 | -100.671 | DROP | DROP | DROP | DROP | DROP | DROP | [5 empty] | 0.27608 | DROP | 4.004 | 143.645 | DROP | DROP | DROP | DROP | DROP | DROP | 0.6822 | 143.645 | 3.1241 | DROP
DEF | N_WR_LED Exterior Lighting | 763.42 | 0 | 0 | 13 |  | 216.1024 | 0 | 0 | 216.1024 |  | 752.966 | 29.7734 | 0 | 287 | 287 | 752.966 | fixture | 4.004 | 0.27608 | 0.6822 | 2.6236 | -566.637 | -100.671 | DROP | DROP | DROP | DROP | DROP | DROP | [5 empty] | 0.27608 | DROP | 4.004 | 143.645 | DROP | DROP | DROP | DROP | DROP | DROP | 0.6822 | 143.645 | 3.1241 | DROP
DEF | T_AS_LED Parking Lighting | 3375.12 | 0 | 0 | 18 |  | 1261.3491 | 0 | 0 | 1261.3491 |  | 4279.9119 | 131.6297 | 0 | 161.85 | 161.85 | 4279.9119 | fixture | 0.51075 | 0.28592 | 4.2979 | 26.4437 | -3150.1925 | 967.8694 | DROP | DROP | DROP | DROP | DROP | DROP | [5 empty] | 0.28592 | DROP | 0.51075 | 0 | DROP | DROP | DROP | DROP | DROP | DROP | 4.2979 | 0 | 26.4437 | DROP
DEF | T_CU_LED Parking Lighting | 3375.12 | 0 | 0 | 18 |  | 1261.3491 | 0 | 0 | 1261.3491 |  | 4279.9119 | 131.6297 | 0 | 161.85 | 161.85 | 4279.9119 | fixture | 0.51075 | 0.28592 | 4.2979 | 26.4437 | -3150.1925 | 967.8694 | DROP | DROP | DROP | DROP | DROP | DROP | [5 empty] | 0.28592 | DROP | 0.51075 | 0 | DROP | DROP | DROP | DROP | DROP | DROP | 4.2979 | 0 | 26.4437 | DROP
DEF | T_GR_LED Parking Lighting | 3375.12 | 0 | 0 | 18 |  | 1261.3491 | 0 | 0 | 1261.3491 |  | 4279.9119 | 131.6297 | 0 | 161.85 | 161.85 | 4279.9119 | fixture | 0.51075 | 0.28592 | 4.2979 | 26.4437 | -3150.1925 | 967.8694 | DROP | DROP | DROP | DROP | DROP | DROP | [5 empty] | 0.28592 | DROP | 0.51075 | 0 | DROP | DROP | DROP | DROP | DROP | DROP | 4.2979 | 0 | 26.4437 | DROP
DEF | T_HC_LED Parking Lighting | 3375.12 | 0 | 0 | 18 |  | 1261.3491 | 0 | 0 | 1261.3491 |  | 4279.9119 | 131.6297 | 0 | 161.85 | 161.85 | 4279.9119 | fixture | 0.51075 | 0.28592 | 4.2979 | 26.4437 | -3150.1925 | 967.8694 | DROP | DROP | DROP | DROP | DROP | DROP | [5 empty] | 0.28592 | DROP | 0.51075 | 0 | DROP | DROP | DROP | DROP | DROP | DROP | 4.2979 | 0 | 26.4437 | DROP
DEF | T_HS_LED Parking Lighting | 3375.12 | 0 | 0 | 18 |  | 1261.3491 | 0 | 0 | 1261.3491 |  | 4279.9119 | 131.6297 | 0 | 161.85 | 161.85 | 4279.9119 | fixture | 0.51075 | 0.28592 | 4.2979 | 26.4437 | -3150.1925 | 967.8694 | DROP | DROP | DROP | DROP | DROP | DROP | [5 empty] | 0.28592 | DROP | 0.51075 | 0 | DROP | DROP | DROP | DROP | DROP | DROP | 4.2979 | 0 | 26.4437 | DROP
DEF | T_IN_LED Parking Lighting | 3375.12 | 0 | 0 | 18 |  | 1261.3491 | 0 | 0 | 1261.3491 |  | 4279.9119 | 131.6297 | 0 | 161.85 | 161.85 | 4279.9119 | fixture | 0.51075 | 0.28592 | 4.2979 | 26.4437 | -3150.1925 | 967.8694 | DROP | DROP | DROP | DROP | DROP | DROP | [5 empty] | 0.28592 | DROP | 0.51075 | 0 | DROP | DROP | DROP | DROP | DROP | DROP | 4.2979 | 0 | 26.4437 | DROP
DEF | T_LG_LED Parking Lighting | 3375.12 | 0 | 0 | 18 |  | 1261.3491 | 0 | 0 | 1261.3491 |  | 4279.9119 | 131.6297 | 0 | 161.85 | 161.85 | 4279.9119 | fixture | 0.51075 | 0.28592 | 4.2979 | 26.4437 | -3150.1925 | 967.8694 | DROP | DROP | DROP | DROP | DROP | DROP | [5 empty] | 0.28592 | DROP | 0.51075 | 0 | DROP | DROP | DROP | DROP | DROP | DROP | 4.2979 | 0 | 26.4437 | DROP
DEF | T_MS_LED Parking Lighting | 3375.12 | 0 | 0 | 18 |  | 1261.3491 | 0 | 0 | 1261.3491 |  | 4279.9119 | 131.6297 | 0 | 161.85 | 161.85 | 4279.9119 | fixture | 0.51075 | 0.28592 | 4.2979 | 26.4437 | -3150.1925 | 967.8694 | DROP | DROP | DROP | DROP | DROP | DROP | [5 empty] | 0.28592 | DROP | 0.51075 | 0 | DROP | DROP | DROP | DROP | DROP | DROP | 4.2979 | 0 | 26.4437 | DROP
DEF | T_OF_LED Parking Lighting | 3375.12 | 0 | 0 | 18 |  | 1261.3491 | 0 | 0 | 1261.3491 |  | 4279.9119 | 131.6297 | 0 | 161.85 | 161.85 | 4279.9119 | fixture | 0.51075 | 0.28592 | 4.2979 | 26.4437 | -3150.1925 | 967.8694 | DROP | DROP | DROP | DROP | DROP | DROP | [5 empty] | 0.28592 | DROP | 0.51075 | 0 | DROP | DROP | DROP | DROP | DROP | DROP | 4.2979 | 0 | 26.4437 | DROP
DEF | T_RS_LED Parking Lighting | 3375.12 | 0 | 0 | 18 |  | 1261.3491 | 0 | 0 | 1261.3491 |  | 4279.9119 | 131.6297 | 0 | 161.85 | 161.85 | 4279.9119 | fixture | 0.51075 | 0.28592 | 4.2979 | 26.4437 | -3150.1925 | 967.8694 | DROP | DROP | DROP | DROP | DROP | DROP | [5 empty] | 0.28592 | DROP | 0.51075 | 0 | DROP | DROP | DROP | DROP | DROP | DROP | 4.2979 | 0 | 26.4437 | DROP
DEF | T_RT_LED Parking Lighting | 3375.12 | 0 | 0 | 18 |  | 1261.3491 | 0 | 0 | 1261.3491 |  | 4279.9119 | 131.6297 | 0 | 161.85 | 161.85 | 4279.9119 | fixture | 0.51075 | 0.28592 | 4.2979 | 26.4437 | -3150.1925 | 967.8694 | DROP | DROP | DROP | DROP | DROP | DROP | [5 empty] | 0.28592 | DROP | 0.51075 | 0 | DROP | DROP | DROP | DROP | DROP | DROP | 4.2979 | 0 | 26.4437 | DROP
DEF | T_SC_LED Parking Lighting | 3375.12 | 0 | 0 | 18 |  | 1261.3491 | 0 | 0 | 1261.3491 |  | 4279.9119 | 131.6297 | 0 | 161.85 | 161.85 | 4279.9119 | fixture | 0.51075 | 0.28592 | 4.2979 | 26.4437 | -3150.1925 | 967.8694 | DROP | DROP | DROP | DROP | DROP | DROP | [5 empty] | 0.28592 | DROP | 0.51075 | 0 | DROP | DROP | DROP | DROP | DROP | DROP | 4.2979 | 0 | 26.4437 | DROP
DEF | T_WR_LED Parking Lighting | 3375.12 | 0 | 0 | 18 |  | 1261.3491 | 0 | 0 | 1261.3491 |  | 4279.9119 | 131.6297 | 0 | 161.85 | 161.85 | 4279.9119 | fixture | 0.51075 | 0.28592 | 4.2979 | 26.4437 | -3150.1925 | 967.8694 | DROP | DROP | DROP | DROP | DROP | DROP | [5 empty] | 0.28592 | DROP | 0.51075 | 0 | DROP | DROP | DROP | DROP | DROP | DROP | 4.2979 | 0 | 26.4437 | DROP
DEF | N_AS_LED Parking Lighting | 3375.12 | 0 | 0 | 18 |  | 1261.3491 | 0 | 0 | 1261.3491 |  | 4279.9119 | 131.6297 | 0 | 161.85 | 161.85 | 4279.9119 | fixture | 0.51075 | 0.28592 | 4.2979 | 26.4437 | -3150.1925 | 967.8694 | DROP | DROP | DROP | DROP | DROP | DROP | [5 empty] | 0.28592 | DROP | 0.51075 | 0 | DROP | DROP | DROP | DROP | DROP | DROP | 4.2979 | 0 | 26.4437 | DROP
DEF | N_CU_LED Parking Lighting | 3375.12 | 0 | 0 | 18 |  | 1261.3491 | 0 | 0 | 1261.3491 |  | 4279.9119 | 131.6297 | 0 | 161.85 | 161.85 | 4279.9119 | fixture | 0.51075 | 0.28592 | 4.2979 | 26.4437 | -3150.1925 | 967.8694 | DROP | DROP | DROP | DROP | DROP | DROP | [5 empty] | 0.28592 | DROP | 0.51075 | 0 | DROP | DROP | DROP | DROP | DROP | DROP | 4.2979 | 0 | 26.4437 | DROP
DEF | N_GR_LED Parking Lighting | 3375.12 | 0 | 0 | 18 |  | 1261.3491 | 0 | 0 | 1261.3491 |  | 4279.9119 | 131.6297 | 0 | 161.85 | 161.85 | 4279.9119 | fixture | 0.51075 | 0.28592 | 4.2979 | 26.4437 | -3150.1925 | 967.8694 | DROP | DROP | DROP | DROP | DROP | DROP | [5 empty] | 0.28592 | DROP | 0.51075 | 0 | DROP | DROP | DROP | DROP | DROP | DROP | 4.2979 | 0 | 26.4437 | DROP
DEF | N_HC_LED Parking Lighting | 3375.12 | 0 | 0 | 18 |  | 1261.3491 | 0 | 0 | 1261.3491 |  | 4279.9119 | 131.6297 | 0 | 161.85 | 161.85 | 4279.9119 | fixture | 0.51075 | 0.28592 | 4.2979 | 26.4437 | -3150.1925 | 967.8694 | DROP | DROP | DROP | DROP | DROP | DROP | [5 empty] | 0.28592 | DROP | 0.51075 | 0 | DROP | DROP | DROP | DROP | DROP | DROP | 4.2979 | 0 | 26.4437 | DROP
DEF | N_HS_LED Parking Lighting | 3375.12 | 0 | 0 | 18 |  | 1261.3491 | 0 | 0 | 1261.3491 |  | 4279.9119 | 131.6297 | 0 | 161.85 | 161.85 | 4279.9119 | fixture | 0.51075 | 0.28592 | 4.2979 | 26.4437 | -3150.1925 | 967.8694 | DROP | DROP | DROP | DROP | DROP | DROP | [5 empty] | 0.28592 | DROP | 0.51075 | 0 | DROP | DROP | DROP | DROP | DROP | DROP | 4.2979 | 0 | 26.4437 | DROP
DEF | N_IN_LED Parking Lighting | 3375.12 | 0 | 0 | 18 |  | 1261.3491 | 0 | 0 | 1261.3491 |  | 4279.9119 | 131.6297 | 0 | 161.85 | 161.85 | 4279.9119 | fixture | 0.51075 | 0.28592 | 4.2979 | 26.4437 | -3150.1925 | 967.8694 | DROP | DROP | DROP | DROP | DROP | DROP | [5 empty] | 0.28592 | DROP | 0.51075 | 0 | DROP | DROP | DROP | DROP | DROP | DROP | 4.2979 | 0 | 26.4437 | DROP
DEF | N_LG_LED Parking Lighting | 3375.12 | 0 | 0 | 18 |  | 1261.3491 | 0 | 0 | 1261.3491 |  | 4279.9119 | 131.6297 | 0 | 161.85 | 161.85 | 4279.9119 | fixture | 0.51075 | 0.28592 | 4.2979 | 26.4437 | -3150.1925 | 967.8694 | DROP | DROP | DROP | DROP | DROP | DROP | [5 empty] | 0.28592 | DROP | 0.51075 | 0 | DROP | DROP | DROP | DROP | DROP | DROP | 4.2979 | 0 | 26.4437 | DROP
DEF | N_MS_LED Parking Lighting | 3375.12 | 0 | 0 | 18 |  | 1261.3491 | 0 | 0 | 1261.3491 |  | 4279.9119 | 131.6297 | 0 | 161.85 | 161.85 | 4279.9119 | fixture | 0.51075 | 0.28592 | 4.2979 | 26.4437 | -3150.1925 | 967.8694 | DROP | DROP | DROP | DROP | DROP | DROP | [5 empty] | 0.28592 | DROP | 0.51075 | 0 | DROP | DROP | DROP | DROP | DROP | DROP | 4.2979 | 0 | 26.4437 | DROP
DEF | N_OF_LED Parking Lighting | 3375.12 | 0 | 0 | 18 |  | 1261.3491 | 0 | 0 | 1261.3491 |  | 4279.9119 | 131.6297 | 0 | 161.85 | 161.85 | 4279.9119 | fixture | 0.51075 | 0.28592 | 4.2979 | 26.4437 | -3150.1925 | 967.8694 | DROP | DROP | DROP | DROP | DROP | DROP | [5 empty] | 0.28592 | DROP | 0.51075 | 0 | DROP | DROP | DROP | DROP | DROP | DROP | 4.2979 | 0 | 26.4437 | DROP
DEF | N_RS_LED Parking Lighting | 3375.12 | 0 | 0 | 18 |  | 1261.3491 | 0 | 0 | 1261.3491 |  | 4279.9119 | 131.6297 | 0 | 161.85 | 161.85 | 4279.9119 | fixture | 0.51075 | 0.28592 | 4.2979 | 26.4437 | -3150.1925 | 967.8694 | DROP | DROP | DROP | DROP | DROP | DROP | [5 empty] | 0.28592 | DROP | 0.51075 | 0 | DROP | DROP | DROP | DROP | DROP | DROP | 4.2979 | 0 | 26.4437 | DROP
DEF | N_RT_LED Parking Lighting | 3375.12 | 0 | 0 | 18 |  | 1261.3491 | 0 | 0 | 1261.3491 |  | 4279.9119 | 131.6297 | 0 | 161.85 | 161.85 | 4279.9119 | fixture | 0.51075 | 0.28592 | 4.2979 | 26.4437 | -3150.1925 | 967.8694 | DROP | DROP | DROP | DROP | DROP | DROP | [5 empty] | 0.28592 | DROP | 0.51075 | 0 | DROP | DROP | DROP | DROP | DROP | DROP | 4.2979 | 0 | 26.4437 | DROP
DEF | N_SC_LED Parking Lighting | 3375.12 | 0 | 0 | 18 |  | 1261.3491 | 0 | 0 | 1261.3491 |  | 4279.9119 | 131.6297 | 0 | 161.85 | 161.85 | 4279.9119 | fixture | 0.51075 | 0.28592 | 4.2979 | 26.4437 | -3150.1925 | 967.8694 | DROP | DROP | DROP | DROP | DROP | DROP | [5 empty] | 0.28592 | DROP | 0.51075 | 0 | DROP | DROP | DROP | DROP | DROP | DROP | 4.2979 | 0 | 26.4437 | DROP
DEF | N_WR_LED Parking Lighting | 3375.12 | 0 | 0 | 18 |  | 1261.3491 | 0 | 0 | 1261.3491 |  | 4279.9119 | 131.6297 | 0 | 161.85 | 161.85 | 4279.9119 | fixture | 0.51075 | 0.28592 | 4.2979 | 26.4437 | -3150.1925 | 967.8694 | DROP | DROP | DROP | DROP | DROP | DROP | [5 empty] | 0.28592 | DROP | 0.51075 | 0 | DROP | DROP | DROP | DROP | DROP | DROP | 4.2979 | 0 | 26.4437 | DROP
DEF | T_AS_LED Street Lights | 1691.1226 | 0 | 0 | 18 |  | 632.006 | 0 | 0 | 632.006 |  | 2144.4736 | 65.9538 | 0 | 238.57 | 238.57 | 2144.4736 | fixture | 1.5025 | 0.28592 | 2.0754 | 8.9889 | -1578.4215 | 327.4822 | DROP | DROP | DROP | DROP | DROP | KEEP | [5 empty] | 0.28592 | DROP | 1.5025 | 0 | DROP | DROP | DROP | DROP | DROP | DROP | 2.0754 | 0 | 8.9889 | DROP
DEF | T_CU_LED Street Lights | 1691.1226 | 0 | 0 | 18 |  | 632.006 | 0 | 0 | 632.006 |  | 2144.4736 | 65.9538 | 0 | 238.57 | 238.57 | 2144.4736 | fixture | 1.5025 | 0.28592 | 2.0754 | 8.9889 | -1578.4215 | 327.4822 | DROP | DROP | DROP | DROP | DROP | KEEP | [5 empty] | 0.28592 | DROP | 1.5025 | 0 | DROP | DROP | DROP | DROP | DROP | DROP | 2.0754 | 0 | 8.9889 | DROP
DEF | T_GR_LED Street Lights | 1691.1226 | 0 | 0 | 18 |  | 632.006 | 0 | 0 | 632.006 |  | 2144.4736 | 65.9538 | 0 | 238.57 | 238.57 | 2144.4736 | fixture | 1.5025 | 0.28592 | 2.0754 | 8.9889 | -1578.4215 | 327.4822 | DROP | DROP | DROP | DROP | DROP | KEEP | [5 empty] | 0.28592 | DROP | 1.5025 | 0 | DROP | DROP | DROP | DROP | DROP | DROP | 2.0754 | 0 | 8.9889 | DROP
DEF | T_HC_LED Street Lights | 1691.1226 | 0 | 0 | 18 |  | 632.006 | 0 | 0 | 632.006 |  | 2144.4736 | 65.9538 | 0 | 238.57 | 238.57 | 2144.4736 | fixture | 1.5025 | 0.28592 | 2.0754 | 8.9889 | -1578.4215 | 327.4822 | DROP | DROP | DROP | DROP | DROP | KEEP | [5 empty] | 0.28592 | DROP | 1.5025 | 0 | DROP | DROP | DROP | DROP | DROP | DROP | 2.0754 | 0 | 8.9889 | DROP
DEF | T_HS_LED Street Lights | 1691.1226 | 0 | 0 | 18 |  | 632.006 | 0 | 0 | 632.006 |  | 2144.4736 | 65.9538 | 0 | 238.57 | 238.57 | 2144.4736 | fixture | 1.5025 | 0.28592 | 2.0754 | 8.9889 | -1578.4215 | 327.4822 | DROP | DROP | DROP | DROP | DROP | KEEP | [5 empty] | 0.28592 | DROP | 1.5025 | 0 | DROP | DROP | DROP | DROP | DROP | DROP | 2.0754 | 0 | 8.9889 | DROP
DEF | T_IN_LED Street Lights | 1691.1226 | 0 | 0 | 18 |  | 632.006 | 0 | 0 | 632.006 |  | 2144.4736 | 65.9538 | 0 | 238.57 | 238.57 | 2144.4736 | fixture | 1.5025 | 0.28592 | 2.0754 | 8.9889 | -1578.4215 | 327.4822 | DROP | DROP | DROP | DROP | DROP | KEEP | [5 empty] | 0.28592 | DROP | 1.5025 | 0 | DROP | DROP | DROP | DROP | DROP | DROP | 2.0754 | 0 | 8.9889 | DROP
DEF | T_LG_LED Street Lights | 1691.1226 | 0 | 0 | 18 |  | 632.006 | 0 | 0 | 632.006 |  | 2144.4736 | 65.9538 | 0 | 238.57 | 238.57 | 2144.4736 | fixture | 1.5025 | 0.28592 | 2.0754 | 8.9889 | -1578.4215 | 327.4822 | DROP | DROP | DROP | DROP | DROP | KEEP | [5 empty] | 0.28592 | DROP | 1.5025 | 0 | DROP | DROP | DROP | DROP | DROP | DROP | 2.0754 | 0 | 8.9889 | DROP
DEF | T_MS_LED Street Lights | 1691.1226 | 0 | 0 | 18 |  | 632.006 | 0 | 0 | 632.006 |  | 2144.4736 | 65.9538 | 0 | 238.57 | 238.57 | 2144.4736 | fixture | 1.5025 | 0.28592 | 2.0754 | 8.9889 | -1578.4215 | 327.4822 | DROP | DROP | DROP | DROP | DROP | KEEP | [5 empty] | 0.28592 | DROP | 1.5025 | 0 | DROP | DROP | DROP | DROP | DROP | DROP | 2.0754 | 0 | 8.9889 | DROP
DEF | T_OF_LED Street Lights | 1691.1226 | 0 | 0 | 18 |  | 632.006 | 0 | 0 | 632.006 |  | 2144.4736 | 65.9538 | 0 | 238.57 | 238.57 | 2144.4736 | fixture | 1.5025 | 0.28592 | 2.0754 | 8.9889 | -1578.4215 | 327.4822 | DROP | DROP | DROP | DROP | DROP | KEEP | [5 empty] | 0.28592 | DROP | 1.5025 | 0 | DROP | DROP | DROP | DROP | DROP | DROP | 2.0754 | 0 | 8.9889 | DROP
DEF | T_RS_LED Street Lights | 1691.1226 | 0 | 0 | 18 |  | 632.006 | 0 | 0 | 632.006 |  | 2144.4736 | 65.9538 | 0 | 238.57 | 238.57 | 2144.4736 | fixture | 1.5025 | 0.28592 | 2.0754 | 8.9889 | -1578.4215 | 327.4822 | DROP | DROP | DROP | DROP | DROP | KEEP | [5 empty] | 0.28592 | DROP | 1.5025 | 0 | DROP | DROP | DROP | DROP | DROP | DROP | 2.0754 | 0 | 8.9889 | DROP
DEF | T_RT_LED Street Lights | 1691.1226 | 0 | 0 | 18 |  | 632.006 | 0 | 0 | 632.006 |  | 2144.4736 | 65.9538 | 0 | 238.57 | 238.57 | 2144.4736 | fixture | 1.5025 | 0.28592 | 2.0754 | 8.9889 | -1578.4215 | 327.4822 | DROP | DROP | DROP | DROP | DROP | KEEP | [5 empty] | 0.28592 | DROP | 1.5025 | 0 | DROP | DROP | DROP | DROP | DROP | DROP | 2.0754 | 0 | 8.9889 | DROP
DEF | T_SC_LED Street Lights | 1691.1226 | 0 | 0 | 18 |  | 632.006 | 0 | 0 | 632.006 |  | 2144.4736 | 65.9538 | 0 | 238.57 | 238.57 | 2144.4736 | fixture | 1.5025 | 0.28592 | 2.0754 | 8.9889 | -1578.4215 | 327.4822 | DROP | DROP | DROP | DROP | DROP | KEEP | [5 empty] | 0.28592 | DROP | 1.5025 | 0 | DROP | DROP | DROP | DROP | DROP | DROP | 2.0754 | 0 | 8.9889 | DROP
DEF | T_WR_LED Street Lights | 1691.1226 | 0 | 0 | 18 |  | 632.006 | 0 | 0 | 632.006 |  | 2144.4736 | 65.9538 | 0 | 238.57 | 238.57 | 2144.4736 | fixture | 1.5025 | 0.28592 | 2.0754 | 8.9889 | -1578.4215 | 327.4822 | DROP | DROP | DROP | DROP | DROP | KEEP | [5 empty] | 0.28592 | DROP | 1.5025 | 0 | DROP | DROP | DROP | DROP | DROP | DROP | 2.0754 | 0 | 8.9889 | DROP
DEF | N_AS_LED Street Lights | 1691.1226 | 0 | 0 | 18 |  | 632.006 | 0 | 0 | 632.006 |  | 2144.4736 | 65.9538 | 0 | 238.57 | 238.57 | 2144.4736 | fixture | 1.5025 | 0.28592 | 2.0754 | 8.9889 | -1578.4215 | 327.4822 | DROP | DROP | DROP | DROP | DROP | KEEP | [5 empty] | 0.28592 | DROP | 1.5025 | 0 | DROP | DROP | DROP | DROP | DROP | DROP | 2.0754 | 0 | 8.9889 | DROP
DEF | N_CU_LED Street Lights | 1691.1226 | 0 | 0 | 18 |  | 632.006 | 0 | 0 | 632.006 |  | 2144.4736 | 65.9538 | 0 | 238.57 | 238.57 | 2144.4736 | fixture | 1.5025 | 0.28592 | 2.0754 | 8.9889 | -1578.4215 | 327.4822 | DROP | DROP | DROP | DROP | DROP | KEEP | [5 empty] | 0.28592 | DROP | 1.5025 | 0 | DROP | DROP | DROP | DROP | DROP | DROP | 2.0754 | 0 | 8.9889 | DROP
DEF | N_GR_LED Street Lights | 1691.1226 | 0 | 0 | 18 |  | 632.006 | 0 | 0 | 632.006 |  | 2144.4736 | 65.9538 | 0 | 238.57 | 238.57 | 2144.4736 | fixture | 1.5025 | 0.28592 | 2.0754 | 8.9889 | -1578.4215 | 327.4822 | DROP | DROP | DROP | DROP | DROP | KEEP | [5 empty] | 0.28592 | DROP | 1.5025 | 0 | DROP | DROP | DROP | DROP | DROP | DROP | 2.0754 | 0 | 8.9889 | DROP
DEF | N_HC_LED Street Lights | 1691.1226 | 0 | 0 | 18 |  | 632.006 | 0 | 0 | 632.006 |  | 2144.4736 | 65.9538 | 0 | 238.57 | 238.57 | 2144.4736 | fixture | 1.5025 | 0.28592 | 2.0754 | 8.9889 | -1578.4215 | 327.4822 | DROP | DROP | DROP | DROP | DROP | KEEP | [5 empty] | 0.28592 | DROP | 1.5025 | 0 | DROP | DROP | DROP | DROP | DROP | DROP | 2.0754 | 0 | 8.9889 | DROP
DEF | N_HS_LED Street Lights | 1691.1226 | 0 | 0 | 18 |  | 632.006 | 0 | 0 | 632.006 |  | 2144.4736 | 65.9538 | 0 | 238.57 | 238.57 | 2144.4736 | fixture | 1.5025 | 0.28592 | 2.0754 | 8.9889 | -1578.4215 | 327.4822 | DROP | DROP | DROP | DROP | DROP | KEEP | [5 empty] | 0.28592 | DROP | 1.5025 | 0 | DROP | DROP | DROP | DROP | DROP | DROP | 2.0754 | 0 | 8.9889 | DROP
DEF | N_IN_LED Street Lights | 1691.1226 | 0 | 0 | 18 |  | 632.006 | 0 | 0 | 632.006 |  | 2144.4736 | 65.9538 | 0 | 238.57 | 238.57 | 2144.4736 | fixture | 1.5025 | 0.28592 | 2.0754 | 8.9889 | -1578.4215 | 327.4822 | DROP | DROP | DROP | DROP | DROP | KEEP | [5 empty] | 0.28592 | DROP | 1.5025 | 0 | DROP | DROP | DROP | DROP | DROP | DROP | 2.0754 | 0 | 8.9889 | DROP
DEF | N_LG_LED Street Lights | 1691.1226 | 0 | 0 | 18 |  | 632.006 | 0 | 0 | 632.006 |  | 2144.4736 | 65.9538 | 0 | 238.57 | 238.57 | 2144.4736 | fixture | 1.5025 | 0.28592 | 2.0754 | 8.9889 | -1578.4215 | 327.4822 | DROP | DROP | DROP | DROP | DROP | KEEP | [5 empty] | 0.28592 | DROP | 1.5025 | 0 | DROP | DROP | DROP | DROP | DROP | DROP | 2.0754 | 0 | 8.9889 | DROP
DEF | N_MS_LED Street Lights | 1691.1226 | 0 | 0 | 18 |  | 632.006 | 0 | 0 | 632.006 |  | 2144.4736 | 65.9538 | 0 | 238.57 | 238.57 | 2144.4736 | fixture | 1.5025 | 0.28592 | 2.0754 | 8.9889 | -1578.4215 | 327.4822 | DROP | DROP | DROP | DROP | DROP | KEEP | [5 empty] | 0.28592 | DROP | 1.5025 | 0 | DROP | DROP | DROP | DROP | DROP | DROP | 2.0754 | 0 | 8.9889 | DROP
DEF | N_OF_LED Street Lights | 1691.1226 | 0 | 0 | 18 |  | 632.006 | 0 | 0 | 632.006 |  | 2144.4736 | 65.9538 | 0 | 238.57 | 238.57 | 2144.4736 | fixture | 1.5025 | 0.28592 | 2.0754 | 8.9889 | -1578.4215 | 327.4822 | DROP | DROP | DROP | DROP | DROP | KEEP | [5 empty] | 0.28592 | DROP | 1.5025 | 0 | DROP | DROP | DROP | DROP | DROP | DROP | 2.0754 | 0 | 8.9889 | DROP
DEF | N_RS_LED Street Lights | 1691.1226 | 0 | 0 | 18 |  | 632.006 | 0 | 0 | 632.006 |  | 2144.4736 | 65.9538 | 0 | 238.57 | 238.57 | 2144.4736 | fixture | 1.5025 | 0.28592 | 2.0754 | 8.9889 | -1578.4215 | 327.4822 | DROP | DROP | DROP | DROP | DROP | KEEP | [5 empty] | 0.28592 | DROP | 1.5025 | 0 | DROP | DROP | DROP | DROP | DROP | DROP | 2.0754 | 0 | 8.9889 | DROP
DEF | N_RT_LED Street Lights | 1691.1226 | 0 | 0 | 18 |  | 632.006 | 0 | 0 | 632.006 |  | 2144.4736 | 65.9538 | 0 | 238.57 | 238.57 | 2144.4736 | fixture | 1.5025 | 0.28592 | 2.0754 | 8.9889 | -1578.4215 | 327.4822 | DROP | DROP | DROP | DROP | DROP | KEEP | [5 empty] | 0.28592 | DROP | 1.5025 | 0 | DROP | DROP | DROP | DROP | DROP | DROP | 2.0754 | 0 | 8.9889 | DROP
DEF | N_SC_LED Street Lights | 1691.1226 | 0 | 0 | 18 |  | 632.006 | 0 | 0 | 632.006 |  | 2144.4736 | 65.9538 | 0 | 238.57 | 238.57 | 2144.4736 | fixture | 1.5025 | 0.28592 | 2.0754 | 8.9889 | -1578.4215 | 327.4822 | DROP | DROP | DROP | DROP | DROP | KEEP | [5 empty] | 0.28592 | DROP | 1.5025 | 0 | DROP | DROP | DROP | DROP | DROP | DROP | 2.0754 | 0 | 8.9889 | DROP
DEF | N_WR_LED Street Lights | 1691.1226 | 0 | 0 | 18 |  | 632.006 | 0 | 0 | 632.006 |  | 2144.4736 | 65.9538 | 0 | 238.57 | 238.57 | 2144.4736 | fixture | 1.5025 | 0.28592 | 2.0754 | 8.9889 | -1578.4215 | 327.4822 | DROP | DROP | DROP | DROP | DROP | KEEP | [5 empty] | 0.28592 | DROP | 1.5025 | 0 | DROP | DROP | DROP | DROP | DROP | DROP | 2.0754 | 0 | 8.9889 | DROP
DEF | T_AS_LED Traffic and Crosswalk Lighting | 37.96 | 0 | 0 | 10 |  | 8.3125 | 0 | 0 | 8.3125 |  | 29.9308 | 1.4804 | 0 | 71 | 71 | 29.9308 | fixture | 19.9211 | 0.26463 | 0.11469 | 0.42156 | -23.0988 | -64.1679 | DROP | DROP | DROP | DROP | DROP | DROP | [5 empty] | 0.26463 | DROP | 19.9211 | 63.8719 | DROP | DROP | DROP | DROP | DROP | DROP | 0.11469 | 63.8719 | 1.3212 | DROP
DEF | T_CU_LED Traffic and Crosswalk Lighting | 37.96 | 0 | 0 | 10 |  | 8.3125 | 0 | 0 | 8.3125 |  | 29.9308 | 1.4804 | 0 | 71 | 71 | 29.9308 | fixture | 19.9211 | 0.26463 | 0.11469 | 0.42156 | -23.0988 | -64.1679 | DROP | DROP | DROP | DROP | DROP | DROP | [5 empty] | 0.26463 | DROP | 19.9211 | 63.8719 | DROP | DROP | DROP | DROP | DROP | DROP | 0.11469 | 63.8719 | 1.3212 | DROP
DEF | T_GR_LED Traffic and Crosswalk Lighting | 37.96 | 0 | 0 | 10 |  | 8.3125 | 0 | 0 | 8.3125 |  | 29.9308 | 1.4804 | 0 | 71 | 71 | 29.9308 | fixture | 19.9211 | 0.26463 | 0.11469 | 0.42156 | -23.0988 | -64.1679 | DROP | DROP | DROP | DROP | DROP | DROP | [5 empty] | 0.26463 | DROP | 19.9211 | 63.8719 | DROP | DROP | DROP | DROP | DROP | DROP | 0.11469 | 63.8719 | 1.3212 | DROP
DEF | T_HC_LED Traffic and Crosswalk Lighting | 37.96 | 0 | 0 | 10 |  | 8.3125 | 0 | 0 | 8.3125 |  | 29.9308 | 1.4804 | 0 | 71 | 71 | 29.9308 | fixture | 19.9211 | 0.26463 | 0.11469 | 0.42156 | -23.0988 | -64.1679 | DROP | DROP | DROP | DROP | DROP | DROP | [5 empty] | 0.26463 | DROP | 19.9211 | 63.8719 | DROP | DROP | DROP | DROP | DROP | DROP | 0.11469 | 63.8719 | 1.3212 | DROP
DEF | T_HS_LED Traffic and Crosswalk Lighting | 37.96 | 0 | 0 | 10 |  | 8.3125 | 0 | 0 | 8.3125 |  | 29.9308 | 1.4804 | 0 | 71 | 71 | 29.9308 | fixture | 19.9211 | 0.26463 | 0.11469 | 0.42156 | -23.0988 | -64.1679 | DROP | DROP | DROP | DROP | DROP | DROP | [5 empty] | 0.26463 | DROP | 19.9211 | 63.8719 | DROP | DROP | DROP | DROP | DROP | DROP | 0.11469 | 63.8719 | 1.3212 | DROP
DEF | T_IN_LED Traffic and Crosswalk Lighting | 37.96 | 0 | 0 | 10 |  | 8.3125 | 0 | 0 | 8.3125 |  | 29.9308 | 1.4804 | 0 | 71 | 71 | 29.9308 | fixture | 19.9211 | 0.26463 | 0.11469 | 0.42156 | -23.0988 | -64.1679 | DROP | DROP | DROP | DROP | DROP | DROP | [5 empty] | 0.26463 | DROP | 19.9211 | 63.8719 | DROP | DROP | DROP | DROP | DROP | DROP | 0.11469 | 63.8719 | 1.3212 | DROP
DEF | T_LG_LED Traffic and Crosswalk Lighting | 37.96 | 0 | 0 | 10 |  | 8.3125 | 0 | 0 | 8.3125 |  | 29.9308 | 1.4804 | 0 | 71 | 71 | 29.9308 | fixture | 19.9211 | 0.26463 | 0.11469 | 0.42156 | -23.0988 | -64.1679 | DROP | DROP | DROP | DROP | DROP | DROP | [5 empty] | 0.26463 | DROP | 19.9211 | 63.8719 | DROP | DROP | DROP | DROP | DROP | DROP | 0.11469 | 63.8719 | 1.3212 | DROP
DEF | T_MS_LED Traffic and Crosswalk Lighting | 37.96 | 0 | 0 | 10 |  | 8.3125 | 0 | 0 | 8.3125 |  | 29.9308 | 1.4804 | 0 | 71 | 71 | 29.9308 | fixture | 19.9211 | 0.26463 | 0.11469 | 0.42156 | -23.0988 | -64.1679 | DROP | DROP | DROP | DROP | DROP | DROP | [5 empty] | 0.26463 | DROP | 19.9211 | 63.8719 | DROP | DROP | DROP | DROP | DROP | DROP | 0.11469 | 63.8719 | 1.3212 | DROP
DEF | T_OF_LED Traffic and Crosswalk Lighting | 37.96 | 0 | 0 | 10 |  | 8.3125 | 0 | 0 | 8.3125 |  | 29.9308 | 1.4804 | 0 | 71 | 71 | 29.9308 | fixture | 19.9211 | 0.26463 | 0.11469 | 0.42156 | -23.0988 | -64.1679 | DROP | DROP | DROP | DROP | DROP | DROP | [5 empty] | 0.26463 | DROP | 19.9211 | 63.8719 | DROP | DROP | DROP | DROP | DROP | DROP | 0.11469 | 63.8719 | 1.3212 | DROP
DEF | T_RS_LED Traffic and Crosswalk Lighting | 37.96 | 0 | 0 | 10 |  | 8.3125 | 0 | 0 | 8.3125 |  | 29.9308 | 1.4804 | 0 | 71 | 71 | 29.9308 | fixture | 19.9211 | 0.26463 | 0.11469 | 0.42156 | -23.0988 | -64.1679 | DROP | DROP | DROP | DROP | DROP | DROP | [5 empty] | 0.26463 | DROP | 19.9211 | 63.8719 | DROP | DROP | DROP | DROP | DROP | DROP | 0.11469 | 63.8719 | 1.3212 | DROP
DEF | T_RT_LED Traffic and Crosswalk Lighting | 37.96 | 0 | 0 | 10 |  | 8.3125 | 0 | 0 | 8.3125 |  | 29.9308 | 1.4804 | 0 | 71 | 71 | 29.9308 | fixture | 19.9211 | 0.26463 | 0.11469 | 0.42156 | -23.0988 | -64.1679 | DROP | DROP | DROP | DROP | DROP | DROP | [5 empty] | 0.26463 | DROP | 19.9211 | 63.8719 | DROP | DROP | DROP | DROP | DROP | DROP | 0.11469 | 63.8719 | 1.3212 | DROP
DEF | T_SC_LED Traffic and Crosswalk Lighting | 37.96 | 0 | 0 | 10 |  | 8.3125 | 0 | 0 | 8.3125 |  | 29.9308 | 1.4804 | 0 | 71 | 71 | 29.9308 | fixture | 19.9211 | 0.26463 | 0.11469 | 0.42156 | -23.0988 | -64.1679 | DROP | DROP | DROP | DROP | DROP | DROP | [5 empty] | 0.26463 | DROP | 19.9211 | 63.8719 | DROP | DROP | DROP | DROP | DROP | DROP | 0.11469 | 63.8719 | 1.3212 | DROP
DEF | T_WR_LED Traffic and Crosswalk Lighting | 37.96 | 0 | 0 | 10 |  | 8.3125 | 0 | 0 | 8.3125 |  | 29.9308 | 1.4804 | 0 | 71 | 71 | 29.9308 | fixture | 19.9211 | 0.26463 | 0.11469 | 0.42156 | -23.0988 | -64.1679 | DROP | DROP | DROP | DROP | DROP | DROP | [5 empty] | 0.26463 | DROP | 19.9211 | 63.8719 | DROP | DROP | DROP | DROP | DROP | DROP | 0.11469 | 63.8719 | 1.3212 | DROP
DEF | N_AS_LED Traffic and Crosswalk Lighting | 37.96 | 0 | 0 | 10 |  | 8.3125 | 0 | 0 | 8.3125 |  | 29.9308 | 1.4804 | 0 | 71 | 71 | 29.9308 | fixture | 19.9211 | 0.26463 | 0.11469 | 0.42156 | -23.0988 | -64.1679 | DROP | DROP | DROP | DROP | DROP | DROP | [5 empty] | 0.26463 | DROP | 19.9211 | 63.8719 | DROP | DROP | DROP | DROP | DROP | DROP | 0.11469 | 63.8719 | 1.3212 | DROP
DEF | N_CU_LED Traffic and Crosswalk Lighting | 37.96 | 0 | 0 | 10 |  | 8.3125 | 0 | 0 | 8.3125 |  | 29.9308 | 1.4804 | 0 | 71 | 71 | 29.9308 | fixture | 19.9211 | 0.26463 | 0.11469 | 0.42156 | -23.0988 | -64.1679 | DROP | DROP | DROP | DROP | DROP | DROP | [5 empty] | 0.26463 | DROP | 19.9211 | 63.8719 | DROP | DROP | DROP | DROP | DROP | DROP | 0.11469 | 63.8719 | 1.3212 | DROP
DEF | N_GR_LED Traffic and Crosswalk Lighting | 37.96 | 0 | 0 | 10 |  | 8.3125 | 0 | 0 | 8.3125 |  | 29.9308 | 1.4804 | 0 | 71 | 71 | 29.9308 | fixture | 19.9211 | 0.26463 | 0.11469 | 0.42156 | -23.0988 | -64.1679 | DROP | DROP | DROP | DROP | DROP | DROP | [5 empty] | 0.26463 | DROP | 19.9211 | 63.8719 | DROP | DROP | DROP | DROP | DROP | DROP | 0.11469 | 63.8719 | 1.3212 | DROP
DEF | N_HC_LED Traffic and Crosswalk Lighting | 37.96 | 0 | 0 | 10 |  | 8.3125 | 0 | 0 | 8.3125 |  | 29.9308 | 1.4804 | 0 | 71 | 71 | 29.9308 | fixture | 19.9211 | 0.26463 | 0.11469 | 0.42156 | -23.0988 | -64.1679 | DROP | DROP | DROP | DROP | DROP | DROP | [5 empty] | 0.26463 | DROP | 19.9211 | 63.8719 | DROP | DROP | DROP | DROP | DROP | DROP | 0.11469 | 63.8719 | 1.3212 | DROP
DEF | N_HS_LED Traffic and Crosswalk Lighting | 37.96 | 0 | 0 | 10 |  | 8.3125 | 0 | 0 | 8.3125 |  | 29.9308 | 1.4804 | 0 | 71 | 71 | 29.9308 | fixture | 19.9211 | 0.26463 | 0.11469 | 0.42156 | -23.0988 | -64.1679 | DROP | DROP | DROP | DROP | DROP | DROP | [5 empty] | 0.26463 | DROP | 19.9211 | 63.8719 | DROP | DROP | DROP | DROP | DROP | DROP | 0.11469 | 63.8719 | 1.3212 | DROP
DEF | N_IN_LED Traffic and Crosswalk Lighting | 37.96 | 0 | 0 | 10 |  | 8.3125 | 0 | 0 | 8.3125 |  | 29.9308 | 1.4804 | 0 | 71 | 71 | 29.9308 | fixture | 19.9211 | 0.26463 | 0.11469 | 0.42156 | -23.0988 | -64.1679 | DROP | DROP | DROP | DROP | DROP | DROP | [5 empty] | 0.26463 | DROP | 19.9211 | 63.8719 | DROP | DROP | DROP | DROP | DROP | DROP | 0.11469 | 63.8719 | 1.3212 | DROP
DEF | N_LG_LED Traffic and Crosswalk Lighting | 37.96 | 0 | 0 | 10 |  | 8.3125 | 0 | 0 | 8.3125 |  | 29.9308 | 1.4804 | 0 | 71 | 71 | 29.9308 | fixture | 19.9211 | 0.26463 | 0.11469 | 0.42156 | -23.0988 | -64.1679 | DROP | DROP | DROP | DROP | DROP | DROP | [5 empty] | 0.26463 | DROP | 19.9211 | 63.8719 | DROP | DROP | DROP | DROP | DROP | DROP | 0.11469 | 63.8719 | 1.3212 | DROP
DEF | N_MS_LED Traffic and Crosswalk Lighting | 37.96 | 0 | 0 | 10 |  | 8.3125 | 0 | 0 | 8.3125 |  | 29.9308 | 1.4804 | 0 | 71 | 71 | 29.9308 | fixture | 19.9211 | 0.26463 | 0.11469 | 0.42156 | -23.0988 | -64.1679 | DROP | DROP | DROP | DROP | DROP | DROP | [5 empty] | 0.26463 | DROP | 19.9211 | 63.8719 | DROP | DROP | DROP | DROP | DROP | DROP | 0.11469 | 63.8719 | 1.3212 | DROP
DEF | N_OF_LED Traffic and Crosswalk Lighting | 37.96 | 0 | 0 | 10 |  | 8.3125 | 0 | 0 | 8.3125 |  | 29.9308 | 1.4804 | 0 | 71 | 71 | 29.9308 | fixture | 19.9211 | 0.26463 | 0.11469 | 0.42156 | -23.0988 | -64.1679 | DROP | DROP | DROP | DROP | DROP | DROP | [5 empty] | 0.26463 | DROP | 19.9211 | 63.8719 | DROP | DROP | DROP | DROP | DROP | DROP | 0.11469 | 63.8719 | 1.3212 | DROP
DEF | N_RS_LED Traffic and Crosswalk Lighting | 37.96 | 0 | 0 | 10 |  | 8.3125 | 0 | 0 | 8.3125 |  | 29.9308 | 1.4804 | 0 | 71 | 71 | 29.9308 | fixture | 19.9211 | 0.26463 | 0.11469 | 0.42156 | -23.0988 | -64.1679 | DROP | DROP | DROP | DROP | DROP | DROP | [5 empty] | 0.26463 | DROP | 19.9211 | 63.8719 | DROP | DROP | DROP | DROP | DROP | DROP | 0.11469 | 63.8719 | 1.3212 | DROP
DEF | N_RT_LED Traffic and Crosswalk Lighting | 37.96 | 0 | 0 | 10 |  | 8.3125 | 0 | 0 | 8.3125 |  | 29.9308 | 1.4804 | 0 | 71 | 71 | 29.9308 | fixture | 19.9211 | 0.26463 | 0.11469 | 0.42156 | -23.0988 | -64.1679 | DROP | DROP | DROP | DROP | DROP | DROP | [5 empty] | 0.26463 | DROP | 19.9211 | 63.8719 | DROP | DROP | DROP | DROP | DROP | DROP | 0.11469 | 63.8719 | 1.3212 | DROP
DEF | N_SC_LED Traffic and Crosswalk Lighting | 37.96 | 0 | 0 | 10 |  | 8.3125 | 0 | 0 | 8.3125 |  | 29.9308 | 1.4804 | 0 | 71 | 71 | 29.9308 | fixture | 19.9211 | 0.26463 | 0.11469 | 0.42156 | -23.0988 | -64.1679 | DROP | DROP | DROP | DROP | DROP | DROP | [5 empty] | 0.26463 | DROP | 19.9211 | 63.8719 | DROP | DROP | DROP | DROP | DROP | DROP | 0.11469 | 63.8719 | 1.3212 | DROP
DEF | N_WR_LED Traffic and Crosswalk Lighting | 37.96 | 0 | 0 | 10 |  | 8.3125 | 0 | 0 | 8.3125 |  | 29.9308 | 1.4804 | 0 | 71 | 71 | 29.9308 | fixture | 19.9211 | 0.26463 | 0.11469 | 0.42156 | -23.0988 | -64.1679 | DROP | DROP | DROP | DROP | DROP | DROP | [5 empty] | 0.26463 | DROP | 19.9211 | 63.8719 | DROP | DROP | DROP | DROP | DROP | DROP | 0.11469 | 63.8719 | 1.3212 | DROP
DEF | T_AS_Geothermal Heat Pump | 2796.1681 | 1.2025 | 0.9236 | 15 |  | 903.6392 | 1057.264 | 1726.4123 | 3687.3155 |  | 3096.6651 | 109.0506 | 0 | 48798.42 | 48798.42 | 3096.6651 | ton | 185.8759 | 1.1502 | 0.075394 | 0.063458 | 481.5999 | -45220.155 | DROP | DROP | DROP | DROP | DROP | DROP | [5 empty] | 1.1502 | 481.5999 | 185.8759 | 48273.3556 | KEEP | 481.5999 | 1.0305 | 184.0415 | 0.073327 | DROP | 0.075394 | 48273.3556 | 1.0527 | DROP
DEF | T_CU_Geothermal Heat Pump | 3099.9381 | 0.545 | 0.51001 | 15 |  | 1001.8088 | 479.1851 | 782.464 | 2263.4578 |  | 3433.0806 | 120.8976 | 0 | 48798.42 | 48798.42 | 3433.0806 | ton | 167.6615 | 0.63688 | 0.046269 | 0.070352 | -1290.5203 | -46655.8598 | DROP | DROP | DROP | DROP | DROP | DROP | [5 empty] | 0.63688 | DROP | 167.6615 | 48216.3136 | DROP | DROP | DROP | DROP | DROP | DROP | 0.046269 | 48216.3136 | 1.0584 | DROP
DEF | T_GR_Geothermal Heat Pump | 1567.694 | 0.67418 | 0.51782 | 15 |  | 506.6326 | 592.7635 | 967.9269 | 2067.3229 |  | 1736.1701 | 61.1401 | 0 | 48798.42 | 48798.42 | 1736.1701 | ton | 331.5318 | 1.1502 | 0.042312 | 0.035578 | 270.0128 | -46792.2371 | DROP | DROP | DROP | DROP | DROP | DROP | [5 empty] | 1.1502 | 270.0128 | 331.5318 | 48504.0384 | KEEP | 270.0128 | 1.0305 | 329.6973 | 0.041112 | DROP | 0.042312 | 48504.0384 | 1.0295 | DROP
DEF | T_HC_Geothermal Heat Pump | 6072.3844 | 2.6114 | 2.0058 | 15 |  | 1962.416 | 2296.0399 | 3749.2163 | 8007.6722 |  | 6724.9681 | 236.823 | 0 | 48798.42 | 48798.42 | 6724.9681 | ton | 85.5908 | 1.1502 | 0.1633 | 0.13781 | 1045.8812 | -41027.5708 | DROP | DROP | DROP | DROP | DROP | DROP | [5 empty] | 1.1502 | 1045.8812 | 85.5908 | 47658.1477 | KEEP | 1045.8812 | 1.0305 | 83.7564 | 0.15924 | DROP | 0.1633 | 47658.1477 | 1.1144 | DROP
DEF | T_HS_Geothermal Heat Pump | 5758.0109 | 1.0123 | 0.94732 | 15 |  | 1860.8197 | 890.0671 | 1453.3955 | 4204.2823 |  | 6376.8097 | 224.5624 | 0 | 48798.42 | 48798.42 | 6376.8097 | ton | 90.2639 | 0.63688 | 0.085761 | 0.13068 | -2397.0899 | -44818.7002 | DROP | DROP | DROP | DROP | DROP | DROP | [5 empty] | 0.63688 | DROP | 90.2639 | 47717.1807 | DROP | DROP | DROP | DROP | DROP | DROP | 0.085761 | 47717.1807 | 1.1085 | DROP
DEF | T_IN_Geothermal Heat Pump | 1516.9558 | 0.65236 | 0.50106 | 15 |  | 490.2355 | 573.5788 | 936.6001 | 2000.4144 |  | 1679.9792 | 59.1613 | 0 | 48798.42 | 48798.42 | 1679.9792 | ton | 342.6206 | 1.1502 | 0.040944 | 0.034427 | 261.2739 | -46857.1669 | DROP | DROP | DROP | DROP | DROP | DROP | [5 empty] | 1.1502 | 261.2739 | 342.6206 | 48513.566 | KEEP | 261.2739 | 1.0305 | 340.7862 | 0.039781 | DROP | 0.040944 | 48513.566 | 1.0286 | DROP
DEF | T_LG_Geothermal Heat Pump | 4607.1489 | 1.9813 | 1.5218 | 15 |  | 1488.895 | 1742.0172 | 2844.5495 | 6075.4617 |  | 5102.2675 | 179.6788 | 0 | 48798.42 | 48798.42 | 5102.2675 | ton | 112.8117 | 1.1502 | 0.12404 | 0.10456 | 793.5154 | -42902.6371 | DROP | DROP | DROP | DROP | DROP | DROP | [5 empty] | 1.1502 | 793.5154 | 112.8117 | 47933.2896 | KEEP | 793.5154 | 1.0305 | 110.9773 | 0.12082 | DROP | 0.12404 | 47933.2896 | 1.0868 | DROP
DEF | T_MS_Geothermal Heat Pump | 1561.6175 | 0.67157 | 0.51582 | 15 |  | 504.6688 | 590.4659 | 964.1751 | 2059.3099 |  | 1729.4406 | 60.9031 | 0 | 48798.42 | 48798.42 | 1729.4406 | ton | 332.8218 | 1.1502 | 0.042148 | 0.035441 | 268.9662 | -46800.0132 | DROP | DROP | DROP | DROP | DROP | DROP | [5 empty] | 1.1502 | 268.9662 | 332.8218 | 48505.1795 | KEEP | 268.9662 | 1.0305 | 330.9873 | 0.040952 | DROP | 0.042148 | 48505.1795 | 1.0294 | DROP
DEF | T_OF_Geothermal Heat Pump | 3136.3308 | 1.3488 | 1.036 | 15 |  | 1013.5698 | 1185.8835 | 1936.4358 | 4135.8892 |  | 3473.3843 | 122.3169 | 0 | 48798.42 | 48798.42 | 3473.3843 | ton | 165.716 | 1.1502 | 0.084543 | 0.071178 | 540.188 | -44784.8477 | DROP | DROP | DROP | DROP | DROP | DROP | [5 empty] | 1.1502 | 540.188 | 165.716 | 48209.4798 | KEEP | 540.188 | 1.0305 | 163.8816 | 0.082248 | DROP | 0.084543 | 48209.4798 | 1.0591 | DROP
DEF | T_RS_Geothermal Heat Pump | 4572.0419 | 1.9662 | 1.5102 | 15 |  | 1477.5494 | 1728.7428 | 2822.8737 | 6029.1659 |  | 5063.3876 | 178.3096 | 0 | 48798.42 | 48798.42 | 5063.3876 | ton | 113.6779 | 1.1502 | 0.1231 | 0.10376 | 787.4687 | -42947.5637 | DROP | DROP | DROP | DROP | DROP | DROP | [5 empty] | 1.1502 | 787.4687 | 113.6779 | 47939.882 | KEEP | 787.4687 | 1.0305 | 111.8435 | 0.1199 | DROP | 0.1231 | 47939.882 | 1.0862 | DROP
DEF | T_RT_Geothermal Heat Pump | 3571.9489 | 1.5361 | 1.1798 | 15 |  | 1154.3488 | 1350.5959 | 2205.3955 | 4710.3402 |  | 3955.8172 | 139.306 | 0 | 48798.42 | 48798.42 | 3955.8172 | ton | 145.5061 | 1.1502 | 0.096252 | 0.081064 | 615.217 | -44227.3858 | DROP | DROP | DROP | DROP | DROP | DROP | [5 empty] | 1.1502 | 615.217 | 145.5061 | 48127.6794 | KEEP | 615.217 | 1.0305 | 143.6717 | 0.093672 | DROP | 0.096252 | 48127.6794 | 1.0673 | DROP
DEF | T_SC_Geothermal Heat Pump | 3107.3488 | 1.3363 | 1.0264 | 15 |  | 1004.2037 | 1174.9251 | 1918.5417 | 4097.6705 |  | 3441.2876 | 121.1866 | 0 | 48798.42 | 48798.42 | 3441.2876 | ton | 167.2617 | 1.1502 | 0.083763 | 0.07052 | 535.1963 | -44821.9361 | DROP | DROP | DROP | DROP | DROP | DROP | [5 empty] | 1.1502 | 535.1963 | 167.2617 | 48214.922 | KEEP | 535.1963 | 1.0305 | 165.4272 | 0.081488 | DROP | 0.083763 | 48214.922 | 1.0586 | DROP
DEF | T_WR_Geothermal Heat Pump | 684.2956 | 0.29428 | 0.22603 | 15 |  | 221.1442 | 258.7402 | 422.4983 | 902.3827 |  | 757.8351 | 26.6875 | 0 | 48798.42 | 48798.42 | 757.8351 | ton | 759.5261 | 1.1502 | 0.018482 | 0.01553 | 117.8601 | -47922.7248 | DROP | DROP | DROP | DROP | DROP | DROP | [5 empty] | 1.1502 | 117.8601 | 759.5261 | 48669.923 | KEEP | 117.8601 | 1.0305 | 757.6916 | 0.017945 | DROP | 0.018482 | 48669.923 | 1.0129 | DROP
DEF | N_AS_Geothermal Heat Pump | 2796.1681 | 1.2025 | 0.9236 | 15 |  | 903.6392 | 1057.264 | 1726.4123 | 3687.3155 |  | 3096.6651 | 109.0506 | 0 | 48798.42 | 48798.42 | 3096.6651 | ton | 185.8759 | 1.1502 | 0.075394 | 0.063458 | 481.5999 | -45220.155 | DROP | DROP | DROP | DROP | DROP | DROP | [5 empty] | 1.1502 | 481.5999 | 185.8759 | 48273.3556 | KEEP | 481.5999 | 1.0305 | 184.0415 | 0.073327 | DROP | 0.075394 | 48273.3556 | 1.0527 | DROP
DEF | N_CU_Geothermal Heat Pump | 3099.9381 | 0.545 | 0.51001 | 15 |  | 1001.8088 | 479.1851 | 782.464 | 2263.4578 |  | 3433.0806 | 120.8976 | 0 | 48798.42 | 48798.42 | 3433.0806 | ton | 167.6615 | 0.63688 | 0.046269 | 0.070352 | -1290.5203 | -46655.8598 | DROP | DROP | DROP | DROP | DROP | DROP | [5 empty] | 0.63688 | DROP | 167.6615 | 48216.3136 | DROP | DROP | DROP | DROP | DROP | DROP | 0.046269 | 48216.3136 | 1.0584 | DROP
DEF | N_GR_Geothermal Heat Pump | 1567.694 | 0.67418 | 0.51782 | 15 |  | 506.6326 | 592.7635 | 967.9269 | 2067.3229 |  | 1736.1701 | 61.1401 | 0 | 48798.42 | 48798.42 | 1736.1701 | ton | 331.5318 | 1.1502 | 0.042312 | 0.035578 | 270.0128 | -46792.2371 | DROP | DROP | DROP | DROP | DROP | DROP | [5 empty] | 1.1502 | 270.0128 | 331.5318 | 48504.0384 | KEEP | 270.0128 | 1.0305 | 329.6973 | 0.041112 | DROP | 0.042312 | 48504.0384 | 1.0295 | DROP
DEF | N_HC_Geothermal Heat Pump | 6072.3844 | 2.6114 | 2.0058 | 15 |  | 1962.416 | 2296.0399 | 3749.2163 | 8007.6722 |  | 6724.9681 | 236.823 | 0 | 48798.42 | 48798.42 | 6724.9681 | ton | 85.5908 | 1.1502 | 0.1633 | 0.13781 | 1045.8812 | -41027.5708 | DROP | DROP | DROP | DROP | DROP | DROP | [5 empty] | 1.1502 | 1045.8812 | 85.5908 | 47658.1477 | KEEP | 1045.8812 | 1.0305 | 83.7564 | 0.15924 | DROP | 0.1633 | 47658.1477 | 1.1144 | DROP
DEF | N_HS_Geothermal Heat Pump | 5758.0109 | 1.0123 | 0.94732 | 15 |  | 1860.8197 | 890.0671 | 1453.3955 | 4204.2823 |  | 6376.8097 | 224.5624 | 0 | 48798.42 | 48798.42 | 6376.8097 | ton | 90.2639 | 0.63688 | 0.085761 | 0.13068 | -2397.0899 | -44818.7002 | DROP | DROP | DROP | DROP | DROP | DROP | [5 empty] | 0.63688 | DROP | 90.2639 | 47717.1807 | DROP | DROP | DROP | DROP | DROP | DROP | 0.085761 | 47717.1807 | 1.1085 | DROP
DEF | N_IN_Geothermal Heat Pump | 1516.9558 | 0.65236 | 0.50106 | 15 |  | 490.2355 | 573.5788 | 936.6001 | 2000.4144 |  | 1679.9792 | 59.1613 | 0 | 48798.42 | 48798.42 | 1679.9792 | ton | 342.6206 | 1.1502 | 0.040944 | 0.034427 | 261.2739 | -46857.1669 | DROP | DROP | DROP | DROP | DROP | DROP | [5 empty] | 1.1502 | 261.2739 | 342.6206 | 48513.566 | KEEP | 261.2739 | 1.0305 | 340.7862 | 0.039781 | DROP | 0.040944 | 48513.566 | 1.0286 | DROP
DEF | N_LG_Geothermal Heat Pump | 4607.1489 | 1.9813 | 1.5218 | 15 |  | 1488.895 | 1742.0172 | 2844.5495 | 6075.4617 |  | 5102.2675 | 179.6788 | 0 | 48798.42 | 48798.42 | 5102.2675 | ton | 112.8117 | 1.1502 | 0.12404 | 0.10456 | 793.5154 | -42902.6371 | DROP | DROP | DROP | DROP | DROP | DROP | [5 empty] | 1.1502 | 793.5154 | 112.8117 | 47933.2896 | KEEP | 793.5154 | 1.0305 | 110.9773 | 0.12082 | DROP | 0.12404 | 47933.2896 | 1.0868 | DROP
DEF | N_MS_Geothermal Heat Pump | 1561.6175 | 0.67157 | 0.51582 | 15 |  | 504.6688 | 590.4659 | 964.1751 | 2059.3099 |  | 1729.4406 | 60.9031 | 0 | 48798.42 | 48798.42 | 1729.4406 | ton | 332.8218 | 1.1502 | 0.042148 | 0.035441 | 268.9662 | -46800.0132 | DROP | DROP | DROP | DROP | DROP | DROP | [5 empty] | 1.1502 | 268.9662 | 332.8218 | 48505.1795 | KEEP | 268.9662 | 1.0305 | 330.9873 | 0.040952 | DROP | 0.042148 | 48505.1795 | 1.0294 | DROP
DEF | N_OF_Geothermal Heat Pump | 3136.3308 | 1.3488 | 1.036 | 15 |  | 1013.5698 | 1185.8835 | 1936.4358 | 4135.8892 |  | 3473.3843 | 122.3169 | 0 | 48798.42 | 48798.42 | 3473.3843 | ton | 165.716 | 1.1502 | 0.084543 | 0.071178 | 540.188 | -44784.8477 | DROP | DROP | DROP | DROP | DROP | DROP | [5 empty] | 1.1502 | 540.188 | 165.716 | 48209.4798 | KEEP | 540.188 | 1.0305 | 163.8816 | 0.082248 | DROP | 0.084543 | 48209.4798 | 1.0591 | DROP
DEF | N_RS_Geothermal Heat Pump | 4572.0419 | 1.9662 | 1.5102 | 15 |  | 1477.5494 | 1728.7428 | 2822.8737 | 6029.1659 |  | 5063.3876 | 178.3096 | 0 | 48798.42 | 48798.42 | 5063.3876 | ton | 113.6779 | 1.1502 | 0.1231 | 0.10376 | 787.4687 | -42947.5637 | DROP | DROP | DROP | DROP | DROP | DROP | [5 empty] | 1.1502 | 787.4687 | 113.6779 | 47939.882 | KEEP | 787.4687 | 1.0305 | 111.8435 | 0.1199 | DROP | 0.1231 | 47939.882 | 1.0862 | DROP
DEF | N_RT_Geothermal Heat Pump | 3571.9489 | 1.5361 | 1.1798 | 15 |  | 1154.3488 | 1350.5959 | 2205.3955 | 4710.3402 |  | 3955.8172 | 139.306 | 0 | 48798.42 | 48798.42 | 3955.8172 | ton | 145.5061 | 1.1502 | 0.096252 | 0.081064 | 615.217 | -44227.3858 | DROP | DROP | DROP | DROP | DROP | DROP | [5 empty] | 1.1502 | 615.217 | 145.5061 | 48127.6794 | KEEP | 615.217 | 1.0305 | 143.6717 | 0.093672 | DROP | 0.096252 | 48127.6794 | 1.0673 | DROP
DEF | N_SC_Geothermal Heat Pump | 3107.3488 | 1.3363 | 1.0264 | 15 |  | 1004.2037 | 1174.9251 | 1918.5417 | 4097.6705 |  | 3441.2876 | 121.1866 | 0 | 48798.42 | 48798.42 | 3441.2876 | ton | 167.2617 | 1.1502 | 0.083763 | 0.07052 | 535.1963 | -44821.9361 | DROP | DROP | DROP | DROP | DROP | DROP | [5 empty] | 1.1502 | 535.1963 | 167.2617 | 48214.922 | KEEP | 535.1963 | 1.0305 | 165.4272 | 0.081488 | DROP | 0.083763 | 48214.922 | 1.0586 | DROP
DEF | N_WR_Geothermal Heat Pump | 684.2956 | 0.29428 | 0.22603 | 15 |  | 221.1442 | 258.7402 | 422.4983 | 902.3827 |  | 757.8351 | 26.6875 | 0 | 48798.42 | 48798.42 | 757.8351 | ton | 759.5261 | 1.1502 | 0.018482 | 0.01553 | 117.8601 | -47922.7248 | DROP | DROP | DROP | DROP | DROP | DROP | [5 empty] | 1.1502 | 117.8601 | 759.5261 | 48669.923 | KEEP | 117.8601 | 1.0305 | 757.6916 | 0.017945 | DROP | 0.018482 | 48669.923 | 1.0129 | DROP
DEF | T_AS_High Efficiency Chiller (Air Cooled, 50 tons) | 12310.8035 | 3.5038 | 3.5558 | 20 |  | 5005.5116 | 4240.9569 | 5692.4937 | 14938.9622 |  | 16845.6613 | 480.1213 | 0 | 6800 | 6800 | 16845.6613 | unit (50 tons) | 5.8831 | 0.86224 | 2.052 | 2.4773 | -2386.8204 | 7658.8409 | DROP | DROP | DROP | KEEP | KEEP | KEEP | [5 empty] | 0.86224 | DROP | 5.8831 | 4488.2773 | DROP | DROP | DROP | DROP | DROP | DROP | 2.052 | 4488.2773 | 3.1373 | KEEP
DEF | T_CU_High Efficiency Chiller (Air Cooled, 50 tons) | 13657.7391 | 3.8872 | 3.9448 | 20 |  | 5553.169 | 4704.9636 | 6315.3144 | 16573.447 |  | 18688.7597 | 532.6518 | 0 | 6800 | 6800 | 18688.7597 | unit (50 tons) | 5.3029 | 0.86224 | 2.2602 | 2.7483 | -2647.9645 | 9240.7952 | DROP | DROP | DROP | KEEP | KEEP | KEEP | [5 empty] | 0.86224 | DROP | 5.3029 | 4235.3497 | DROP | DROP | DROP | DROP | DROP | DROP | 2.2602 | 4235.3497 | 3.3712 | KEEP
DEF | T_GR_High Efficiency Chiller (Air Cooled, 50 tons) | 6800.6122 | 1.9355 | 1.9643 | 20 |  | 2765.0952 | 2342.7474 | 3144.591 | 8252.4336 |  | 9305.7134 | 265.2239 | 0 | 6800 | 6800 | 9305.7134 | unit (50 tons) | 10.6498 | 0.86224 | 1.168 | 1.3685 | -1318.5037 | 1187.2097 | DROP | DROP | DROP | KEEP | KEEP | KEEP | [5 empty] | 0.86224 | DROP | 10.6498 | 5522.981 | DROP | DROP | DROP | DROP | DROP | DROP | 1.168 | 5522.981 | 2.1807 | KEEP
DEF | T_HC_High Efficiency Chiller (Air Cooled, 50 tons) | 26788.0069 | 7.6242 | 7.7373 | 20 |  | 10891.8708 | 9228.2183 | 12386.727 | 32506.8161 |  | 36655.7466 | 1044.7323 | 0 | 6800 | 6800 | 36655.7466 | unit (50 tons) | 2.7036 | 0.86224 | 4.1438 | 5.3906 | -5193.6628 | 24662.0838 | DROP | DROP | DROP | KEEP | DROP | KEEP | [5 empty] | 0.86224 | DROP | 2.7036 | 1769.7481 | DROP | DROP | DROP | DROP | DROP | DROP | 4.1438 | 1769.7481 | 5.6508 | KEEP
DEF | T_HS_High Efficiency Chiller (Air Cooled, 50 tons) | 25375.1374 | 7.2221 | 7.3293 | 20 |  | 10317.405 | 8741.4979 | 11733.4186 | 30792.3216 |  | 34722.4266 | 989.6304 | 0 | 6800 | 6800 | 34722.4266 | unit (50 tons) | 2.8542 | 0.86224 | 3.953 | 5.1062 | -4919.7354 | 23002.6912 | DROP | DROP | DROP | KEEP | DROP | KEEP | [5 empty] | 0.86224 | DROP | 2.8542 | 2035.0567 | DROP | DROP | DROP | DROP | DROP | DROP | 3.953 | 2035.0567 | 5.4055 | KEEP
DEF | T_IN_High Efficiency Chiller (Air Cooled, 50 tons) | 6649.9061 | 1.8927 | 1.9207 | 20 |  | 2703.8188 | 2290.8306 | 3074.9048 | 8069.5542 |  | 9099.4926 | 259.3463 | 0 | 6800 | 6800 | 9099.4926 | unit (50 tons) | 10.8912 | 0.86224 | 1.1431 | 1.3382 | -1289.2848 | 1010.2079 | DROP | DROP | DROP | KEEP | KEEP | KEEP | [5 empty] | 0.86224 | DROP | 10.8912 | 5551.2806 | DROP | DROP | DROP | DROP | DROP | DROP | 1.1431 | 5551.2806 | 2.1545 | KEEP
DEF | T_LG_High Efficiency Chiller (Air Cooled, 50 tons) | 20335.9026 | 5.7879 | 5.8737 | 20 |  | 8268.4772 | 7005.5286 | 9403.2853 | 24677.2911 |  | 27826.9187 | 793.1002 | 0 | 6800 | 6800 | 27826.9187 | unit (50 tons) | 3.5614 | 0.86224 | 3.25 | 4.0922 | -3942.7278 | 17084.1909 | DROP | DROP | DROP | KEEP | KEEP | KEEP | [5 empty] | 0.86224 | DROP | 3.5614 | 2981.3242 | DROP | DROP | DROP | DROP | DROP | DROP | 3.25 | 2981.3242 | 4.5306 | KEEP
DEF | T_MS_High Efficiency Chiller (Air Cooled, 50 tons) | 6875.9652 | 1.957 | 1.986 | 20 |  | 2795.7334 | 2368.7058 | 3179.4341 | 8343.8733 |  | 9408.8238 | 268.1626 | 0 | 6800 | 6800 | 9408.8238 | unit (50 tons) | 10.5331 | 0.86224 | 1.1805 | 1.3837 | -1333.1132 | 1275.7107 | DROP | DROP | DROP | KEEP | KEEP | KEEP | [5 empty] | 0.86224 | DROP | 10.5331 | 5508.8313 | DROP | DROP | DROP | DROP | DROP | DROP | 1.1805 | 5508.8313 | 2.1938 | KEEP
DEF | T_OF_High Efficiency Chiller (Air Cooled, 50 tons) | 13855.5409 | 3.9435 | 4.002 | 20 |  | 5633.5942 | 4773.1045 | 6406.7776 | 16813.4762 |  | 18959.4245 | 540.3661 | 0 | 6800 | 6800 | 18959.4245 | unit (50 tons) | 5.2272 | 0.86224 | 2.2906 | 2.7882 | -2686.3143 | 9473.1102 | DROP | DROP | DROP | KEEP | KEEP | KEEP | [5 empty] | 0.86224 | DROP | 5.2272 | 4198.2065 | DROP | DROP | DROP | DROP | DROP | DROP | 2.2906 | 4198.2065 | 3.4055 | KEEP
DEF | T_RS_High Efficiency Chiller (Air Cooled, 50 tons) | 19949.7182 | 5.678 | 5.7622 | 20 |  | 8111.4565 | 6872.4917 | 9224.7144 | 24208.6626 |  | 27298.4779 | 778.039 | 0 | 6800 | 6800 | 27298.4779 | unit (50 tons) | 3.6304 | 0.86224 | 3.1946 | 4.0145 | -3867.8544 | 16630.6236 | DROP | DROP | DROP | KEEP | KEEP | KEEP | [5 empty] | 0.86224 | DROP | 3.6304 | 3053.8419 | DROP | DROP | DROP | DROP | DROP | DROP | 3.1946 | 3053.8419 | 4.4636 | KEEP
DEF | T_RT_High Efficiency Chiller (Air Cooled, 50 tons) | 15635.7565 | 4.4502 | 4.5162 | 20 |  | 6357.4211 | 5386.3722 | 7229.9461 | 18973.7393 |  | 21395.4076 | 609.7945 | 0 | 6800 | 6800 | 21395.4076 | unit (50 tons) | 4.632 | 0.86224 | 2.5606 | 3.1464 | -3031.4628 | 11563.9448 | DROP | DROP | DROP | KEEP | KEEP | KEEP | [5 empty] | 0.86224 | DROP | 4.632 | 3863.9176 | DROP | DROP | DROP | DROP | DROP | DROP | 2.5606 | 3863.9176 | 3.7146 | KEEP
DEF | T_SC_High Efficiency Chiller (Air Cooled, 50 tons) | 13591.8052 | 3.8684 | 3.9258 | 20 |  | 5526.3606 | 4682.25 | 6284.8267 | 16493.4373 |  | 18598.5381 | 530.0804 | 0 | 6800 | 6800 | 18598.5381 | unit (50 tons) | 5.3286 | 0.86224 | 2.2501 | 2.7351 | -2635.1812 | 9163.3569 | DROP | DROP | DROP | KEEP | KEEP | KEEP | [5 empty] | 0.86224 | DROP | 5.3286 | 4247.7308 | DROP | DROP | DROP | DROP | DROP | DROP | 2.2501 | 4247.7308 | 3.3597 | KEEP
DEF | T_WR_High Efficiency Chiller (Air Cooled, 50 tons) | 2985.8643 | 0.84982 | 0.86243 | 20 |  | 1214.0376 | 1028.6024 | 1380.6584 | 3623.2984 |  | 4085.7495 | 116.4487 | 0 | 6800 | 6800 | 4085.7495 | unit (50 tons) | 24.256 | 0.86224 | 0.52387 | 0.60085 | -578.8998 | -3293.1503 | DROP | DROP | DROP | DROP | DROP | DROP | [5 empty] | 0.86224 | DROP | 24.256 | 6239.3144 | DROP | DROP | DROP | DROP | DROP | DROP | 0.52387 | 6239.3144 | 1.5184 | DROP
DEF | N_AS_High Efficiency Chiller (Air Cooled, 50 tons) | 12310.8035 | 3.5038 | 3.5558 | 20 |  | 5005.5116 | 4240.9569 | 5692.4937 | 14938.9622 |  | 16845.6613 | 480.1213 | 0 | 6800 | 6800 | 16845.6613 | unit (50 tons) | 5.8831 | 0.86224 | 2.052 | 2.4773 | -2386.8204 | 7658.8409 | DROP | DROP | DROP | KEEP | KEEP | KEEP | [5 empty] | 0.86224 | DROP | 5.8831 | 4488.2773 | DROP | DROP | DROP | DROP | DROP | DROP | 2.052 | 4488.2773 | 3.1373 | KEEP
DEF | N_CU_High Efficiency Chiller (Air Cooled, 50 tons) | 13657.7391 | 3.8872 | 3.9448 | 20 |  | 5553.169 | 4704.9636 | 6315.3144 | 16573.447 |  | 18688.7597 | 532.6518 | 0 | 6800 | 6800 | 18688.7597 | unit (50 tons) | 5.3029 | 0.86224 | 2.2602 | 2.7483 | -2647.9645 | 9240.7952 | DROP | DROP | DROP | KEEP | KEEP | KEEP | [5 empty] | 0.86224 | DROP | 5.3029 | 4235.3497 | DROP | DROP | DROP | DROP | DROP | DROP | 2.2602 | 4235.3497 | 3.3712 | KEEP
DEF | N_GR_High Efficiency Chiller (Air Cooled, 50 tons) | 6800.6122 | 1.9355 | 1.9643 | 20 |  | 2765.0952 | 2342.7474 | 3144.591 | 8252.4336 |  | 9305.7134 | 265.2239 | 0 | 6800 | 6800 | 9305.7134 | unit (50 tons) | 10.6498 | 0.86224 | 1.168 | 1.3685 | -1318.5037 | 1187.2097 | DROP | DROP | DROP | KEEP | KEEP | KEEP | [5 empty] | 0.86224 | DROP | 10.6498 | 5522.981 | DROP | DROP | DROP | DROP | DROP | DROP | 1.168 | 5522.981 | 2.1807 | KEEP
DEF | N_HC_High Efficiency Chiller (Air Cooled, 50 tons) | 26788.0069 | 7.6242 | 7.7373 | 20 |  | 10891.8708 | 9228.2183 | 12386.727 | 32506.8161 |  | 36655.7466 | 1044.7323 | 0 | 6800 | 6800 | 36655.7466 | unit (50 tons) | 2.7036 | 0.86224 | 4.1438 | 5.3906 | -5193.6628 | 24662.0838 | DROP | DROP | DROP | KEEP | DROP | KEEP | [5 empty] | 0.86224 | DROP | 2.7036 | 1769.7481 | DROP | DROP | DROP | DROP | DROP | DROP | 4.1438 | 1769.7481 | 5.6508 | KEEP
DEF | N_HS_High Efficiency Chiller (Air Cooled, 50 tons) | 25375.1374 | 7.2221 | 7.3293 | 20 |  | 10317.405 | 8741.4979 | 11733.4186 | 30792.3216 |  | 34722.4266 | 989.6304 | 0 | 6800 | 6800 | 34722.4266 | unit (50 tons) | 2.8542 | 0.86224 | 3.953 | 5.1062 | -4919.7354 | 23002.6912 | DROP | DROP | DROP | KEEP | DROP | KEEP | [5 empty] | 0.86224 | DROP | 2.8542 | 2035.0567 | DROP | DROP | DROP | DROP | DROP | DROP | 3.953 | 2035.0567 | 5.4055 | KEEP
DEF | N_IN_High Efficiency Chiller (Air Cooled, 50 tons) | 6649.9061 | 1.8927 | 1.9207 | 20 |  | 2703.8188 | 2290.8306 | 3074.9048 | 8069.5542 |  | 9099.4926 | 259.3463 | 0 | 6800 | 6800 | 9099.4926 | unit (50 tons) | 10.8912 | 0.86224 | 1.1431 | 1.3382 | -1289.2848 | 1010.2079 | DROP | DROP | DROP | KEEP | KEEP | KEEP | [5 empty] | 0.86224 | DROP | 10.8912 | 5551.2806 | DROP | DROP | DROP | DROP | DROP | DROP | 1.1431 | 5551.2806 | 2.1545 | KEEP
DEF | N_LG_High Efficiency Chiller (Air Cooled, 50 tons) | 20335.9026 | 5.7879 | 5.8737 | 20 |  | 8268.4772 | 7005.5286 | 9403.2853 | 24677.2911 |  | 27826.9187 | 793.1002 | 0 | 6800 | 6800 | 27826.9187 | unit (50 tons) | 3.5614 | 0.86224 | 3.25 | 4.0922 | -3942.7278 | 17084.1909 | DROP | DROP | DROP | KEEP | KEEP | KEEP | [5 empty] | 0.86224 | DROP | 3.5614 | 2981.3242 | DROP | DROP | DROP | DROP | DROP | DROP | 3.25 | 2981.3242 | 4.5306 | KEEP
DEF | N_MS_High Efficiency Chiller (Air Cooled, 50 tons) | 6875.9652 | 1.957 | 1.986 | 20 |  | 2795.7334 | 2368.7058 | 3179.4341 | 8343.8733 |  | 9408.8238 | 268.1626 | 0 | 6800 | 6800 | 9408.8238 | unit (50 tons) | 10.5331 | 0.86224 | 1.1805 | 1.3837 | -1333.1132 | 1275.7107 | DROP | DROP | DROP | KEEP | KEEP | KEEP | [5 empty] | 0.86224 | DROP | 10.5331 | 5508.8313 | DROP | DROP | DROP | DROP | DROP | DROP | 1.1805 | 5508.8313 | 2.1938 | KEEP
DEF | N_OF_High Efficiency Chiller (Air Cooled, 50 tons) | 13855.5409 | 3.9435 | 4.002 | 20 |  | 5633.5942 | 4773.1045 | 6406.7776 | 16813.4762 |  | 18959.4245 | 540.3661 | 0 | 6800 | 6800 | 18959.4245 | unit (50 tons) | 5.2272 | 0.86224 | 2.2906 | 2.7882 | -2686.3143 | 9473.1102 | DROP | DROP | DROP | KEEP | KEEP | KEEP | [5 empty] | 0.86224 | DROP | 5.2272 | 4198.2065 | DROP | DROP | DROP | DROP | DROP | DROP | 2.2906 | 4198.2065 | 3.4055 | KEEP
DEF | N_RS_High Efficiency Chiller (Air Cooled, 50 tons) | 19949.7182 | 5.678 | 5.7622 | 20 |  | 8111.4565 | 6872.4917 | 9224.7144 | 24208.6626 |  | 27298.4779 | 778.039 | 0 | 6800 | 6800 | 27298.4779 | unit (50 tons) | 3.6304 | 0.86224 | 3.1946 | 4.0145 | -3867.8544 | 16630.6236 | DROP | DROP | DROP | KEEP | KEEP | KEEP | [5 empty] | 0.86224 | DROP | 3.6304 | 3053.8419 | DROP | DROP | DROP | DROP | DROP | DROP | 3.1946 | 3053.8419 | 4.4636 | KEEP
DEF | N_RT_High Efficiency Chiller (Air Cooled, 50 tons) | 15635.7565 | 4.4502 | 4.5162 | 20 |  | 6357.4211 | 5386.3722 | 7229.9461 | 18973.7393 |  | 21395.4076 | 609.7945 | 0 | 6800 | 6800 | 21395.4076 | unit (50 tons) | 4.632 | 0.86224 | 2.5606 | 3.1464 | -3031.4628 | 11563.9448 | DROP | DROP | DROP | KEEP | KEEP | KEEP | [5 empty] | 0.86224 | DROP | 4.632 | 3863.9176 | DROP | DROP | DROP | DROP | DROP | DROP | 2.5606 | 3863.9176 | 3.7146 | KEEP
DEF | N_SC_High Efficiency Chiller (Air Cooled, 50 tons) | 13591.8052 | 3.8684 | 3.9258 | 20 |  | 5526.3606 | 4682.25 | 6284.8267 | 16493.4373 |  | 18598.5381 | 530.0804 | 0 | 6800 | 6800 | 18598.5381 | unit (50 tons) | 5.3286 | 0.86224 | 2.2501 | 2.7351 | -2635.1812 | 9163.3569 | DROP | DROP | DROP | KEEP | KEEP | KEEP | [5 empty] | 0.86224 | DROP | 5.3286 | 4247.7308 | DROP | DROP | DROP | DROP | DROP | DROP | 2.2501 | 4247.7308 | 3.3597 | KEEP
DEF | N_WR_High Efficiency Chiller (Air Cooled, 50 tons) | 2985.8643 | 0.84982 | 0.86243 | 20 |  | 1214.0376 | 1028.6024 | 1380.6584 | 3623.2984 |  | 4085.7495 | 116.4487 | 0 | 6800 | 6800 | 4085.7495 | unit (50 tons) | 24.256 | 0.86224 | 0.52387 | 0.60085 | -578.8998 | -3293.1503 | DROP | DROP | DROP | DROP | DROP | DROP | [5 empty] | 0.86224 | DROP | 24.256 | 6239.3144 | DROP | DROP | DROP | DROP | DROP | DROP | 0.52387 | 6239.3144 | 1.5184 | DROP
DEF | T_AS_High Efficiency Chiller (Water cooled-centrifugal, 200 tons) | 15226.0701 | 5.9946 | 0.25965 | 20 |  | 6190.8446 | 7743.1918 | 10380.5226 | 24314.559 |  | 20834.8075 | 593.8167 | 0 | 9533.3333 | 9533.3333 | 20834.8075 | unit 200 tons) | 6.6686 | 1.1347 | 2.4009 | 2.1855 | 2885.9348 | 14187.409 | KEEP | KEEP | KEEP | KEEP | KEEP | KEEP | [5 empty] | 1.1347 | 2885.9348 | 6.6686 | 6674.1819 | KEEP | 2885.9348 | 1.025 | 4.6499 | 2.4882 | KEEP | 2.4009 | 6674.1819 | 2.8856 | KEEP
DEF | T_CU_High Efficiency Chiller (Water cooled-centrifugal, 200 tons) | 16891.9676 | 6.6505 | 0.28806 | 20 |  | 6868.1903 | 8590.3812 | 11516.2645 | 26974.836 |  | 23114.3618 | 658.7867 | 0 | 9533.3333 | 9533.3333 | 23114.3618 | unit 200 tons) | 6.011 | 1.1347 | 2.6466 | 2.4246 | 3201.6874 | 16782.7159 | KEEP | KEEP | KEEP | KEEP | KEEP | KEEP | [5 empty] | 1.1347 | 3201.6874 | 6.011 | 6361.3597 | KEEP | 3201.6874 | 1.025 | 3.9922 | 2.7604 | KEEP | 2.6466 | 6361.3597 | 3.0919 | KEEP
DEF | T_GR_High Efficiency Chiller (Water cooled-centrifugal, 200 tons) | 8411.0349 | 3.3115 | 0.14343 | 20 |  | 3419.8851 | 4277.4174 | 5734.3055 | 13431.608 |  | 11509.3581 | 328.0304 | 0 | 9533.3333 | 9533.3333 | 11509.3581 | unit 200 tons) | 12.0719 | 1.1347 | 1.362 | 1.2073 | 1594.2195 | 3570.2443 | KEEP | KEEP | KEEP | KEEP | KEEP | KEEP | [5 empty] | 1.1347 | 1594.2195 | 12.0719 | 7953.9092 | KEEP | 1594.2195 | 1.025 | 10.0532 | 1.3745 | KEEP | 1.362 | 7953.9092 | 2.0416 | KEEP
DEF | T_HC_High Efficiency Chiller (Water cooled-centrifugal, 200 tons) | 33131.5558 | 13.0442 | 0.565 | 20 |  | 13471.1263 | 16848.9959 | 22587.763 | 52907.8852 |  | 45336.031 | 1292.1307 | 0 | 9533.3333 | 9533.3333 | 45336.031 | unit 200 tons) | 3.0647 | 1.1347 | 4.8874 | 4.7555 | 6279.7235 | 42082.4212 | KEEP | KEEP | KEEP | KEEP | KEEP | KEEP | [5 empty] | 1.1347 | 6279.7235 | 3.0647 | 3311.8898 | KEEP | 3311.8898 | 1.0876 | 2 | 5.1029 | KEEP | 4.8874 | 3311.8898 | 5.1029 | KEEP
DEF | T_HS_High Efficiency Chiller (Water cooled-centrifugal, 200 tons) | 31384.1109 | 12.3562 | 0.5352 | 20 |  | 12760.6239 | 15960.3358 | 21396.4253 | 50117.3849 |  | 42944.8902 | 1223.9803 | 0 | 9533.3333 | 9533.3333 | 42944.8902 | unit 200 tons) | 3.2353 | 1.1347 | 4.6589 | 4.5047 | 5948.5144 | 39360.0713 | KEEP | KEEP | KEEP | KEEP | KEEP | KEEP | [5 empty] | 1.1347 | 5948.5144 | 3.2353 | 3640.025 | KEEP | 3640.025 | 1.0758 | 2 | 4.8865 | KEEP | 4.6589 | 3640.025 | 4.8865 | KEEP
DEF | T_IN_High Efficiency Chiller (Water cooled-centrifugal, 200 tons) | 8224.6408 | 3.2381 | 0.14026 | 20 |  | 3344.0982 | 4182.627 | 5607.2295 | 13133.9546 |  | 11254.3031 | 320.761 | 0 | 9533.3333 | 9533.3333 | 11254.3031 | unit 200 tons) | 12.3455 | 1.1347 | 1.3328 | 1.1805 | 1558.8906 | 3279.8603 | KEEP | KEEP | KEEP | KEEP | KEEP | KEEP | [5 empty] | 1.1347 | 1558.8906 | 12.3455 | 7988.9103 | KEEP | 1558.8906 | 1.025 | 10.3268 | 1.344 | KEEP | 1.3328 | 7988.9103 | 2.0185 | KEEP
DEF | T_LG_High Efficiency Chiller (Water cooled-centrifugal, 200 tons) | 25151.5573 | 9.9024 | 0.42891 | 20 |  | 10226.4985 | 12790.7813 | 17147.3208 | 40164.6006 |  | 34416.4877 | 980.9107 | 0 | 9533.3333 | 9533.3333 | 34416.4877 | unit 200 tons) | 4.037 | 1.1347 | 3.82 | 3.6101 | 4767.2022 | 29650.3565 | KEEP | KEEP | KEEP | KEEP | KEEP | KEEP | [5 empty] | 1.1347 | 4767.2022 | 4.037 | 4810.3739 | KEEP | 4767.2022 | 1.025 | 2.0183 | 4.1102 | KEEP | 3.82 | 4810.3739 | 4.1147 | KEEP
DEF | T_MS_High Efficiency Chiller (Water cooled-centrifugal, 200 tons) | 8504.232 | 3.3482 | 0.14502 | 20 |  | 3457.7786 | 4324.8126 | 5797.8435 | 13580.4347 |  | 11636.8856 | 331.665 | 0 | 9533.3333 | 9533.3333 | 11636.8856 | unit 200 tons) | 11.9396 | 1.1347 | 1.3766 | 1.2207 | 1611.884 | 3715.4363 | KEEP | KEEP | KEEP | KEEP | KEEP | KEEP | [5 empty] | 1.1347 | 1611.884 | 11.9396 | 7936.4087 | KEEP | 1611.884 | 1.025 | 9.9209 | 1.3897 | KEEP | 1.3766 | 7936.4087 | 2.0531 | KEEP
DEF | T_OF_High Efficiency Chiller (Water cooled-centrifugal, 200 tons) | 17136.6099 | 6.7468 | 0.29223 | 20 |  | 6967.6606 | 8714.7936 | 11683.0518 | 27365.506 |  | 23449.1215 | 668.3278 | 0 | 9533.3333 | 9533.3333 | 23449.1215 | unit 200 tons) | 5.9252 | 1.1347 | 2.6825 | 2.4597 | 3248.0567 | 17163.8449 | KEEP | KEEP | KEEP | KEEP | KEEP | KEEP | [5 empty] | 1.1347 | 3248.0567 | 5.9252 | 6315.4207 | KEEP | 3248.0567 | 1.025 | 3.9064 | 2.8004 | KEEP | 2.6825 | 6315.4207 | 3.1222 | KEEP
DEF | T_RS_High Efficiency Chiller (Water cooled-centrifugal, 200 tons) | 24673.9224 | 9.7143 | 0.42077 | 20 |  | 10032.2945 | 12547.8809 | 16821.6885 | 39401.8639 |  | 33762.9092 | 962.283 | 0 | 9533.3333 | 9533.3333 | 33762.9092 | unit 200 tons) | 4.1152 | 1.1347 | 3.7541 | 3.5416 | 4676.6717 | 28906.2476 | KEEP | KEEP | KEEP | KEEP | KEEP | KEEP | [5 empty] | 1.1347 | 4676.6717 | 4.1152 | 4900.0642 | KEEP | 4676.6717 | 1.025 | 2.0964 | 4.0321 | KEEP | 3.7541 | 4900.0642 | 4.0556 | KEEP
DEF | T_RT_High Efficiency Chiller (Water cooled-centrifugal, 200 tons) | 19338.3905 | 7.6137 | 0.32978 | 20 |  | 7862.8937 | 9834.5053 | 13184.1373 | 30881.5364 |  | 26461.959 | 754.1972 | 0 | 9533.3333 | 9533.3333 | 26461.959 | unit 200 tons) | 5.2506 | 1.1347 | 3.0018 | 2.7757 | 3665.3801 | 20594.0058 | KEEP | KEEP | KEEP | KEEP | KEEP | KEEP | [5 empty] | 1.1347 | 3665.3801 | 5.2506 | 5901.9704 | KEEP | 3665.3801 | 1.025 | 3.2318 | 3.1602 | KEEP | 3.0018 | 5901.9704 | 3.3948 | KEEP
DEF | T_SC_High Efficiency Chiller (Water cooled-centrifugal, 200 tons) | 16810.4202 | 6.6184 | 0.28667 | 20 |  | 6835.0335 | 8548.9104 | 11460.6688 | 26844.6126 |  | 23002.7752 | 655.6064 | 0 | 9533.3333 | 9533.3333 | 23002.7752 | unit 200 tons) | 6.0401 | 1.1347 | 2.6347 | 2.4129 | 3186.231 | 16655.6729 | KEEP | KEEP | KEEP | KEEP | KEEP | KEEP | [5 empty] | 1.1347 | 3186.231 | 6.0401 | 6376.6726 | KEEP | 3186.231 | 1.025 | 4.0214 | 2.7471 | KEEP | 2.6347 | 6376.6726 | 3.0818 | KEEP
DEF | T_WR_High Efficiency Chiller (Water cooled-centrifugal, 200 tons) | 3692.9336 | 1.4539 | 0.062976 | 20 |  | 1501.5285 | 1878.0351 | 2517.6937 | 5897.2572 |  | 5053.2777 | 144.0244 | 0 | 9533.3333 | 9533.3333 | 5053.2777 | unit 200 tons) | 27.495 | 1.1347 | 0.60939 | 0.53006 | 699.9551 | -3780.1005 | DROP | DROP | DROP | DROP | DROP | DROP | [5 empty] | 1.1347 | 699.9551 | 27.495 | 8839.8743 | KEEP | 699.9551 | 1.025 | 25.4763 | 0.60349 | DROP | 0.60939 | 8839.8743 | 1.4573 | DROP
DEF | N_AS_High Efficiency Chiller (Water cooled-centrifugal, 200 tons) | 15226.0701 | 5.9946 | 0.25965 | 20 |  | 6190.8446 | 7743.1918 | 10380.5226 | 24314.559 |  | 20834.8075 | 593.8167 | 0 | 9533.3333 | 9533.3333 | 20834.8075 | unit 200 tons) | 6.6686 | 1.1347 | 2.4009 | 2.1855 | 2885.9348 | 14187.409 | KEEP | KEEP | KEEP | KEEP | KEEP | KEEP | [5 empty] | 1.1347 | 2885.9348 | 6.6686 | 6674.1819 | KEEP | 2885.9348 | 1.025 | 4.6499 | 2.4882 | KEEP | 2.4009 | 6674.1819 | 2.8856 | KEEP
DEF | N_CU_High Efficiency Chiller (Water cooled-centrifugal, 200 tons) | 16891.9676 | 6.6505 | 0.28806 | 20 |  | 6868.1903 | 8590.3812 | 11516.2645 | 26974.836 |  | 23114.3618 | 658.7867 | 0 | 9533.3333 | 9533.3333 | 23114.3618 | unit 200 tons) | 6.011 | 1.1347 | 2.6466 | 2.4246 | 3201.6874 | 16782.7159 | KEEP | KEEP | KEEP | KEEP | KEEP | KEEP | [5 empty] | 1.1347 | 3201.6874 | 6.011 | 6361.3597 | KEEP | 3201.6874 | 1.025 | 3.9922 | 2.7604 | KEEP | 2.6466 | 6361.3597 | 3.0919 | KEEP
DEF | N_GR_High Efficiency Chiller (Water cooled-centrifugal, 200 tons) | 8411.0349 | 3.3115 | 0.14343 | 20 |  | 3419.8851 | 4277.4174 | 5734.3055 | 13431.608 |  | 11509.3581 | 328.0304 | 0 | 9533.3333 | 9533.3333 | 11509.3581 | unit 200 tons) | 12.0719 | 1.1347 | 1.362 | 1.2073 | 1594.2195 | 3570.2443 | KEEP | KEEP | KEEP | KEEP | KEEP | KEEP | [5 empty] | 1.1347 | 1594.2195 | 12.0719 | 7953.9092 | KEEP | 1594.2195 | 1.025 | 10.0532 | 1.3745 | KEEP | 1.362 | 7953.9092 | 2.0416 | KEEP
DEF | N_HC_High Efficiency Chiller (Water cooled-centrifugal, 200 tons) | 33131.5558 | 13.0442 | 0.565 | 20 |  | 13471.1263 | 16848.9959 | 22587.763 | 52907.8852 |  | 45336.031 | 1292.1307 | 0 | 9533.3333 | 9533.3333 | 45336.031 | unit 200 tons) | 3.0647 | 1.1347 | 4.8874 | 4.7555 | 6279.7235 | 42082.4212 | KEEP | KEEP | KEEP | KEEP | KEEP | KEEP | [5 empty] | 1.1347 | 6279.7235 | 3.0647 | 3311.8898 | KEEP | 3311.8898 | 1.0876 | 2 | 5.1029 | KEEP | 4.8874 | 3311.8898 | 5.1029 | KEEP
DEF | N_HS_High Efficiency Chiller (Water cooled-centrifugal, 200 tons) | 31384.1109 | 12.3562 | 0.5352 | 20 |  | 12760.6239 | 15960.3358 | 21396.4253 | 50117.3849 |  | 42944.8902 | 1223.9803 | 0 | 9533.3333 | 9533.3333 | 42944.8902 | unit 200 tons) | 3.2353 | 1.1347 | 4.6589 | 4.5047 | 5948.5144 | 39360.0713 | KEEP | KEEP | KEEP | KEEP | KEEP | KEEP | [5 empty] | 1.1347 | 5948.5144 | 3.2353 | 3640.025 | KEEP | 3640.025 | 1.0758 | 2 | 4.8865 | KEEP | 4.6589 | 3640.025 | 4.8865 | KEEP
DEF | N_IN_High Efficiency Chiller (Water cooled-centrifugal, 200 tons) | 8224.6408 | 3.2381 | 0.14026 | 20 |  | 3344.0982 | 4182.627 | 5607.2295 | 13133.9546 |  | 11254.3031 | 320.761 | 0 | 9533.3333 | 9533.3333 | 11254.3031 | unit 200 tons) | 12.3455 | 1.1347 | 1.3328 | 1.1805 | 1558.8906 | 3279.8603 | KEEP | KEEP | KEEP | KEEP | KEEP | KEEP | [5 empty] | 1.1347 | 1558.8906 | 12.3455 | 7988.9103 | KEEP | 1558.8906 | 1.025 | 10.3268 | 1.344 | KEEP | 1.3328 | 7988.9103 | 2.0185 | KEEP
DEF | N_LG_High Efficiency Chiller (Water cooled-centrifugal, 200 tons) | 25151.5573 | 9.9024 | 0.42891 | 20 |  | 10226.4985 | 12790.7813 | 17147.3208 | 40164.6006 |  | 34416.4877 | 980.9107 | 0 | 9533.3333 | 9533.3333 | 34416.4877 | unit 200 tons) | 4.037 | 1.1347 | 3.82 | 3.6101 | 4767.2022 | 29650.3565 | KEEP | KEEP | KEEP | KEEP | KEEP | KEEP | [5 empty] | 1.1347 | 4767.2022 | 4.037 | 4810.3739 | KEEP | 4767.2022 | 1.025 | 2.0183 | 4.1102 | KEEP | 3.82 | 4810.3739 | 4.1147 | KEEP
DEF | N_MS_High Efficiency Chiller (Water cooled-centrifugal, 200 tons) | 8504.232 | 3.3482 | 0.14502 | 20 |  | 3457.7786 | 4324.8126 | 5797.8435 | 13580.4347 |  | 11636.8856 | 331.665 | 0 | 9533.3333 | 9533.3333 | 11636.8856 | unit 200 tons) | 11.9396 | 1.1347 | 1.3766 | 1.2207 | 1611.884 | 3715.4363 | KEEP | KEEP | KEEP | KEEP | KEEP | KEEP | [5 empty] | 1.1347 | 1611.884 | 11.9396 | 7936.4087 | KEEP | 1611.884 | 1.025 | 9.9209 | 1.3897 | KEEP | 1.3766 | 7936.4087 | 2.0531 | KEEP
DEF | N_OF_High Efficiency Chiller (Water cooled-centrifugal, 200 tons) | 17136.6099 | 6.7468 | 0.29223 | 20 |  | 6967.6606 | 8714.7936 | 11683.0518 | 27365.506 |  | 23449.1215 | 668.3278 | 0 | 9533.3333 | 9533.3333 | 23449.1215 | unit 200 tons) | 5.9252 | 1.1347 | 2.6825 | 2.4597 | 3248.0567 | 17163.8449 | KEEP | KEEP | KEEP | KEEP | KEEP | KEEP | [5 empty] | 1.1347 | 3248.0567 | 5.9252 | 6315.4207 | KEEP | 3248.0567 | 1.025 | 3.9064 | 2.8004 | KEEP | 2.6825 | 6315.4207 | 3.1222 | KEEP
DEF | N_RS_High Efficiency Chiller (Water cooled-centrifugal, 200 tons) | 24673.9224 | 9.7143 | 0.42077 | 20 |  | 10032.2945 | 12547.8809 | 16821.6885 | 39401.8639 |  | 33762.9092 | 962.283 | 0 | 9533.3333 | 9533.3333 | 33762.9092 | unit 200 tons) | 4.1152 | 1.1347 | 3.7541 | 3.5416 | 4676.6717 | 28906.2476 | KEEP | KEEP | KEEP | KEEP | KEEP | KEEP | [5 empty] | 1.1347 | 4676.6717 | 4.1152 | 4900.0642 | KEEP | 4676.6717 | 1.025 | 2.0964 | 4.0321 | KEEP | 3.7541 | 4900.0642 | 4.0556 | KEEP
DEF | N_RT_High Efficiency Chiller (Water cooled-centrifugal, 200 tons) | 19338.3905 | 7.6137 | 0.32978 | 20 |  | 7862.8937 | 9834.5053 | 13184.1373 | 30881.5364 |  | 26461.959 | 754.1972 | 0 | 9533.3333 | 9533.3333 | 26461.959 | unit 200 tons) | 5.2506 | 1.1347 | 3.0018 | 2.7757 | 3665.3801 | 20594.0058 | KEEP | KEEP | KEEP | KEEP | KEEP | KEEP | [5 empty] | 1.1347 | 3665.3801 | 5.2506 | 5901.9704 | KEEP | 3665.3801 | 1.025 | 3.2318 | 3.1602 | KEEP | 3.0018 | 5901.9704 | 3.3948 | KEEP
DEF | N_SC_High Efficiency Chiller (Water cooled-centrifugal, 200 tons) | 16810.4202 | 6.6184 | 0.28667 | 20 |  | 6835.0335 | 8548.9104 | 11460.6688 | 26844.6126 |  | 23002.7752 | 655.6064 | 0 | 9533.3333 | 9533.3333 | 23002.7752 | unit 200 tons) | 6.0401 | 1.1347 | 2.6347 | 2.4129 | 3186.231 | 16655.6729 | KEEP | KEEP | KEEP | KEEP | KEEP | KEEP | [5 empty] | 1.1347 | 3186.231 | 6.0401 | 6376.6726 | KEEP | 3186.231 | 1.025 | 4.0214 | 2.7471 | KEEP | 2.6347 | 6376.6726 | 3.0818 | KEEP
DEF | N_WR_High Efficiency Chiller (Water cooled-centrifugal, 200 tons) | 3692.9336 | 1.4539 | 0.062976 | 20 |  | 1501.5285 | 1878.0351 | 2517.6937 | 5897.2572 |  | 5053.2777 | 144.0244 | 0 | 9533.3333 | 9533.3333 | 5053.2777 | unit 200 tons) | 27.495 | 1.1347 | 0.60939 | 0.53006 | 699.9551 | -3780.1005 | DROP | DROP | DROP | DROP | DROP | DROP | [5 empty] | 1.1347 | 699.9551 | 27.495 | 8839.8743 | KEEP | 699.9551 | 1.025 | 25.4763 | 0.60349 | DROP | 0.60939 | 8839.8743 | 1.4573 | DROP
DEF | T_AS_High Efficiency Chiller (Water cooled-positive displacement, 100 tons) | 4831.3492 | 1.9021 | 0.08239 | 20 |  | 1964.4026 | 2456.9743 | 3293.8197 | 7715.1966 |  | 6611.0447 | 188.4226 | 0 | 5200 | 5200 | 6611.0447 | unit (100 tons) | 11.4635 | 1.1347 | 1.4318 | 1.2714 | 915.7293 | 2326.774 | KEEP | KEEP | KEEP | KEEP | KEEP | KEEP | [5 empty] | 1.1347 | 915.7293 | 11.4635 | 4292.7693 | KEEP | 915.7293 | 1.025 | 9.4447 | 1.4475 | KEEP | 1.4318 | 4292.7693 | 2.0969 | KEEP
DEF | T_CU_High Efficiency Chiller (Water cooled-positive displacement, 100 tons) | 5359.9513 | 2.1103 | 0.091404 | 20 |  | 2179.3296 | 2725.794 | 3654.1993 | 8559.323 |  | 7334.3648 | 209.0381 | 0 | 5200 | 5200 | 7334.3648 | unit (100 tons) | 10.3329 | 1.1347 | 1.5824 | 1.4105 | 1015.92 | 3150.2849 | KEEP | KEEP | KEEP | KEEP | KEEP | KEEP | [5 empty] | 1.1347 | 1015.92 | 10.3329 | 4193.5084 | KEEP | 1015.92 | 1.025 | 8.3142 | 1.6058 | KEEP | 1.5824 | 4193.5084 | 2.2169 | KEEP
DEF | T_GR_High Efficiency Chiller (Water cooled-positive displacement, 100 tons) | 2668.8861 | 1.0508 | 0.045513 | 20 |  | 1085.1558 | 1357.2574 | 1819.5393 | 4261.9525 |  | 3652.0079 | 104.0866 | 0 | 5200 | 5200 | 3652.0079 | unit (100 tons) | 20.7517 | 1.1347 | 0.80352 | 0.70231 | 505.8581 | -1042.134 | DROP | DROP | DROP | DROP | DROP | DROP | [5 empty] | 1.1347 | 505.8581 | 20.7517 | 4698.8366 | KEEP | 505.8581 | 1.025 | 18.733 | 0.79959 | DROP | 0.80352 | 4698.8366 | 1.6059 | DROP
DEF | T_HC_High Efficiency Chiller (Water cooled-positive displacement, 100 tons) | 10512.8975 | 4.139 | 0.17928 | 20 |  | 4274.492 | 5346.316 | 7167.271 | 16788.079 |  | 14385.4714 | 410.003 | 0 | 5200 | 5200 | 14385.4714 | unit (100 tons) | 5.2682 | 1.1347 | 2.9925 | 2.7664 | 1992.6046 | 11178.0759 | KEEP | KEEP | KEEP | KEEP | KEEP | KEEP | [5 empty] | 1.1347 | 1992.6046 | 5.2682 | 3225.8881 | KEEP | 1992.6046 | 1.025 | 3.2495 | 3.1496 | KEEP | 2.9925 | 3225.8881 | 3.3868 | KEEP
DEF | T_HS_High Efficiency Chiller (Water cooled-positive displacement, 100 tons) | 9958.4198 | 3.9207 | 0.16982 | 20 |  | 4049.0441 | 5064.3373 | 6789.2503 | 15902.6318 |  | 13626.744 | 388.3784 | 0 | 5200 | 5200 | 13626.744 | unit (100 tons) | 5.5615 | 1.1347 | 2.8457 | 2.6205 | 1887.5094 | 10314.2534 | KEEP | KEEP | KEEP | KEEP | KEEP | KEEP | [5 empty] | 1.1347 | 1887.5094 | 5.5615 | 3330.0079 | KEEP | 1887.5094 | 1.025 | 3.5428 | 2.9835 | KEEP | 2.8457 | 3330.0079 | 3.2609 | KEEP
DEF | T_IN_High Efficiency Chiller (Water cooled-positive displacement, 100 tons) | 2609.7418 | 1.0275 | 0.044504 | 20 |  | 1061.1081 | 1327.1797 | 1779.2171 | 4167.5048 |  | 3571.0769 | 101.7799 | 0 | 5200 | 5200 | 3571.0769 | unit (100 tons) | 21.222 | 1.1347 | 0.78606 | 0.68675 | 494.648 | -1134.2751 | DROP | DROP | DROP | DROP | DROP | DROP | [5 empty] | 1.1347 | 494.648 | 21.222 | 4709.9427 | KEEP | 494.648 | 1.025 | 19.2033 | 0.78187 | DROP | 0.78606 | 4709.9427 | 1.5925 | DROP
DEF | T_LG_High Efficiency Chiller (Water cooled-positive displacement, 100 tons) | 7980.7826 | 3.1421 | 0.1361 | 20 |  | 3244.9466 | 4058.6133 | 5440.9768 | 12744.5367 |  | 10920.6163 | 311.2505 | 0 | 5200 | 5200 | 10920.6163 | unit (100 tons) | 6.9397 | 1.1347 | 2.3125 | 2.1001 | 1512.6699 | 7233.2862 | KEEP | KEEP | KEEP | KEEP | KEEP | KEEP | [5 empty] | 1.1347 | 1512.6699 | 6.9397 | 3701.3686 | KEEP | 1512.6699 | 1.025 | 4.9209 | 2.391 | KEEP | 2.3125 | 3701.3686 | 2.8119 | KEEP
DEF | T_MS_High Efficiency Chiller (Water cooled-positive displacement, 100 tons) | 2698.4582 | 1.0624 | 0.046017 | 20 |  | 1097.1797 | 1372.2963 | 1839.7004 | 4309.1764 |  | 3692.4733 | 105.2399 | 0 | 5200 | 5200 | 3692.4733 | unit (100 tons) | 20.5243 | 1.1347 | 0.81225 | 0.71009 | 511.4632 | -996.0635 | DROP | DROP | DROP | DROP | DROP | DROP | [5 empty] | 1.1347 | 511.4632 | 20.5243 | 4693.2835 | KEEP | 511.4632 | 1.025 | 18.5056 | 0.80845 | DROP | 0.81225 | 4693.2835 | 1.6126 | DROP
DEF | T_OF_High Efficiency Chiller (Water cooled-positive displacement, 100 tons) | 5437.5781 | 2.1408 | 0.092728 | 20 |  | 2210.8923 | 2765.271 | 3707.1222 | 8683.2856 |  | 7440.5866 | 212.0655 | 0 | 5200 | 5200 | 7440.5866 | unit (100 tons) | 10.1854 | 1.1347 | 1.6044 | 1.4309 | 1030.6334 | 3271.22 | KEEP | KEEP | KEEP | KEEP | KEEP | KEEP | [5 empty] | 1.1347 | 1030.6334 | 10.1854 | 4178.9316 | KEEP | 1030.6334 | 1.025 | 8.1667 | 1.6291 | KEEP | 1.6044 | 4178.9316 | 2.2345 | KEEP
DEF | T_RS_High Efficiency Chiller (Water cooled-positive displacement, 100 tons) | 7829.2254 | 3.0824 | 0.13351 | 20 |  | 3183.3242 | 3981.5391 | 5337.6512 | 12502.5145 |  | 10713.2308 | 305.3398 | 0 | 5200 | 5200 | 10713.2308 | unit (100 tons) | 7.074 | 1.1347 | 2.271 | 2.0602 | 1483.9439 | 6997.1747 | KEEP | KEEP | KEEP | KEEP | KEEP | KEEP | [5 empty] | 1.1347 | 1483.9439 | 7.074 | 3729.8281 | KEEP | 1483.9439 | 1.025 | 5.0553 | 2.3456 | KEEP | 2.271 | 3729.8281 | 2.7775 | KEEP
DEF | T_RT_High Efficiency Chiller (Water cooled-positive displacement, 100 tons) | 6136.2201 | 2.4159 | 0.10464 | 20 |  | 2494.9567 | 3120.5642 | 4183.4282 | 9798.949 |  | 8396.5832 | 239.3126 | 0 | 5200 | 5200 | 8396.5832 | unit (100 tons) | 9.0257 | 1.1347 | 1.8015 | 1.6147 | 1163.0533 | 4359.6365 | KEEP | KEEP | KEEP | KEEP | KEEP | KEEP | [5 empty] | 1.1347 | 1163.0533 | 9.0257 | 4047.7406 | KEEP | 1163.0533 | 1.025 | 7.007 | 1.8384 | KEEP | 1.8015 | 4047.7406 | 2.3931 | KEEP
DEF | T_SC_High Efficiency Chiller (Water cooled-positive displacement, 100 tons) | 5334.0756 | 2.1001 | 0.090963 | 20 |  | 2168.8087 | 2712.635 | 3636.5584 | 8518.0021 |  | 7298.9575 | 208.0289 | 0 | 5200 | 5200 | 7298.9575 | unit (100 tons) | 10.383 | 1.1347 | 1.5751 | 1.4036 | 1011.0156 | 3109.9731 | KEEP | KEEP | KEEP | KEEP | KEEP | KEEP | [5 empty] | 1.1347 | 1011.0156 | 10.383 | 4198.3673 | KEEP | 1011.0156 | 1.025 | 8.3643 | 1.5981 | KEEP | 1.5751 | 4198.3673 | 2.211 | KEEP
DEF | T_WR_High Efficiency Chiller (Water cooled-positive displacement, 100 tons) | 1171.7962 | 0.46135 | 0.019983 | 20 |  | 476.4465 | 595.915 | 798.8836 | 1871.2451 |  | 1603.4439 | 45.7001 | 0 | 5200 | 5200 | 1603.4439 | unit (100 tons) | 47.2642 | 1.1347 | 0.35672 | 0.30835 | 222.1011 | -3374.455 | DROP | DROP | DROP | DROP | DROP | DROP | [5 empty] | 1.1347 | 222.1011 | 47.2642 | 4979.9601 | KEEP | 222.1011 | 1.025 | 45.2454 | 0.35107 | DROP | 0.35672 | 4979.9601 | 1.266 | DROP
DEF | N_AS_High Efficiency Chiller (Water cooled-positive displacement, 100 tons) | 4831.3492 | 1.9021 | 0.08239 | 20 |  | 1964.4026 | 2456.9743 | 3293.8197 | 7715.1966 |  | 6611.0447 | 188.4226 | 0 | 5200 | 5200 | 6611.0447 | unit (100 tons) | 11.4635 | 1.1347 | 1.4318 | 1.2714 | 915.7293 | 2326.774 | KEEP | KEEP | KEEP | KEEP | KEEP | KEEP | [5 empty] | 1.1347 | 915.7293 | 11.4635 | 4292.7693 | KEEP | 915.7293 | 1.025 | 9.4447 | 1.4475 | KEEP | 1.4318 | 4292.7693 | 2.0969 | KEEP
DEF | N_CU_High Efficiency Chiller (Water cooled-positive displacement, 100 tons) | 5359.9513 | 2.1103 | 0.091404 | 20 |  | 2179.3296 | 2725.794 | 3654.1993 | 8559.323 |  | 7334.3648 | 209.0381 | 0 | 5200 | 5200 | 7334.3648 | unit (100 tons) | 10.3329 | 1.1347 | 1.5824 | 1.4105 | 1015.92 | 3150.2849 | KEEP | KEEP | KEEP | KEEP | KEEP | KEEP | [5 empty] | 1.1347 | 1015.92 | 10.3329 | 4193.5084 | KEEP | 1015.92 | 1.025 | 8.3142 | 1.6058 | KEEP | 1.5824 | 4193.5084 | 2.2169 | KEEP
DEF | N_GR_High Efficiency Chiller (Water cooled-positive displacement, 100 tons) | 2668.8861 | 1.0508 | 0.045513 | 20 |  | 1085.1558 | 1357.2574 | 1819.5393 | 4261.9525 |  | 3652.0079 | 104.0866 | 0 | 5200 | 5200 | 3652.0079 | unit (100 tons) | 20.7517 | 1.1347 | 0.80352 | 0.70231 | 505.8581 | -1042.134 | DROP | DROP | DROP | DROP | DROP | DROP | [5 empty] | 1.1347 | 505.8581 | 20.7517 | 4698.8366 | KEEP | 505.8581 | 1.025 | 18.733 | 0.79959 | DROP | 0.80352 | 4698.8366 | 1.6059 | DROP
DEF | N_HC_High Efficiency Chiller (Water cooled-positive displacement, 100 tons) | 10512.8975 | 4.139 | 0.17928 | 20 |  | 4274.492 | 5346.316 | 7167.271 | 16788.079 |  | 14385.4714 | 410.003 | 0 | 5200 | 5200 | 14385.4714 | unit (100 tons) | 5.2682 | 1.1347 | 2.9925 | 2.7664 | 1992.6046 | 11178.0759 | KEEP | KEEP | KEEP | KEEP | KEEP | KEEP | [5 empty] | 1.1347 | 1992.6046 | 5.2682 | 3225.8881 | KEEP | 1992.6046 | 1.025 | 3.2495 | 3.1496 | KEEP | 2.9925 | 3225.8881 | 3.3868 | KEEP
DEF | N_HS_High Efficiency Chiller (Water cooled-positive displacement, 100 tons) | 9958.4198 | 3.9207 | 0.16982 | 20 |  | 4049.0441 | 5064.3373 | 6789.2503 | 15902.6318 |  | 13626.744 | 388.3784 | 0 | 5200 | 5200 | 13626.744 | unit (100 tons) | 5.5615 | 1.1347 | 2.8457 | 2.6205 | 1887.5094 | 10314.2534 | KEEP | KEEP | KEEP | KEEP | KEEP | KEEP | [5 empty] | 1.1347 | 1887.5094 | 5.5615 | 3330.0079 | KEEP | 1887.5094 | 1.025 | 3.5428 | 2.9835 | KEEP | 2.8457 | 3330.0079 | 3.2609 | KEEP
DEF | N_IN_High Efficiency Chiller (Water cooled-positive displacement, 100 tons) | 2609.7418 | 1.0275 | 0.044504 | 20 |  | 1061.1081 | 1327.1797 | 1779.2171 | 4167.5048 |  | 3571.0769 | 101.7799 | 0 | 5200 | 5200 | 3571.0769 | unit (100 tons) | 21.222 | 1.1347 | 0.78606 | 0.68675 | 494.648 | -1134.2751 | DROP | DROP | DROP | DROP | DROP | DROP | [5 empty] | 1.1347 | 494.648 | 21.222 | 4709.9427 | KEEP | 494.648 | 1.025 | 19.2033 | 0.78187 | DROP | 0.78606 | 4709.9427 | 1.5925 | DROP
DEF | N_LG_High Efficiency Chiller (Water cooled-positive displacement, 100 tons) | 7980.7826 | 3.1421 | 0.1361 | 20 |  | 3244.9466 | 4058.6133 | 5440.9768 | 12744.5367 |  | 10920.6163 | 311.2505 | 0 | 5200 | 5200 | 10920.6163 | unit (100 tons) | 6.9397 | 1.1347 | 2.3125 | 2.1001 | 1512.6699 | 7233.2862 | KEEP | KEEP | KEEP | KEEP | KEEP | KEEP | [5 empty] | 1.1347 | 1512.6699 | 6.9397 | 3701.3686 | KEEP | 1512.6699 | 1.025 | 4.9209 | 2.391 | KEEP | 2.3125 | 3701.3686 | 2.8119 | KEEP
DEF | N_MS_High Efficiency Chiller (Water cooled-positive displacement, 100 tons) | 2698.4582 | 1.0624 | 0.046017 | 20 |  | 1097.1797 | 1372.2963 | 1839.7004 | 4309.1764 |  | 3692.4733 | 105.2399 | 0 | 5200 | 5200 | 3692.4733 | unit (100 tons) | 20.5243 | 1.1347 | 0.81225 | 0.71009 | 511.4632 | -996.0635 | DROP | DROP | DROP | DROP | DROP | DROP | [5 empty] | 1.1347 | 511.4632 | 20.5243 | 4693.2835 | KEEP | 511.4632 | 1.025 | 18.5056 | 0.80845 | DROP | 0.81225 | 4693.2835 | 1.6126 | DROP
DEF | N_OF_High Efficiency Chiller (Water cooled-positive displacement, 100 tons) | 5437.5781 | 2.1408 | 0.092728 | 20 |  | 2210.8923 | 2765.271 | 3707.1222 | 8683.2856 |  | 7440.5866 | 212.0655 | 0 | 5200 | 5200 | 7440.5866 | unit (100 tons) | 10.1854 | 1.1347 | 1.6044 | 1.4309 | 1030.6334 | 3271.22 | KEEP | KEEP | KEEP | KEEP | KEEP | KEEP | [5 empty] | 1.1347 | 1030.6334 | 10.1854 | 4178.9316 | KEEP | 1030.6334 | 1.025 | 8.1667 | 1.6291 | KEEP | 1.6044 | 4178.9316 | 2.2345 | KEEP
DEF | N_RS_High Efficiency Chiller (Water cooled-positive displacement, 100 tons) | 7829.2254 | 3.0824 | 0.13351 | 20 |  | 3183.3242 | 3981.5391 | 5337.6512 | 12502.5145 |  | 10713.2308 | 305.3398 | 0 | 5200 | 5200 | 10713.2308 | unit (100 tons) | 7.074 | 1.1347 | 2.271 | 2.0602 | 1483.9439 | 6997.1747 | KEEP | KEEP | KEEP | KEEP | KEEP | KEEP | [5 empty] | 1.1347 | 1483.9439 | 7.074 | 3729.8281 | KEEP | 1483.9439 | 1.025 | 5.0553 | 2.3456 | KEEP | 2.271 | 3729.8281 | 2.7775 | KEEP
DEF | N_RT_High Efficiency Chiller (Water cooled-positive displacement, 100 tons) | 6136.2201 | 2.4159 | 0.10464 | 20 |  | 2494.9567 | 3120.5642 | 4183.4282 | 9798.949 |  | 8396.5832 | 239.3126 | 0 | 5200 | 5200 | 8396.5832 | unit (100 tons) | 9.0257 | 1.1347 | 1.8015 | 1.6147 | 1163.0533 | 4359.6365 | KEEP | KEEP | KEEP | KEEP | KEEP | KEEP | [5 empty] | 1.1347 | 1163.0533 | 9.0257 | 4047.7406 | KEEP | 1163.0533 | 1.025 | 7.007 | 1.8384 | KEEP | 1.8015 | 4047.7406 | 2.3931 | KEEP
DEF | N_SC_High Efficiency Chiller (Water cooled-positive displacement, 100 tons) | 5334.0756 | 2.1001 | 0.090963 | 20 |  | 2168.8087 | 2712.635 | 3636.5584 | 8518.0021 |  | 7298.9575 | 208.0289 | 0 | 5200 | 5200 | 7298.9575 | unit (100 tons) | 10.383 | 1.1347 | 1.5751 | 1.4036 | 1011.0156 | 3109.9731 | KEEP | KEEP | KEEP | KEEP | KEEP | KEEP | [5 empty] | 1.1347 | 1011.0156 | 10.383 | 4198.3673 | KEEP | 1011.0156 | 1.025 | 8.3643 | 1.5981 | KEEP | 1.5751 | 4198.3673 | 2.211 | KEEP
DEF | N_WR_High Efficiency Chiller (Water cooled-positive displacement, 100 tons) | 1171.7962 | 0.46135 | 0.019983 | 20 |  | 476.4465 | 595.915 | 798.8836 | 1871.2451 |  | 1603.4439 | 45.7001 | 0 | 5200 | 5200 | 1603.4439 | unit (100 tons) | 47.2642 | 1.1347 | 0.35672 | 0.30835 | 222.1011 | -3374.455 | DROP | DROP | DROP | DROP | DROP | DROP | [5 empty] | 1.1347 | 222.1011 | 47.2642 | 4979.9601 | KEEP | 222.1011 | 1.025 | 45.2454 | 0.35107 | DROP | 0.35672 | 4979.9601 | 1.266 | DROP
DEF | T_AS_High Efficiency Data Center Cooling | 129796.7956 | 29.7567 | 17.1868 | 20 |  | 52774.7335 | 38436.3919 | 51527.8251 | 142738.9505 |  | 177609.2735 | 5062.075 | 0 | 213000 | 213000 | 177609.2735 | system (284 tons) | 17.4782 | 0.7814 | 0.65458 | 0.83385 | -39932.398 | -75323.1245 | DROP | DROP | DROP | DROP | DROP | DROP | [5 empty] | 0.7814 | DROP | 17.4782 | 188626.7577 | DROP | DROP | DROP | DROP | DROP | DROP | 0.65458 | 188626.7577 | 1.7194 | DROP
DEF | T_CU_High Efficiency Data Center Cooling | 129796.7956 | 29.7567 | 17.1868 | 20 |  | 52774.7335 | 38436.3919 | 51527.8251 | 142738.9505 |  | 177609.2735 | 5062.075 | 0 | 213000 | 213000 | 177609.2735 | system (284 tons) | 17.4782 | 0.7814 | 0.65458 | 0.83385 | -39932.398 | -75323.1245 | DROP | DROP | DROP | DROP | DROP | DROP | [5 empty] | 0.7814 | DROP | 17.4782 | 188626.7577 | DROP | DROP | DROP | DROP | DROP | DROP | 0.65458 | 188626.7577 | 1.7194 | DROP
DEF | T_GR_High Efficiency Data Center Cooling | 129796.7956 | 29.7567 | 17.1868 | 20 |  | 52774.7335 | 38436.3919 | 51527.8251 | 142738.9505 |  | 177609.2735 | 5062.075 | 0 | 213000 | 213000 | 177609.2735 | system (284 tons) | 17.4782 | 0.7814 | 0.65458 | 0.83385 | -39932.398 | -75323.1245 | DROP | DROP | DROP | DROP | DROP | DROP | [5 empty] | 0.7814 | DROP | 17.4782 | 188626.7577 | DROP | DROP | DROP | DROP | DROP | DROP | 0.65458 | 188626.7577 | 1.7194 | DROP
DEF | T_HC_High Efficiency Data Center Cooling | 129796.7956 | 29.7567 | 17.1868 | 20 |  | 52774.7335 | 38436.3919 | 51527.8251 | 142738.9505 |  | 177609.2735 | 5062.075 | 0 | 213000 | 213000 | 177609.2735 | system (284 tons) | 17.4782 | 0.7814 | 0.65458 | 0.83385 | -39932.398 | -75323.1245 | DROP | DROP | DROP | DROP | DROP | DROP | [5 empty] | 0.7814 | DROP | 17.4782 | 188626.7577 | DROP | DROP | DROP | DROP | DROP | DROP | 0.65458 | 188626.7577 | 1.7194 | DROP
DEF | T_HS_High Efficiency Data Center Cooling | 129796.7956 | 29.7567 | 17.1868 | 20 |  | 52774.7335 | 38436.3919 | 51527.8251 | 142738.9505 |  | 177609.2735 | 5062.075 | 0 | 213000 | 213000 | 177609.2735 | system (284 tons) | 17.4782 | 0.7814 | 0.65458 | 0.83385 | -39932.398 | -75323.1245 | DROP | DROP | DROP | DROP | DROP | DROP | [5 empty] | 0.7814 | DROP | 17.4782 | 188626.7577 | DROP | DROP | DROP | DROP | DROP | DROP | 0.65458 | 188626.7577 | 1.7194 | DROP
DEF | T_IN_High Efficiency Data Center Cooling | 129796.7956 | 29.7567 | 17.1868 | 20 |  | 52774.7335 | 38436.3919 | 51527.8251 | 142738.9505 |  | 177609.2735 | 5062.075 | 0 | 213000 | 213000 | 177609.2735 | system (284 tons) | 17.4782 | 0.7814 | 0.65458 | 0.83385 | -39932.398 | -75323.1245 | DROP | DROP | DROP | DROP | DROP | DROP | [5 empty] | 0.7814 | DROP | 17.4782 | 188626.7577 | DROP | DROP | DROP | DROP | DROP | DROP | 0.65458 | 188626.7577 | 1.7194 | DROP
DEF | T_LG_High Efficiency Data Center Cooling | 129796.7956 | 29.7567 | 17.1868 | 20 |  | 52774.7335 | 38436.3919 | 51527.8251 | 142738.9505 |  | 177609.2735 | 5062.075 | 0 | 213000 | 213000 | 177609.2735 | system (284 tons) | 17.4782 | 0.7814 | 0.65458 | 0.83385 | -39932.398 | -75323.1245 | DROP | DROP | DROP | DROP | DROP | DROP | [5 empty] | 0.7814 | DROP | 17.4782 | 188626.7577 | DROP | DROP | DROP | DROP | DROP | DROP | 0.65458 | 188626.7577 | 1.7194 | DROP
DEF | T_MS_High Efficiency Data Center Cooling | 129796.7956 | 29.7567 | 17.1868 | 20 |  | 52774.7335 | 38436.3919 | 51527.8251 | 142738.9505 |  | 177609.2735 | 5062.075 | 0 | 213000 | 213000 | 177609.2735 | system (284 tons) | 17.4782 | 0.7814 | 0.65458 | 0.83385 | -39932.398 | -75323.1245 | DROP | DROP | DROP | DROP | DROP | DROP | [5 empty] | 0.7814 | DROP | 17.4782 | 188626.7577 | DROP | DROP | DROP | DROP | DROP | DROP | 0.65458 | 188626.7577 | 1.7194 | DROP
DEF | T_OF_High Efficiency Data Center Cooling | 129796.7956 | 29.7567 | 17.1868 | 20 |  | 52774.7335 | 38436.3919 | 51527.8251 | 142738.9505 |  | 177609.2735 | 5062.075 | 0 | 213000 | 213000 | 177609.2735 | system (284 tons) | 17.4782 | 0.7814 | 0.65458 | 0.83385 | -39932.398 | -75323.1245 | DROP | DROP | DROP | DROP | DROP | DROP | [5 empty] | 0.7814 | DROP | 17.4782 | 188626.7577 | DROP | DROP | DROP | DROP | DROP | DROP | 0.65458 | 188626.7577 | 1.7194 | DROP
DEF | T_RS_High Efficiency Data Center Cooling | 129796.7956 | 29.7567 | 17.1868 | 20 |  | 52774.7335 | 38436.3919 | 51527.8251 | 142738.9505 |  | 177609.2735 | 5062.075 | 0 | 213000 | 213000 | 177609.2735 | system (284 tons) | 17.4782 | 0.7814 | 0.65458 | 0.83385 | -39932.398 | -75323.1245 | DROP | DROP | DROP | DROP | DROP | DROP | [5 empty] | 0.7814 | DROP | 17.4782 | 188626.7577 | DROP | DROP | DROP | DROP | DROP | DROP | 0.65458 | 188626.7577 | 1.7194 | DROP
DEF | T_RT_High Efficiency Data Center Cooling | 129796.7956 | 29.7567 | 17.1868 | 20 |  | 52774.7335 | 38436.3919 | 51527.8251 | 142738.9505 |  | 177609.2735 | 5062.075 | 0 | 213000 | 213000 | 177609.2735 | system (284 tons) | 17.4782 | 0.7814 | 0.65458 | 0.83385 | -39932.398 | -75323.1245 | DROP | DROP | DROP | DROP | DROP | DROP | [5 empty] | 0.7814 | DROP | 17.4782 | 188626.7577 | DROP | DROP | DROP | DROP | DROP | DROP | 0.65458 | 188626.7577 | 1.7194 | DROP
DEF | T_SC_High Efficiency Data Center Cooling | 129796.7956 | 29.7567 | 17.1868 | 20 |  | 52774.7335 | 38436.3919 | 51527.8251 | 142738.9505 |  | 177609.2735 | 5062.075 | 0 | 213000 | 213000 | 177609.2735 | system (284 tons) | 17.4782 | 0.7814 | 0.65458 | 0.83385 | -39932.398 | -75323.1245 | DROP | DROP | DROP | DROP | DROP | DROP | [5 empty] | 0.7814 | DROP | 17.4782 | 188626.7577 | DROP | DROP | DROP | DROP | DROP | DROP | 0.65458 | 188626.7577 | 1.7194 | DROP
DEF | T_WR_High Efficiency Data Center Cooling | 129796.7956 | 29.7567 | 17.1868 | 20 |  | 52774.7335 | 38436.3919 | 51527.8251 | 142738.9505 |  | 177609.2735 | 5062.075 | 0 | 213000 | 213000 | 177609.2735 | system (284 tons) | 17.4782 | 0.7814 | 0.65458 | 0.83385 | -39932.398 | -75323.1245 | DROP | DROP | DROP | DROP | DROP | DROP | [5 empty] | 0.7814 | DROP | 17.4782 | 188626.7577 | DROP | DROP | DROP | DROP | DROP | DROP | 0.65458 | 188626.7577 | 1.7194 | DROP
DEF | N_AS_High Efficiency Data Center Cooling | 129796.7956 | 29.7567 | 17.1868 | 20 |  | 52774.7335 | 38436.3919 | 51527.8251 | 142738.9505 |  | 177609.2735 | 5062.075 | 0 | 213000 | 213000 | 177609.2735 | system (284 tons) | 17.4782 | 0.7814 | 0.65458 | 0.83385 | -39932.398 | -75323.1245 | DROP | DROP | DROP | DROP | DROP | DROP | [5 empty] | 0.7814 | DROP | 17.4782 | 188626.7577 | DROP | DROP | DROP | DROP | DROP | DROP | 0.65458 | 188626.7577 | 1.7194 | DROP
DEF | N_CU_High Efficiency Data Center Cooling | 129796.7956 | 29.7567 | 17.1868 | 20 |  | 52774.7335 | 38436.3919 | 51527.8251 | 142738.9505 |  | 177609.2735 | 5062.075 | 0 | 213000 | 213000 | 177609.2735 | system (284 tons) | 17.4782 | 0.7814 | 0.65458 | 0.83385 | -39932.398 | -75323.1245 | DROP | DROP | DROP | DROP | DROP | DROP | [5 empty] | 0.7814 | DROP | 17.4782 | 188626.7577 | DROP | DROP | DROP | DROP | DROP | DROP | 0.65458 | 188626.7577 | 1.7194 | DROP
DEF | N_GR_High Efficiency Data Center Cooling | 129796.7956 | 29.7567 | 17.1868 | 20 |  | 52774.7335 | 38436.3919 | 51527.8251 | 142738.9505 |  | 177609.2735 | 5062.075 | 0 | 213000 | 213000 | 177609.2735 | system (284 tons) | 17.4782 | 0.7814 | 0.65458 | 0.83385 | -39932.398 | -75323.1245 | DROP | DROP | DROP | DROP | DROP | DROP | [5 empty] | 0.7814 | DROP | 17.4782 | 188626.7577 | DROP | DROP | DROP | DROP | DROP | DROP | 0.65458 | 188626.7577 | 1.7194 | DROP
DEF | N_HC_High Efficiency Data Center Cooling | 129796.7956 | 29.7567 | 17.1868 | 20 |  | 52774.7335 | 38436.3919 | 51527.8251 | 142738.9505 |  | 177609.2735 | 5062.075 | 0 | 213000 | 213000 | 177609.2735 | system (284 tons) | 17.4782 | 0.7814 | 0.65458 | 0.83385 | -39932.398 | -75323.1245 | DROP | DROP | DROP | DROP | DROP | DROP | [5 empty] | 0.7814 | DROP | 17.4782 | 188626.7577 | DROP | DROP | DROP | DROP | DROP | DROP | 0.65458 | 188626.7577 | 1.7194 | DROP
DEF | N_HS_High Efficiency Data Center Cooling | 129796.7956 | 29.7567 | 17.1868 | 20 |  | 52774.7335 | 38436.3919 | 51527.8251 | 142738.9505 |  | 177609.2735 | 5062.075 | 0 | 213000 | 213000 | 177609.2735 | system (284 tons) | 17.4782 | 0.7814 | 0.65458 | 0.83385 | -39932.398 | -75323.1245 | DROP | DROP | DROP | DROP | DROP | DROP | [5 empty] | 0.7814 | DROP | 17.4782 | 188626.7577 | DROP | DROP | DROP | DROP | DROP | DROP | 0.65458 | 188626.7577 | 1.7194 | DROP
DEF | N_IN_High Efficiency Data Center Cooling | 129796.7956 | 29.7567 | 17.1868 | 20 |  | 52774.7335 | 38436.3919 | 51527.8251 | 142738.9505 |  | 177609.2735 | 5062.075 | 0 | 213000 | 213000 | 177609.2735 | system (284 tons) | 17.4782 | 0.7814 | 0.65458 | 0.83385 | -39932.398 | -75323.1245 | DROP | DROP | DROP | DROP | DROP | DROP | [5 empty] | 0.7814 | DROP | 17.4782 | 188626.7577 | DROP | DROP | DROP | DROP | DROP | DROP | 0.65458 | 188626.7577 | 1.7194 | DROP
DEF | N_LG_High Efficiency Data Center Cooling | 129796.7956 | 29.7567 | 17.1868 | 20 |  | 52774.7335 | 38436.3919 | 51527.8251 | 142738.9505 |  | 177609.2735 | 5062.075 | 0 | 213000 | 213000 | 177609.2735 | system (284 tons) | 17.4782 | 0.7814 | 0.65458 | 0.83385 | -39932.398 | -75323.1245 | DROP | DROP | DROP | DROP | DROP | DROP | [5 empty] | 0.7814 | DROP | 17.4782 | 188626.7577 | DROP | DROP | DROP | DROP | DROP | DROP | 0.65458 | 188626.7577 | 1.7194 | DROP
DEF | N_MS_High Efficiency Data Center Cooling | 129796.7956 | 29.7567 | 17.1868 | 20 |  | 52774.7335 | 38436.3919 | 51527.8251 | 142738.9505 |  | 177609.2735 | 5062.075 | 0 | 213000 | 213000 | 177609.2735 | system (284 tons) | 17.4782 | 0.7814 | 0.65458 | 0.83385 | -39932.398 | -75323.1245 | DROP | DROP | DROP | DROP | DROP | DROP | [5 empty] | 0.7814 | DROP | 17.4782 | 188626.7577 | DROP | DROP | DROP | DROP | DROP | DROP | 0.65458 | 188626.7577 | 1.7194 | DROP
DEF | N_OF_High Efficiency Data Center Cooling | 129796.7956 | 29.7567 | 17.1868 | 20 |  | 52774.7335 | 38436.3919 | 51527.8251 | 142738.9505 |  | 177609.2735 | 5062.075 | 0 | 213000 | 213000 | 177609.2735 | system (284 tons) | 17.4782 | 0.7814 | 0.65458 | 0.83385 | -39932.398 | -75323.1245 | DROP | DROP | DROP | DROP | DROP | DROP | [5 empty] | 0.7814 | DROP | 17.4782 | 188626.7577 | DROP | DROP | DROP | DROP | DROP | DROP | 0.65458 | 188626.7577 | 1.7194 | DROP
DEF | N_RS_High Efficiency Data Center Cooling | 129796.7956 | 29.7567 | 17.1868 | 20 |  | 52774.7335 | 38436.3919 | 51527.8251 | 142738.9505 |  | 177609.2735 | 5062.075 | 0 | 213000 | 213000 | 177609.2735 | system (284 tons) | 17.4782 | 0.7814 | 0.65458 | 0.83385 | -39932.398 | -75323.1245 | DROP | DROP | DROP | DROP | DROP | DROP | [5 empty] | 0.7814 | DROP | 17.4782 | 188626.7577 | DROP | DROP | DROP | DROP | DROP | DROP | 0.65458 | 188626.7577 | 1.7194 | DROP
DEF | N_RT_High Efficiency Data Center Cooling | 129796.7956 | 29.7567 | 17.1868 | 20 |  | 52774.7335 | 38436.3919 | 51527.8251 | 142738.9505 |  | 177609.2735 | 5062.075 | 0 | 213000 | 213000 | 177609.2735 | system (284 tons) | 17.4782 | 0.7814 | 0.65458 | 0.83385 | -39932.398 | -75323.1245 | DROP | DROP | DROP | DROP | DROP | DROP | [5 empty] | 0.7814 | DROP | 17.4782 | 188626.7577 | DROP | DROP | DROP | DROP | DROP | DROP | 0.65458 | 188626.7577 | 1.7194 | DROP
DEF | N_SC_High Efficiency Data Center Cooling | 129796.7956 | 29.7567 | 17.1868 | 20 |  | 52774.7335 | 38436.3919 | 51527.8251 | 142738.9505 |  | 177609.2735 | 5062.075 | 0 | 213000 | 213000 | 177609.2735 | system (284 tons) | 17.4782 | 0.7814 | 0.65458 | 0.83385 | -39932.398 | -75323.1245 | DROP | DROP | DROP | DROP | DROP | DROP | [5 empty] | 0.7814 | DROP | 17.4782 | 188626.7577 | DROP | DROP | DROP | DROP | DROP | DROP | 0.65458 | 188626.7577 | 1.7194 | DROP
DEF | N_WR_High Efficiency Data Center Cooling | 129796.7956 | 29.7567 | 17.1868 | 20 |  | 52774.7335 | 38436.3919 | 51527.8251 | 142738.9505 |  | 177609.2735 | 5062.075 | 0 | 213000 | 213000 | 177609.2735 | system (284 tons) | 17.4782 | 0.7814 | 0.65458 | 0.83385 | -39932.398 | -75323.1245 | DROP | DROP | DROP | DROP | DROP | DROP | [5 empty] | 0.7814 | DROP | 17.4782 | 188626.7577 | DROP | DROP | DROP | DROP | DROP | DROP | 0.65458 | 188626.7577 | 1.7194 | DROP
DEF | T_AS_High Efficiency DX 135k- less than 240k BTU | 1773.0117 | 0.73317 | 0 | 15 |  | 611.1909 | 644.6257 | 1052.6129 | 2308.4296 |  | 1963.5527 | 69.1475 | 0 | 3329.61 | 3329.61 | 1963.5527 | unit | 20.0015 | 1.1356 | 0.6792 | 0.58972 | 275.7294 | -1090.3279 | DROP | DROP | DROP | DROP | DROP | DROP | [5 empty] | 1.1356 | 275.7294 | 20.0015 | 2996.6739 | KEEP | 275.7294 | 1.0309 | 18.3451 | 0.67254 | DROP | 0.6792 | 2996.6739 | 1.4897 | DROP
DEF | T_CU_High Efficiency DX 135k- less than 240k BTU | 1966.9984 | 0.81338 | 0 | 15 |  | 678.0618 | 715.1548 | 1167.7802 | 2560.9968 |  | 2178.3867 | 76.7129 | 0 | 3329.61 | 3329.61 | 2178.3867 | unit | 18.0289 | 1.1356 | 0.75184 | 0.65425 | 305.8972 | -845.3261 | DROP | DROP | DROP | DROP | DROP | DROP | [5 empty] | 1.1356 | 305.8972 | 18.0289 | 2960.247 | KEEP | 305.8972 | 1.0309 | 16.3726 | 0.74612 | DROP | 0.75184 | 2960.247 | 1.5433 | DROP
DEF | T_GR_High Efficiency DX 135k- less than 240k BTU | 979.4295 | 0.40501 | 0 | 15 |  | 337.628 | 356.0978 | 581.474 | 1275.1998 |  | 1084.6863 | 38.1978 | 0 | 3329.61 | 3329.61 | 1084.6863 | unit | 36.2077 | 1.1356 | 0.37864 | 0.32577 | 152.3157 | -2092.6079 | DROP | DROP | DROP | DROP | DROP | DROP | [5 empty] | 1.1356 | 152.3157 | 36.2077 | 3145.6927 | KEEP | 152.3157 | 1.0309 | 34.5513 | 0.37152 | DROP | 0.37864 | 3145.6927 | 1.2705 | DROP
DEF | T_HC_High Efficiency DX 135k- less than 240k BTU | 3858.03 | 1.5953 | 0 | 15 |  | 1329.9364 | 1402.6898 | 2290.46 | 5023.0862 |  | 4272.6426 | 150.4632 | 0 | 3329.61 | 3329.61 | 4272.6426 | unit | 9.192 | 1.1356 | 1.4434 | 1.2832 | 599.9804 | 1543.013 | KEEP | KEEP | KEEP | KEEP | KEEP | KEEP | [5 empty] | 1.1356 | 599.9804 | 9.192 | 2605.1491 | KEEP | 599.9804 | 1.0309 | 7.5356 | 1.4634 | KEEP | 1.4434 | 2605.1491 | 2.0656 | KEEP
DEF | T_HS_High Efficiency DX 135k- less than 240k BTU | 3654.5474 | 1.5112 | 0 | 15 |  | 1259.7921 | 1328.7083 | 2169.6552 | 4758.1555 |  | 4047.2923 | 142.5273 | 0 | 3329.61 | 3329.61 | 4047.2923 | unit | 9.7038 | 1.1356 | 1.3704 | 1.2155 | 568.3359 | 1286.0181 | KEEP | KEEP | KEEP | KEEP | KEEP | KEEP | [5 empty] | 1.1356 | 568.3359 | 9.7038 | 2643.3591 | KEEP | 568.3359 | 1.0309 | 8.0474 | 1.3862 | KEEP | 1.3704 | 2643.3591 | 2.0094 | KEEP
DEF | T_IN_High Efficiency DX 135k- less than 240k BTU | 957.7247 | 0.39603 | 0 | 15 |  | 330.146 | 348.2064 | 568.5882 | 1246.9405 |  | 1060.649 | 37.3513 | 0 | 3329.61 | 3329.61 | 1060.649 | unit | 37.0283 | 1.1356 | 0.37035 | 0.31855 | 148.9403 | -2120.0207 | DROP | DROP | DROP | DROP | DROP | DROP | [5 empty] | 1.1356 | 148.9403 | 37.0283 | 3149.7684 | KEEP | 148.9403 | 1.0309 | 35.3719 | 0.36328 | DROP | 0.37035 | 3149.7684 | 1.2645 | DROP
DEF | T_LG_High Efficiency DX 135k- less than 240k BTU | 2928.7928 | 1.2111 | 0 | 15 |  | 1009.6106 | 1064.8408 | 1738.7845 | 3813.236 |  | 3243.5427 | 114.2229 | 0 | 3329.61 | 3329.61 | 3243.5427 | unit | 12.1084 | 1.1356 | 1.1073 | 0.97415 | 455.4704 | 369.4031 | DROP | DROP | DROP | DROP | DROP | DROP | [5 empty] | 1.1356 | 455.4704 | 12.1084 | 2779.6413 | KEEP | 455.4704 | 1.0309 | 10.452 | 1.1109 | DROP | 1.1073 | 2779.6413 | 1.809 | DROP
DEF | T_MS_High Efficiency DX 135k- less than 240k BTU | 990.282 | 0.4095 | 0 | 15 |  | 341.369 | 360.0434 | 587.9169 | 1289.3294 |  | 1096.705 | 38.621 | 0 | 3329.61 | 3329.61 | 1096.705 | unit | 35.8109 | 1.1356 | 0.38279 | 0.32938 | 154.0034 | -2078.9016 | DROP | DROP | DROP | DROP | DROP | DROP | [5 empty] | 1.1356 | 154.0034 | 35.8109 | 3143.6549 | KEEP | 154.0034 | 1.0309 | 34.1545 | 0.37563 | DROP | 0.38279 | 3143.6549 | 1.2735 | DROP
DEF | T_OF_High Efficiency DX 135k- less than 240k BTU | 1995.486 | 0.82516 | 0 | 15 |  | 687.882 | 725.5122 | 1184.6929 | 2598.0871 |  | 2209.9358 | 77.824 | 0 | 3329.61 | 3329.61 | 2209.9358 | unit | 17.7716 | 1.1356 | 0.76248 | 0.66372 | 310.3274 | -809.3468 | DROP | DROP | DROP | DROP | DROP | DROP | [5 empty] | 1.1356 | 310.3274 | 17.7716 | 2954.8976 | KEEP | 310.3274 | 1.0309 | 16.1152 | 0.75692 | DROP | 0.76248 | 2954.8976 | 1.5512 | DROP
DEF | T_RS_High Efficiency DX 135k- less than 240k BTU | 2873.1742 | 1.1881 | 0 | 15 |  | 990.4379 | 1044.6192 | 1705.7645 | 3740.8216 |  | 3181.9469 | 112.0538 | 0 | 3329.61 | 3329.61 | 3181.9469 | unit | 12.3428 | 1.1356 | 1.0869 | 0.95565 | 446.8209 | 299.1578 | DROP | DROP | DROP | DROP | DROP | DROP | [5 empty] | 1.1356 | 446.8209 | 12.3428 | 2790.0853 | KEEP | 446.8209 | 1.0309 | 10.6864 | 1.0898 | DROP | 1.0869 | 2790.0853 | 1.7936 | DROP
DEF | T_RT_High Efficiency DX 135k- less than 240k BTU | 2251.874 | 0.93118 | 0 | 15 |  | 776.2639 | 818.7289 | 1336.907 | 2931.8998 |  | 2493.8772 | 87.8231 | 0 | 3329.61 | 3329.61 | 2493.8772 | unit | 15.7482 | 1.1356 | 0.85792 | 0.749 | 350.1995 | -485.5333 | DROP | DROP | DROP | DROP | DROP | DROP | [5 empty] | 1.1356 | 350.1995 | 15.7482 | 2906.7531 | KEEP | 350.1995 | 1.0309 | 14.0918 | 0.85418 | DROP | 0.85792 | 2906.7531 | 1.622 | DROP
DEF | T_SC_High Efficiency DX 135k- less than 240k BTU | 1957.5025 | 0.80945 | 0 | 15 |  | 674.7884 | 711.7023 | 1162.1427 | 2548.6334 |  | 2167.8704 | 76.3426 | 0 | 3329.61 | 3329.61 | 2167.8704 | unit | 18.1164 | 1.1356 | 0.74829 | 0.65109 | 304.4204 | -857.3192 | DROP | DROP | DROP | DROP | DROP | DROP | [5 empty] | 1.1356 | 304.4204 | 18.1164 | 2962.0302 | KEEP | 304.4204 | 1.0309 | 16.46 | 0.74252 | DROP | 0.74829 | 2962.0302 | 1.5407 | DROP
DEF | T_WR_High Efficiency DX 135k- less than 240k BTU | 430.0265 | 0.17782 | 0 | 15 |  | 148.2383 | 156.3476 | 255.3009 | 559.8869 |  | 476.2404 | 16.771 | 0 | 3329.61 | 3329.61 | 476.2404 | unit | 82.4667 | 1.1356 | 0.16731 | 0.14303 | 66.8755 | -2786.4941 | DROP | DROP | DROP | DROP | DROP | DROP | [5 empty] | 1.1356 | 66.8755 | 82.4667 | 3248.8596 | KEEP | 66.8755 | 1.0309 | 80.8104 | 0.16312 | DROP | 0.16731 | 3248.8596 | 1.1188 | DROP
DEF | N_AS_High Efficiency DX 135k- less than 240k BTU | 1773.0117 | 0.73317 | 0 | 15 |  | 611.1909 | 644.6257 | 1052.6129 | 2308.4296 |  | 1963.5527 | 69.1475 | 0 | 3329.61 | 3329.61 | 1963.5527 | unit | 20.0015 | 1.1356 | 0.6792 | 0.58972 | 275.7294 | -1090.3279 | DROP | DROP | DROP | DROP | DROP | DROP | [5 empty] | 1.1356 | 275.7294 | 20.0015 | 2996.6739 | KEEP | 275.7294 | 1.0309 | 18.3451 | 0.67254 | DROP | 0.6792 | 2996.6739 | 1.4897 | DROP
DEF | N_CU_High Efficiency DX 135k- less than 240k BTU | 1966.9984 | 0.81338 | 0 | 15 |  | 678.0618 | 715.1548 | 1167.7802 | 2560.9968 |  | 2178.3867 | 76.7129 | 0 | 3329.61 | 3329.61 | 2178.3867 | unit | 18.0289 | 1.1356 | 0.75184 | 0.65425 | 305.8972 | -845.3261 | DROP | DROP | DROP | DROP | DROP | DROP | [5 empty] | 1.1356 | 305.8972 | 18.0289 | 2960.247 | KEEP | 305.8972 | 1.0309 | 16.3726 | 0.74612 | DROP | 0.75184 | 2960.247 | 1.5433 | DROP
DEF | N_GR_High Efficiency DX 135k- less than 240k BTU | 979.4295 | 0.40501 | 0 | 15 |  | 337.628 | 356.0978 | 581.474 | 1275.1998 |  | 1084.6863 | 38.1978 | 0 | 3329.61 | 3329.61 | 1084.6863 | unit | 36.2077 | 1.1356 | 0.37864 | 0.32577 | 152.3157 | -2092.6079 | DROP | DROP | DROP | DROP | DROP | DROP | [5 empty] | 1.1356 | 152.3157 | 36.2077 | 3145.6927 | KEEP | 152.3157 | 1.0309 | 34.5513 | 0.37152 | DROP | 0.37864 | 3145.6927 | 1.2705 | DROP
DEF | N_HC_High Efficiency DX 135k- less than 240k BTU | 3858.03 | 1.5953 | 0 | 15 |  | 1329.9364 | 1402.6898 | 2290.46 | 5023.0862 |  | 4272.6426 | 150.4632 | 0 | 3329.61 | 3329.61 | 4272.6426 | unit | 9.192 | 1.1356 | 1.4434 | 1.2832 | 599.9804 | 1543.013 | KEEP | KEEP | KEEP | KEEP | KEEP | KEEP | [5 empty] | 1.1356 | 599.9804 | 9.192 | 2605.1491 | KEEP | 599.9804 | 1.0309 | 7.5356 | 1.4634 | KEEP | 1.4434 | 2605.1491 | 2.0656 | KEEP
DEF | N_HS_High Efficiency DX 135k- less than 240k BTU | 3654.5474 | 1.5112 | 0 | 15 |  | 1259.7921 | 1328.7083 | 2169.6552 | 4758.1555 |  | 4047.2923 | 142.5273 | 0 | 3329.61 | 3329.61 | 4047.2923 | unit | 9.7038 | 1.1356 | 1.3704 | 1.2155 | 568.3359 | 1286.0181 | KEEP | KEEP | KEEP | KEEP | KEEP | KEEP | [5 empty] | 1.1356 | 568.3359 | 9.7038 | 2643.3591 | KEEP | 568.3359 | 1.0309 | 8.0474 | 1.3862 | KEEP | 1.3704 | 2643.3591 | 2.0094 | KEEP
DEF | N_IN_High Efficiency DX 135k- less than 240k BTU | 957.7247 | 0.39603 | 0 | 15 |  | 330.146 | 348.2064 | 568.5882 | 1246.9405 |  | 1060.649 | 37.3513 | 0 | 3329.61 | 3329.61 | 1060.649 | unit | 37.0283 | 1.1356 | 0.37035 | 0.31855 | 148.9403 | -2120.0207 | DROP | DROP | DROP | DROP | DROP | DROP | [5 empty] | 1.1356 | 148.9403 | 37.0283 | 3149.7684 | KEEP | 148.9403 | 1.0309 | 35.3719 | 0.36328 | DROP | 0.37035 | 3149.7684 | 1.2645 | DROP
DEF | N_LG_High Efficiency DX 135k- less than 240k BTU | 2928.7928 | 1.2111 | 0 | 15 |  | 1009.6106 | 1064.8408 | 1738.7845 | 3813.236 |  | 3243.5427 | 114.2229 | 0 | 3329.61 | 3329.61 | 3243.5427 | unit | 12.1084 | 1.1356 | 1.1073 | 0.97415 | 455.4704 | 369.4031 | DROP | DROP | DROP | DROP | DROP | DROP | [5 empty] | 1.1356 | 455.4704 | 12.1084 | 2779.6413 | KEEP | 455.4704 | 1.0309 | 10.452 | 1.1109 | DROP | 1.1073 | 2779.6413 | 1.809 | DROP
DEF | N_MS_High Efficiency DX 135k- less than 240k BTU | 990.282 | 0.4095 | 0 | 15 |  | 341.369 | 360.0434 | 587.9169 | 1289.3294 |  | 1096.705 | 38.621 | 0 | 3329.61 | 3329.61 | 1096.705 | unit | 35.8109 | 1.1356 | 0.38279 | 0.32938 | 154.0034 | -2078.9016 | DROP | DROP | DROP | DROP | DROP | DROP | [5 empty] | 1.1356 | 154.0034 | 35.8109 | 3143.6549 | KEEP | 154.0034 | 1.0309 | 34.1545 | 0.37563 | DROP | 0.38279 | 3143.6549 | 1.2735 | DROP
DEF | N_OF_High Efficiency DX 135k- less than 240k BTU | 1995.486 | 0.82516 | 0 | 15 |  | 687.882 | 725.5122 | 1184.6929 | 2598.0871 |  | 2209.9358 | 77.824 | 0 | 3329.61 | 3329.61 | 2209.9358 | unit | 17.7716 | 1.1356 | 0.76248 | 0.66372 | 310.3274 | -809.3468 | DROP | DROP | DROP | DROP | DROP | DROP | [5 empty] | 1.1356 | 310.3274 | 17.7716 | 2954.8976 | KEEP | 310.3274 | 1.0309 | 16.1152 | 0.75692 | DROP | 0.76248 | 2954.8976 | 1.5512 | DROP
DEF | N_RS_High Efficiency DX 135k- less than 240k BTU | 2873.1742 | 1.1881 | 0 | 15 |  | 990.4379 | 1044.6192 | 1705.7645 | 3740.8216 |  | 3181.9469 | 112.0538 | 0 | 3329.61 | 3329.61 | 3181.9469 | unit | 12.3428 | 1.1356 | 1.0869 | 0.95565 | 446.8209 | 299.1578 | DROP | DROP | DROP | DROP | DROP | DROP | [5 empty] | 1.1356 | 446.8209 | 12.3428 | 2790.0853 | KEEP | 446.8209 | 1.0309 | 10.6864 | 1.0898 | DROP | 1.0869 | 2790.0853 | 1.7936 | DROP
DEF | N_RT_High Efficiency DX 135k- less than 240k BTU | 2251.874 | 0.93118 | 0 | 15 |  | 776.2639 | 818.7289 | 1336.907 | 2931.8998 |  | 2493.8772 | 87.8231 | 0 | 3329.61 | 3329.61 | 2493.8772 | unit | 15.7482 | 1.1356 | 0.85792 | 0.749 | 350.1995 | -485.5333 | DROP | DROP | DROP | DROP | DROP | DROP | [5 empty] | 1.1356 | 350.1995 | 15.7482 | 2906.7531 | KEEP | 350.1995 | 1.0309 | 14.0918 | 0.85418 | DROP | 0.85792 | 2906.7531 | 1.622 | DROP
DEF | N_SC_High Efficiency DX 135k- less than 240k BTU | 1957.5025 | 0.80945 | 0 | 15 |  | 674.7884 | 711.7023 | 1162.1427 | 2548.6334 |  | 2167.8704 | 76.3426 | 0 | 3329.61 | 3329.61 | 2167.8704 | unit | 18.1164 | 1.1356 | 0.74829 | 0.65109 | 304.4204 | -857.3192 | DROP | DROP | DROP | DROP | DROP | DROP | [5 empty] | 1.1356 | 304.4204 | 18.1164 | 2962.0302 | KEEP | 304.4204 | 1.0309 | 16.46 | 0.74252 | DROP | 0.74829 | 2962.0302 | 1.5407 | DROP
DEF | N_WR_High Efficiency DX 135k- less than 240k BTU | 430.0265 | 0.17782 | 0 | 15 |  | 148.2383 | 156.3476 | 255.3009 | 559.8869 |  | 476.2404 | 16.771 | 0 | 3329.61 | 3329.61 | 476.2404 | unit | 82.4667 | 1.1356 | 0.16731 | 0.14303 | 66.8755 | -2786.4941 | DROP | DROP | DROP | DROP | DROP | DROP | [5 empty] | 1.1356 | 66.8755 | 82.4667 | 3248.8596 | KEEP | 66.8755 | 1.0309 | 80.8104 | 0.16312 | DROP | 0.16731 | 3248.8596 | 1.1188 | DROP
DEF | T_AS_High Efficiency PTAC | 741.5294 | 0.36892 | 0 | 15 |  | 255.6193 | 324.3691 | 529.6641 | 1109.6525 |  | 821.2197 | 28.9196 | 0 | 126 | 126 | 821.2197 | unit (1.5 ton) | 1.8098 | 1.3053 | 7.1628 | 6.5176 | 259.5132 | 954.7328 | DROP | DROP | KEEP | DROP | DROP | KEEP | [5 empty] | 1.3053 | 259.5132 | 1.8098 | 0 | DROP | DROP | DROP | DROP | DROP | DROP | 7.1628 | 0 | 6.5176 | DROP
DEF | T_CU_High Efficiency PTAC | 822.6608 | 0.23497 | 0 | 15 |  | 283.5868 | 206.5971 | 337.3535 | 827.5374 |  | 911.07 | 32.0838 | 0 | 126 | 126 | 911.07 | unit (1.5 ton) | 1.6313 | 0.87742 | 5.2348 | 7.2307 | -115.6164 | 669.4536 | DROP | DROP | DROP | DROP | DROP | KEEP | [5 empty] | 0.87742 | DROP | 1.6313 | 0 | DROP | DROP | DROP | DROP | DROP | DROP | 5.2348 | 0 | 7.2307 | DROP
DEF | T_GR_High Efficiency PTAC | 409.6283 | 0.2038 | 0 | 15 |  | 141.2067 | 179.1848 | 292.5918 | 612.9832 |  | 453.65 | 15.9755 | 0 | 126 | 126 | 453.65 | unit (1.5 ton) | 3.2761 | 1.3053 | 4.3175 | 3.6004 | 143.3577 | 471.0077 | KEEP | KEEP | KEEP | KEEP | KEEP | KEEP | [5 empty] | 1.3053 | 143.3577 | 3.2761 | 49.08 | KEEP | 49.08 | 1.2193 | 2 | 3.9899 | KEEP | 4.3175 | 49.08 | 3.9899 | KEEP
DEF | T_HC_High Efficiency PTAC | 1613.5498 | 0.80276 | 0 | 15 |  | 556.2213 | 705.8192 | 1152.5361 | 2414.5766 |  | 1786.9539 | 62.9284 | 0 | 126 | 126 | 1786.9539 | unit (1.5 ton) | 0.8317 | 1.3053 | 12.7804 | 14.1822 | 564.6943 | 2225.6482 | DROP | DROP | DROP | DROP | DROP | DROP | [5 empty] | 1.3053 | 564.6943 | 0.8317 | 0 | DROP | DROP | DROP | DROP | DROP | DROP | 12.7804 | 0 | 14.1822 | DROP
DEF | T_HS_High Efficiency PTAC | 1528.447 | 0.43656 | 0 | 15 |  | 526.8848 | 383.8431 | 626.7796 | 1537.5075 |  | 1692.7053 | 59.6094 | 0 | 126 | 126 | 1692.7053 | unit (1.5 ton) | 0.87801 | 0.87742 | 8.2836 | 13.4342 | -214.8072 | 1351.898 | DROP | DROP | DROP | DROP | DROP | DROP | [5 empty] | 0.87742 | DROP | 0.87801 | 0 | DROP | DROP | DROP | DROP | DROP | DROP | 8.2836 | 0 | 13.4342 | DROP
DEF | T_IN_High Efficiency PTAC | 400.5507 | 0.19928 | 0 | 15 |  | 138.0774 | 175.2139 | 286.1078 | 599.3991 |  | 443.5968 | 15.6215 | 0 | 126 | 126 | 443.5968 | unit (1.5 ton) | 3.3504 | 1.3053 | 4.2324 | 3.5206 | 140.1808 | 457.7776 | KEEP | KEEP | KEEP | KEEP | KEEP | KEEP | [5 empty] | 1.3053 | 140.1808 | 3.3504 | 50.7846 | KEEP | 50.7846 | 1.2124 | 2 | 3.9237 | KEEP | 4.2324 | 50.7846 | 3.9237 | KEEP
DEF | T_LG_High Efficiency PTAC | 1224.9135 | 0.60941 | 0 | 15 |  | 422.251 | 535.817 | 874.9386 | 1833.0066 |  | 1356.5518 | 47.7716 | 0 | 126 | 126 | 1356.5518 | unit (1.5 ton) | 1.0956 | 1.3053 | 10.5484 | 10.7663 | 428.6832 | 1659.235 | DROP | DROP | KEEP | DROP | DROP | KEEP | [5 empty] | 1.3053 | 428.6832 | 1.0956 | 0 | DROP | DROP | DROP | DROP | DROP | DROP | 10.5484 | 0 | 10.7663 | DROP
DEF | T_MS_High Efficiency PTAC | 414.1671 | 0.17146 | 0 | 15 |  | 142.7713 | 150.7543 | 246.1676 | 539.6932 |  | 458.6766 | 16.1525 | 0 | 126 | 126 | 458.6766 | unit (1.5 ton) | 3.2402 | 1.1366 | 3.7966 | 3.6403 | 64.864 | 397.5407 | KEEP | KEEP | KEEP | KEEP | KEEP | KEEP | [5 empty] | 1.1366 | 64.864 | 3.2402 | 48.2277 | KEEP | 48.2277 | 1.0647 | 2 | 4.0231 | KEEP | 3.7966 | 48.2277 | 4.0231 | KEEP
DEF | T_OF_High Efficiency PTAC | 834.5752 | 0.3455 | 0 | 15 |  | 287.6939 | 303.7803 | 496.0445 | 1087.5187 |  | 924.2648 | 32.5484 | 0 | 126 | 126 | 924.2648 | unit (1.5 ton) | 1.608 | 1.1366 | 6.8592 | 7.3354 | 130.7055 | 928.9703 | DROP | DROP | KEEP | DROP | DROP | KEEP | [5 empty] | 1.1366 | 130.7055 | 1.608 | 0 | DROP | DROP | DROP | DROP | DROP | DROP | 6.8592 | 0 | 7.3354 | DROP
DEF | T_RS_High Efficiency PTAC | 1201.6521 | 0.59784 | 0 | 15 |  | 414.2323 | 525.6417 | 858.3233 | 1798.1973 |  | 1330.7905 | 46.8644 | 0 | 126 | 126 | 1330.7905 | unit (1.5 ton) | 1.1168 | 1.3053 | 10.4024 | 10.5618 | 420.5424 | 1625.3329 | DROP | DROP | KEEP | DROP | DROP | KEEP | [5 empty] | 1.3053 | 420.5424 | 1.1168 | 0 | DROP | DROP | DROP | DROP | DROP | DROP | 10.4024 | 0 | 10.5618 | DROP
DEF | T_RT_High Efficiency PTAC | 941.8047 | 0.46856 | 0 | 15 |  | 324.658 | 411.976 | 672.718 | 1409.352 |  | 1043.0181 | 36.7304 | 0 | 126 | 126 | 1043.0181 | unit (1.5 ton) | 1.4249 | 1.3053 | 8.6607 | 8.2779 | 329.6036 | 1246.6216 | DROP | DROP | KEEP | DROP | DROP | KEEP | [5 empty] | 1.3053 | 329.6036 | 1.4249 | 0 | DROP | DROP | DROP | DROP | DROP | DROP | 8.6607 | 0 | 8.2779 | DROP
DEF | T_SC_High Efficiency PTAC | 818.6893 | 0.40731 | 0 | 15 |  | 282.2178 | 358.1213 | 584.7783 | 1225.1175 |  | 906.6717 | 31.9289 | 0 | 126 | 126 | 906.6717 | unit (1.5 ton) | 1.6392 | 1.3053 | 7.7574 | 7.1958 | 286.5168 | 1067.1886 | DROP | DROP | KEEP | DROP | DROP | KEEP | [5 empty] | 1.3053 | 286.5168 | 1.6392 | 0 | DROP | DROP | DROP | DROP | DROP | DROP | 7.7574 | 0 | 7.1958 | DROP
DEF | T_WR_High Efficiency PTAC | 179.8507 | 0.089478 | 0 | 15 |  | 61.9979 | 78.6725 | 128.4648 | 269.1353 |  | 199.1788 | 7.0142 | 0 | 126 | 126 | 199.1788 | unit (1.5 ton) | 7.4617 | 1.3053 | 2.0234 | 1.5808 | 62.9424 | 136.1211 | KEEP | KEEP | KEEP | KEEP | KEEP | KEEP | [5 empty] | 1.3053 | 62.9424 | 7.4617 | 92.2276 | KEEP | 62.9424 | 1.0268 | 3.7343 | 2.0803 | KEEP | 2.0234 | 92.2276 | 2.3127 | KEEP
DEF | N_AS_High Efficiency PTAC | 741.5294 | 0.36892 | 0 | 15 |  | 255.6193 | 324.3691 | 529.6641 | 1109.6525 |  | 821.2197 | 28.9196 | 0 | 126 | 126 | 821.2197 | unit (1.5 ton) | 1.8098 | 1.3053 | 7.1628 | 6.5176 | 259.5132 | 954.7328 | DROP | DROP | KEEP | DROP | DROP | KEEP | [5 empty] | 1.3053 | 259.5132 | 1.8098 | 0 | DROP | DROP | DROP | DROP | DROP | DROP | 7.1628 | 0 | 6.5176 | DROP
DEF | N_CU_High Efficiency PTAC | 822.6608 | 0.23497 | 0 | 15 |  | 283.5868 | 206.5971 | 337.3535 | 827.5374 |  | 911.07 | 32.0838 | 0 | 126 | 126 | 911.07 | unit (1.5 ton) | 1.6313 | 0.87742 | 5.2348 | 7.2307 | -115.6164 | 669.4536 | DROP | DROP | DROP | DROP | DROP | KEEP | [5 empty] | 0.87742 | DROP | 1.6313 | 0 | DROP | DROP | DROP | DROP | DROP | DROP | 5.2348 | 0 | 7.2307 | DROP
DEF | N_GR_High Efficiency PTAC | 409.6283 | 0.2038 | 0 | 15 |  | 141.2067 | 179.1848 | 292.5918 | 612.9832 |  | 453.65 | 15.9755 | 0 | 126 | 126 | 453.65 | unit (1.5 ton) | 3.2761 | 1.3053 | 4.3175 | 3.6004 | 143.3577 | 471.0077 | KEEP | KEEP | KEEP | KEEP | KEEP | KEEP | [5 empty] | 1.3053 | 143.3577 | 3.2761 | 49.08 | KEEP | 49.08 | 1.2193 | 2 | 3.9899 | KEEP | 4.3175 | 49.08 | 3.9899 | KEEP
DEF | N_HC_High Efficiency PTAC | 1613.5498 | 0.80276 | 0 | 15 |  | 556.2213 | 705.8192 | 1152.5361 | 2414.5766 |  | 1786.9539 | 62.9284 | 0 | 126 | 126 | 1786.9539 | unit (1.5 ton) | 0.8317 | 1.3053 | 12.7804 | 14.1822 | 564.6943 | 2225.6482 | DROP | DROP | DROP | DROP | DROP | DROP | [5 empty] | 1.3053 | 564.6943 | 0.8317 | 0 | DROP | DROP | DROP | DROP | DROP | DROP | 12.7804 | 0 | 14.1822 | DROP
DEF | N_HS_High Efficiency PTAC | 1528.447 | 0.43656 | 0 | 15 |  | 526.8848 | 383.8431 | 626.7796 | 1537.5075 |  | 1692.7053 | 59.6094 | 0 | 126 | 126 | 1692.7053 | unit (1.5 ton) | 0.87801 | 0.87742 | 8.2836 | 13.4342 | -214.8072 | 1351.898 | DROP | DROP | DROP | DROP | DROP | DROP | [5 empty] | 0.87742 | DROP | 0.87801 | 0 | DROP | DROP | DROP | DROP | DROP | DROP | 8.2836 | 0 | 13.4342 | DROP
DEF | N_IN_High Efficiency PTAC | 400.5507 | 0.19928 | 0 | 15 |  | 138.0774 | 175.2139 | 286.1078 | 599.3991 |  | 443.5968 | 15.6215 | 0 | 126 | 126 | 443.5968 | unit (1.5 ton) | 3.3504 | 1.3053 | 4.2324 | 3.5206 | 140.1808 | 457.7776 | KEEP | KEEP | KEEP | KEEP | KEEP | KEEP | [5 empty] | 1.3053 | 140.1808 | 3.3504 | 50.7846 | KEEP | 50.7846 | 1.2124 | 2 | 3.9237 | KEEP | 4.2324 | 50.7846 | 3.9237 | KEEP
DEF | N_LG_High Efficiency PTAC | 1224.9135 | 0.60941 | 0 | 15 |  | 422.251 | 535.817 | 874.9386 | 1833.0066 |  | 1356.5518 | 47.7716 | 0 | 126 | 126 | 1356.5518 | unit (1.5 ton) | 1.0956 | 1.3053 | 10.5484 | 10.7663 | 428.6832 | 1659.235 | DROP | DROP | KEEP | DROP | DROP | KEEP | [5 empty] | 1.3053 | 428.6832 | 1.0956 | 0 | DROP | DROP | DROP | DROP | DROP | DROP | 10.5484 | 0 | 10.7663 | DROP
DEF | N_MS_High Efficiency PTAC | 414.1671 | 0.17146 | 0 | 15 |  | 142.7713 | 150.7543 | 246.1676 | 539.6932 |  | 458.6766 | 16.1525 | 0 | 126 | 126 | 458.6766 | unit (1.5 ton) | 3.2402 | 1.1366 | 3.7966 | 3.6403 | 64.864 | 397.5407 | KEEP | KEEP | KEEP | KEEP | KEEP | KEEP | [5 empty] | 1.1366 | 64.864 | 3.2402 | 48.2277 | KEEP | 48.2277 | 1.0647 | 2 | 4.0231 | KEEP | 3.7966 | 48.2277 | 4.0231 | KEEP
DEF | N_OF_High Efficiency PTAC | 834.5752 | 0.3455 | 0 | 15 |  | 287.6939 | 303.7803 | 496.0445 | 1087.5187 |  | 924.2648 | 32.5484 | 0 | 126 | 126 | 924.2648 | unit (1.5 ton) | 1.608 | 1.1366 | 6.8592 | 7.3354 | 130.7055 | 928.9703 | DROP | DROP | KEEP | DROP | DROP | KEEP | [5 empty] | 1.1366 | 130.7055 | 1.608 | 0 | DROP | DROP | DROP | DROP | DROP | DROP | 6.8592 | 0 | 7.3354 | DROP
DEF | N_RS_High Efficiency PTAC | 1201.6521 | 0.59784 | 0 | 15 |  | 414.2323 | 525.6417 | 858.3233 | 1798.1973 |  | 1330.7905 | 46.8644 | 0 | 126 | 126 | 1330.7905 | unit (1.5 ton) | 1.1168 | 1.3053 | 10.4024 | 10.5618 | 420.5424 | 1625.3329 | DROP | DROP | KEEP | DROP | DROP | KEEP | [5 empty] | 1.3053 | 420.5424 | 1.1168 | 0 | DROP | DROP | DROP | DROP | DROP | DROP | 10.4024 | 0 | 10.5618 | DROP
DEF | N_RT_High Efficiency PTAC | 941.8047 | 0.46856 | 0 | 15 |  | 324.658 | 411.976 | 672.718 | 1409.352 |  | 1043.0181 | 36.7304 | 0 | 126 | 126 | 1043.0181 | unit (1.5 ton) | 1.4249 | 1.3053 | 8.6607 | 8.2779 | 329.6036 | 1246.6216 | DROP | DROP | KEEP | DROP | DROP | KEEP | [5 empty] | 1.3053 | 329.6036 | 1.4249 | 0 | DROP | DROP | DROP | DROP | DROP | DROP | 8.6607 | 0 | 8.2779 | DROP
DEF | N_SC_High Efficiency PTAC | 818.6893 | 0.40731 | 0 | 15 |  | 282.2178 | 358.1213 | 584.7783 | 1225.1175 |  | 906.6717 | 31.9289 | 0 | 126 | 126 | 906.6717 | unit (1.5 ton) | 1.6392 | 1.3053 | 7.7574 | 7.1958 | 286.5168 | 1067.1886 | DROP | DROP | KEEP | DROP | DROP | KEEP | [5 empty] | 1.3053 | 286.5168 | 1.6392 | 0 | DROP | DROP | DROP | DROP | DROP | DROP | 7.7574 | 0 | 7.1958 | DROP
DEF | N_WR_High Efficiency PTAC | 179.8507 | 0.089478 | 0 | 15 |  | 61.9979 | 78.6725 | 128.4648 | 269.1353 |  | 199.1788 | 7.0142 | 0 | 126 | 126 | 199.1788 | unit (1.5 ton) | 7.4617 | 1.3053 | 2.0234 | 1.5808 | 62.9424 | 136.1211 | KEEP | KEEP | KEEP | KEEP | KEEP | KEEP | [5 empty] | 1.3053 | 62.9424 | 7.4617 | 92.2276 | KEEP | 62.9424 | 1.0268 | 3.7343 | 2.0803 | KEEP | 2.0234 | 92.2276 | 2.3127 | KEEP
DEF | T_AS_High Efficiency PTHP | 752.276 | 0.37416 | 0.00013699 | 15 |  | 243.1135 | 328.9739 | 537.1834 | 1109.2708 |  | 833.1212 | 29.3388 | 0 | 126 | 126 | 833.1212 | unit (1.5 ton) | 1.7839 | 1.2862 | 7.141 | 6.6121 | 246.8108 | 953.932 | DROP | DROP | KEEP | DROP | DROP | KEEP | [5 empty] | 1.2862 | 246.8108 | 1.7839 | 0 | DROP | DROP | DROP | DROP | DROP | DROP | 7.141 | 0 | 6.6121 | DROP
DEF | T_CU_High Efficiency PTHP | 833.4074 | 0.23711 | 0.071694 | 15 |  | 269.3328 | 208.473 | 340.4167 | 818.2224 |  | 922.9716 | 32.5029 | 0 | 126 | 126 | 922.9716 | unit (1.5 ton) | 1.6103 | 0.85635 | 5.1622 | 7.3252 | -137.2521 | 659.7195 | DROP | DROP | DROP | DROP | DROP | KEEP | [5 empty] | 0.85635 | DROP | 1.6103 | 0 | DROP | DROP | DROP | DROP | DROP | DROP | 5.1622 | 0 | 7.3252 | DROP
DEF | T_GR_High Efficiency PTHP | 428.1126 | 0.21293 | 7.7962e-05 | 15 |  | 138.3534 | 187.2157 | 305.7055 | 631.2746 |  | 474.1207 | 16.6964 | 0 | 126 | 126 | 474.1207 | unit (1.5 ton) | 3.1347 | 1.2862 | 4.4239 | 3.7629 | 140.4575 | 488.5782 | KEEP | KEEP | KEEP | KEEP | KEEP | KEEP | [5 empty] | 1.2862 | 140.4575 | 3.1347 | 45.609 | KEEP | 45.609 | 1.2146 | 2 | 4.1248 | KEEP | 4.4239 | 45.609 | 4.1248 | KEEP
DEF | T_HC_High Efficiency PTHP | 1630.4006 | 0.81091 | 0.00029691 | 15 |  | 526.8975 | 712.982 | 1164.2323 | 2404.1117 |  | 1805.6155 | 63.5856 | 0 | 126 | 126 | 1805.6155 | unit (1.5 ton) | 0.82311 | 1.2862 | 12.6809 | 14.3303 | 534.9106 | 2214.5261 | DROP | DROP | DROP | DROP | DROP | DROP | [5 empty] | 1.2862 | 534.9106 | 0.82311 | 0 | DROP | DROP | DROP | DROP | DROP | DROP | 12.6809 | 0 | 14.3303 | DROP
DEF | T_HS_High Efficiency PTHP | 1547.619 | 0.4403 | 0.13313 | 15 |  | 500.1449 | 387.1297 | 632.1462 | 1519.4208 |  | 1713.9377 | 60.3571 | 0 | 126 | 126 | 1713.9377 | unit (1.5 ton) | 0.86714 | 0.85635 | 8.1533 | 13.6027 | -254.874 | 1333.0637 | DROP | DROP | DROP | DROP | DROP | DROP | [5 empty] | 0.85635 | DROP | 0.86714 | 0 | DROP | DROP | DROP | DROP | DROP | DROP | 8.1533 | 0 | 13.6027 | DROP
DEF | T_IN_High Efficiency PTHP | 409.9218 | 0.20388 | 7.465e-05 | 15 |  | 132.4747 | 179.2608 | 292.7159 | 604.4513 |  | 453.975 | 15.9869 | 0 | 126 | 126 | 453.975 | unit (1.5 ton) | 3.2738 | 1.2862 | 4.2571 | 3.603 | 134.4893 | 462.4644 | KEEP | KEEP | KEEP | KEEP | KEEP | KEEP | [5 empty] | 1.2862 | 134.4893 | 3.2738 | 49.0249 | KEEP | 49.0249 | 1.2017 | 2 | 3.9921 | KEEP | 4.2571 | 49.0249 | 3.9921 | KEEP
DEF | T_LG_High Efficiency PTHP | 1236.262 | 0.61488 | 0.00022513 | 15 |  | 399.5235 | 540.6233 | 882.7868 | 1822.9336 |  | 1369.1199 | 48.2142 | 0 | 126 | 126 | 1369.1199 | unit (1.5 ton) | 1.0855 | 1.2862 | 10.4637 | 10.866 | 405.5995 | 1648.7194 | DROP | DROP | KEEP | DROP | DROP | KEEP | [5 empty] | 1.2862 | 405.5995 | 1.0855 | 0 | DROP | DROP | DROP | DROP | DROP | DROP | 10.4637 | 0 | 10.866 | DROP
DEF | T_MS_High Efficiency PTHP | 420.0993 | 0.20894 | 7.6503e-05 | 15 |  | 135.7637 | 183.7114 | 299.9834 | 619.4586 |  | 465.2463 | 16.3839 | 0 | 126 | 126 | 465.2463 | unit (1.5 ton) | 3.1945 | 1.2862 | 4.3506 | 3.6924 | 137.8284 | 477.0747 | KEEP | KEEP | KEEP | KEEP | KEEP | KEEP | [5 empty] | 1.2862 | 137.8284 | 3.1945 | 47.1138 | KEEP | 47.1138 | 1.209 | 2 | 4.0663 | KEEP | 4.3506 | 47.1138 | 4.0663 | KEEP
DEF | T_OF_High Efficiency PTHP | 840.8512 | 0.41821 | 0.00015312 | 15 |  | 271.7384 | 367.7083 | 600.4329 | 1239.8795 |  | 931.2153 | 32.7932 | 0 | 126 | 126 | 931.2153 | unit (1.5 ton) | 1.596 | 1.2862 | 7.8081 | 7.3906 | 275.871 | 1081.0863 | DROP | DROP | KEEP | DROP | DROP | KEEP | [5 empty] | 1.2862 | 275.871 | 1.596 | 0 | DROP | DROP | DROP | DROP | DROP | DROP | 7.8081 | 0 | 7.3906 | DROP
DEF | T_RS_High Efficiency PTHP | 1241.2857 | 0.61738 | 0.00022605 | 15 |  | 401.147 | 542.8202 | 886.3742 | 1830.3414 |  | 1374.6836 | 48.4101 | 0 | 126 | 126 | 1374.6836 | unit (1.5 ton) | 1.0811 | 1.2862 | 10.4945 | 10.9102 | 407.2477 | 1655.9313 | DROP | DROP | KEEP | DROP | DROP | KEEP | [5 empty] | 1.2862 | 407.2477 | 1.0811 | 0 | DROP | DROP | DROP | DROP | DROP | DROP | 10.4945 | 0 | 10.9102 | DROP
DEF | T_RT_High Efficiency PTHP | 966.651 | 0.48078 | 0.00017603 | 15 |  | 312.3932 | 422.7211 | 690.2637 | 1425.378 |  | 1070.5345 | 37.6994 | 0 | 126 | 126 | 1070.5345 | unit (1.5 ton) | 1.3883 | 1.2862 | 8.7073 | 8.4963 | 317.1441 | 1261.6786 | DROP | DROP | KEEP | DROP | DROP | KEEP | [5 empty] | 1.2862 | 317.1441 | 1.3883 | 0 | DROP | DROP | DROP | DROP | DROP | DROP | 8.7073 | 0 | 8.4963 | DROP
DEF | T_SC_High Efficiency PTHP | 841.5582 | 0.41856 | 0.00015325 | 15 |  | 271.9668 | 368.0174 | 600.9377 | 1240.922 |  | 931.9983 | 32.8208 | 0 | 126 | 126 | 931.9983 | unit (1.5 ton) | 1.5947 | 1.2862 | 7.8133 | 7.3968 | 276.1029 | 1082.1012 | DROP | DROP | KEEP | DROP | DROP | KEEP | [5 empty] | 1.2862 | 276.1029 | 1.5947 | 0 | DROP | DROP | DROP | DROP | DROP | DROP | 7.8133 | 0 | 7.3968 | DROP
DEF | T_WR_High Efficiency PTHP | 185.7828 | 0.092403 | 3.3832e-05 | 15 |  | 60.0395 | 81.2437 | 132.6633 | 273.9466 |  | 205.7484 | 7.2455 | 0 | 126 | 126 | 205.7484 | unit (1.5 ton) | 7.2235 | 1.2862 | 2.056 | 1.6329 | 60.9526 | 140.7011 | KEEP | KEEP | KEEP | KEEP | KEEP | KEEP | [5 empty] | 1.2862 | 60.9526 | 7.2235 | 91.1137 | KEEP | 60.9526 | 1.0272 | 3.7291 | 2.1167 | KEEP | 2.056 | 91.1137 | 2.356 | KEEP
DEF | N_AS_High Efficiency PTHP | 752.276 | 0.37416 | 0.00013699 | 15 |  | 243.1135 | 328.9739 | 537.1834 | 1109.2708 |  | 833.1212 | 29.3388 | 0 | 126 | 126 | 833.1212 | unit (1.5 ton) | 1.7839 | 1.2862 | 7.141 | 6.6121 | 246.8108 | 953.932 | DROP | DROP | KEEP | DROP | DROP | KEEP | [5 empty] | 1.2862 | 246.8108 | 1.7839 | 0 | DROP | DROP | DROP | DROP | DROP | DROP | 7.141 | 0 | 6.6121 | DROP
DEF | N_CU_High Efficiency PTHP | 833.4074 | 0.23711 | 0.071694 | 15 |  | 269.3328 | 208.473 | 340.4167 | 818.2224 |  | 922.9716 | 32.5029 | 0 | 126 | 126 | 922.9716 | unit (1.5 ton) | 1.6103 | 0.85635 | 5.1622 | 7.3252 | -137.2521 | 659.7195 | DROP | DROP | DROP | DROP | DROP | KEEP | [5 empty] | 0.85635 | DROP | 1.6103 | 0 | DROP | DROP | DROP | DROP | DROP | DROP | 5.1622 | 0 | 7.3252 | DROP
DEF | N_GR_High Efficiency PTHP | 428.1126 | 0.21293 | 7.7962e-05 | 15 |  | 138.3534 | 187.2157 | 305.7055 | 631.2746 |  | 474.1207 | 16.6964 | 0 | 126 | 126 | 474.1207 | unit (1.5 ton) | 3.1347 | 1.2862 | 4.4239 | 3.7629 | 140.4575 | 488.5782 | KEEP | KEEP | KEEP | KEEP | KEEP | KEEP | [5 empty] | 1.2862 | 140.4575 | 3.1347 | 45.609 | KEEP | 45.609 | 1.2146 | 2 | 4.1248 | KEEP | 4.4239 | 45.609 | 4.1248 | KEEP
DEF | N_HC_High Efficiency PTHP | 1630.4006 | 0.81091 | 0.00029691 | 15 |  | 526.8975 | 712.982 | 1164.2323 | 2404.1117 |  | 1805.6155 | 63.5856 | 0 | 126 | 126 | 1805.6155 | unit (1.5 ton) | 0.82311 | 1.2862 | 12.6809 | 14.3303 | 534.9106 | 2214.5261 | DROP | DROP | DROP | DROP | DROP | DROP | [5 empty] | 1.2862 | 534.9106 | 0.82311 | 0 | DROP | DROP | DROP | DROP | DROP | DROP | 12.6809 | 0 | 14.3303 | DROP
DEF | N_HS_High Efficiency PTHP | 1547.619 | 0.4403 | 0.13313 | 15 |  | 500.1449 | 387.1297 | 632.1462 | 1519.4208 |  | 1713.9377 | 60.3571 | 0 | 126 | 126 | 1713.9377 | unit (1.5 ton) | 0.86714 | 0.85635 | 8.1533 | 13.6027 | -254.874 | 1333.0637 | DROP | DROP | DROP | DROP | DROP | DROP | [5 empty] | 0.85635 | DROP | 0.86714 | 0 | DROP | DROP | DROP | DROP | DROP | DROP | 8.1533 | 0 | 13.6027 | DROP
DEF | N_IN_High Efficiency PTHP | 409.9218 | 0.20388 | 7.465e-05 | 15 |  | 132.4747 | 179.2608 | 292.7159 | 604.4513 |  | 453.975 | 15.9869 | 0 | 126 | 126 | 453.975 | unit (1.5 ton) | 3.2738 | 1.2862 | 4.2571 | 3.603 | 134.4893 | 462.4644 | KEEP | KEEP | KEEP | KEEP | KEEP | KEEP | [5 empty] | 1.2862 | 134.4893 | 3.2738 | 49.0249 | KEEP | 49.0249 | 1.2017 | 2 | 3.9921 | KEEP | 4.2571 | 49.0249 | 3.9921 | KEEP
DEF | N_LG_High Efficiency PTHP | 1236.262 | 0.61488 | 0.00022513 | 15 |  | 399.5235 | 540.6233 | 882.7868 | 1822.9336 |  | 1369.1199 | 48.2142 | 0 | 126 | 126 | 1369.1199 | unit (1.5 ton) | 1.0855 | 1.2862 | 10.4637 | 10.866 | 405.5995 | 1648.7194 | DROP | DROP | KEEP | DROP | DROP | KEEP | [5 empty] | 1.2862 | 405.5995 | 1.0855 | 0 | DROP | DROP | DROP | DROP | DROP | DROP | 10.4637 | 0 | 10.866 | DROP
DEF | N_MS_High Efficiency PTHP | 420.0993 | 0.20894 | 7.6503e-05 | 15 |  | 135.7637 | 183.7114 | 299.9834 | 619.4586 |  | 465.2463 | 16.3839 | 0 | 126 | 126 | 465.2463 | unit (1.5 ton) | 3.1945 | 1.2862 | 4.3506 | 3.6924 | 137.8284 | 477.0747 | KEEP | KEEP | KEEP | KEEP | KEEP | KEEP | [5 empty] | 1.2862 | 137.8284 | 3.1945 | 47.1138 | KEEP | 47.1138 | 1.209 | 2 | 4.0663 | KEEP | 4.3506 | 47.1138 | 4.0663 | KEEP
DEF | N_OF_High Efficiency PTHP | 840.8512 | 0.41821 | 0.00015312 | 15 |  | 271.7384 | 367.7083 | 600.4329 | 1239.8795 |  | 931.2153 | 32.7932 | 0 | 126 | 126 | 931.2153 | unit (1.5 ton) | 1.596 | 1.2862 | 7.8081 | 7.3906 | 275.871 | 1081.0863 | DROP | DROP | KEEP | DROP | DROP | KEEP | [5 empty] | 1.2862 | 275.871 | 1.596 | 0 | DROP | DROP | DROP | DROP | DROP | DROP | 7.8081 | 0 | 7.3906 | DROP
DEF | N_RS_High Efficiency PTHP | 1241.2857 | 0.61738 | 0.00022605 | 15 |  | 401.147 | 542.8202 | 886.3742 | 1830.3414 |  | 1374.6836 | 48.4101 | 0 | 126 | 126 | 1374.6836 | unit (1.5 ton) | 1.0811 | 1.2862 | 10.4945 | 10.9102 | 407.2477 | 1655.9313 | DROP | DROP | KEEP | DROP | DROP | KEEP | [5 empty] | 1.2862 | 407.2477 | 1.0811 | 0 | DROP | DROP | DROP | DROP | DROP | DROP | 10.4945 | 0 | 10.9102 | DROP
DEF | N_RT_High Efficiency PTHP | 966.651 | 0.48078 | 0.00017603 | 15 |  | 312.3932 | 422.7211 | 690.2637 | 1425.378 |  | 1070.5345 | 37.6994 | 0 | 126 | 126 | 1070.5345 | unit (1.5 ton) | 1.3883 | 1.2862 | 8.7073 | 8.4963 | 317.1441 | 1261.6786 | DROP | DROP | KEEP | DROP | DROP | KEEP | [5 empty] | 1.2862 | 317.1441 | 1.3883 | 0 | DROP | DROP | DROP | DROP | DROP | DROP | 8.7073 | 0 | 8.4963 | DROP
DEF | N_SC_High Efficiency PTHP | 841.5582 | 0.41856 | 0.00015325 | 15 |  | 271.9668 | 368.0174 | 600.9377 | 1240.922 |  | 931.9983 | 32.8208 | 0 | 126 | 126 | 931.9983 | unit (1.5 ton) | 1.5947 | 1.2862 | 7.8133 | 7.3968 | 276.1029 | 1082.1012 | DROP | DROP | KEEP | DROP | DROP | KEEP | [5 empty] | 1.2862 | 276.1029 | 1.5947 | 0 | DROP | DROP | DROP | DROP | DROP | DROP | 7.8133 | 0 | 7.3968 | DROP
DEF | N_WR_High Efficiency PTHP | 185.7828 | 0.092403 | 3.3832e-05 | 15 |  | 60.0395 | 81.2437 | 132.6633 | 273.9466 |  | 205.7484 | 7.2455 | 0 | 126 | 126 | 205.7484 | unit (1.5 ton) | 7.2235 | 1.2862 | 2.056 | 1.6329 | 60.9526 | 140.7011 | KEEP | KEEP | KEEP | KEEP | KEEP | KEEP | [5 empty] | 1.2862 | 60.9526 | 7.2235 | 91.1137 | KEEP | 60.9526 | 1.0272 | 3.7291 | 2.1167 | KEEP | 2.056 | 91.1137 | 2.356 | KEEP
DEF | T_AS_Variable Refrigerant Flow (VRF) HVAC Systems | 2708.9165 | 0.8243 | 0.83315 | 15 |  | 875.4421 | 676.6503 | 1105.8573 | 2657.9498 |  | 3000.0369 | 105.6477 | 0 | 3295 | 3295 | 3000.0369 | unit (4 tons) | 12.9551 | 0.85583 | 0.7816 | 0.91048 | -447.7348 | -742.698 | DROP | DROP | DROP | DROP | DROP | DROP | [5 empty] | 0.85583 | DROP | 12.9551 | 2786.3197 | DROP | DROP | DROP | DROP | DROP | DROP | 0.7816 | 2786.3197 | 1.7561 | DROP
DEF | T_CU_Variable Refrigerant Flow (VRF) HVAC Systems | 2989.6323 | 0.6343 | 0.46601 | 15 |  | 966.1612 | 557.7019 | 910.6746 | 2434.5377 |  | 3310.9205 | 116.5957 | 0 | 3295 | 3295 | 3310.9205 | unit (4 tons) | 11.7387 | 0.71029 | 0.71361 | 1.0048 | -992.9784 | -977.058 | DROP | DROP | DROP | DROP | DROP | DROP | [5 empty] | 0.71029 | DROP | 11.7387 | 2733.6068 | DROP | DROP | DROP | DROP | DROP | DROP | 0.71361 | 2733.6068 | 1.8345 | DROP
DEF | T_GR_Variable Refrigerant Flow (VRF) HVAC Systems | 1663.6475 | 0.50623 | 0.51167 | 15 |  | 537.6419 | 415.5564 | 679.1486 | 1632.3469 |  | 1842.4355 | 64.8823 | 0 | 3295 | 3295 | 1842.4355 | unit (4 tons) | 21.0948 | 0.85583 | 0.48583 | 0.55916 | -274.9708 | -1727.5353 | DROP | DROP | DROP | DROP | DROP | DROP | [5 empty] | 0.85583 | DROP | 21.0948 | 2982.6003 | DROP | DROP | DROP | DROP | DROP | DROP | 0.48583 | 2982.6003 | 1.4644 | DROP
DEF | T_HC_Variable Refrigerant Flow (VRF) HVAC Systems | 5807.4657 | 1.7672 | 1.7861 | 15 |  | 1876.802 | 1450.6256 | 2370.7739 | 5698.2015 |  | 6431.5792 | 226.4912 | 0 | 3295 | 3295 | 6431.5792 | unit (4 tons) | 6.043 | 0.85583 | 1.6181 | 1.9519 | -959.8689 | 2176.7104 | DROP | DROP | DROP | KEEP | KEEP | KEEP | [5 empty] | 0.85583 | DROP | 6.043 | 2204.4741 | DROP | DROP | DROP | DROP | DROP | DROP | 1.6181 | 2204.4741 | 2.621 | KEEP
DEF | T_HS_Variable Refrigerant Flow (VRF) HVAC Systems | 5543.9427 | 1.687 | 1.7051 | 15 |  | 1791.6392 | 1384.8011 | 2263.1963 | 5439.6366 |  | 6139.7361 | 216.2138 | 0 | 3295 | 3295 | 6139.7361 | unit (4 tons) | 6.3302 | 0.85583 | 1.5492 | 1.8633 | -916.3133 | 1928.4228 | DROP | DROP | DROP | KEEP | KEEP | KEEP | [5 empty] | 0.85583 | DROP | 6.3302 | 2253.9584 | DROP | DROP | DROP | DROP | DROP | DROP | 1.5492 | 2253.9584 | 2.5474 | KEEP
DEF | T_IN_Variable Refrigerant Flow (VRF) HVAC Systems | 1510.7937 | 0.45972 | 0.46466 | 15 |  | 488.2441 | 377.3756 | 616.7493 | 1482.369 |  | 1673.1548 | 58.921 | 0 | 3295 | 3295 | 1673.1548 | unit (4 tons) | 23.229 | 0.85583 | 0.44198 | 0.50779 | -249.7068 | -1871.552 | DROP | DROP | DROP | DROP | DROP | DROP | [5 empty] | 0.85583 | DROP | 23.229 | 3011.3032 | DROP | DROP | DROP | DROP | DROP | DROP | 0.44198 | 3011.3032 | 1.4217 | DROP
DEF | T_LG_Variable Refrigerant Flow (VRF) HVAC Systems | 4389.4529 | 0.9313 | 0.68421 | 15 |  | 1418.542 | 818.8319 | 1337.0752 | 3574.4491 |  | 4861.1762 | 171.1887 | 0 | 3295 | 3295 | 4861.1762 | unit (4 tons) | 7.9951 | 0.71029 | 1.0312 | 1.4753 | -1457.9157 | 108.2605 | DROP | DROP | DROP | KEEP | KEEP | KEEP | [5 empty] | 0.71029 | DROP | 7.9951 | 2470.7485 | DROP | DROP | DROP | DROP | DROP | DROP | 1.0312 | 2470.7485 | 2.2252 | KEEP
DEF | T_MS_Variable Refrigerant Flow (VRF) HVAC Systems | 1512.0785 | 0.46011 | 0.46505 | 15 |  | 488.6593 | 377.6965 | 617.2738 | 1483.6296 |  | 1674.5777 | 58.9711 | 0 | 3295 | 3295 | 1674.5777 | unit (4 tons) | 23.2093 | 0.85583 | 0.44235 | 0.50822 | -249.9192 | -1870.3415 | DROP | DROP | DROP | DROP | DROP | DROP | [5 empty] | 0.85583 | DROP | 23.2093 | 3011.0619 | DROP | DROP | DROP | DROP | DROP | DROP | 0.44235 | 3011.0619 | 1.422 | DROP
DEF | T_OF_Variable Refrigerant Flow (VRF) HVAC Systems | 2971.2795 | 0.90414 | 0.91384 | 15 |  | 960.2301 | 742.185 | 1212.9614 | 2915.3765 |  | 3290.5953 | 115.8799 | 0 | 3295 | 3295 | 3290.5953 | unit (4 tons) | 11.8112 | 0.85583 | 0.85473 | 0.99866 | -491.0987 | -495.5034 | DROP | DROP | DROP | DROP | DROP | DROP | [5 empty] | 0.85583 | DROP | 11.8112 | 2737.0531 | DROP | DROP | DROP | DROP | DROP | DROP | 0.85473 | 2737.0531 | 1.8293 | DROP
DEF | T_RS_Variable Refrigerant Flow (VRF) HVAC Systems | 4685.906 | 1.4259 | 1.4412 | 15 |  | 1514.3469 | 1170.4753 | 1912.9211 | 4597.7433 |  | 5189.4884 | 182.7503 | 0 | 3295 | 3295 | 5189.4884 | unit (4 tons) | 7.4893 | 0.85583 | 1.322 | 1.575 | -774.4954 | 1119.993 | DROP | DROP | DROP | KEEP | KEEP | KEEP | [5 empty] | 0.85583 | DROP | 7.4893 | 2415.0806 | DROP | DROP | DROP | DROP | DROP | DROP | 1.322 | 2415.0806 | 2.3079 | KEEP
DEF | T_RT_Variable Refrigerant Flow (VRF) HVAC Systems | 3589.7684 | 1.0923 | 1.1041 | 15 |  | 1160.1075 | 896.6751 | 1465.4463 | 3522.229 |  | 3975.5517 | 140.001 | 0 | 3295 | 3295 | 3975.5517 | unit (4 tons) | 9.7762 | 0.85583 | 1.0254 | 1.2065 | -593.3237 | 87.228 | DROP | DROP | DROP | KEEP | KEEP | KEEP | [5 empty] | 0.85583 | DROP | 9.7762 | 2620.9133 | DROP | DROP | DROP | DROP | DROP | DROP | 1.0254 | 2620.9133 | 2.002 | KEEP
DEF | T_SC_Variable Refrigerant Flow (VRF) HVAC Systems | 3137.4359 | 0.9547 | 0.96495 | 15 |  | 1013.927 | 783.6886 | 1280.7912 | 3078.4068 |  | 3474.6081 | 122.36 | 0 | 3295 | 3295 | 3474.6081 | unit (4 tons) | 11.1856 | 0.85583 | 0.90081 | 1.0545 | -518.5613 | -338.9532 | DROP | DROP | DROP | DROP | DROP | DROP | [5 empty] | 0.85583 | DROP | 11.1856 | 2705.8523 | DROP | DROP | DROP | DROP | DROP | DROP | 0.90081 | 2705.8523 | 1.8757 | DROP
DEF | T_WR_Variable Refrigerant Flow (VRF) HVAC Systems | 701.3399 | 0.21341 | 0.2157 | 15 |  | 226.6524 | 175.1851 | 286.307 | 688.1446 |  | 776.7111 | 27.3523 | 0 | 3295 | 3295 | 776.7111 | unit (4 tons) | 50.0389 | 0.85583 | 0.20713 | 0.23572 | -115.9188 | -2634.2077 | DROP | DROP | DROP | DROP | DROP | DROP | [5 empty] | 0.85583 | DROP | 50.0389 | 3163.3024 | DROP | DROP | DROP | DROP | DROP | DROP | 0.20713 | 3163.3024 | 1.1958 | DROP
DEF | N_AS_Variable Refrigerant Flow (VRF) HVAC Systems | 2708.9165 | 0.8243 | 0.83315 | 15 |  | 875.4421 | 676.6503 | 1105.8573 | 2657.9498 |  | 3000.0369 | 105.6477 | 0 | 3295 | 3295 | 3000.0369 | unit (4 tons) | 12.9551 | 0.85583 | 0.7816 | 0.91048 | -447.7348 | -742.698 | DROP | DROP | DROP | DROP | DROP | DROP | [5 empty] | 0.85583 | DROP | 12.9551 | 2786.3197 | DROP | DROP | DROP | DROP | DROP | DROP | 0.7816 | 2786.3197 | 1.7561 | DROP
DEF | N_CU_Variable Refrigerant Flow (VRF) HVAC Systems | 2989.6323 | 0.6343 | 0.46601 | 15 |  | 966.1612 | 557.7019 | 910.6746 | 2434.5377 |  | 3310.9205 | 116.5957 | 0 | 3295 | 3295 | 3310.9205 | unit (4 tons) | 11.7387 | 0.71029 | 0.71361 | 1.0048 | -992.9784 | -977.058 | DROP | DROP | DROP | DROP | DROP | DROP | [5 empty] | 0.71029 | DROP | 11.7387 | 2733.6068 | DROP | DROP | DROP | DROP | DROP | DROP | 0.71361 | 2733.6068 | 1.8345 | DROP
DEF | N_GR_Variable Refrigerant Flow (VRF) HVAC Systems | 1663.6475 | 0.50623 | 0.51167 | 15 |  | 537.6419 | 415.5564 | 679.1486 | 1632.3469 |  | 1842.4355 | 64.8823 | 0 | 3295 | 3295 | 1842.4355 | unit (4 tons) | 21.0948 | 0.85583 | 0.48583 | 0.55916 | -274.9708 | -1727.5353 | DROP | DROP | DROP | DROP | DROP | DROP | [5 empty] | 0.85583 | DROP | 21.0948 | 2982.6003 | DROP | DROP | DROP | DROP | DROP | DROP | 0.48583 | 2982.6003 | 1.4644 | DROP
DEF | N_HC_Variable Refrigerant Flow (VRF) HVAC Systems | 5807.4657 | 1.7672 | 1.7861 | 15 |  | 1876.802 | 1450.6256 | 2370.7739 | 5698.2015 |  | 6431.5792 | 226.4912 | 0 | 3295 | 3295 | 6431.5792 | unit (4 tons) | 6.043 | 0.85583 | 1.6181 | 1.9519 | -959.8689 | 2176.7104 | DROP | DROP | DROP | KEEP | KEEP | KEEP | [5 empty] | 0.85583 | DROP | 6.043 | 2204.4741 | DROP | DROP | DROP | DROP | DROP | DROP | 1.6181 | 2204.4741 | 2.621 | KEEP
DEF | N_HS_Variable Refrigerant Flow (VRF) HVAC Systems | 5543.9427 | 1.687 | 1.7051 | 15 |  | 1791.6392 | 1384.8011 | 2263.1963 | 5439.6366 |  | 6139.7361 | 216.2138 | 0 | 3295 | 3295 | 6139.7361 | unit (4 tons) | 6.3302 | 0.85583 | 1.5492 | 1.8633 | -916.3133 | 1928.4228 | DROP | DROP | DROP | KEEP | KEEP | KEEP | [5 empty] | 0.85583 | DROP | 6.3302 | 2253.9584 | DROP | DROP | DROP | DROP | DROP | DROP | 1.5492 | 2253.9584 | 2.5474 | KEEP
DEF | N_IN_Variable Refrigerant Flow (VRF) HVAC Systems | 1510.7937 | 0.45972 | 0.46466 | 15 |  | 488.2441 | 377.3756 | 616.7493 | 1482.369 |  | 1673.1548 | 58.921 | 0 | 3295 | 3295 | 1673.1548 | unit (4 tons) | 23.229 | 0.85583 | 0.44198 | 0.50779 | -249.7068 | -1871.552 | DROP | DROP | DROP | DROP | DROP | DROP | [5 empty] | 0.85583 | DROP | 23.229 | 3011.3032 | DROP | DROP | DROP | DROP | DROP | DROP | 0.44198 | 3011.3032 | 1.4217 | DROP
DEF | N_LG_Variable Refrigerant Flow (VRF) HVAC Systems | 4389.4529 | 0.9313 | 0.68421 | 15 |  | 1418.542 | 818.8319 | 1337.0752 | 3574.4491 |  | 4861.1762 | 171.1887 | 0 | 3295 | 3295 | 4861.1762 | unit (4 tons) | 7.9951 | 0.71029 | 1.0312 | 1.4753 | -1457.9157 | 108.2605 | DROP | DROP | DROP | KEEP | KEEP | KEEP | [5 empty] | 0.71029 | DROP | 7.9951 | 2470.7485 | DROP | DROP | DROP | DROP | DROP | DROP | 1.0312 | 2470.7485 | 2.2252 | KEEP
DEF | N_MS_Variable Refrigerant Flow (VRF) HVAC Systems | 1512.0785 | 0.46011 | 0.46505 | 15 |  | 488.6593 | 377.6965 | 617.2738 | 1483.6296 |  | 1674.5777 | 58.9711 | 0 | 3295 | 3295 | 1674.5777 | unit (4 tons) | 23.2093 | 0.85583 | 0.44235 | 0.50822 | -249.9192 | -1870.3415 | DROP | DROP | DROP | DROP | DROP | DROP | [5 empty] | 0.85583 | DROP | 23.2093 | 3011.0619 | DROP | DROP | DROP | DROP | DROP | DROP | 0.44235 | 3011.0619 | 1.422 | DROP
DEF | N_OF_Variable Refrigerant Flow (VRF) HVAC Systems | 2971.2795 | 0.90414 | 0.91384 | 15 |  | 960.2301 | 742.185 | 1212.9614 | 2915.3765 |  | 3290.5953 | 115.8799 | 0 | 3295 | 3295 | 3290.5953 | unit (4 tons) | 11.8112 | 0.85583 | 0.85473 | 0.99866 | -491.0987 | -495.5034 | DROP | DROP | DROP | DROP | DROP | DROP | [5 empty] | 0.85583 | DROP | 11.8112 | 2737.0531 | DROP | DROP | DROP | DROP | DROP | DROP | 0.85473 | 2737.0531 | 1.8293 | DROP
DEF | N_RS_Variable Refrigerant Flow (VRF) HVAC Systems | 4685.906 | 1.4259 | 1.4412 | 15 |  | 1514.3469 | 1170.4753 | 1912.9211 | 4597.7433 |  | 5189.4884 | 182.7503 | 0 | 3295 | 3295 | 5189.4884 | unit (4 tons) | 7.4893 | 0.85583 | 1.322 | 1.575 | -774.4954 | 1119.993 | DROP | DROP | DROP | KEEP | KEEP | KEEP | [5 empty] | 0.85583 | DROP | 7.4893 | 2415.0806 | DROP | DROP | DROP | DROP | DROP | DROP | 1.322 | 2415.0806 | 2.3079 | KEEP
DEF | N_RT_Variable Refrigerant Flow (VRF) HVAC Systems | 3589.7684 | 1.0923 | 1.1041 | 15 |  | 1160.1075 | 896.6751 | 1465.4463 | 3522.229 |  | 3975.5517 | 140.001 | 0 | 3295 | 3295 | 3975.5517 | unit (4 tons) | 9.7762 | 0.85583 | 1.0254 | 1.2065 | -593.3237 | 87.228 | DROP | DROP | DROP | KEEP | KEEP | KEEP | [5 empty] | 0.85583 | DROP | 9.7762 | 2620.9133 | DROP | DROP | DROP | DROP | DROP | DROP | 1.0254 | 2620.9133 | 2.002 | KEEP
DEF | N_SC_Variable Refrigerant Flow (VRF) HVAC Systems | 3137.4359 | 0.9547 | 0.96495 | 15 |  | 1013.927 | 783.6886 | 1280.7912 | 3078.4068 |  | 3474.6081 | 122.36 | 0 | 3295 | 3295 | 3474.6081 | unit (4 tons) | 11.1856 | 0.85583 | 0.90081 | 1.0545 | -518.5613 | -338.9532 | DROP | DROP | DROP | DROP | DROP | DROP | [5 empty] | 0.85583 | DROP | 11.1856 | 2705.8523 | DROP | DROP | DROP | DROP | DROP | DROP | 0.90081 | 2705.8523 | 1.8757 | DROP
DEF | N_WR_Variable Refrigerant Flow (VRF) HVAC Systems | 701.3399 | 0.21341 | 0.2157 | 15 |  | 226.6524 | 175.1851 | 286.307 | 688.1446 |  | 776.7111 | 27.3523 | 0 | 3295 | 3295 | 776.7111 | unit (4 tons) | 50.0389 | 0.85583 | 0.20713 | 0.23572 | -115.9188 | -2634.2077 | DROP | DROP | DROP | DROP | DROP | DROP | [5 empty] | 0.85583 | DROP | 50.0389 | 3163.3024 | DROP | DROP | DROP | DROP | DROP | DROP | 0.20713 | 3163.3024 | 1.1958 | DROP
DEF | T_AS_CFL-23W | 20.132 | 0.0048304 | 0.0011168 | 8 |  | 3.5302 | 0.55143 | 4.2809 | 8.3625 |  | 13.0396 | 0.78515 | 0 | 0.85 | 0.85 | 13.0396 | bulb | 0.44969 | 0.6049 | 5.1142 | 15.3407 | -5.4622 | 6.7274 | DROP | DROP | DROP | DROP | DROP | DROP | [5 empty] | 0.6049 | DROP | 0.44969 | 0 | DROP | DROP | DROP | DROP | DROP | DROP | 5.1142 | 0 | 15.3407 | DROP
DEF | T_CU_CFL-23W | 30.856 | 0.0031363 | 0.0030714 | 8 |  | 5.4107 | 0.35803 | 2.7795 | 8.5482 |  | 19.9856 | 1.2034 | 0 | 0.85 | 0.85 | 19.9856 | bulb | 0.2934 | 0.40343 | 4.163 | 23.5125 | -12.6408 | 6.4949 | DROP | DROP | DROP | DROP | DROP | DROP | [5 empty] | 0.40343 | DROP | 0.2934 | 0 | DROP | DROP | DROP | DROP | DROP | DROP | 4.163 | 0 | 23.5125 | DROP
DEF | T_GR_CFL-23W | 38.808 | 0.0093469 | 2.5304e-06 | 8 |  | 6.8051 | 1.067 | 8.2836 | 16.1558 |  | 25.1362 | 1.5135 | 0 | 0.85 | 0.85 | 25.1362 | bulb | 0.23328 | 0.60623 | 6.8355 | 29.572 | -10.494 | 13.7922 | DROP | DROP | DROP | DROP | DROP | DROP | [5 empty] | 0.60623 | DROP | 0.23328 | 0 | DROP | DROP | DROP | DROP | DROP | DROP | 6.8355 | 0 | 29.572 | DROP
DEF | T_HC_CFL-23W | 35.196 | 0.0084448 | 0.0019525 | 8 |  | 6.1718 | 0.96405 | 7.4841 | 14.6199 |  | 22.7967 | 1.3726 | 0 | 0.85 | 0.85 | 22.7967 | bulb | 0.25722 | 0.6049 | 6.5777 | 26.8196 | -9.5494 | 12.3973 | DROP | DROP | DROP | DROP | DROP | DROP | [5 empty] | 0.6049 | DROP | 0.25722 | 0 | DROP | DROP | DROP | DROP | DROP | DROP | 6.5777 | 0 | 26.8196 | DROP
DEF | T_HS_CFL-23W | 47.614 | 0.0048396 | 0.0047395 | 8 |  | 8.3493 | 0.55248 | 4.289 | 13.1908 |  | 30.8399 | 1.8569 | 0 | 0.85 | 0.85 | 30.8399 | bulb | 0.19014 | 0.40343 | 4.873 | 36.2822 | -19.506 | 10.4839 | DROP | DROP | DROP | DROP | DROP | DROP | [5 empty] | 0.40343 | DROP | 0.19014 | 0 | DROP | DROP | DROP | DROP | DROP | DROP | 4.873 | 0 | 36.2822 | DROP
DEF | T_IN_CFL-23W | 23.093 | 0.0055408 | 0.0012811 | 8 |  | 4.0495 | 0.63254 | 4.9105 | 9.5925 |  | 14.9575 | 0.90063 | 0 | 0.85 | 0.85 | 14.9575 | bulb | 0.39203 | 0.6049 | 5.4795 | 17.597 | -6.2656 | 7.8419 | DROP | DROP | DROP | DROP | DROP | DROP | [5 empty] | 0.6049 | DROP | 0.39203 | 0 | DROP | DROP | DROP | DROP | DROP | DROP | 5.4795 | 0 | 17.597 | DROP
DEF | T_LG_CFL-23W | 26.278 | 0.006329 | 1.7134e-06 | 8 |  | 4.608 | 0.72252 | 5.6091 | 10.9395 |  | 17.0204 | 1.0248 | 0 | 0.85 | 0.85 | 17.0204 | bulb | 0.34451 | 0.60623 | 5.8349 | 20.024 | -7.1058 | 9.0647 | DROP | DROP | DROP | DROP | DROP | DROP | [5 empty] | 0.60623 | DROP | 0.34451 | 0 | DROP | DROP | DROP | DROP | DROP | DROP | 5.8349 | 0 | 20.024 | DROP
DEF | T_MS_CFL-23W | 30.856 | 0.0074035 | 0.0017117 | 8 |  | 5.4107 | 0.84517 | 6.5612 | 12.8171 |  | 19.9856 | 1.2034 | 0 | 0.85 | 0.85 | 19.9856 | bulb | 0.2934 | 0.6049 | 6.242 | 23.5125 | -8.3719 | 10.7638 | DROP | DROP | DROP | DROP | DROP | DROP | [5 empty] | 0.6049 | DROP | 0.2934 | 0 | DROP | DROP | DROP | DROP | DROP | DROP | 6.242 | 0 | 23.5125 | DROP
DEF | T_OF_CFL-23W | 22.771 | 0.0054636 | 0.0012632 | 8 |  | 3.993 | 0.62372 | 4.842 | 9.4587 |  | 14.7489 | 0.88807 | 0 | 0.85 | 0.85 | 14.7489 | bulb | 0.39757 | 0.6049 | 5.4421 | 17.3517 | -6.1783 | 7.7207 | DROP | DROP | DROP | DROP | DROP | DROP | [5 empty] | 0.6049 | DROP | 0.39757 | 0 | DROP | DROP | DROP | DROP | DROP | DROP | 5.4421 | 0 | 17.3517 | DROP
DEF | T_RS_CFL-23W | 23.499 | 0.0056597 | 1.5322e-06 | 8 |  | 4.1206 | 0.64611 | 5.0159 | 9.7826 |  | 15.2205 | 0.91646 | 0 | 0.85 | 0.85 | 15.2205 | bulb | 0.38526 | 0.60623 | 5.538 | 17.9064 | -6.3543 | 8.0162 | DROP | DROP | DROP | DROP | DROP | DROP | [5 empty] | 0.60623 | DROP | 0.38526 | 0 | DROP | DROP | DROP | DROP | DROP | DROP | 5.538 | 0 | 17.9064 | DROP
DEF | T_RT_CFL-23W | 34.888 | 0.0084028 | 2.2748e-06 | 8 |  | 6.1178 | 0.95925 | 7.4469 | 14.5239 |  | 22.5972 | 1.3606 | 0 | 0.85 | 0.85 | 22.5972 | bulb | 0.25949 | 0.60623 | 6.57 | 26.5849 | -9.434 | 12.3132 | DROP | DROP | DROP | DROP | DROP | DROP | [5 empty] | 0.60623 | DROP | 0.25949 | 0 | DROP | DROP | DROP | DROP | DROP | DROP | 6.57 | 0 | 26.5849 | DROP
DEF | T_SC_CFL-23W | 16.653 | 0.0039956 | 0.00092383 | 8 |  | 2.9202 | 0.45614 | 3.5411 | 6.9174 |  | 10.7863 | 0.64947 | 0 | 0.85 | 0.85 | 10.7863 | bulb | 0.54363 | 0.6049 | 4.6132 | 12.6897 | -4.5183 | 5.4179 | DROP | DROP | DROP | DROP | DROP | DROP | [5 empty] | 0.6049 | DROP | 0.54363 | 0 | DROP | DROP | DROP | DROP | DROP | DROP | 4.6132 | 0 | 12.6897 | DROP
DEF | T_WR_CFL-23W | 26.768 | 0.0064226 | 0.001485 | 8 |  | 4.6939 | 0.7332 | 5.692 | 11.119 |  | 17.3378 | 1.044 | 0 | 0.85 | 0.85 | 17.3378 | bulb | 0.33821 | 0.6049 | 5.8708 | 20.3974 | -7.2627 | 9.2251 | DROP | DROP | DROP | DROP | DROP | DROP | [5 empty] | 0.6049 | DROP | 0.33821 | 0 | DROP | DROP | DROP | DROP | DROP | DROP | 5.8708 | 0 | 20.3974 | DROP
DEF | N_AS_CFL-23W | 20.132 | 0.0048304 | 0.0011168 | 8 |  | 3.5302 | 0.55143 | 4.2809 | 8.3625 |  | 13.0396 | 0.78515 | 0 | 0.85 | 0.85 | 13.0396 | bulb | 0.44969 | 0.6049 | 5.1142 | 15.3407 | -5.4622 | 6.7274 | DROP | DROP | DROP | DROP | DROP | DROP | [5 empty] | 0.6049 | DROP | 0.44969 | 0 | DROP | DROP | DROP | DROP | DROP | DROP | 5.1142 | 0 | 15.3407 | DROP
DEF | N_CU_CFL-23W | 30.856 | 0.0031363 | 0.0030714 | 8 |  | 5.4107 | 0.35803 | 2.7795 | 8.5482 |  | 19.9856 | 1.2034 | 0 | 0.85 | 0.85 | 19.9856 | bulb | 0.2934 | 0.40343 | 4.163 | 23.5125 | -12.6408 | 6.4949 | DROP | DROP | DROP | DROP | DROP | DROP | [5 empty] | 0.40343 | DROP | 0.2934 | 0 | DROP | DROP | DROP | DROP | DROP | DROP | 4.163 | 0 | 23.5125 | DROP
DEF | N_GR_CFL-23W | 38.808 | 0.0093469 | 2.5304e-06 | 8 |  | 6.8051 | 1.067 | 8.2836 | 16.1558 |  | 25.1362 | 1.5135 | 0 | 0.85 | 0.85 | 25.1362 | bulb | 0.23328 | 0.60623 | 6.8355 | 29.572 | -10.494 | 13.7922 | DROP | DROP | DROP | DROP | DROP | DROP | [5 empty] | 0.60623 | DROP | 0.23328 | 0 | DROP | DROP | DROP | DROP | DROP | DROP | 6.8355 | 0 | 29.572 | DROP
DEF | N_HC_CFL-23W | 35.196 | 0.0084448 | 0.0019525 | 8 |  | 6.1718 | 0.96405 | 7.4841 | 14.6199 |  | 22.7967 | 1.3726 | 0 | 0.85 | 0.85 | 22.7967 | bulb | 0.25722 | 0.6049 | 6.5777 | 26.8196 | -9.5494 | 12.3973 | DROP | DROP | DROP | DROP | DROP | DROP | [5 empty] | 0.6049 | DROP | 0.25722 | 0 | DROP | DROP | DROP | DROP | DROP | DROP | 6.5777 | 0 | 26.8196 | DROP
DEF | N_HS_CFL-23W | 47.614 | 0.0048396 | 0.0047395 | 8 |  | 8.3493 | 0.55248 | 4.289 | 13.1908 |  | 30.8399 | 1.8569 | 0 | 0.85 | 0.85 | 30.8399 | bulb | 0.19014 | 0.40343 | 4.873 | 36.2822 | -19.506 | 10.4839 | DROP | DROP | DROP | DROP | DROP | DROP | [5 empty] | 0.40343 | DROP | 0.19014 | 0 | DROP | DROP | DROP | DROP | DROP | DROP | 4.873 | 0 | 36.2822 | DROP
DEF | N_IN_CFL-23W | 23.093 | 0.0055408 | 0.0012811 | 8 |  | 4.0495 | 0.63254 | 4.9105 | 9.5925 |  | 14.9575 | 0.90063 | 0 | 0.85 | 0.85 | 14.9575 | bulb | 0.39203 | 0.6049 | 5.4795 | 17.597 | -6.2656 | 7.8419 | DROP | DROP | DROP | DROP | DROP | DROP | [5 empty] | 0.6049 | DROP | 0.39203 | 0 | DROP | DROP | DROP | DROP | DROP | DROP | 5.4795 | 0 | 17.597 | DROP
DEF | N_LG_CFL-23W | 26.278 | 0.006329 | 1.7134e-06 | 8 |  | 4.608 | 0.72252 | 5.6091 | 10.9395 |  | 17.0204 | 1.0248 | 0 | 0.85 | 0.85 | 17.0204 | bulb | 0.34451 | 0.60623 | 5.8349 | 20.024 | -7.1058 | 9.0647 | DROP | DROP | DROP | DROP | DROP | DROP | [5 empty] | 0.60623 | DROP | 0.34451 | 0 | DROP | DROP | DROP | DROP | DROP | DROP | 5.8349 | 0 | 20.024 | DROP
DEF | N_MS_CFL-23W | 30.856 | 0.0074035 | 0.0017117 | 8 |  | 5.4107 | 0.84517 | 6.5612 | 12.8171 |  | 19.9856 | 1.2034 | 0 | 0.85 | 0.85 | 19.9856 | bulb | 0.2934 | 0.6049 | 6.242 | 23.5125 | -8.3719 | 10.7638 | DROP | DROP | DROP | DROP | DROP | DROP | [5 empty] | 0.6049 | DROP | 0.2934 | 0 | DROP | DROP | DROP | DROP | DROP | DROP | 6.242 | 0 | 23.5125 | DROP
DEF | N_OF_CFL-23W | 22.771 | 0.0054636 | 0.0012632 | 8 |  | 3.993 | 0.62372 | 4.842 | 9.4587 |  | 14.7489 | 0.88807 | 0 | 0.85 | 0.85 | 14.7489 | bulb | 0.39757 | 0.6049 | 5.4421 | 17.3517 | -6.1783 | 7.7207 | DROP | DROP | DROP | DROP | DROP | DROP | [5 empty] | 0.6049 | DROP | 0.39757 | 0 | DROP | DROP | DROP | DROP | DROP | DROP | 5.4421 | 0 | 17.3517 | DROP
DEF | N_RS_CFL-23W | 23.499 | 0.0056597 | 1.5322e-06 | 8 |  | 4.1206 | 0.64611 | 5.0159 | 9.7826 |  | 15.2205 | 0.91646 | 0 | 0.85 | 0.85 | 15.2205 | bulb | 0.38526 | 0.60623 | 5.538 | 17.9064 | -6.3543 | 8.0162 | DROP | DROP | DROP | DROP | DROP | DROP | [5 empty] | 0.60623 | DROP | 0.38526 | 0 | DROP | DROP | DROP | DROP | DROP | DROP | 5.538 | 0 | 17.9064 | DROP
DEF | N_RT_CFL-23W | 34.888 | 0.0084028 | 2.2748e-06 | 8 |  | 6.1178 | 0.95925 | 7.4469 | 14.5239 |  | 22.5972 | 1.3606 | 0 | 0.85 | 0.85 | 22.5972 | bulb | 0.25949 | 0.60623 | 6.57 | 26.5849 | -9.434 | 12.3132 | DROP | DROP | DROP | DROP | DROP | DROP | [5 empty] | 0.60623 | DROP | 0.25949 | 0 | DROP | DROP | DROP | DROP | DROP | DROP | 6.57 | 0 | 26.5849 | DROP
DEF | N_SC_CFL-23W | 16.653 | 0.0039956 | 0.00092383 | 8 |  | 2.9202 | 0.45614 | 3.5411 | 6.9174 |  | 10.7863 | 0.64947 | 0 | 0.85 | 0.85 | 10.7863 | bulb | 0.54363 | 0.6049 | 4.6132 | 12.6897 | -4.5183 | 5.4179 | DROP | DROP | DROP | DROP | DROP | DROP | [5 empty] | 0.6049 | DROP | 0.54363 | 0 | DROP | DROP | DROP | DROP | DROP | DROP | 4.6132 | 0 | 12.6897 | DROP
DEF | N_WR_CFL-23W | 26.768 | 0.0064226 | 0.001485 | 8 |  | 4.6939 | 0.7332 | 5.692 | 11.119 |  | 17.3378 | 1.044 | 0 | 0.85 | 0.85 | 17.3378 | bulb | 0.33821 | 0.6049 | 5.8708 | 20.3974 | -7.2627 | 9.2251 | DROP | DROP | DROP | DROP | DROP | DROP | [5 empty] | 0.6049 | DROP | 0.33821 | 0 | DROP | DROP | DROP | DROP | DROP | DROP | 5.8708 | 0 | 20.3974 | DROP
DEF | T_AS_High Bay Fluorescent (T5) | 576.1587 | 0.10655 | 0.10454 | 15 |  | 186.1975 | 93.6818 | 152.9736 | 432.8529 |  | 638.077 | 22.4702 | 0 | 100 | 100 | 638.077 | fixture | 1.8486 | 0.65529 | 3.5344 | 6.3808 | -227.6943 | 310.3827 | DROP | DROP | DROP | DROP | DROP | KEEP | [5 empty] | 0.65529 | DROP | 1.8486 | 0 | DROP | DROP | DROP | DROP | DROP | DROP | 3.5344 | 0 | 6.3808 | DROP
DEF | T_CU_High Bay Fluorescent (T5) | 883.0693 | 0.16331 | 0.16022 | 15 |  | 285.382 | 143.5846 | 234.4602 | 663.4268 |  | 977.9705 | 34.4397 | 0 | 100 | 100 | 977.9705 | fixture | 1.2061 | 0.65529 | 4.9348 | 9.7797 | -348.9834 | 528.9871 | DROP | DROP | DROP | DROP | DROP | KEEP | [5 empty] | 0.65529 | DROP | 1.2061 | 0 | DROP | DROP | DROP | DROP | DROP | DROP | 4.9348 | 0 | 9.7797 | DROP
DEF | T_GR_High Bay Fluorescent (T5) | 1110.648 | 0.20539 | 0.20151 | 15 |  | 358.9288 | 180.5883 | 294.8837 | 834.4007 |  | 1230.0065 | 43.3153 | 0 | 100 | 100 | 1230.0065 | fixture | 0.95897 | 0.65529 | 5.8221 | 12.3001 | -438.9211 | 691.0854 | DROP | DROP | DROP | DROP | DROP | DROP | [5 empty] | 0.65529 | DROP | 0.95897 | 0 | DROP | DROP | DROP | DROP | DROP | DROP | 5.8221 | 0 | 12.3001 | DROP
DEF | T_HC_High Bay Fluorescent (T5) | 1007.276 | 0.18628 | 0.18276 | 15 |  | 325.522 | 163.7803 | 267.4378 | 756.74 |  | 1115.5254 | 39.2838 | 0 | 100 | 100 | 1115.5254 | fixture | 1.0574 | 0.65529 | 5.4331 | 11.1553 | -398.0691 | 617.4563 | DROP | DROP | DROP | DROP | DROP | KEEP | [5 empty] | 0.65529 | DROP | 1.0574 | 0 | DROP | DROP | DROP | DROP | DROP | DROP | 5.4331 | 0 | 11.1553 | DROP
DEF | T_HS_High Bay Fluorescent (T5) | 1362.6673 | 0.252 | 0.24724 | 15 |  | 440.374 | 221.566 | 361.7963 | 1023.7362 |  | 1509.1097 | 53.144 | 0 | 100 | 100 | 1509.1097 | fixture | 0.78161 | 0.65529 | 6.6848 | 15.0911 | -538.5175 | 870.5922 | DROP | DROP | DROP | DROP | DROP | DROP | [5 empty] | 0.65529 | DROP | 0.78161 | 0 | DROP | DROP | DROP | DROP | DROP | DROP | 6.6848 | 0 | 15.0911 | DROP
DEF | T_IN_High Bay Fluorescent (T5) | 660.8997 | 0.12222 | 0.11991 | 15 |  | 213.5833 | 107.4605 | 175.4728 | 496.5166 |  | 731.9249 | 25.7751 | 0 | 100 | 100 | 731.9249 | fixture | 1.6116 | 0.65529 | 3.9477 | 7.3192 | -261.1834 | 370.7415 | DROP | DROP | DROP | DROP | DROP | KEEP | [5 empty] | 0.65529 | DROP | 1.6116 | 0 | DROP | DROP | DROP | DROP | DROP | DROP | 3.9477 | 0 | 7.3192 | DROP
DEF | T_LG_High Bay Fluorescent (T5) | 752.0513 | 0.13908 | 0.13645 | 15 |  | 243.0409 | 122.2815 | 199.6741 | 564.9964 |  | 832.8724 | 29.33 | 0 | 100 | 100 | 832.8724 | fixture | 1.4162 | 0.65529 | 4.3686 | 8.3287 | -297.2059 | 435.6664 | DROP | DROP | DROP | DROP | DROP | KEEP | [5 empty] | 0.65529 | DROP | 1.4162 | 0 | DROP | DROP | DROP | DROP | DROP | DROP | 4.3686 | 0 | 8.3287 | DROP
DEF | T_MS_High Bay Fluorescent (T5) | 883.0693 | 0.16331 | 0.16022 | 15 |  | 285.382 | 143.5846 | 234.4602 | 663.4268 |  | 977.9705 | 34.4397 | 0 | 100 | 100 | 977.9705 | fixture | 1.2061 | 0.65529 | 4.9348 | 9.7797 | -348.9834 | 528.9871 | DROP | DROP | DROP | DROP | DROP | KEEP | [5 empty] | 0.65529 | DROP | 1.2061 | 0 | DROP | DROP | DROP | DROP | DROP | DROP | 4.9348 | 0 | 9.7797 | DROP
DEF | T_OF_High Bay Fluorescent (T5) | 651.6843 | 0.12052 | 0.11824 | 15 |  | 210.6052 | 105.9621 | 173.0261 | 489.5934 |  | 721.7192 | 25.4157 | 0 | 100 | 100 | 721.7192 | fixture | 1.6343 | 0.65529 | 3.9038 | 7.2172 | -257.5415 | 364.1777 | DROP | DROP | DROP | DROP | DROP | KEEP | [5 empty] | 0.65529 | DROP | 1.6343 | 0 | DROP | DROP | DROP | DROP | DROP | DROP | 3.9038 | 0 | 7.2172 | DROP
DEF | T_RS_High Bay Fluorescent (T5) | 672.519 | 0.12437 | 0.12202 | 15 |  | 217.3384 | 109.3497 | 178.5578 | 505.2459 |  | 744.7929 | 26.2282 | 0 | 100 | 100 | 744.7929 | fixture | 1.5837 | 0.65529 | 4.0026 | 7.4479 | -265.7753 | 379.0177 | DROP | DROP | DROP | DROP | DROP | KEEP | [5 empty] | 0.65529 | DROP | 1.5837 | 0 | DROP | DROP | DROP | DROP | DROP | DROP | 4.0026 | 0 | 7.4479 | DROP
DEF | T_RT_High Bay Fluorescent (T5) | 998.4613 | 0.18465 | 0.18116 | 15 |  | 322.6733 | 162.3471 | 265.0974 | 750.1178 |  | 1105.7634 | 38.94 | 0 | 100 | 100 | 1105.7634 | fixture | 1.0667 | 0.65529 | 5.3989 | 11.0576 | -394.5856 | 611.1778 | DROP | DROP | DROP | DROP | DROP | KEEP | [5 empty] | 0.65529 | DROP | 1.0667 | 0 | DROP | DROP | DROP | DROP | DROP | DROP | 5.3989 | 0 | 11.0576 | DROP
DEF | T_SC_High Bay Fluorescent (T5) | 476.593 | 0.088136 | 0.086472 | 15 |  | 154.0208 | 77.4927 | 126.5383 | 358.0518 |  | 527.8112 | 18.5871 | 0 | 100 | 100 | 527.8112 | fixture | 2.2348 | 0.65529 | 3.0193 | 5.2781 | -188.3465 | 239.4647 | DROP | DROP | DROP | KEEP | DROP | KEEP | [5 empty] | 0.65529 | DROP | 2.2348 | 10.5054 | DROP | DROP | DROP | DROP | DROP | DROP | 3.0193 | 10.5054 | 5.3832 | KEEP
DEF | T_WR_High Bay Fluorescent (T5) | 766.0747 | 0.14167 | 0.13899 | 15 |  | 247.5728 | 124.5616 | 203.3974 | 575.5318 |  | 848.4028 | 29.8769 | 0 | 100 | 100 | 848.4028 | fixture | 1.3903 | 0.65529 | 4.4314 | 8.484 | -302.7479 | 445.6549 | DROP | DROP | DROP | DROP | DROP | KEEP | [5 empty] | 0.65529 | DROP | 1.3903 | 0 | DROP | DROP | DROP | DROP | DROP | DROP | 4.4314 | 0 | 8.484 | DROP
DEF | N_AS_High Bay Fluorescent (T5) | 576.1587 | 0.10655 | 0.10454 | 15 |  | 186.1975 | 93.6818 | 152.9736 | 432.8529 |  | 638.077 | 22.4702 | 0 | 100 | 100 | 638.077 | fixture | 1.8486 | 0.65529 | 3.5344 | 6.3808 | -227.6943 | 310.3827 | DROP | DROP | DROP | DROP | DROP | KEEP | [5 empty] | 0.65529 | DROP | 1.8486 | 0 | DROP | DROP | DROP | DROP | DROP | DROP | 3.5344 | 0 | 6.3808 | DROP
DEF | N_CU_High Bay Fluorescent (T5) | 883.0693 | 0.16331 | 0.16022 | 15 |  | 285.382 | 143.5846 | 234.4602 | 663.4268 |  | 977.9705 | 34.4397 | 0 | 100 | 100 | 977.9705 | fixture | 1.2061 | 0.65529 | 4.9348 | 9.7797 | -348.9834 | 528.9871 | DROP | DROP | DROP | DROP | DROP | KEEP | [5 empty] | 0.65529 | DROP | 1.2061 | 0 | DROP | DROP | DROP | DROP | DROP | DROP | 4.9348 | 0 | 9.7797 | DROP
DEF | N_GR_High Bay Fluorescent (T5) | 1110.648 | 0.20539 | 0.20151 | 15 |  | 358.9288 | 180.5883 | 294.8837 | 834.4007 |  | 1230.0065 | 43.3153 | 0 | 100 | 100 | 1230.0065 | fixture | 0.95897 | 0.65529 | 5.8221 | 12.3001 | -438.9211 | 691.0854 | DROP | DROP | DROP | DROP | DROP | DROP | [5 empty] | 0.65529 | DROP | 0.95897 | 0 | DROP | DROP | DROP | DROP | DROP | DROP | 5.8221 | 0 | 12.3001 | DROP
DEF | N_HC_High Bay Fluorescent (T5) | 1007.276 | 0.18628 | 0.18276 | 15 |  | 325.522 | 163.7803 | 267.4378 | 756.74 |  | 1115.5254 | 39.2838 | 0 | 100 | 100 | 1115.5254 | fixture | 1.0574 | 0.65529 | 5.4331 | 11.1553 | -398.0691 | 617.4563 | DROP | DROP | DROP | DROP | DROP | KEEP | [5 empty] | 0.65529 | DROP | 1.0574 | 0 | DROP | DROP | DROP | DROP | DROP | DROP | 5.4331 | 0 | 11.1553 | DROP
DEF | N_HS_High Bay Fluorescent (T5) | 1362.6673 | 0.252 | 0.24724 | 15 |  | 440.374 | 221.566 | 361.7963 | 1023.7362 |  | 1509.1097 | 53.144 | 0 | 100 | 100 | 1509.1097 | fixture | 0.78161 | 0.65529 | 6.6848 | 15.0911 | -538.5175 | 870.5922 | DROP | DROP | DROP | DROP | DROP | DROP | [5 empty] | 0.65529 | DROP | 0.78161 | 0 | DROP | DROP | DROP | DROP | DROP | DROP | 6.6848 | 0 | 15.0911 | DROP
DEF | N_IN_High Bay Fluorescent (T5) | 660.8997 | 0.12222 | 0.11991 | 15 |  | 213.5833 | 107.4605 | 175.4728 | 496.5166 |  | 731.9249 | 25.7751 | 0 | 100 | 100 | 731.9249 | fixture | 1.6116 | 0.65529 | 3.9477 | 7.3192 | -261.1834 | 370.7415 | DROP | DROP | DROP | DROP | DROP | KEEP | [5 empty] | 0.65529 | DROP | 1.6116 | 0 | DROP | DROP | DROP | DROP | DROP | DROP | 3.9477 | 0 | 7.3192 | DROP
DEF | N_LG_High Bay Fluorescent (T5) | 752.0513 | 0.13908 | 0.13645 | 15 |  | 243.0409 | 122.2815 | 199.6741 | 564.9964 |  | 832.8724 | 29.33 | 0 | 100 | 100 | 832.8724 | fixture | 1.4162 | 0.65529 | 4.3686 | 8.3287 | -297.2059 | 435.6664 | DROP | DROP | DROP | DROP | DROP | KEEP | [5 empty] | 0.65529 | DROP | 1.4162 | 0 | DROP | DROP | DROP | DROP | DROP | DROP | 4.3686 | 0 | 8.3287 | DROP
DEF | N_MS_High Bay Fluorescent (T5) | 883.0693 | 0.16331 | 0.16022 | 15 |  | 285.382 | 143.5846 | 234.4602 | 663.4268 |  | 977.9705 | 34.4397 | 0 | 100 | 100 | 977.9705 | fixture | 1.2061 | 0.65529 | 4.9348 | 9.7797 | -348.9834 | 528.9871 | DROP | DROP | DROP | DROP | DROP | KEEP | [5 empty] | 0.65529 | DROP | 1.2061 | 0 | DROP | DROP | DROP | DROP | DROP | DROP | 4.9348 | 0 | 9.7797 | DROP
DEF | N_OF_High Bay Fluorescent (T5) | 651.6843 | 0.12052 | 0.11824 | 15 |  | 210.6052 | 105.9621 | 173.0261 | 489.5934 |  | 721.7192 | 25.4157 | 0 | 100 | 100 | 721.7192 | fixture | 1.6343 | 0.65529 | 3.9038 | 7.2172 | -257.5415 | 364.1777 | DROP | DROP | DROP | DROP | DROP | KEEP | [5 empty] | 0.65529 | DROP | 1.6343 | 0 | DROP | DROP | DROP | DROP | DROP | DROP | 3.9038 | 0 | 7.2172 | DROP
DEF | N_RS_High Bay Fluorescent (T5) | 672.519 | 0.12437 | 0.12202 | 15 |  | 217.3384 | 109.3497 | 178.5578 | 505.2459 |  | 744.7929 | 26.2282 | 0 | 100 | 100 | 744.7929 | fixture | 1.5837 | 0.65529 | 4.0026 | 7.4479 | -265.7753 | 379.0177 | DROP | DROP | DROP | DROP | DROP | KEEP | [5 empty] | 0.65529 | DROP | 1.5837 | 0 | DROP | DROP | DROP | DROP | DROP | DROP | 4.0026 | 0 | 7.4479 | DROP
DEF | N_RT_High Bay Fluorescent (T5) | 998.4613 | 0.18465 | 0.18116 | 15 |  | 322.6733 | 162.3471 | 265.0974 | 750.1178 |  | 1105.7634 | 38.94 | 0 | 100 | 100 | 1105.7634 | fixture | 1.0667 | 0.65529 | 5.3989 | 11.0576 | -394.5856 | 611.1778 | DROP | DROP | DROP | DROP | DROP | KEEP | [5 empty] | 0.65529 | DROP | 1.0667 | 0 | DROP | DROP | DROP | DROP | DROP | DROP | 5.3989 | 0 | 11.0576 | DROP
DEF | N_SC_High Bay Fluorescent (T5) | 476.593 | 0.088136 | 0.086472 | 15 |  | 154.0208 | 77.4927 | 126.5383 | 358.0518 |  | 527.8112 | 18.5871 | 0 | 100 | 100 | 527.8112 | fixture | 2.2348 | 0.65529 | 3.0193 | 5.2781 | -188.3465 | 239.4647 | DROP | DROP | DROP | KEEP | DROP | KEEP | [5 empty] | 0.65529 | DROP | 2.2348 | 10.5054 | DROP | DROP | DROP | DROP | DROP | DROP | 3.0193 | 10.5054 | 5.3832 | KEEP
DEF | N_WR_High Bay Fluorescent (T5) | 766.0747 | 0.14167 | 0.13899 | 15 |  | 247.5728 | 124.5616 | 203.3974 | 575.5318 |  | 848.4028 | 29.8769 | 0 | 100 | 100 | 848.4028 | fixture | 1.3903 | 0.65529 | 4.4314 | 8.484 | -302.7479 | 445.6549 | DROP | DROP | DROP | DROP | DROP | KEEP | [5 empty] | 0.65529 | DROP | 1.3903 | 0 | DROP | DROP | DROP | DROP | DROP | DROP | 4.4314 | 0 | 8.484 | DROP
DEF | T_AS_High Bay LED | 581.9107 | 0.10761 | 0.10558 | 15 |  | 188.0564 | 94.6171 | 154.5007 | 437.1742 |  | 644.4471 | 22.6945 | 0 | 149 | 149 | 644.4471 | fixture | 2.7272 | 0.65529 | 2.5462 | 4.3251 | -229.9674 | 265.4797 | DROP | DROP | DROP | KEEP | DROP | KEEP | [5 empty] | 0.65529 | DROP | 2.7272 | 39.7288 | DROP | DROP | DROP | DROP | DROP | DROP | 2.5462 | 39.7288 | 4.5918 | KEEP
DEF | T_CU_High Bay LED | 891.8853 | 0.16494 | 0.16182 | 15 |  | 288.2311 | 145.0181 | 236.8009 | 670.0501 |  | 987.734 | 34.7835 | 0 | 149 | 149 | 987.734 | fixture | 1.7793 | 0.65529 | 3.6459 | 6.6291 | -352.4674 | 486.2665 | DROP | DROP | DROP | DROP | DROP | KEEP | [5 empty] | 0.65529 | DROP | 1.7793 | 0 | DROP | DROP | DROP | DROP | DROP | DROP | 3.6459 | 0 | 6.6291 | DROP
DEF | T_GR_High Bay LED | 1121.736 | 0.20744 | 0.20353 | 15 |  | 362.5121 | 182.3912 | 297.8276 | 842.7308 |  | 1242.2861 | 43.7477 | 0 | 149 | 149 | 1242.2861 | fixture | 1.4147 | 0.65529 | 4.3722 | 8.3375 | -443.303 | 649.9831 | DROP | DROP | DROP | DROP | DROP | KEEP | [5 empty] | 0.65529 | DROP | 1.4147 | 0 | DROP | DROP | DROP | DROP | DROP | DROP | 4.3722 | 0 | 8.3375 | DROP
DEF | T_HC_High Bay LED | 1017.332 | 0.18814 | 0.18458 | 15 |  | 328.7718 | 165.4154 | 270.1077 | 764.2949 |  | 1126.6621 | 39.6759 | 0 | 149 | 149 | 1126.6621 | fixture | 1.5599 | 0.65529 | 4.0508 | 7.5615 | -402.0432 | 575.6189 | DROP | DROP | DROP | DROP | DROP | KEEP | [5 empty] | 0.65529 | DROP | 1.5599 | 0 | DROP | DROP | DROP | DROP | DROP | DROP | 4.0508 | 0 | 7.5615 | DROP
DEF | T_HS_High Bay LED | 1376.2713 | 0.25451 | 0.24971 | 15 |  | 444.7704 | 223.7779 | 365.4082 | 1033.9566 |  | 1524.1757 | 53.6746 | 0 | 149 | 149 | 1524.1757 | fixture | 1.1531 | 0.65529 | 5.1016 | 10.2294 | -543.8937 | 831.282 | DROP | DROP | DROP | DROP | DROP | KEEP | [5 empty] | 0.65529 | DROP | 1.1531 | 0 | DROP | DROP | DROP | DROP | DROP | DROP | 5.1016 | 0 | 10.2294 | DROP
DEF | T_IN_High Bay LED | 667.4977 | 0.12344 | 0.12111 | 15 |  | 215.7156 | 108.5333 | 177.2246 | 501.4735 |  | 739.2319 | 26.0324 | 0 | 149 | 149 | 739.2319 | fixture | 2.3775 | 0.65529 | 2.865 | 4.9613 | -263.7909 | 326.4411 | DROP | DROP | DROP | KEEP | DROP | KEEP | [5 empty] | 0.65529 | DROP | 2.3775 | 23.6573 | DROP | DROP | DROP | DROP | DROP | DROP | 2.865 | 23.6573 | 5.1201 | KEEP
DEF | T_LG_High Bay LED | 759.5593 | 0.14047 | 0.13781 | 15 |  | 245.4672 | 123.5023 | 201.6675 | 570.637 |  | 841.1872 | 29.6228 | 0 | 149 | 149 | 841.1872 | fixture | 2.0893 | 0.65529 | 3.1946 | 5.6456 | -300.173 | 392.0142 | DROP | DROP | DROP | KEEP | DROP | KEEP | [5 empty] | 0.65529 | DROP | 2.0893 | 6.3699 | DROP | DROP | DROP | DROP | DROP | DROP | 3.1946 | 6.3699 | 5.6883 | KEEP
DEF | T_MS_High Bay LED | 891.8853 | 0.16494 | 0.16182 | 15 |  | 288.2311 | 145.0181 | 236.8009 | 670.0501 |  | 987.734 | 34.7835 | 0 | 149 | 149 | 987.734 | fixture | 1.7793 | 0.65529 | 3.6459 | 6.6291 | -352.4674 | 486.2665 | DROP | DROP | DROP | DROP | DROP | KEEP | [5 empty] | 0.65529 | DROP | 1.7793 | 0 | DROP | DROP | DROP | DROP | DROP | DROP | 3.6459 | 0 | 6.6291 | DROP
DEF | T_OF_High Bay LED | 658.1903 | 0.12172 | 0.11942 | 15 |  | 212.7077 | 107.0199 | 174.7535 | 494.4811 |  | 728.9244 | 25.6694 | 0 | 149 | 149 | 728.9244 | fixture | 2.4111 | 0.65529 | 2.831 | 4.8921 | -260.1127 | 319.8117 | DROP | DROP | DROP | KEEP | DROP | KEEP | [5 empty] | 0.65529 | DROP | 2.4111 | 25.405 | DROP | DROP | DROP | DROP | DROP | DROP | 2.831 | 25.405 | 5.0626 | KEEP
DEF | T_RS_High Bay LED | 679.233 | 0.12561 | 0.12324 | 15 |  | 219.5081 | 110.4414 | 180.3404 | 510.2899 |  | 752.2284 | 26.4901 | 0 | 149 | 149 | 752.2284 | fixture | 2.3364 | 0.65529 | 2.9078 | 5.0485 | -268.4286 | 334.7999 | DROP | DROP | DROP | KEEP | DROP | KEEP | [5 empty] | 0.65529 | DROP | 2.3364 | 21.4536 | DROP | DROP | DROP | DROP | DROP | DROP | 2.9078 | 21.4536 | 5.1925 | KEEP
DEF | T_RT_High Bay LED | 1008.4293 | 0.18649 | 0.18297 | 15 |  | 325.8947 | 163.9678 | 267.744 | 757.6065 |  | 1116.8027 | 39.3287 | 0 | 149 | 149 | 1116.8027 | fixture | 1.5737 | 0.65529 | 4.0228 | 7.4953 | -398.5249 | 569.2778 | DROP | DROP | DROP | DROP | DROP | KEEP | [5 empty] | 0.65529 | DROP | 1.5737 | 0 | DROP | DROP | DROP | DROP | DROP | DROP | 4.0228 | 0 | 7.4953 | DROP
DEF | T_SC_High Bay LED | 481.351 | 0.089016 | 0.087335 | 15 |  | 155.5585 | 78.2663 | 127.8016 | 361.6264 |  | 533.0806 | 18.7727 | 0 | 149 | 149 | 533.0806 | fixture | 3.2969 | 0.65529 | 2.1555 | 3.5777 | -190.2269 | 193.8537 | DROP | DROP | DROP | KEEP | KEEP | KEEP | [5 empty] | 0.65529 | DROP | 3.2969 | 58.6119 | DROP | DROP | DROP | DROP | DROP | DROP | 2.1555 | 58.6119 | 3.9711 | KEEP
DEF | T_WR_High Bay LED | 773.7227 | 0.14308 | 0.14038 | 15 |  | 250.0444 | 125.8052 | 205.428 | 581.2776 |  | 856.8727 | 30.1752 | 0 | 149 | 149 | 856.8727 | fixture | 2.0511 | 0.65529 | 3.2442 | 5.7508 | -305.7703 | 402.1024 | DROP | DROP | DROP | KEEP | DROP | KEEP | [5 empty] | 0.65529 | DROP | 2.0511 | 3.7104 | DROP | DROP | DROP | DROP | DROP | DROP | 3.2442 | 3.7104 | 5.7757 | KEEP
DEF | N_AS_High Bay LED | 581.9107 | 0.10761 | 0.10558 | 15 |  | 188.0564 | 94.6171 | 154.5007 | 437.1742 |  | 644.4471 | 22.6945 | 0 | 149 | 149 | 644.4471 | fixture | 2.7272 | 0.65529 | 2.5462 | 4.3251 | -229.9674 | 265.4797 | DROP | DROP | DROP | KEEP | DROP | KEEP | [5 empty] | 0.65529 | DROP | 2.7272 | 39.7288 | DROP | DROP | DROP | DROP | DROP | DROP | 2.5462 | 39.7288 | 4.5918 | KEEP
DEF | N_CU_High Bay LED | 891.8853 | 0.16494 | 0.16182 | 15 |  | 288.2311 | 145.0181 | 236.8009 | 670.0501 |  | 987.734 | 34.7835 | 0 | 149 | 149 | 987.734 | fixture | 1.7793 | 0.65529 | 3.6459 | 6.6291 | -352.4674 | 486.2665 | DROP | DROP | DROP | DROP | DROP | KEEP | [5 empty] | 0.65529 | DROP | 1.7793 | 0 | DROP | DROP | DROP | DROP | DROP | DROP | 3.6459 | 0 | 6.6291 | DROP
DEF | N_GR_High Bay LED | 1121.736 | 0.20744 | 0.20353 | 15 |  | 362.5121 | 182.3912 | 297.8276 | 842.7308 |  | 1242.2861 | 43.7477 | 0 | 149 | 149 | 1242.2861 | fixture | 1.4147 | 0.65529 | 4.3722 | 8.3375 | -443.303 | 649.9831 | DROP | DROP | DROP | DROP | DROP | KEEP | [5 empty] | 0.65529 | DROP | 1.4147 | 0 | DROP | DROP | DROP | DROP | DROP | DROP | 4.3722 | 0 | 8.3375 | DROP
DEF | N_HC_High Bay LED | 1017.332 | 0.18814 | 0.18458 | 15 |  | 328.7718 | 165.4154 | 270.1077 | 764.2949 |  | 1126.6621 | 39.6759 | 0 | 149 | 149 | 1126.6621 | fixture | 1.5599 | 0.65529 | 4.0508 | 7.5615 | -402.0432 | 575.6189 | DROP | DROP | DROP | DROP | DROP | KEEP | [5 empty] | 0.65529 | DROP | 1.5599 | 0 | DROP | DROP | DROP | DROP | DROP | DROP | 4.0508 | 0 | 7.5615 | DROP
DEF | N_HS_High Bay LED | 1376.2713 | 0.25451 | 0.24971 | 15 |  | 444.7704 | 223.7779 | 365.4082 | 1033.9566 |  | 1524.1757 | 53.6746 | 0 | 149 | 149 | 1524.1757 | fixture | 1.1531 | 0.65529 | 5.1016 | 10.2294 | -543.8937 | 831.282 | DROP | DROP | DROP | DROP | DROP | KEEP | [5 empty] | 0.65529 | DROP | 1.1531 | 0 | DROP | DROP | DROP | DROP | DROP | DROP | 5.1016 | 0 | 10.2294 | DROP
DEF | N_IN_High Bay LED | 667.4977 | 0.12344 | 0.12111 | 15 |  | 215.7156 | 108.5333 | 177.2246 | 501.4735 |  | 739.2319 | 26.0324 | 0 | 149 | 149 | 739.2319 | fixture | 2.3775 | 0.65529 | 2.865 | 4.9613 | -263.7909 | 326.4411 | DROP | DROP | DROP | KEEP | DROP | KEEP | [5 empty] | 0.65529 | DROP | 2.3775 | 23.6573 | DROP | DROP | DROP | DROP | DROP | DROP | 2.865 | 23.6573 | 5.1201 | KEEP
DEF | N_LG_High Bay LED | 759.5593 | 0.14047 | 0.13781 | 15 |  | 245.4672 | 123.5023 | 201.6675 | 570.637 |  | 841.1872 | 29.6228 | 0 | 149 | 149 | 841.1872 | fixture | 2.0893 | 0.65529 | 3.1946 | 5.6456 | -300.173 | 392.0142 | DROP | DROP | DROP | KEEP | DROP | KEEP | [5 empty] | 0.65529 | DROP | 2.0893 | 6.3699 | DROP | DROP | DROP | DROP | DROP | DROP | 3.1946 | 6.3699 | 5.6883 | KEEP
DEF | N_MS_High Bay LED | 891.8853 | 0.16494 | 0.16182 | 15 |  | 288.2311 | 145.0181 | 236.8009 | 670.0501 |  | 987.734 | 34.7835 | 0 | 149 | 149 | 987.734 | fixture | 1.7793 | 0.65529 | 3.6459 | 6.6291 | -352.4674 | 486.2665 | DROP | DROP | DROP | DROP | DROP | KEEP | [5 empty] | 0.65529 | DROP | 1.7793 | 0 | DROP | DROP | DROP | DROP | DROP | DROP | 3.6459 | 0 | 6.6291 | DROP
DEF | N_OF_High Bay LED | 658.1903 | 0.12172 | 0.11942 | 15 |  | 212.7077 | 107.0199 | 174.7535 | 494.4811 |  | 728.9244 | 25.6694 | 0 | 149 | 149 | 728.9244 | fixture | 2.4111 | 0.65529 | 2.831 | 4.8921 | -260.1127 | 319.8117 | DROP | DROP | DROP | KEEP | DROP | KEEP | [5 empty] | 0.65529 | DROP | 2.4111 | 25.405 | DROP | DROP | DROP | DROP | DROP | DROP | 2.831 | 25.405 | 5.0626 | KEEP
DEF | N_RS_High Bay LED | 679.233 | 0.12561 | 0.12324 | 15 |  | 219.5081 | 110.4414 | 180.3404 | 510.2899 |  | 752.2284 | 26.4901 | 0 | 149 | 149 | 752.2284 | fixture | 2.3364 | 0.65529 | 2.9078 | 5.0485 | -268.4286 | 334.7999 | DROP | DROP | DROP | KEEP | DROP | KEEP | [5 empty] | 0.65529 | DROP | 2.3364 | 21.4536 | DROP | DROP | DROP | DROP | DROP | DROP | 2.9078 | 21.4536 | 5.1925 | KEEP
DEF | N_RT_High Bay LED | 1008.4293 | 0.18649 | 0.18297 | 15 |  | 325.8947 | 163.9678 | 267.744 | 757.6065 |  | 1116.8027 | 39.3287 | 0 | 149 | 149 | 1116.8027 | fixture | 1.5737 | 0.65529 | 4.0228 | 7.4953 | -398.5249 | 569.2778 | DROP | DROP | DROP | DROP | DROP | KEEP | [5 empty] | 0.65529 | DROP | 1.5737 | 0 | DROP | DROP | DROP | DROP | DROP | DROP | 4.0228 | 0 | 7.4953 | DROP
DEF | N_SC_High Bay LED | 481.351 | 0.089016 | 0.087335 | 15 |  | 155.5585 | 78.2663 | 127.8016 | 361.6264 |  | 533.0806 | 18.7727 | 0 | 149 | 149 | 533.0806 | fixture | 3.2969 | 0.65529 | 2.1555 | 3.5777 | -190.2269 | 193.8537 | DROP | DROP | DROP | KEEP | KEEP | KEEP | [5 empty] | 0.65529 | DROP | 3.2969 | 58.6119 | DROP | DROP | DROP | DROP | DROP | DROP | 2.1555 | 58.6119 | 3.9711 | KEEP
DEF | N_WR_High Bay LED | 773.7227 | 0.14308 | 0.14038 | 15 |  | 250.0444 | 125.8052 | 205.428 | 581.2776 |  | 856.8727 | 30.1752 | 0 | 149 | 149 | 856.8727 | fixture | 2.0511 | 0.65529 | 3.2442 | 5.7508 | -305.7703 | 402.1024 | DROP | DROP | DROP | KEEP | DROP | KEEP | [5 empty] | 0.65529 | DROP | 2.0511 | 3.7104 | DROP | DROP | DROP | DROP | DROP | DROP | 3.2442 | 3.7104 | 5.7757 | KEEP
DEF | T_AS_LED - 14W | 46.016 | 0.011041 | 0.0025527 | 15 |  | 14.871 | 9.7075 | 15.8515 | 40.4301 |  | 50.9612 | 1.7946 | 0 | 1.88 | 1.88 | 50.9612 | bulb | 0.43514 | 0.76636 | 11.0025 | 27.107 | -12.3258 | 36.7555 | DROP | DROP | DROP | DROP | DROP | DROP | [5 empty] | 0.76636 | DROP | 0.43514 | 0 | DROP | DROP | DROP | DROP | DROP | DROP | 11.0025 | 0 | 27.107 | DROP
DEF | T_CU_LED - 14W | 70.528 | 0.0071686 | 0.0070204 | 15 |  | 22.7926 | 6.3029 | 10.292 | 39.3875 |  | 78.1075 | 2.7506 | 0 | 1.88 | 1.88 | 78.1075 | bulb | 0.28391 | 0.48712 | 8.5059 | 41.5465 | -41.4705 | 34.7569 | DROP | DROP | DROP | DROP | DROP | DROP | [5 empty] | 0.48712 | DROP | 0.28391 | 0 | DROP | DROP | DROP | DROP | DROP | DROP | 8.5059 | 0 | 41.5465 | DROP
DEF | T_GR_LED - 14W | 88.704 | 0.021364 | 5.7838e-06 | 15 |  | 28.6665 | 18.7843 | 30.673 | 78.1238 |  | 98.2368 | 3.4595 | 0 | 1.88 | 1.88 | 98.2368 | bulb | 0.22573 | 0.76821 | 14.6314 | 52.2536 | -23.5724 | 72.7844 | DROP | DROP | DROP | DROP | DROP | DROP | [5 empty] | 0.76821 | DROP | 0.22573 | 0 | DROP | DROP | DROP | DROP | DROP | DROP | 14.6314 | 0 | 52.2536 | DROP
DEF | T_HC_LED - 14W | 80.448 | 0.019302 | 0.0044629 | 15 |  | 25.9984 | 16.9713 | 27.7126 | 70.6823 |  | 89.0935 | 3.1375 | 0 | 1.88 | 1.88 | 89.0935 | bulb | 0.2489 | 0.76636 | 14.0872 | 47.3902 | -21.5487 | 65.6649 | DROP | DROP | DROP | DROP | DROP | DROP | [5 empty] | 0.76636 | DROP | 0.2489 | 0 | DROP | DROP | DROP | DROP | DROP | DROP | 14.0872 | 0 | 47.3902 | DROP
DEF | T_HS_LED - 14W | 108.832 | 0.011062 | 0.010833 | 15 |  | 35.1713 | 9.726 | 15.8817 | 60.779 |  | 120.5279 | 4.2444 | 0 | 1.88 | 1.88 | 120.5279 | bulb | 0.18398 | 0.48712 | 9.924 | 64.1106 | -63.9933 | 54.6546 | DROP | DROP | DROP | DROP | DROP | DROP | [5 empty] | 0.48712 | DROP | 0.18398 | 0 | DROP | DROP | DROP | DROP | DROP | DROP | 9.924 | 0 | 64.1106 | DROP
DEF | T_IN_LED - 14W | 52.784 | 0.012665 | 0.0029282 | 15 |  | 17.0582 | 11.1353 | 18.1829 | 46.3765 |  | 58.4566 | 2.0586 | 0 | 1.88 | 1.88 | 58.4566 | bulb | 0.37935 | 0.76636 | 11.7749 | 31.0939 | -14.1386 | 42.4379 | DROP | DROP | DROP | DROP | DROP | DROP | [5 empty] | 0.76636 | DROP | 0.37935 | 0 | DROP | DROP | DROP | DROP | DROP | DROP | 11.7749 | 0 | 31.0939 | DROP
DEF | T_LG_LED - 14W | 60.064 | 0.014466 | 3.9164e-06 | 15 |  | 19.4109 | 12.7194 | 20.7696 | 52.8999 |  | 66.5189 | 2.3425 | 0 | 1.88 | 1.88 | 66.5189 | bulb | 0.33337 | 0.76821 | 12.5281 | 35.3824 | -15.9616 | 48.6774 | DROP | DROP | DROP | DROP | DROP | DROP | [5 empty] | 0.76821 | DROP | 0.33337 | 0 | DROP | DROP | DROP | DROP | DROP | DROP | 12.5281 | 0 | 35.3824 | DROP
DEF | T_MS_LED - 14W | 70.528 | 0.016922 | 0.0039125 | 15 |  | 22.7926 | 14.8786 | 24.2954 | 61.9665 |  | 78.1075 | 2.7506 | 0 | 1.88 | 1.88 | 78.1075 | bulb | 0.28391 | 0.76636 | 13.382 | 41.5465 | -18.8915 | 57.336 | DROP | DROP | DROP | DROP | DROP | DROP | [5 empty] | 0.76636 | DROP | 0.28391 | 0 | DROP | DROP | DROP | DROP | DROP | DROP | 13.382 | 0 | 41.5465 | DROP
DEF | T_OF_LED - 14W | 52.048 | 0.012488 | 0.0028874 | 15 |  | 16.8204 | 10.9801 | 17.9294 | 45.7298 |  | 57.6415 | 2.0299 | 0 | 1.88 | 1.88 | 57.6415 | bulb | 0.38471 | 0.76636 | 11.696 | 30.6604 | -13.9415 | 41.82 | DROP | DROP | DROP | DROP | DROP | DROP | [5 empty] | 0.76636 | DROP | 0.38471 | 0 | DROP | DROP | DROP | DROP | DROP | DROP | 11.696 | 0 | 30.6604 | DROP
DEF | T_RS_LED - 14W | 53.712 | 0.012937 | 3.5022e-06 | 15 |  | 17.3581 | 11.3743 | 18.5731 | 47.3055 |  | 59.4843 | 2.0948 | 0 | 1.88 | 1.88 | 59.4843 | bulb | 0.37279 | 0.76821 | 11.9014 | 31.6406 | -14.2736 | 43.3307 | DROP | DROP | DROP | DROP | DROP | DROP | [5 empty] | 0.76821 | DROP | 0.37279 | 0 | DROP | DROP | DROP | DROP | DROP | DROP | 11.9014 | 0 | 31.6406 | DROP
DEF | T_RT_LED - 14W | 79.744 | 0.019206 | 5.1996e-06 | 15 |  | 25.7709 | 16.8869 | 27.5747 | 70.2325 |  | 88.3139 | 3.11 | 0 | 1.88 | 1.88 | 88.3139 | bulb | 0.2511 | 0.76821 | 14.0746 | 46.9755 | -21.1914 | 65.2425 | DROP | DROP | DROP | DROP | DROP | DROP | [5 empty] | 0.76821 | DROP | 0.2511 | 0 | DROP | DROP | DROP | DROP | DROP | DROP | 14.0746 | 0 | 46.9755 | DROP
DEF | T_SC_LED - 14W | 38.064 | 0.0091329 | 0.0021116 | 15 |  | 12.3012 | 8.03 | 13.1122 | 33.4434 |  | 42.1546 | 1.4845 | 0 | 1.88 | 1.88 | 42.1546 | bulb | 0.52605 | 0.76636 | 9.9401 | 22.4227 | -10.1958 | 30.0789 | DROP | DROP | DROP | DROP | DROP | DROP | [5 empty] | 0.76636 | DROP | 0.52605 | 0 | DROP | DROP | DROP | DROP | DROP | DROP | 9.9401 | 0 | 22.4227 | DROP
DEF | T_WR_LED - 14W | 61.184 | 0.01468 | 0.0033942 | 15 |  | 19.7729 | 12.9074 | 21.0766 | 53.7568 |  | 67.7593 | 2.3862 | 0 | 1.88 | 1.88 | 67.7593 | bulb | 0.32727 | 0.76636 | 12.6007 | 36.0422 | -16.3886 | 49.4906 | DROP | DROP | DROP | DROP | DROP | DROP | [5 empty] | 0.76636 | DROP | 0.32727 | 0 | DROP | DROP | DROP | DROP | DROP | DROP | 12.6007 | 0 | 36.0422 | DROP
DEF | N_AS_LED - 14W | 46.016 | 0.011041 | 0.0025527 | 15 |  | 14.871 | 9.7075 | 15.8515 | 40.4301 |  | 50.9612 | 1.7946 | 0 | 1.88 | 1.88 | 50.9612 | bulb | 0.43514 | 0.76636 | 11.0025 | 27.107 | -12.3258 | 36.7555 | DROP | DROP | DROP | DROP | DROP | DROP | [5 empty] | 0.76636 | DROP | 0.43514 | 0 | DROP | DROP | DROP | DROP | DROP | DROP | 11.0025 | 0 | 27.107 | DROP
DEF | N_CU_LED - 14W | 70.528 | 0.0071686 | 0.0070204 | 15 |  | 22.7926 | 6.3029 | 10.292 | 39.3875 |  | 78.1075 | 2.7506 | 0 | 1.88 | 1.88 | 78.1075 | bulb | 0.28391 | 0.48712 | 8.5059 | 41.5465 | -41.4705 | 34.7569 | DROP | DROP | DROP | DROP | DROP | DROP | [5 empty] | 0.48712 | DROP | 0.28391 | 0 | DROP | DROP | DROP | DROP | DROP | DROP | 8.5059 | 0 | 41.5465 | DROP
DEF | N_GR_LED - 14W | 88.704 | 0.021364 | 5.7838e-06 | 15 |  | 28.6665 | 18.7843 | 30.673 | 78.1238 |  | 98.2368 | 3.4595 | 0 | 1.88 | 1.88 | 98.2368 | bulb | 0.22573 | 0.76821 | 14.6314 | 52.2536 | -23.5724 | 72.7844 | DROP | DROP | DROP | DROP | DROP | DROP | [5 empty] | 0.76821 | DROP | 0.22573 | 0 | DROP | DROP | DROP | DROP | DROP | DROP | 14.6314 | 0 | 52.2536 | DROP
DEF | N_HC_LED - 14W | 80.448 | 0.019302 | 0.0044629 | 15 |  | 25.9984 | 16.9713 | 27.7126 | 70.6823 |  | 89.0935 | 3.1375 | 0 | 1.88 | 1.88 | 89.0935 | bulb | 0.2489 | 0.76636 | 14.0872 | 47.3902 | -21.5487 | 65.6649 | DROP | DROP | DROP | DROP | DROP | DROP | [5 empty] | 0.76636 | DROP | 0.2489 | 0 | DROP | DROP | DROP | DROP | DROP | DROP | 14.0872 | 0 | 47.3902 | DROP
DEF | N_HS_LED - 14W | 108.832 | 0.011062 | 0.010833 | 15 |  | 35.1713 | 9.726 | 15.8817 | 60.779 |  | 120.5279 | 4.2444 | 0 | 1.88 | 1.88 | 120.5279 | bulb | 0.18398 | 0.48712 | 9.924 | 64.1106 | -63.9933 | 54.6546 | DROP | DROP | DROP | DROP | DROP | DROP | [5 empty] | 0.48712 | DROP | 0.18398 | 0 | DROP | DROP | DROP | DROP | DROP | DROP | 9.924 | 0 | 64.1106 | DROP
DEF | N_IN_LED - 14W | 52.784 | 0.012665 | 0.0029282 | 15 |  | 17.0582 | 11.1353 | 18.1829 | 46.3765 |  | 58.4566 | 2.0586 | 0 | 1.88 | 1.88 | 58.4566 | bulb | 0.37935 | 0.76636 | 11.7749 | 31.0939 | -14.1386 | 42.4379 | DROP | DROP | DROP | DROP | DROP | DROP | [5 empty] | 0.76636 | DROP | 0.37935 | 0 | DROP | DROP | DROP | DROP | DROP | DROP | 11.7749 | 0 | 31.0939 | DROP
DEF | N_LG_LED - 14W | 60.064 | 0.014466 | 3.9164e-06 | 15 |  | 19.4109 | 12.7194 | 20.7696 | 52.8999 |  | 66.5189 | 2.3425 | 0 | 1.88 | 1.88 | 66.5189 | bulb | 0.33337 | 0.76821 | 12.5281 | 35.3824 | -15.9616 | 48.6774 | DROP | DROP | DROP | DROP | DROP | DROP | [5 empty] | 0.76821 | DROP | 0.33337 | 0 | DROP | DROP | DROP | DROP | DROP | DROP | 12.5281 | 0 | 35.3824 | DROP
DEF | N_MS_LED - 14W | 70.528 | 0.016922 | 0.0039125 | 15 |  | 22.7926 | 14.8786 | 24.2954 | 61.9665 |  | 78.1075 | 2.7506 | 0 | 1.88 | 1.88 | 78.1075 | bulb | 0.28391 | 0.76636 | 13.382 | 41.5465 | -18.8915 | 57.336 | DROP | DROP | DROP | DROP | DROP | DROP | [5 empty] | 0.76636 | DROP | 0.28391 | 0 | DROP | DROP | DROP | DROP | DROP | DROP | 13.382 | 0 | 41.5465 | DROP
DEF | N_OF_LED - 14W | 52.048 | 0.012488 | 0.0028874 | 15 |  | 16.8204 | 10.9801 | 17.9294 | 45.7298 |  | 57.6415 | 2.0299 | 0 | 1.88 | 1.88 | 57.6415 | bulb | 0.38471 | 0.76636 | 11.696 | 30.6604 | -13.9415 | 41.82 | DROP | DROP | DROP | DROP | DROP | DROP | [5 empty] | 0.76636 | DROP | 0.38471 | 0 | DROP | DROP | DROP | DROP | DROP | DROP | 11.696 | 0 | 30.6604 | DROP
DEF | N_RS_LED - 14W | 53.712 | 0.012937 | 3.5022e-06 | 15 |  | 17.3581 | 11.3743 | 18.5731 | 47.3055 |  | 59.4843 | 2.0948 | 0 | 1.88 | 1.88 | 59.4843 | bulb | 0.37279 | 0.76821 | 11.9014 | 31.6406 | -14.2736 | 43.3307 | DROP | DROP | DROP | DROP | DROP | DROP | [5 empty] | 0.76821 | DROP | 0.37279 | 0 | DROP | DROP | DROP | DROP | DROP | DROP | 11.9014 | 0 | 31.6406 | DROP
DEF | N_RT_LED - 14W | 79.744 | 0.019206 | 5.1996e-06 | 15 |  | 25.7709 | 16.8869 | 27.5747 | 70.2325 |  | 88.3139 | 3.11 | 0 | 1.88 | 1.88 | 88.3139 | bulb | 0.2511 | 0.76821 | 14.0746 | 46.9755 | -21.1914 | 65.2425 | DROP | DROP | DROP | DROP | DROP | DROP | [5 empty] | 0.76821 | DROP | 0.2511 | 0 | DROP | DROP | DROP | DROP | DROP | DROP | 14.0746 | 0 | 46.9755 | DROP
DEF | N_SC_LED - 14W | 38.064 | 0.0091329 | 0.0021116 | 15 |  | 12.3012 | 8.03 | 13.1122 | 33.4434 |  | 42.1546 | 1.4845 | 0 | 1.88 | 1.88 | 42.1546 | bulb | 0.52605 | 0.76636 | 9.9401 | 22.4227 | -10.1958 | 30.0789 | DROP | DROP | DROP | DROP | DROP | DROP | [5 empty] | 0.76636 | DROP | 0.52605 | 0 | DROP | DROP | DROP | DROP | DROP | DROP | 9.9401 | 0 | 22.4227 | DROP
DEF | N_WR_LED - 14W | 61.184 | 0.01468 | 0.0033942 | 15 |  | 19.7729 | 12.9074 | 21.0766 | 53.7568 |  | 67.7593 | 2.3862 | 0 | 1.88 | 1.88 | 67.7593 | bulb | 0.32727 | 0.76636 | 12.6007 | 36.0422 | -16.3886 | 49.4906 | DROP | DROP | DROP | DROP | DROP | DROP | [5 empty] | 0.76636 | DROP | 0.32727 | 0 | DROP | DROP | DROP | DROP | DROP | DROP | 12.6007 | 0 | 36.0422 | DROP
DEF | T_AS_LED Display Lighting (Interior) | 270.344 | 0.066388 | 0.014997 | 15 |  | 87.3672 | 58.3703 | 95.3133 | 241.0508 |  | 299.3972 | 10.5434 | 0 | 35 | 35 | 299.3972 | fixture | 1.3789 | 0.77773 | 5.2928 | 8.5542 | -68.8898 | 195.5074 | DROP | DROP | DROP | DROP | DROP | KEEP | [5 empty] | 0.77773 | DROP | 1.3789 | 0 | DROP | DROP | DROP | DROP | DROP | DROP | 5.2928 | 0 | 8.5542 | DROP
DEF | T_CU_LED Display Lighting (Interior) | 414.352 | 0.043517 | 0.04079 | 15 |  | 133.9064 | 38.2619 | 62.4781 | 234.6464 |  | 458.8814 | 16.1597 | 0 | 35 | 35 | 458.8814 | fixture | 0.89966 | 0.49395 | 4.5865 | 13.1109 | -240.3946 | 183.4867 | DROP | DROP | DROP | DROP | DROP | DROP | [5 empty] | 0.49395 | DROP | 0.89966 | 0 | DROP | DROP | DROP | DROP | DROP | DROP | 4.5865 | 0 | 13.1109 | DROP
DEF | T_GR_LED Display Lighting (Interior) | 521.136 | 0.1264 | 9.1014e-06 | 15 |  | 168.4158 | 111.135 | 181.473 | 461.0238 |  | 577.1412 | 20.3243 | 0 | 35 | 35 | 577.1412 | fixture | 0.71532 | 0.77163 | 8.3331 | 16.4897 | -136.4417 | 405.6995 | DROP | DROP | DROP | DROP | DROP | DROP | [5 empty] | 0.77163 | DROP | 0.71532 | 0 | DROP | DROP | DROP | DROP | DROP | DROP | 8.3331 | 0 | 16.4897 | DROP
DEF | T_HC_LED Display Lighting (Interior) | 472.632 | 0.11606 | 0.026219 | 15 |  | 152.7408 | 102.0466 | 166.6325 | 421.4199 |  | 523.4246 | 18.4326 | 0 | 35 | 35 | 523.4246 | fixture | 0.78872 | 0.77773 | 7.8869 | 14.955 | -120.4373 | 367.9873 | DROP | DROP | DROP | DROP | DROP | DROP | [5 empty] | 0.77773 | DROP | 0.78872 | 0 | DROP | DROP | DROP | DROP | DROP | DROP | 7.8869 | 0 | 14.955 | DROP
DEF | T_HS_LED Display Lighting (Interior) | 639.388 | 0.067152 | 0.062943 | 15 |  | 206.6314 | 59.0421 | 96.4102 | 362.0837 |  | 708.1014 | 24.9361 | 0 | 35 | 35 | 708.1014 | fixture | 0.58302 | 0.49395 | 6.0412 | 20.2315 | -370.9538 | 302.1476 | DROP | DROP | DROP | DROP | DROP | DROP | [5 empty] | 0.49395 | DROP | 0.58302 | 0 | DROP | DROP | DROP | DROP | DROP | DROP | 6.0412 | 0 | 20.2315 | DROP
DEF | T_IN_LED Display Lighting (Interior) | 310.106 | 0.076152 | 0.017203 | 15 |  | 100.2171 | 66.9554 | 109.3319 | 276.5044 |  | 343.4323 | 12.0941 | 0 | 35 | 35 | 343.4323 | fixture | 1.2021 | 0.77773 | 5.8713 | 9.8124 | -79.022 | 229.4103 | DROP | DROP | DROP | DROP | DROP | KEEP | [5 empty] | 0.77773 | DROP | 1.2021 | 0 | DROP | DROP | DROP | DROP | DROP | DROP | 5.8713 | 0 | 9.8124 | DROP
DEF | T_LG_LED Display Lighting (Interior) | 352.876 | 0.085589 | 6.1628e-06 | 15 |  | 114.0391 | 75.2527 | 122.8805 | 312.1723 |  | 390.7987 | 13.7622 | 0 | 35 | 35 | 390.7987 | fixture | 1.0564 | 0.77163 | 6.4019 | 11.1657 | -92.3885 | 263.4101 | DROP | DROP | DROP | DROP | DROP | KEEP | [5 empty] | 0.77163 | DROP | 1.0564 | 0 | DROP | DROP | DROP | DROP | DROP | DROP | 6.4019 | 0 | 11.1657 | DROP
DEF | T_MS_LED Display Lighting (Interior) | 414.352 | 0.10175 | 0.022986 | 15 |  | 133.9064 | 89.4633 | 146.0851 | 369.4548 |  | 458.8814 | 16.1597 | 0 | 35 | 35 | 458.8814 | fixture | 0.89966 | 0.77773 | 7.2216 | 13.1109 | -105.5862 | 318.2951 | DROP | DROP | DROP | DROP | DROP | DROP | [5 empty] | 0.77773 | DROP | 0.89966 | 0 | DROP | DROP | DROP | DROP | DROP | DROP | 7.2216 | 0 | 13.1109 | DROP
DEF | T_OF_LED Display Lighting (Interior) | 305.782 | 0.07509 | 0.016963 | 15 |  | 98.8197 | 66.0218 | 107.8074 | 272.649 |  | 338.6436 | 11.9255 | 0 | 35 | 35 | 338.6436 | fixture | 1.2191 | 0.77773 | 5.8103 | 9.6755 | -77.9202 | 225.7235 | DROP | DROP | DROP | DROP | DROP | KEEP | [5 empty] | 0.77773 | DROP | 1.2191 | 0 | DROP | DROP | DROP | DROP | DROP | DROP | 5.8103 | 0 | 9.6755 | DROP
DEF | T_RS_LED Display Lighting (Interior) | 315.558 | 0.076537 | 5.511e-06 | 15 |  | 101.9791 | 67.2944 | 109.8854 | 279.1589 |  | 349.4702 | 12.3068 | 0 | 35 | 35 | 349.4702 | fixture | 1.1813 | 0.77163 | 5.901 | 9.9849 | -82.6181 | 231.8521 | DROP | DROP | DROP | DROP | DROP | KEEP | [5 empty] | 0.77163 | DROP | 1.1813 | 0 | DROP | DROP | DROP | DROP | DROP | DROP | 5.901 | 0 | 9.9849 | DROP
DEF | T_RT_LED Display Lighting (Interior) | 468.496 | 0.11363 | 8.182e-06 | 15 |  | 151.4041 | 99.9092 | 163.1423 | 414.4557 |  | 518.8441 | 18.2713 | 0 | 35 | 35 | 518.8441 | fixture | 0.79569 | 0.77163 | 7.7801 | 14.8241 | -122.6597 | 361.1844 | DROP | DROP | DROP | DROP | DROP | DROP | [5 empty] | 0.77163 | DROP | 0.79569 | 0 | DROP | DROP | DROP | DROP | DROP | DROP | 7.7801 | 0 | 14.8241 | DROP
DEF | T_SC_LED Display Lighting (Interior) | 223.626 | 0.054915 | 0.012405 | 15 |  | 72.2693 | 48.2834 | 78.8422 | 199.395 |  | 247.6585 | 8.7214 | 0 | 35 | 35 | 247.6585 | fixture | 1.667 | 0.77773 | 4.5606 | 7.076 | -56.985 | 155.6736 | DROP | DROP | DROP | DROP | DROP | KEEP | [5 empty] | 0.77773 | DROP | 1.667 | 0 | DROP | DROP | DROP | DROP | DROP | DROP | 4.5606 | 0 | 7.076 | DROP
DEF | T_WR_LED Display Lighting (Interior) | 359.456 | 0.08827 | 0.01994 | 15 |  | 116.1656 | 77.6106 | 126.7309 | 320.5071 |  | 398.0858 | 14.0188 | 0 | 35 | 35 | 398.0858 | fixture | 1.0371 | 0.77773 | 6.5385 | 11.3739 | -91.5975 | 271.4883 | DROP | DROP | DROP | DROP | DROP | KEEP | [5 empty] | 0.77773 | DROP | 1.0371 | 0 | DROP | DROP | DROP | DROP | DROP | DROP | 6.5385 | 0 | 11.3739 | DROP
DEF | N_AS_LED Display Lighting (Interior) | 270.344 | 0.066388 | 0.014997 | 15 |  | 87.3672 | 58.3703 | 95.3133 | 241.0508 |  | 299.3972 | 10.5434 | 0 | 35 | 35 | 299.3972 | fixture | 1.3789 | 0.77773 | 5.2928 | 8.5542 | -68.8898 | 195.5074 | DROP | DROP | DROP | DROP | DROP | KEEP | [5 empty] | 0.77773 | DROP | 1.3789 | 0 | DROP | DROP | DROP | DROP | DROP | DROP | 5.2928 | 0 | 8.5542 | DROP
DEF | N_CU_LED Display Lighting (Interior) | 414.352 | 0.043517 | 0.04079 | 15 |  | 133.9064 | 38.2619 | 62.4781 | 234.6464 |  | 458.8814 | 16.1597 | 0 | 35 | 35 | 458.8814 | fixture | 0.89966 | 0.49395 | 4.5865 | 13.1109 | -240.3946 | 183.4867 | DROP | DROP | DROP | DROP | DROP | DROP | [5 empty] | 0.49395 | DROP | 0.89966 | 0 | DROP | DROP | DROP | DROP | DROP | DROP | 4.5865 | 0 | 13.1109 | DROP
DEF | N_GR_LED Display Lighting (Interior) | 521.136 | 0.1264 | 9.1014e-06 | 15 |  | 168.4158 | 111.135 | 181.473 | 461.0238 |  | 577.1412 | 20.3243 | 0 | 35 | 35 | 577.1412 | fixture | 0.71532 | 0.77163 | 8.3331 | 16.4897 | -136.4417 | 405.6995 | DROP | DROP | DROP | DROP | DROP | DROP | [5 empty] | 0.77163 | DROP | 0.71532 | 0 | DROP | DROP | DROP | DROP | DROP | DROP | 8.3331 | 0 | 16.4897 | DROP
DEF | N_HC_LED Display Lighting (Interior) | 472.632 | 0.11606 | 0.026219 | 15 |  | 152.7408 | 102.0466 | 166.6325 | 421.4199 |  | 523.4246 | 18.4326 | 0 | 35 | 35 | 523.4246 | fixture | 0.78872 | 0.77773 | 7.8869 | 14.955 | -120.4373 | 367.9873 | DROP | DROP | DROP | DROP | DROP | DROP | [5 empty] | 0.77773 | DROP | 0.78872 | 0 | DROP | DROP | DROP | DROP | DROP | DROP | 7.8869 | 0 | 14.955 | DROP
DEF | N_HS_LED Display Lighting (Interior) | 639.388 | 0.067152 | 0.062943 | 15 |  | 206.6314 | 59.0421 | 96.4102 | 362.0837 |  | 708.1014 | 24.9361 | 0 | 35 | 35 | 708.1014 | fixture | 0.58302 | 0.49395 | 6.0412 | 20.2315 | -370.9538 | 302.1476 | DROP | DROP | DROP | DROP | DROP | DROP | [5 empty] | 0.49395 | DROP | 0.58302 | 0 | DROP | DROP | DROP | DROP | DROP | DROP | 6.0412 | 0 | 20.2315 | DROP
DEF | N_IN_LED Display Lighting (Interior) | 310.106 | 0.076152 | 0.017203 | 15 |  | 100.2171 | 66.9554 | 109.3319 | 276.5044 |  | 343.4323 | 12.0941 | 0 | 35 | 35 | 343.4323 | fixture | 1.2021 | 0.77773 | 5.8713 | 9.8124 | -79.022 | 229.4103 | DROP | DROP | DROP | DROP | DROP | KEEP | [5 empty] | 0.77773 | DROP | 1.2021 | 0 | DROP | DROP | DROP | DROP | DROP | DROP | 5.8713 | 0 | 9.8124 | DROP
DEF | N_LG_LED Display Lighting (Interior) | 352.876 | 0.085589 | 6.1628e-06 | 15 |  | 114.0391 | 75.2527 | 122.8805 | 312.1723 |  | 390.7987 | 13.7622 | 0 | 35 | 35 | 390.7987 | fixture | 1.0564 | 0.77163 | 6.4019 | 11.1657 | -92.3885 | 263.4101 | DROP | DROP | DROP | DROP | DROP | KEEP | [5 empty] | 0.77163 | DROP | 1.0564 | 0 | DROP | DROP | DROP | DROP | DROP | DROP | 6.4019 | 0 | 11.1657 | DROP
DEF | N_MS_LED Display Lighting (Interior) | 414.352 | 0.10175 | 0.022986 | 15 |  | 133.9064 | 89.4633 | 146.0851 | 369.4548 |  | 458.8814 | 16.1597 | 0 | 35 | 35 | 458.8814 | fixture | 0.89966 | 0.77773 | 7.2216 | 13.1109 | -105.5862 | 318.2951 | DROP | DROP | DROP | DROP | DROP | DROP | [5 empty] | 0.77773 | DROP | 0.89966 | 0 | DROP | DROP | DROP | DROP | DROP | DROP | 7.2216 | 0 | 13.1109 | DROP
DEF | N_OF_LED Display Lighting (Interior) | 305.782 | 0.07509 | 0.016963 | 15 |  | 98.8197 | 66.0218 | 107.8074 | 272.649 |  | 338.6436 | 11.9255 | 0 | 35 | 35 | 338.6436 | fixture | 1.2191 | 0.77773 | 5.8103 | 9.6755 | -77.9202 | 225.7235 | DROP | DROP | DROP | DROP | DROP | KEEP | [5 empty] | 0.77773 | DROP | 1.2191 | 0 | DROP | DROP | DROP | DROP | DROP | DROP | 5.8103 | 0 | 9.6755 | DROP
DEF | N_RS_LED Display Lighting (Interior) | 315.558 | 0.076537 | 5.511e-06 | 15 |  | 101.9791 | 67.2944 | 109.8854 | 279.1589 |  | 349.4702 | 12.3068 | 0 | 35 | 35 | 349.4702 | fixture | 1.1813 | 0.77163 | 5.901 | 9.9849 | -82.6181 | 231.8521 | DROP | DROP | DROP | DROP | DROP | KEEP | [5 empty] | 0.77163 | DROP | 1.1813 | 0 | DROP | DROP | DROP | DROP | DROP | DROP | 5.901 | 0 | 9.9849 | DROP
DEF | N_RT_LED Display Lighting (Interior) | 468.496 | 0.11363 | 8.182e-06 | 15 |  | 151.4041 | 99.9092 | 163.1423 | 414.4557 |  | 518.8441 | 18.2713 | 0 | 35 | 35 | 518.8441 | fixture | 0.79569 | 0.77163 | 7.7801 | 14.8241 | -122.6597 | 361.1844 | DROP | DROP | DROP | DROP | DROP | DROP | [5 empty] | 0.77163 | DROP | 0.79569 | 0 | DROP | DROP | DROP | DROP | DROP | DROP | 7.7801 | 0 | 14.8241 | DROP
DEF | N_SC_LED Display Lighting (Interior) | 223.626 | 0.054915 | 0.012405 | 15 |  | 72.2693 | 48.2834 | 78.8422 | 199.395 |  | 247.6585 | 8.7214 | 0 | 35 | 35 | 247.6585 | fixture | 1.667 | 0.77773 | 4.5606 | 7.076 | -56.985 | 155.6736 | DROP | DROP | DROP | DROP | DROP | KEEP | [5 empty] | 0.77773 | DROP | 1.667 | 0 | DROP | DROP | DROP | DROP | DROP | DROP | 4.5606 | 0 | 7.076 | DROP
DEF | N_WR_LED Display Lighting (Interior) | 359.456 | 0.08827 | 0.01994 | 15 |  | 116.1656 | 77.6106 | 126.7309 | 320.5071 |  | 398.0858 | 14.0188 | 0 | 35 | 35 | 398.0858 | fixture | 1.0371 | 0.77773 | 6.5385 | 11.3739 | -91.5975 | 271.4883 | DROP | DROP | DROP | DROP | DROP | KEEP | [5 empty] | 0.77773 | DROP | 1.0371 | 0 | DROP | DROP | DROP | DROP | DROP | DROP | 6.5385 | 0 | 11.3739 | DROP
DEF | T_AS_LED Linear - Fixture Replacement | 244.345 | 0.05923 | 0.01355 | 15 |  | 78.9651 | 52.0774 | 85.0374 | 216.0799 |  | 270.6041 | 9.5295 | 0 | 20 | 20 | 270.6041 | fixture | 0.87178 | 0.77135 | 7.3174 | 13.5302 | -64.0537 | 186.5504 | DROP | DROP | DROP | DROP | DROP | DROP | [5 empty] | 0.77135 | DROP | 0.87178 | 0 | DROP | DROP | DROP | DROP | DROP | DROP | 7.3174 | 0 | 13.5302 | DROP
DEF | T_CU_LED Linear - Fixture Replacement | 374.5037 | 0.039245 | 0.036402 | 15 |  | 121.0286 | 34.5055 | 56.3443 | 211.8784 |  | 414.7506 | 14.6056 | 0 | 20 | 20 | 414.7506 | fixture | 0.56879 | 0.49348 | 6.1227 | 20.7375 | -217.4779 | 177.2727 | DROP | DROP | DROP | DROP | DROP | DROP | [5 empty] | 0.49348 | DROP | 0.56879 | 0 | DROP | DROP | DROP | DROP | DROP | DROP | 6.1227 | 0 | 20.7375 | DROP
DEF | T_GR_LED Linear - Fixture Replacement | 471.0182 | 0.11487 | 6.293e-06 | 15 |  | 152.2192 | 100.9958 | 164.9166 | 418.1316 |  | 521.6374 | 18.3697 | 0 | 20 | 20 | 521.6374 | fixture | 0.45224 | 0.77431 | 10.8974 | 26.0819 | -121.8754 | 379.7619 | DROP | DROP | DROP | DROP | DROP | DROP | [5 empty] | 0.77431 | DROP | 0.45224 | 0 | DROP | DROP | DROP | DROP | DROP | DROP | 10.8974 | 0 | 26.0819 | DROP
DEF | T_HC_LED Linear - Fixture Replacement | 427.1789 | 0.10355 | 0.023688 | 15 |  | 138.0516 | 91.0448 | 148.6676 | 377.7641 |  | 473.0867 | 16.66 | 0 | 20 | 20 | 473.0867 | fixture | 0.49866 | 0.77135 | 10.3045 | 23.6543 | -111.9825 | 341.1042 | DROP | DROP | DROP | DROP | DROP | DROP | [5 empty] | 0.77135 | DROP | 0.49866 | 0 | DROP | DROP | DROP | DROP | DROP | DROP | 10.3045 | 0 | 23.6543 | DROP
DEF | T_HS_LED Linear - Fixture Replacement | 577.8979 | 0.060559 | 0.056172 | 15 |  | 186.7596 | 53.2456 | 86.9451 | 326.9503 |  | 640.0031 | 22.538 | 0 | 20 | 20 | 640.0031 | fixture | 0.3686 | 0.49348 | 7.6861 | 32.0002 | -335.5909 | 284.4122 | DROP | DROP | DROP | DROP | DROP | DROP | [5 empty] | 0.49348 | DROP | 0.3686 | 0 | DROP | DROP | DROP | DROP | DROP | DROP | 7.6861 | 0 | 32.0002 | DROP
DEF | T_IN_LED Linear - Fixture Replacement | 280.283 | 0.067942 | 0.015543 | 15 |  | 90.5792 | 59.7369 | 97.5447 | 247.8608 |  | 310.4043 | 10.931 | 0 | 20 | 20 | 310.4043 | fixture | 0.76 | 0.77135 | 8.0133 | 15.5202 | -73.4746 | 216.9297 | DROP | DROP | DROP | DROP | DROP | DROP | [5 empty] | 0.77135 | DROP | 0.76 | 0 | DROP | DROP | DROP | DROP | DROP | DROP | 8.0133 | 0 | 15.5202 | DROP
DEF | T_LG_LED Linear - Fixture Replacement | 318.9398 | 0.07778 | 4.2611e-06 | 15 |  | 103.072 | 68.3871 | 111.6697 | 283.1288 |  | 353.2155 | 12.4387 | 0 | 20 | 20 | 353.2155 | fixture | 0.66789 | 0.77431 | 8.7281 | 17.6608 | -82.5253 | 250.6902 | DROP | DROP | DROP | DROP | DROP | DROP | [5 empty] | 0.77431 | DROP | 0.66789 | 0 | DROP | DROP | DROP | DROP | DROP | DROP | 8.7281 | 0 | 17.6608 | DROP
DEF | T_MS_LED Linear - Fixture Replacement | 374.5037 | 0.090781 | 0.020767 | 15 |  | 121.0286 | 79.8182 | 130.3355 | 331.1822 |  | 414.7506 | 14.6056 | 0 | 20 | 20 | 414.7506 | fixture | 0.56879 | 0.77135 | 9.5702 | 20.7375 | -98.174 | 296.5766 | DROP | DROP | DROP | DROP | DROP | DROP | [5 empty] | 0.77135 | DROP | 0.56879 | 0 | DROP | DROP | DROP | DROP | DROP | DROP | 9.5702 | 0 | 20.7375 | DROP
DEF | T_OF_LED Linear - Fixture Replacement | 276.3749 | 0.066994 | 0.015326 | 15 |  | 89.3162 | 58.9039 | 96.1845 | 244.4047 |  | 306.0762 | 10.7786 | 0 | 20 | 20 | 306.0762 | fixture | 0.77075 | 0.77135 | 7.9407 | 15.3038 | -72.4501 | 213.6261 | DROP | DROP | DROP | DROP | DROP | DROP | [5 empty] | 0.77135 | DROP | 0.77075 | 0 | DROP | DROP | DROP | DROP | DROP | DROP | 7.9407 | 0 | 15.3038 | DROP
DEF | T_RS_LED Linear - Fixture Replacement | 285.2107 | 0.069555 | 3.8105e-06 | 15 |  | 92.1717 | 61.1549 | 99.8602 | 253.1869 |  | 315.8616 | 11.1232 | 0 | 20 | 20 | 315.8616 | fixture | 0.74687 | 0.77431 | 8.135 | 15.7931 | -73.798 | 222.0636 | DROP | DROP | DROP | DROP | DROP | DROP | [5 empty] | 0.77431 | DROP | 0.74687 | 0 | DROP | DROP | DROP | DROP | DROP | DROP | 8.135 | 0 | 15.7931 | DROP
DEF | T_RT_LED Linear - Fixture Replacement | 423.4406 | 0.10326 | 5.6573e-06 | 15 |  | 136.8436 | 90.7942 | 148.2584 | 375.8961 |  | 468.9467 | 16.5142 | 0 | 20 | 20 | 468.9467 | fixture | 0.50306 | 0.77431 | 10.2945 | 23.4473 | -109.5648 | 339.3819 | DROP | DROP | DROP | DROP | DROP | DROP | [5 empty] | 0.77431 | DROP | 0.50306 | 0 | DROP | DROP | DROP | DROP | DROP | DROP | 10.2945 | 0 | 23.4473 | DROP
DEF | T_SC_LED Linear - Fixture Replacement | 202.1198 | 0.048995 | 0.011208 | 15 |  | 65.3192 | 43.0779 | 70.3421 | 178.7392 |  | 223.8411 | 7.8827 | 0 | 20 | 20 | 223.8411 | fixture | 1.0539 | 0.77135 | 6.4104 | 11.1921 | -52.9846 | 150.8566 | DROP | DROP | DROP | DROP | DROP | KEEP | [5 empty] | 0.77135 | DROP | 1.0539 | 0 | DROP | DROP | DROP | DROP | DROP | DROP | 6.4104 | 0 | 11.1921 | DROP
DEF | T_WR_LED Linear - Fixture Replacement | 324.887 | 0.078754 | 0.018016 | 15 |  | 104.9939 | 69.2433 | 113.0678 | 287.3051 |  | 359.8018 | 12.6706 | 0 | 20 | 20 | 359.8018 | fixture | 0.65566 | 0.77135 | 8.794 | 17.9901 | -85.1673 | 254.6345 | DROP | DROP | DROP | DROP | DROP | DROP | [5 empty] | 0.77135 | DROP | 0.65566 | 0 | DROP | DROP | DROP | DROP | DROP | DROP | 8.794 | 0 | 17.9901 | DROP
DEF | N_AS_LED Linear - Fixture Replacement | 244.345 | 0.05923 | 0.01355 | 15 |  | 78.9651 | 52.0774 | 85.0374 | 216.0799 |  | 270.6041 | 9.5295 | 0 | 20 | 20 | 270.6041 | fixture | 0.87178 | 0.77135 | 7.3174 | 13.5302 | -64.0537 | 186.5504 | DROP | DROP | DROP | DROP | DROP | DROP | [5 empty] | 0.77135 | DROP | 0.87178 | 0 | DROP | DROP | DROP | DROP | DROP | DROP | 7.3174 | 0 | 13.5302 | DROP
DEF | N_CU_LED Linear - Fixture Replacement | 374.5037 | 0.039245 | 0.036402 | 15 |  | 121.0286 | 34.5055 | 56.3443 | 211.8784 |  | 414.7506 | 14.6056 | 0 | 20 | 20 | 414.7506 | fixture | 0.56879 | 0.49348 | 6.1227 | 20.7375 | -217.4779 | 177.2727 | DROP | DROP | DROP | DROP | DROP | DROP | [5 empty] | 0.49348 | DROP | 0.56879 | 0 | DROP | DROP | DROP | DROP | DROP | DROP | 6.1227 | 0 | 20.7375 | DROP
DEF | N_GR_LED Linear - Fixture Replacement | 471.0182 | 0.11487 | 6.293e-06 | 15 |  | 152.2192 | 100.9958 | 164.9166 | 418.1316 |  | 521.6374 | 18.3697 | 0 | 20 | 20 | 521.6374 | fixture | 0.45224 | 0.77431 | 10.8974 | 26.0819 | -121.8754 | 379.7619 | DROP | DROP | DROP | DROP | DROP | DROP | [5 empty] | 0.77431 | DROP | 0.45224 | 0 | DROP | DROP | DROP | DROP | DROP | DROP | 10.8974 | 0 | 26.0819 | DROP
DEF | N_HC_LED Linear - Fixture Replacement | 427.1789 | 0.10355 | 0.023688 | 15 |  | 138.0516 | 91.0448 | 148.6676 | 377.7641 |  | 473.0867 | 16.66 | 0 | 20 | 20 | 473.0867 | fixture | 0.49866 | 0.77135 | 10.3045 | 23.6543 | -111.9825 | 341.1042 | DROP | DROP | DROP | DROP | DROP | DROP | [5 empty] | 0.77135 | DROP | 0.49866 | 0 | DROP | DROP | DROP | DROP | DROP | DROP | 10.3045 | 0 | 23.6543 | DROP
DEF | N_HS_LED Linear - Fixture Replacement | 577.8979 | 0.060559 | 0.056172 | 15 |  | 186.7596 | 53.2456 | 86.9451 | 326.9503 |  | 640.0031 | 22.538 | 0 | 20 | 20 | 640.0031 | fixture | 0.3686 | 0.49348 | 7.6861 | 32.0002 | -335.5909 | 284.4122 | DROP | DROP | DROP | DROP | DROP | DROP | [5 empty] | 0.49348 | DROP | 0.3686 | 0 | DROP | DROP | DROP | DROP | DROP | DROP | 7.6861 | 0 | 32.0002 | DROP
DEF | N_IN_LED Linear - Fixture Replacement | 280.283 | 0.067942 | 0.015543 | 15 |  | 90.5792 | 59.7369 | 97.5447 | 247.8608 |  | 310.4043 | 10.931 | 0 | 20 | 20 | 310.4043 | fixture | 0.76 | 0.77135 | 8.0133 | 15.5202 | -73.4746 | 216.9297 | DROP | DROP | DROP | DROP | DROP | DROP | [5 empty] | 0.77135 | DROP | 0.76 | 0 | DROP | DROP | DROP | DROP | DROP | DROP | 8.0133 | 0 | 15.5202 | DROP
DEF | N_LG_LED Linear - Fixture Replacement | 318.9398 | 0.07778 | 4.2611e-06 | 15 |  | 103.072 | 68.3871 | 111.6697 | 283.1288 |  | 353.2155 | 12.4387 | 0 | 20 | 20 | 353.2155 | fixture | 0.66789 | 0.77431 | 8.7281 | 17.6608 | -82.5253 | 250.6902 | DROP | DROP | DROP | DROP | DROP | DROP | [5 empty] | 0.77431 | DROP | 0.66789 | 0 | DROP | DROP | DROP | DROP | DROP | DROP | 8.7281 | 0 | 17.6608 | DROP
DEF | N_MS_LED Linear - Fixture Replacement | 374.5037 | 0.090781 | 0.020767 | 15 |  | 121.0286 | 79.8182 | 130.3355 | 331.1822 |  | 414.7506 | 14.6056 | 0 | 20 | 20 | 414.7506 | fixture | 0.56879 | 0.77135 | 9.5702 | 20.7375 | -98.174 | 296.5766 | DROP | DROP | DROP | DROP | DROP | DROP | [5 empty] | 0.77135 | DROP | 0.56879 | 0 | DROP | DROP | DROP | DROP | DROP | DROP | 9.5702 | 0 | 20.7375 | DROP
DEF | N_OF_LED Linear - Fixture Replacement | 276.3749 | 0.066994 | 0.015326 | 15 |  | 89.3162 | 58.9039 | 96.1845 | 244.4047 |  | 306.0762 | 10.7786 | 0 | 20 | 20 | 306.0762 | fixture | 0.77075 | 0.77135 | 7.9407 | 15.3038 | -72.4501 | 213.6261 | DROP | DROP | DROP | DROP | DROP | DROP | [5 empty] | 0.77135 | DROP | 0.77075 | 0 | DROP | DROP | DROP | DROP | DROP | DROP | 7.9407 | 0 | 15.3038 | DROP
DEF | N_RS_LED Linear - Fixture Replacement | 285.2107 | 0.069555 | 3.8105e-06 | 15 |  | 92.1717 | 61.1549 | 99.8602 | 253.1869 |  | 315.8616 | 11.1232 | 0 | 20 | 20 | 315.8616 | fixture | 0.74687 | 0.77431 | 8.135 | 15.7931 | -73.798 | 222.0636 | DROP | DROP | DROP | DROP | DROP | DROP | [5 empty] | 0.77431 | DROP | 0.74687 | 0 | DROP | DROP | DROP | DROP | DROP | DROP | 8.135 | 0 | 15.7931 | DROP
DEF | N_RT_LED Linear - Fixture Replacement | 423.4406 | 0.10326 | 5.6573e-06 | 15 |  | 136.8436 | 90.7942 | 148.2584 | 375.8961 |  | 468.9467 | 16.5142 | 0 | 20 | 20 | 468.9467 | fixture | 0.50306 | 0.77431 | 10.2945 | 23.4473 | -109.5648 | 339.3819 | DROP | DROP | DROP | DROP | DROP | DROP | [5 empty] | 0.77431 | DROP | 0.50306 | 0 | DROP | DROP | DROP | DROP | DROP | DROP | 10.2945 | 0 | 23.4473 | DROP
DEF | N_SC_LED Linear - Fixture Replacement | 202.1198 | 0.048995 | 0.011208 | 15 |  | 65.3192 | 43.0779 | 70.3421 | 178.7392 |  | 223.8411 | 7.8827 | 0 | 20 | 20 | 223.8411 | fixture | 1.0539 | 0.77135 | 6.4104 | 11.1921 | -52.9846 | 150.8566 | DROP | DROP | DROP | DROP | DROP | KEEP | [5 empty] | 0.77135 | DROP | 1.0539 | 0 | DROP | DROP | DROP | DROP | DROP | DROP | 6.4104 | 0 | 11.1921 | DROP
DEF | N_WR_LED Linear - Fixture Replacement | 324.887 | 0.078754 | 0.018016 | 15 |  | 104.9939 | 69.2433 | 113.0678 | 287.3051 |  | 359.8018 | 12.6706 | 0 | 20 | 20 | 359.8018 | fixture | 0.65566 | 0.77135 | 8.794 | 17.9901 | -85.1673 | 254.6345 | DROP | DROP | DROP | DROP | DROP | DROP | [5 empty] | 0.77135 | DROP | 0.65566 | 0 | DROP | DROP | DROP | DROP | DROP | DROP | 8.794 | 0 | 17.9901 | DROP
DEF | T_AS_LED Linear - Lamp Replacement | 20.5922 | 0.0049742 | 0.0011421 | 15 |  | 6.6548 | 4.3735 | 7.1415 | 18.1698 |  | 22.8051 | 0.80309 | 0 | 2.15 | 2.15 | 22.8051 | lamp | 1.112 | 0.76964 | 6.1528 | 10.607 | -5.4385 | 15.2167 | DROP | DROP | DROP | DROP | DROP | KEEP | [5 empty] | 0.76964 | DROP | 1.112 | 0 | DROP | DROP | DROP | DROP | DROP | DROP | 6.1528 | 0 | 10.607 | DROP
DEF | T_CU_LED Linear - Lamp Replacement | 31.5613 | 0.0032689 | 0.0031387 | 15 |  | 10.1997 | 2.8741 | 4.6931 | 17.7669 |  | 34.9531 | 1.2309 | 0 | 2.15 | 2.15 | 34.9531 | lamp | 0.72555 | 0.49102 | 5.2551 | 16.2573 | -18.4171 | 14.386 | DROP | DROP | DROP | DROP | DROP | DROP | [5 empty] | 0.49102 | DROP | 0.72555 | 0 | DROP | DROP | DROP | DROP | DROP | DROP | 5.2551 | 0 | 16.2573 | DROP
DEF | T_GR_LED Linear - Lamp Replacement | 39.695 | 0.0095754 | 1.6038e-06 | 15 |  | 12.8283 | 8.4191 | 13.7475 | 34.9949 |  | 43.961 | 1.5481 | 0 | 2.15 | 2.15 | 43.961 | lamp | 0.57688 | 0.76896 | 9.4629 | 20.447 | -10.5142 | 31.2967 | DROP | DROP | DROP | DROP | DROP | DROP | [5 empty] | 0.76896 | DROP | 0.57688 | 0 | DROP | DROP | DROP | DROP | DROP | DROP | 9.4629 | 0 | 20.447 | DROP
DEF | T_HC_LED Linear - Lamp Replacement | 36.0005 | 0.0086962 | 0.0019966 | 15 |  | 11.6343 | 7.646 | 12.4852 | 31.7655 |  | 39.8694 | 1.404 | 0 | 2.15 | 2.15 | 39.8694 | lamp | 0.63608 | 0.76964 | 8.9379 | 18.5439 | -9.5079 | 28.2115 | DROP | DROP | DROP | DROP | DROP | DROP | [5 empty] | 0.76964 | DROP | 0.63608 | 0 | DROP | DROP | DROP | DROP | DROP | DROP | 8.9379 | 0 | 18.5439 | DROP
DEF | T_HS_LED Linear - Lamp Replacement | 48.7023 | 0.0050442 | 0.0048434 | 15 |  | 15.7392 | 4.435 | 7.242 | 27.4162 |  | 53.9362 | 1.8994 | 0 | 2.15 | 2.15 | 53.9362 | lamp | 0.47019 | 0.49102 | 6.7705 | 25.0866 | -28.4194 | 23.3668 | DROP | DROP | DROP | DROP | DROP | DROP | [5 empty] | 0.49102 | DROP | 0.47019 | 0 | DROP | DROP | DROP | DROP | DROP | DROP | 6.7705 | 0 | 25.0866 | DROP
DEF | T_IN_LED Linear - Lamp Replacement | 23.6208 | 0.0057058 | 0.00131 | 15 |  | 7.6336 | 5.0167 | 8.1919 | 20.8422 |  | 26.1593 | 0.92121 | 0 | 2.15 | 2.15 | 26.1593 | lamp | 0.96945 | 0.76964 | 6.7863 | 12.1671 | -6.2384 | 17.771 | DROP | DROP | DROP | DROP | DROP | DROP | [5 empty] | 0.76964 | DROP | 0.96945 | 0 | DROP | DROP | DROP | DROP | DROP | DROP | 6.7863 | 0 | 12.1671 | DROP
DEF | T_LG_LED Linear - Lamp Replacement | 26.8786 | 0.0064838 | 1.086e-06 | 15 |  | 8.6864 | 5.7008 | 9.3088 | 23.696 |  | 29.7672 | 1.0483 | 0 | 2.15 | 2.15 | 29.7672 | lamp | 0.85195 | 0.76896 | 7.409 | 13.8452 | -7.1195 | 20.4977 | DROP | DROP | DROP | DROP | DROP | DROP | [5 empty] | 0.76896 | DROP | 0.85195 | 0 | DROP | DROP | DROP | DROP | DROP | DROP | 7.409 | 0 | 13.8452 | DROP
DEF | T_MS_LED Linear - Lamp Replacement | 31.5613 | 0.0076239 | 0.0017504 | 15 |  | 10.1997 | 6.7032 | 10.9457 | 27.8485 |  | 34.9531 | 1.2309 | 0 | 2.15 | 2.15 | 34.9531 | lamp | 0.72555 | 0.76964 | 8.237 | 16.2573 | -8.3355 | 24.4676 | DROP | DROP | DROP | DROP | DROP | DROP | [5 empty] | 0.76964 | DROP | 0.72555 | 0 | DROP | DROP | DROP | DROP | DROP | DROP | 8.237 | 0 | 16.2573 | DROP
DEF | T_OF_LED Linear - Lamp Replacement | 23.2915 | 0.0056262 | 0.0012918 | 15 |  | 7.5271 | 4.9468 | 8.0776 | 20.5516 |  | 25.7946 | 0.90837 | 0 | 2.15 | 2.15 | 25.7946 | lamp | 0.98316 | 0.76964 | 6.7198 | 11.9975 | -6.1514 | 17.4932 | DROP | DROP | DROP | DROP | DROP | DROP | [5 empty] | 0.76964 | DROP | 0.98316 | 0 | DROP | DROP | DROP | DROP | DROP | DROP | 6.7198 | 0 | 11.9975 | DROP
DEF | T_RS_LED Linear - Lamp Replacement | 24.0361 | 0.0057981 | 9.7112e-07 | 15 |  | 7.7678 | 5.0979 | 8.3244 | 21.1901 |  | 26.6192 | 0.93741 | 0 | 2.15 | 2.15 | 26.6192 | lamp | 0.9527 | 0.76896 | 6.8634 | 12.381 | -6.3666 | 18.1027 | DROP | DROP | DROP | DROP | DROP | DROP | [5 empty] | 0.76896 | DROP | 0.9527 | 0 | DROP | DROP | DROP | DROP | DROP | DROP | 6.8634 | 0 | 12.381 | DROP
DEF | T_RT_LED Linear - Lamp Replacement | 35.6854 | 0.0086082 | 1.4418e-06 | 15 |  | 11.5325 | 7.5686 | 12.3589 | 31.46 |  | 39.5205 | 1.3917 | 0 | 2.15 | 2.15 | 39.5205 | lamp | 0.64169 | 0.76896 | 8.8827 | 18.3816 | -9.4522 | 27.9183 | DROP | DROP | DROP | DROP | DROP | DROP | [5 empty] | 0.76896 | DROP | 0.64169 | 0 | DROP | DROP | DROP | DROP | DROP | DROP | 8.8827 | 0 | 18.3816 | DROP
DEF | T_SC_LED Linear - Lamp Replacement | 17.0336 | 0.0041146 | 0.00094471 | 15 |  | 5.5048 | 3.6177 | 5.9074 | 15.0299 |  | 18.8642 | 0.66431 | 0 | 2.15 | 2.15 | 18.8642 | lamp | 1.3443 | 0.76964 | 5.3405 | 8.774 | -4.4986 | 12.2156 | DROP | DROP | DROP | DROP | DROP | KEEP | [5 empty] | 0.76964 | DROP | 1.3443 | 0 | DROP | DROP | DROP | DROP | DROP | DROP | 5.3405 | 0 | 8.774 | DROP
DEF | T_WR_LED Linear - Lamp Replacement | 27.3798 | 0.0066138 | 0.0015185 | 15 |  | 8.8484 | 5.8151 | 9.4955 | 24.159 |  | 30.3223 | 1.0678 | 0 | 2.15 | 2.15 | 30.3223 | lamp | 0.83635 | 0.76964 | 7.5079 | 14.1034 | -7.2311 | 20.9412 | DROP | DROP | DROP | DROP | DROP | DROP | [5 empty] | 0.76964 | DROP | 0.83635 | 0 | DROP | DROP | DROP | DROP | DROP | DROP | 7.5079 | 0 | 14.1034 | DROP
DEF | N_AS_LED Linear - Lamp Replacement | 20.5922 | 0.0049742 | 0.0011421 | 15 |  | 6.6548 | 4.3735 | 7.1415 | 18.1698 |  | 22.8051 | 0.80309 | 0 | 2.15 | 2.15 | 22.8051 | lamp | 1.112 | 0.76964 | 6.1528 | 10.607 | -5.4385 | 15.2167 | DROP | DROP | DROP | DROP | DROP | KEEP | [5 empty] | 0.76964 | DROP | 1.112 | 0 | DROP | DROP | DROP | DROP | DROP | DROP | 6.1528 | 0 | 10.607 | DROP
DEF | N_CU_LED Linear - Lamp Replacement | 31.5613 | 0.0032689 | 0.0031387 | 15 |  | 10.1997 | 2.8741 | 4.6931 | 17.7669 |  | 34.9531 | 1.2309 | 0 | 2.15 | 2.15 | 34.9531 | lamp | 0.72555 | 0.49102 | 5.2551 | 16.2573 | -18.4171 | 14.386 | DROP | DROP | DROP | DROP | DROP | DROP | [5 empty] | 0.49102 | DROP | 0.72555 | 0 | DROP | DROP | DROP | DROP | DROP | DROP | 5.2551 | 0 | 16.2573 | DROP
DEF | N_GR_LED Linear - Lamp Replacement | 39.695 | 0.0095754 | 1.6038e-06 | 15 |  | 12.8283 | 8.4191 | 13.7475 | 34.9949 |  | 43.961 | 1.5481 | 0 | 2.15 | 2.15 | 43.961 | lamp | 0.57688 | 0.76896 | 9.4629 | 20.447 | -10.5142 | 31.2967 | DROP | DROP | DROP | DROP | DROP | DROP | [5 empty] | 0.76896 | DROP | 0.57688 | 0 | DROP | DROP | DROP | DROP | DROP | DROP | 9.4629 | 0 | 20.447 | DROP
DEF | N_HC_LED Linear - Lamp Replacement | 36.0005 | 0.0086962 | 0.0019966 | 15 |  | 11.6343 | 7.646 | 12.4852 | 31.7655 |  | 39.8694 | 1.404 | 0 | 2.15 | 2.15 | 39.8694 | lamp | 0.63608 | 0.76964 | 8.9379 | 18.5439 | -9.5079 | 28.2115 | DROP | DROP | DROP | DROP | DROP | DROP | [5 empty] | 0.76964 | DROP | 0.63608 | 0 | DROP | DROP | DROP | DROP | DROP | DROP | 8.9379 | 0 | 18.5439 | DROP
DEF | N_HS_LED Linear - Lamp Replacement | 48.7023 | 0.0050442 | 0.0048434 | 15 |  | 15.7392 | 4.435 | 7.242 | 27.4162 |  | 53.9362 | 1.8994 | 0 | 2.15 | 2.15 | 53.9362 | lamp | 0.47019 | 0.49102 | 6.7705 | 25.0866 | -28.4194 | 23.3668 | DROP | DROP | DROP | DROP | DROP | DROP | [5 empty] | 0.49102 | DROP | 0.47019 | 0 | DROP | DROP | DROP | DROP | DROP | DROP | 6.7705 | 0 | 25.0866 | DROP
DEF | N_IN_LED Linear - Lamp Replacement | 23.6208 | 0.0057058 | 0.00131 | 15 |  | 7.6336 | 5.0167 | 8.1919 | 20.8422 |  | 26.1593 | 0.92121 | 0 | 2.15 | 2.15 | 26.1593 | lamp | 0.96945 | 0.76964 | 6.7863 | 12.1671 | -6.2384 | 17.771 | DROP | DROP | DROP | DROP | DROP | DROP | [5 empty] | 0.76964 | DROP | 0.96945 | 0 | DROP | DROP | DROP | DROP | DROP | DROP | 6.7863 | 0 | 12.1671 | DROP
DEF | N_LG_LED Linear - Lamp Replacement | 26.8786 | 0.0064838 | 1.086e-06 | 15 |  | 8.6864 | 5.7008 | 9.3088 | 23.696 |  | 29.7672 | 1.0483 | 0 | 2.15 | 2.15 | 29.7672 | lamp | 0.85195 | 0.76896 | 7.409 | 13.8452 | -7.1195 | 20.4977 | DROP | DROP | DROP | DROP | DROP | DROP | [5 empty] | 0.76896 | DROP | 0.85195 | 0 | DROP | DROP | DROP | DROP | DROP | DROP | 7.409 | 0 | 13.8452 | DROP
DEF | N_MS_LED Linear - Lamp Replacement | 31.5613 | 0.0076239 | 0.0017504 | 15 |  | 10.1997 | 6.7032 | 10.9457 | 27.8485 |  | 34.9531 | 1.2309 | 0 | 2.15 | 2.15 | 34.9531 | lamp | 0.72555 | 0.76964 | 8.237 | 16.2573 | -8.3355 | 24.4676 | DROP | DROP | DROP | DROP | DROP | DROP | [5 empty] | 0.76964 | DROP | 0.72555 | 0 | DROP | DROP | DROP | DROP | DROP | DROP | 8.237 | 0 | 16.2573 | DROP
DEF | N_OF_LED Linear - Lamp Replacement | 23.2915 | 0.0056262 | 0.0012918 | 15 |  | 7.5271 | 4.9468 | 8.0776 | 20.5516 |  | 25.7946 | 0.90837 | 0 | 2.15 | 2.15 | 25.7946 | lamp | 0.98316 | 0.76964 | 6.7198 | 11.9975 | -6.1514 | 17.4932 | DROP | DROP | DROP | DROP | DROP | DROP | [5 empty] | 0.76964 | DROP | 0.98316 | 0 | DROP | DROP | DROP | DROP | DROP | DROP | 6.7198 | 0 | 11.9975 | DROP
DEF | N_RS_LED Linear - Lamp Replacement | 24.0361 | 0.0057981 | 9.7112e-07 | 15 |  | 7.7678 | 5.0979 | 8.3244 | 21.1901 |  | 26.6192 | 0.93741 | 0 | 2.15 | 2.15 | 26.6192 | lamp | 0.9527 | 0.76896 | 6.8634 | 12.381 | -6.3666 | 18.1027 | DROP | DROP | DROP | DROP | DROP | DROP | [5 empty] | 0.76896 | DROP | 0.9527 | 0 | DROP | DROP | DROP | DROP | DROP | DROP | 6.8634 | 0 | 12.381 | DROP
DEF | N_RT_LED Linear - Lamp Replacement | 35.6854 | 0.0086082 | 1.4418e-06 | 15 |  | 11.5325 | 7.5686 | 12.3589 | 31.46 |  | 39.5205 | 1.3917 | 0 | 2.15 | 2.15 | 39.5205 | lamp | 0.64169 | 0.76896 | 8.8827 | 18.3816 | -9.4522 | 27.9183 | DROP | DROP | DROP | DROP | DROP | DROP | [5 empty] | 0.76896 | DROP | 0.64169 | 0 | DROP | DROP | DROP | DROP | DROP | DROP | 8.8827 | 0 | 18.3816 | DROP
DEF | N_SC_LED Linear - Lamp Replacement | 17.0336 | 0.0041146 | 0.00094471 | 15 |  | 5.5048 | 3.6177 | 5.9074 | 15.0299 |  | 18.8642 | 0.66431 | 0 | 2.15 | 2.15 | 18.8642 | lamp | 1.3443 | 0.76964 | 5.3405 | 8.774 | -4.4986 | 12.2156 | DROP | DROP | DROP | DROP | DROP | KEEP | [5 empty] | 0.76964 | DROP | 1.3443 | 0 | DROP | DROP | DROP | DROP | DROP | DROP | 5.3405 | 0 | 8.774 | DROP
DEF | N_WR_LED Linear - Lamp Replacement | 27.3798 | 0.0066138 | 0.0015185 | 15 |  | 8.8484 | 5.8151 | 9.4955 | 24.159 |  | 30.3223 | 1.0678 | 0 | 2.15 | 2.15 | 30.3223 | lamp | 0.83635 | 0.76964 | 7.5079 | 14.1034 | -7.2311 | 20.9412 | DROP | DROP | DROP | DROP | DROP | DROP | [5 empty] | 0.76964 | DROP | 0.83635 | 0 | DROP | DROP | DROP | DROP | DROP | DROP | 7.5079 | 0 | 14.1034 | DROP
DEF | T_AS_Premium T8 - Fixture Replacement | 30.3706 | 0.0073619 | 0.0016841 | 8 |  | 5.3256 | 0.84043 | 6.5244 | 12.6905 |  | 19.6712 | 1.1845 | 0 | 20 | 20 | 19.6712 | fixture | 7.0139 | 0.60849 | 0.59905 | 0.98356 | -8.1652 | -8.494 | DROP | DROP | DROP | DROP | DROP | DROP | [5 empty] | 0.60849 | DROP | 7.0139 | 14.297 | DROP | DROP | DROP | DROP | DROP | DROP | 0.59905 | 14.297 | 1.6984 | DROP
DEF | T_CU_Premium T8 - Fixture Replacement | 46.5485 | 0.0048779 | 0.0045245 | 8 |  | 8.1625 | 0.55686 | 4.323 | 13.0423 |  | 30.1498 | 1.8154 | 0 | 20 | 20 | 30.1498 | fixture | 4.5762 | 0.40802 | 0.59785 | 1.5075 | -18.9228 | -8.7731 | DROP | DROP | DROP | DROP | DROP | DROP | [5 empty] | 0.40802 | DROP | 4.5762 | 11.2591 | DROP | DROP | DROP | DROP | DROP | DROP | 0.59785 | 11.2591 | 2.0704 | DROP
DEF | T_GR_Premium T8 - Fixture Replacement | 58.5446 | 0.014277 | 7.8218e-07 | 8 |  | 10.266 | 1.6299 | 12.6531 | 24.5491 |  | 37.9198 | 2.2832 | 0 | 20 | 20 | 37.9198 | fixture | 3.6385 | 0.61063 | 1.1017 | 1.896 | -15.6539 | 2.2658 | DROP | DROP | DROP | KEEP | KEEP | KEEP | [5 empty] | 0.61063 | DROP | 3.6385 | 9.0065 | DROP | DROP | DROP | DROP | DROP | DROP | 1.1017 | 9.0065 | 2.3463 | KEEP
DEF | T_HC_Premium T8 - Fixture Replacement | 53.0957 | 0.012871 | 0.0029443 | 8 |  | 9.3105 | 1.4693 | 11.4064 | 22.1863 |  | 34.3904 | 2.0707 | 0 | 20 | 20 | 34.3904 | fixture | 4.0119 | 0.60849 | 1.0052 | 1.7195 | -14.2749 | 0.11555 | DROP | DROP | DROP | KEEP | KEEP | KEEP | [5 empty] | 0.60849 | DROP | 4.0119 | 10.0297 | DROP | DROP | DROP | DROP | DROP | DROP | 1.0052 | 10.0297 | 2.221 | KEEP
DEF | T_HS_Premium T8 - Fixture Replacement | 71.8291 | 0.0075271 | 0.0069818 | 8 |  | 12.5955 | 0.85929 | 6.6708 | 20.1256 |  | 46.5242 | 2.8013 | 0 | 20 | 20 | 46.5242 | fixture | 2.9656 | 0.40802 | 0.88265 | 2.3262 | -29.1999 | -2.6757 | DROP | DROP | DROP | DROP | DROP | DROP | [5 empty] | 0.40802 | DROP | 2.9656 | 6.5119 | DROP | DROP | DROP | DROP | DROP | DROP | 0.88265 | 6.5119 | 2.6518 | DROP
DEF | T_IN_Premium T8 - Fixture Replacement | 34.8374 | 0.0084447 | 0.0019318 | 8 |  | 6.1089 | 0.96404 | 7.4841 | 14.557 |  | 22.5644 | 1.3587 | 0 | 20 | 20 | 22.5644 | fixture | 6.1145 | 0.60849 | 0.68155 | 1.1282 | -9.3661 | -6.8017 | DROP | DROP | DROP | DROP | DROP | DROP | [5 empty] | 0.60849 | DROP | 6.1145 | 13.4582 | DROP | DROP | DROP | DROP | DROP | DROP | 0.68155 | 13.4582 | 1.8011 | DROP
DEF | T_LG_Premium T8 - Fixture Replacement | 39.6422 | 0.0096676 | 5.2963e-07 | 8 |  | 6.9514 | 1.1036 | 8.5678 | 16.6229 |  | 25.6765 | 1.546 | 0 | 20 | 20 | 25.6765 | fixture | 5.3734 | 0.61063 | 0.7715 | 1.2838 | -10.5997 | -4.9232 | DROP | DROP | DROP | DROP | DROP | DROP | [5 empty] | 0.61063 | DROP | 5.3734 | 12.556 | DROP | DROP | DROP | DROP | DROP | DROP | 0.7715 | 12.556 | 1.9116 | DROP
DEF | T_MS_Premium T8 - Fixture Replacement | 46.5485 | 0.011284 | 0.0025813 | 8 |  | 8.1625 | 1.2881 | 9.9999 | 19.4505 |  | 30.1498 | 1.8154 | 0 | 20 | 20 | 30.1498 | fixture | 4.5762 | 0.60849 | 0.8916 | 1.5075 | -12.5146 | -2.3649 | DROP | DROP | DROP | DROP | DROP | DROP | [5 empty] | 0.60849 | DROP | 4.5762 | 11.2591 | DROP | DROP | DROP | DROP | DROP | DROP | 0.8916 | 11.2591 | 2.0704 | DROP
DEF | T_OF_Premium T8 - Fixture Replacement | 34.3517 | 0.008327 | 0.0019049 | 8 |  | 6.0237 | 0.9506 | 7.3797 | 14.354 |  | 22.2498 | 1.3397 | 0 | 20 | 20 | 22.2498 | fixture | 6.201 | 0.60849 | 0.67264 | 1.1125 | -9.2355 | -6.9857 | DROP | DROP | DROP | DROP | DROP | DROP | [5 empty] | 0.60849 | DROP | 6.201 | 13.5494 | DROP | DROP | DROP | DROP | DROP | DROP | 0.67264 | 13.5494 | 1.79 | DROP
DEF | T_RS_Premium T8 - Fixture Replacement | 35.4499 | 0.0086452 | 4.7362e-07 | 8 |  | 6.2163 | 0.98693 | 7.6617 | 14.8649 |  | 22.9612 | 1.3825 | 0 | 20 | 20 | 22.9612 | fixture | 6.0089 | 0.61063 | 0.69519 | 1.1481 | -9.4788 | -6.5176 | DROP | DROP | DROP | DROP | DROP | DROP | [5 empty] | 0.61063 | DROP | 6.0089 | 13.3432 | DROP | DROP | DROP | DROP | DROP | DROP | 0.69519 | 13.3432 | 1.8152 | DROP
DEF | T_RT_Premium T8 - Fixture Replacement | 52.631 | 0.012835 | 7.0317e-07 | 8 |  | 9.2291 | 1.4653 | 11.375 | 22.0694 |  | 34.0895 | 2.0526 | 0 | 20 | 20 | 34.0895 | fixture | 4.0473 | 0.61063 | 1.0008 | 1.7045 | -14.0727 | 0.016748 | DROP | DROP | DROP | KEEP | KEEP | KEEP | [5 empty] | 0.61063 | DROP | 4.0473 | 10.1169 | DROP | DROP | DROP | DROP | DROP | DROP | 1.0008 | 10.1169 | 2.2103 | KEEP
DEF | T_SC_Premium T8 - Fixture Replacement | 25.1222 | 0.0060897 | 0.0013931 | 8 |  | 4.4053 | 0.6952 | 5.397 | 10.4974 |  | 16.2718 | 0.97977 | 0 | 20 | 20 | 16.2718 | fixture | 8.4791 | 0.60849 | 0.50036 | 0.81359 | -6.7542 | -10.4823 | DROP | DROP | DROP | DROP | DROP | DROP | [5 empty] | 0.60849 | DROP | 8.4791 | 15.2825 | DROP | DROP | DROP | DROP | DROP | DROP | 0.50036 | 15.2825 | 1.5777 | DROP
DEF | T_WR_Premium T8 - Fixture Replacement | 40.3814 | 0.0097886 | 0.0022393 | 8 |  | 7.0811 | 1.1175 | 8.6751 | 16.8736 |  | 26.1553 | 1.5749 | 0 | 20 | 20 | 26.1553 | fixture | 5.2751 | 0.60849 | 0.78209 | 1.3078 | -10.8566 | -4.7013 | DROP | DROP | DROP | DROP | DROP | DROP | [5 empty] | 0.60849 | DROP | 5.2751 | 12.4172 | DROP | DROP | DROP | DROP | DROP | DROP | 0.78209 | 12.4172 | 1.9286 | DROP
DEF | N_AS_Premium T8 - Fixture Replacement | 30.3706 | 0.0073619 | 0.0016841 | 8 |  | 5.3256 | 0.84043 | 6.5244 | 12.6905 |  | 19.6712 | 1.1845 | 0 | 20 | 20 | 19.6712 | fixture | 7.0139 | 0.60849 | 0.59905 | 0.98356 | -8.1652 | -8.494 | DROP | DROP | DROP | DROP | DROP | DROP | [5 empty] | 0.60849 | DROP | 7.0139 | 14.297 | DROP | DROP | DROP | DROP | DROP | DROP | 0.59905 | 14.297 | 1.6984 | DROP
DEF | N_CU_Premium T8 - Fixture Replacement | 46.5485 | 0.0048779 | 0.0045245 | 8 |  | 8.1625 | 0.55686 | 4.323 | 13.0423 |  | 30.1498 | 1.8154 | 0 | 20 | 20 | 30.1498 | fixture | 4.5762 | 0.40802 | 0.59785 | 1.5075 | -18.9228 | -8.7731 | DROP | DROP | DROP | DROP | DROP | DROP | [5 empty] | 0.40802 | DROP | 4.5762 | 11.2591 | DROP | DROP | DROP | DROP | DROP | DROP | 0.59785 | 11.2591 | 2.0704 | DROP
DEF | N_GR_Premium T8 - Fixture Replacement | 58.5446 | 0.014277 | 7.8218e-07 | 8 |  | 10.266 | 1.6299 | 12.6531 | 24.5491 |  | 37.9198 | 2.2832 | 0 | 20 | 20 | 37.9198 | fixture | 3.6385 | 0.61063 | 1.1017 | 1.896 | -15.6539 | 2.2658 | DROP | DROP | DROP | KEEP | KEEP | KEEP | [5 empty] | 0.61063 | DROP | 3.6385 | 9.0065 | DROP | DROP | DROP | DROP | DROP | DROP | 1.1017 | 9.0065 | 2.3463 | KEEP
DEF | N_HC_Premium T8 - Fixture Replacement | 53.0957 | 0.012871 | 0.0029443 | 8 |  | 9.3105 | 1.4693 | 11.4064 | 22.1863 |  | 34.3904 | 2.0707 | 0 | 20 | 20 | 34.3904 | fixture | 4.0119 | 0.60849 | 1.0052 | 1.7195 | -14.2749 | 0.11555 | DROP | DROP | DROP | KEEP | KEEP | KEEP | [5 empty] | 0.60849 | DROP | 4.0119 | 10.0297 | DROP | DROP | DROP | DROP | DROP | DROP | 1.0052 | 10.0297 | 2.221 | KEEP
DEF | N_HS_Premium T8 - Fixture Replacement | 71.8291 | 0.0075271 | 0.0069818 | 8 |  | 12.5955 | 0.85929 | 6.6708 | 20.1256 |  | 46.5242 | 2.8013 | 0 | 20 | 20 | 46.5242 | fixture | 2.9656 | 0.40802 | 0.88265 | 2.3262 | -29.1999 | -2.6757 | DROP | DROP | DROP | DROP | DROP | DROP | [5 empty] | 0.40802 | DROP | 2.9656 | 6.5119 | DROP | DROP | DROP | DROP | DROP | DROP | 0.88265 | 6.5119 | 2.6518 | DROP
DEF | N_IN_Premium T8 - Fixture Replacement | 34.8374 | 0.0084447 | 0.0019318 | 8 |  | 6.1089 | 0.96404 | 7.4841 | 14.557 |  | 22.5644 | 1.3587 | 0 | 20 | 20 | 22.5644 | fixture | 6.1145 | 0.60849 | 0.68155 | 1.1282 | -9.3661 | -6.8017 | DROP | DROP | DROP | DROP | DROP | DROP | [5 empty] | 0.60849 | DROP | 6.1145 | 13.4582 | DROP | DROP | DROP | DROP | DROP | DROP | 0.68155 | 13.4582 | 1.8011 | DROP
DEF | N_LG_Premium T8 - Fixture Replacement | 39.6422 | 0.0096676 | 5.2963e-07 | 8 |  | 6.9514 | 1.1036 | 8.5678 | 16.6229 |  | 25.6765 | 1.546 | 0 | 20 | 20 | 25.6765 | fixture | 5.3734 | 0.61063 | 0.7715 | 1.2838 | -10.5997 | -4.9232 | DROP | DROP | DROP | DROP | DROP | DROP | [5 empty] | 0.61063 | DROP | 5.3734 | 12.556 | DROP | DROP | DROP | DROP | DROP | DROP | 0.7715 | 12.556 | 1.9116 | DROP
DEF | N_MS_Premium T8 - Fixture Replacement | 46.5485 | 0.011284 | 0.0025813 | 8 |  | 8.1625 | 1.2881 | 9.9999 | 19.4505 |  | 30.1498 | 1.8154 | 0 | 20 | 20 | 30.1498 | fixture | 4.5762 | 0.60849 | 0.8916 | 1.5075 | -12.5146 | -2.3649 | DROP | DROP | DROP | DROP | DROP | DROP | [5 empty] | 0.60849 | DROP | 4.5762 | 11.2591 | DROP | DROP | DROP | DROP | DROP | DROP | 0.8916 | 11.2591 | 2.0704 | DROP
DEF | N_OF_Premium T8 - Fixture Replacement | 34.3517 | 0.008327 | 0.0019049 | 8 |  | 6.0237 | 0.9506 | 7.3797 | 14.354 |  | 22.2498 | 1.3397 | 0 | 20 | 20 | 22.2498 | fixture | 6.201 | 0.60849 | 0.67264 | 1.1125 | -9.2355 | -6.9857 | DROP | DROP | DROP | DROP | DROP | DROP | [5 empty] | 0.60849 | DROP | 6.201 | 13.5494 | DROP | DROP | DROP | DROP | DROP | DROP | 0.67264 | 13.5494 | 1.79 | DROP
DEF | N_RS_Premium T8 - Fixture Replacement | 35.4499 | 0.0086452 | 4.7362e-07 | 8 |  | 6.2163 | 0.98693 | 7.6617 | 14.8649 |  | 22.9612 | 1.3825 | 0 | 20 | 20 | 22.9612 | fixture | 6.0089 | 0.61063 | 0.69519 | 1.1481 | -9.4788 | -6.5176 | DROP | DROP | DROP | DROP | DROP | DROP | [5 empty] | 0.61063 | DROP | 6.0089 | 13.3432 | DROP | DROP | DROP | DROP | DROP | DROP | 0.69519 | 13.3432 | 1.8152 | DROP
DEF | N_RT_Premium T8 - Fixture Replacement | 52.631 | 0.012835 | 7.0317e-07 | 8 |  | 9.2291 | 1.4653 | 11.375 | 22.0694 |  | 34.0895 | 2.0526 | 0 | 20 | 20 | 34.0895 | fixture | 4.0473 | 0.61063 | 1.0008 | 1.7045 | -14.0727 | 0.016748 | DROP | DROP | DROP | KEEP | KEEP | KEEP | [5 empty] | 0.61063 | DROP | 4.0473 | 10.1169 | DROP | DROP | DROP | DROP | DROP | DROP | 1.0008 | 10.1169 | 2.2103 | KEEP
DEF | N_SC_Premium T8 - Fixture Replacement | 25.1222 | 0.0060897 | 0.0013931 | 8 |  | 4.4053 | 0.6952 | 5.397 | 10.4974 |  | 16.2718 | 0.97977 | 0 | 20 | 20 | 16.2718 | fixture | 8.4791 | 0.60849 | 0.50036 | 0.81359 | -6.7542 | -10.4823 | DROP | DROP | DROP | DROP | DROP | DROP | [5 empty] | 0.60849 | DROP | 8.4791 | 15.2825 | DROP | DROP | DROP | DROP | DROP | DROP | 0.50036 | 15.2825 | 1.5777 | DROP
DEF | N_WR_Premium T8 - Fixture Replacement | 40.3814 | 0.0097886 | 0.0022393 | 8 |  | 7.0811 | 1.1175 | 8.6751 | 16.8736 |  | 26.1553 | 1.5749 | 0 | 20 | 20 | 26.1553 | fixture | 5.2751 | 0.60849 | 0.78209 | 1.3078 | -10.8566 | -4.7013 | DROP | DROP | DROP | DROP | DROP | DROP | [5 empty] | 0.60849 | DROP | 5.2751 | 12.4172 | DROP | DROP | DROP | DROP | DROP | DROP | 0.78209 | 12.4172 | 1.9286 | DROP
DEF | T_AS_Premium T8 - Lamp Replacement | 10.1235 | 0.0024454 | 0.00056146 | 8 |  | 1.7752 | 0.27917 | 2.1672 | 4.2216 |  | 6.5571 | 0.39482 | 0 | 0.44 | 0.44 | 6.5571 | lamp | 0.46292 | 0.60726 | 5.0569 | 14.9024 | -2.7303 | 3.3868 | DROP | DROP | DROP | DROP | DROP | DROP | [5 empty] | 0.60726 | DROP | 0.46292 | 0 | DROP | DROP | DROP | DROP | DROP | DROP | 5.0569 | 0 | 14.9024 | DROP
DEF | T_CU_Premium T8 - Lamp Replacement | 15.5162 | 0.001607 | 0.0015431 | 8 |  | 2.7208 | 0.18346 | 1.4242 | 4.3285 |  | 10.0499 | 0.60513 | 0 | 0.44 | 0.44 | 10.0499 | lamp | 0.30203 | 0.40624 | 4.1416 | 22.8407 | -6.3265 | 3.2834 | DROP | DROP | DROP | DROP | DROP | DROP | [5 empty] | 0.40624 | DROP | 0.30203 | 0 | DROP | DROP | DROP | DROP | DROP | DROP | 4.1416 | 0 | 22.8407 | DROP
DEF | T_GR_Premium T8 - Lamp Replacement | 19.5149 | 0.0047075 | 7.8845e-07 | 8 |  | 3.422 | 0.5374 | 4.1719 | 8.1314 |  | 12.6399 | 0.76108 | 0 | 0.44 | 0.44 | 12.6399 | lamp | 0.24014 | 0.60677 | 6.77 | 28.7271 | -5.2696 | 6.9303 | DROP | DROP | DROP | DROP | DROP | DROP | [5 empty] | 0.60677 | DROP | 0.24014 | 0 | DROP | DROP | DROP | DROP | DROP | DROP | 6.77 | 0 | 28.7271 | DROP
DEF | T_HC_Premium T8 - Lamp Replacement | 17.6986 | 0.0042752 | 0.00098159 | 8 |  | 3.1035 | 0.48806 | 3.7889 | 7.3804 |  | 11.4635 | 0.69024 | 0 | 0.44 | 0.44 | 11.4635 | lamp | 0.26479 | 0.60726 | 6.53 | 26.0534 | -4.7733 | 6.2502 | DROP | DROP | DROP | DROP | DROP | DROP | [5 empty] | 0.60726 | DROP | 0.26479 | 0 | DROP | DROP | DROP | DROP | DROP | DROP | 6.53 | 0 | 26.0534 | DROP
DEF | T_HS_Premium T8 - Lamp Replacement | 23.943 | 0.0024798 | 0.0023811 | 8 |  | 4.1985 | 0.28309 | 2.1977 | 6.6793 |  | 15.5081 | 0.93378 | 0 | 0.44 | 0.44 | 15.5081 | lamp | 0.19573 | 0.40624 | 4.862 | 35.2456 | -9.7625 | 5.3055 | DROP | DROP | DROP | DROP | DROP | DROP | [5 empty] | 0.40624 | DROP | 0.19573 | 0 | DROP | DROP | DROP | DROP | DROP | DROP | 4.862 | 0 | 35.2456 | DROP
DEF | T_IN_Premium T8 - Lamp Replacement | 11.6125 | 0.0028051 | 0.00064404 | 8 |  | 2.0363 | 0.32023 | 2.486 | 4.8425 |  | 7.5215 | 0.45289 | 0 | 0.44 | 0.44 | 7.5215 | lamp | 0.40356 | 0.60726 | 5.4234 | 17.0943 | -3.1319 | 3.9496 | DROP | DROP | DROP | DROP | DROP | DROP | [5 empty] | 0.60726 | DROP | 0.40356 | 0 | DROP | DROP | DROP | DROP | DROP | DROP | 5.4234 | 0 | 17.0943 | DROP
DEF | T_LG_Premium T8 - Lamp Replacement | 13.2141 | 0.0031876 | 5.3388e-07 | 8 |  | 2.3171 | 0.36389 | 2.8249 | 5.506 |  | 8.5588 | 0.51535 | 0 | 0.44 | 0.44 | 8.5588 | lamp | 0.35465 | 0.60677 | 5.7633 | 19.4519 | -3.5682 | 4.5506 | DROP | DROP | DROP | DROP | DROP | DROP | [5 empty] | 0.60677 | DROP | 0.35465 | 0 | DROP | DROP | DROP | DROP | DROP | DROP | 5.7633 | 0 | 19.4519 | DROP
DEF | T_MS_Premium T8 - Lamp Replacement | 15.5162 | 0.003748 | 0.00086055 | 8 |  | 2.7208 | 0.42787 | 3.3217 | 6.4704 |  | 10.0499 | 0.60513 | 0 | 0.44 | 0.44 | 10.0499 | lamp | 0.30203 | 0.60726 | 6.191 | 22.8407 | -4.1847 | 5.4252 | DROP | DROP | DROP | DROP | DROP | DROP | [5 empty] | 0.60726 | DROP | 0.30203 | 0 | DROP | DROP | DROP | DROP | DROP | DROP | 6.191 | 0 | 22.8407 | DROP
DEF | T_OF_Premium T8 - Lamp Replacement | 11.4506 | 0.002766 | 0.00063506 | 8 |  | 2.0079 | 0.31576 | 2.4513 | 4.775 |  | 7.4166 | 0.44657 | 0 | 0.44 | 0.44 | 7.4166 | lamp | 0.40927 | 0.60726 | 5.3859 | 16.8559 | -3.0882 | 3.8884 | DROP | DROP | DROP | DROP | DROP | DROP | [5 empty] | 0.60726 | DROP | 0.40927 | 0 | DROP | DROP | DROP | DROP | DROP | DROP | 5.3859 | 0 | 16.8559 | DROP
DEF | T_RS_Premium T8 - Lamp Replacement | 11.8166 | 0.0028505 | 4.7742e-07 | 8 |  | 2.0721 | 0.32541 | 2.5262 | 4.9237 |  | 7.6537 | 0.46085 | 0 | 0.44 | 0.44 | 7.6537 | lamp | 0.39659 | 0.60677 | 5.4656 | 17.3948 | -3.1909 | 4.0228 | DROP | DROP | DROP | DROP | DROP | DROP | [5 empty] | 0.60677 | DROP | 0.39659 | 0 | DROP | DROP | DROP | DROP | DROP | DROP | 5.4656 | 0 | 17.3948 | DROP
DEF | T_RT_Premium T8 - Lamp Replacement | 17.5437 | 0.004232 | 7.0881e-07 | 8 |  | 3.0764 | 0.48312 | 3.7505 | 7.31 |  | 11.3632 | 0.6842 | 0 | 0.44 | 0.44 | 11.3632 | lamp | 0.26712 | 0.60677 | 6.5024 | 25.8254 | -4.7374 | 6.1858 | DROP | DROP | DROP | DROP | DROP | DROP | [5 empty] | 0.60677 | DROP | 0.26712 | 0 | DROP | DROP | DROP | DROP | DROP | DROP | 6.5024 | 0 | 25.8254 | DROP
DEF | T_SC_Premium T8 - Lamp Replacement | 8.3741 | 0.0020228 | 0.00046444 | 8 |  | 1.4684 | 0.23092 | 1.7927 | 3.4921 |  | 5.4239 | 0.32659 | 0 | 0.44 | 0.44 | 5.4239 | lamp | 0.55962 | 0.60726 | 4.5553 | 12.3272 | -2.2585 | 2.7255 | DROP | DROP | DROP | DROP | DROP | DROP | [5 empty] | 0.60726 | DROP | 0.55962 | 0 | DROP | DROP | DROP | DROP | DROP | DROP | 4.5553 | 0 | 12.3272 | DROP
DEF | T_WR_Premium T8 - Lamp Replacement | 13.4605 | 0.0032515 | 0.00074654 | 8 |  | 2.3604 | 0.37119 | 2.8816 | 5.6131 |  | 8.7184 | 0.52496 | 0 | 0.44 | 0.44 | 8.7184 | lamp | 0.34816 | 0.60726 | 5.817 | 19.8146 | -3.6303 | 4.6482 | DROP | DROP | DROP | DROP | DROP | DROP | [5 empty] | 0.60726 | DROP | 0.34816 | 0 | DROP | DROP | DROP | DROP | DROP | DROP | 5.817 | 0 | 19.8146 | DROP
DEF | N_AS_Premium T8 - Lamp Replacement | 10.1235 | 0.0024454 | 0.00056146 | 8 |  | 1.7752 | 0.27917 | 2.1672 | 4.2216 |  | 6.5571 | 0.39482 | 0 | 0.44 | 0.44 | 6.5571 | lamp | 0.46292 | 0.60726 | 5.0569 | 14.9024 | -2.7303 | 3.3868 | DROP | DROP | DROP | DROP | DROP | DROP | [5 empty] | 0.60726 | DROP | 0.46292 | 0 | DROP | DROP | DROP | DROP | DROP | DROP | 5.0569 | 0 | 14.9024 | DROP
DEF | N_CU_Premium T8 - Lamp Replacement | 15.5162 | 0.001607 | 0.0015431 | 8 |  | 2.7208 | 0.18346 | 1.4242 | 4.3285 |  | 10.0499 | 0.60513 | 0 | 0.44 | 0.44 | 10.0499 | lamp | 0.30203 | 0.40624 | 4.1416 | 22.8407 | -6.3265 | 3.2834 | DROP | DROP | DROP | DROP | DROP | DROP | [5 empty] | 0.40624 | DROP | 0.30203 | 0 | DROP | DROP | DROP | DROP | DROP | DROP | 4.1416 | 0 | 22.8407 | DROP
DEF | N_GR_Premium T8 - Lamp Replacement | 19.5149 | 0.0047075 | 7.8845e-07 | 8 |  | 3.422 | 0.5374 | 4.1719 | 8.1314 |  | 12.6399 | 0.76108 | 0 | 0.44 | 0.44 | 12.6399 | lamp | 0.24014 | 0.60677 | 6.77 | 28.7271 | -5.2696 | 6.9303 | DROP | DROP | DROP | DROP | DROP | DROP | [5 empty] | 0.60677 | DROP | 0.24014 | 0 | DROP | DROP | DROP | DROP | DROP | DROP | 6.77 | 0 | 28.7271 | DROP
DEF | N_HC_Premium T8 - Lamp Replacement | 17.6986 | 0.0042752 | 0.00098159 | 8 |  | 3.1035 | 0.48806 | 3.7889 | 7.3804 |  | 11.4635 | 0.69024 | 0 | 0.44 | 0.44 | 11.4635 | lamp | 0.26479 | 0.60726 | 6.53 | 26.0534 | -4.7733 | 6.2502 | DROP | DROP | DROP | DROP | DROP | DROP | [5 empty] | 0.60726 | DROP | 0.26479 | 0 | DROP | DROP | DROP | DROP | DROP | DROP | 6.53 | 0 | 26.0534 | DROP
DEF | N_HS_Premium T8 - Lamp Replacement | 23.943 | 0.0024798 | 0.0023811 | 8 |  | 4.1985 | 0.28309 | 2.1977 | 6.6793 |  | 15.5081 | 0.93378 | 0 | 0.44 | 0.44 | 15.5081 | lamp | 0.19573 | 0.40624 | 4.862 | 35.2456 | -9.7625 | 5.3055 | DROP | DROP | DROP | DROP | DROP | DROP | [5 empty] | 0.40624 | DROP | 0.19573 | 0 | DROP | DROP | DROP | DROP | DROP | DROP | 4.862 | 0 | 35.2456 | DROP
DEF | N_IN_Premium T8 - Lamp Replacement | 11.6125 | 0.0028051 | 0.00064404 | 8 |  | 2.0363 | 0.32023 | 2.486 | 4.8425 |  | 7.5215 | 0.45289 | 0 | 0.44 | 0.44 | 7.5215 | lamp | 0.40356 | 0.60726 | 5.4234 | 17.0943 | -3.1319 | 3.9496 | DROP | DROP | DROP | DROP | DROP | DROP | [5 empty] | 0.60726 | DROP | 0.40356 | 0 | DROP | DROP | DROP | DROP | DROP | DROP | 5.4234 | 0 | 17.0943 | DROP
DEF | N_LG_Premium T8 - Lamp Replacement | 13.2141 | 0.0031876 | 5.3388e-07 | 8 |  | 2.3171 | 0.36389 | 2.8249 | 5.506 |  | 8.5588 | 0.51535 | 0 | 0.44 | 0.44 | 8.5588 | lamp | 0.35465 | 0.60677 | 5.7633 | 19.4519 | -3.5682 | 4.5506 | DROP | DROP | DROP | DROP | DROP | DROP | [5 empty] | 0.60677 | DROP | 0.35465 | 0 | DROP | DROP | DROP | DROP | DROP | DROP | 5.7633 | 0 | 19.4519 | DROP
DEF | N_MS_Premium T8 - Lamp Replacement | 15.5162 | 0.003748 | 0.00086055 | 8 |  | 2.7208 | 0.42787 | 3.3217 | 6.4704 |  | 10.0499 | 0.60513 | 0 | 0.44 | 0.44 | 10.0499 | lamp | 0.30203 | 0.60726 | 6.191 | 22.8407 | -4.1847 | 5.4252 | DROP | DROP | DROP | DROP | DROP | DROP | [5 empty] | 0.60726 | DROP | 0.30203 | 0 | DROP | DROP | DROP | DROP | DROP | DROP | 6.191 | 0 | 22.8407 | DROP
DEF | N_OF_Premium T8 - Lamp Replacement | 11.4506 | 0.002766 | 0.00063506 | 8 |  | 2.0079 | 0.31576 | 2.4513 | 4.775 |  | 7.4166 | 0.44657 | 0 | 0.44 | 0.44 | 7.4166 | lamp | 0.40927 | 0.60726 | 5.3859 | 16.8559 | -3.0882 | 3.8884 | DROP | DROP | DROP | DROP | DROP | DROP | [5 empty] | 0.60726 | DROP | 0.40927 | 0 | DROP | DROP | DROP | DROP | DROP | DROP | 5.3859 | 0 | 16.8559 | DROP
DEF | N_RS_Premium T8 - Lamp Replacement | 11.8166 | 0.0028505 | 4.7742e-07 | 8 |  | 2.0721 | 0.32541 | 2.5262 | 4.9237 |  | 7.6537 | 0.46085 | 0 | 0.44 | 0.44 | 7.6537 | lamp | 0.39659 | 0.60677 | 5.4656 | 17.3948 | -3.1909 | 4.0228 | DROP | DROP | DROP | DROP | DROP | DROP | [5 empty] | 0.60677 | DROP | 0.39659 | 0 | DROP | DROP | DROP | DROP | DROP | DROP | 5.4656 | 0 | 17.3948 | DROP
DEF | N_RT_Premium T8 - Lamp Replacement | 17.5437 | 0.004232 | 7.0881e-07 | 8 |  | 3.0764 | 0.48312 | 3.7505 | 7.31 |  | 11.3632 | 0.6842 | 0 | 0.44 | 0.44 | 11.3632 | lamp | 0.26712 | 0.60677 | 6.5024 | 25.8254 | -4.7374 | 6.1858 | DROP | DROP | DROP | DROP | DROP | DROP | [5 empty] | 0.60677 | DROP | 0.26712 | 0 | DROP | DROP | DROP | DROP | DROP | DROP | 6.5024 | 0 | 25.8254 | DROP
DEF | N_SC_Premium T8 - Lamp Replacement | 8.3741 | 0.0020228 | 0.00046444 | 8 |  | 1.4684 | 0.23092 | 1.7927 | 3.4921 |  | 5.4239 | 0.32659 | 0 | 0.44 | 0.44 | 5.4239 | lamp | 0.55962 | 0.60726 | 4.5553 | 12.3272 | -2.2585 | 2.7255 | DROP | DROP | DROP | DROP | DROP | DROP | [5 empty] | 0.60726 | DROP | 0.55962 | 0 | DROP | DROP | DROP | DROP | DROP | DROP | 4.5553 | 0 | 12.3272 | DROP
DEF | N_WR_Premium T8 - Lamp Replacement | 13.4605 | 0.0032515 | 0.00074654 | 8 |  | 2.3604 | 0.37119 | 2.8816 | 5.6131 |  | 8.7184 | 0.52496 | 0 | 0.44 | 0.44 | 8.7184 | lamp | 0.34816 | 0.60726 | 5.817 | 19.8146 | -3.6303 | 4.6482 | DROP | DROP | DROP | DROP | DROP | DROP | [5 empty] | 0.60726 | DROP | 0.34816 | 0 | DROP | DROP | DROP | DROP | DROP | DROP | 5.817 | 0 | 19.8146 | DROP
DEF | T_AS_Efficient Battery Charger | 1111.206 | 0.60888 | 0 | 7 |  | 169.3935 | 0 | 482.5604 | 651.9539 |  | 637.7726 | 43.337 | 0 | 400 | 400 | 637.7726 | unit | 3.8339 | 0.95719 | 1.4706 | 1.5944 | -29.1558 | 208.6169 | DROP | DROP | DROP | KEEP | KEEP | KEEP | [5 empty] | 0.95719 | DROP | 3.8339 | 191.3377 | DROP | DROP | DROP | DROP | DROP | DROP | 1.4706 | 191.3377 | 2.0728 | KEEP
DEF | T_CU_Efficient Battery Charger | 1111.206 | 0.60888 | 0 | 7 |  | 169.3935 | 0 | 482.5604 | 651.9539 |  | 637.7726 | 43.337 | 0 | 400 | 400 | 637.7726 | unit | 3.8339 | 0.95719 | 1.4706 | 1.5944 | -29.1558 | 208.6169 | DROP | DROP | DROP | KEEP | KEEP | KEEP | [5 empty] | 0.95719 | DROP | 3.8339 | 191.3377 | DROP | DROP | DROP | DROP | DROP | DROP | 1.4706 | 191.3377 | 2.0728 | KEEP
DEF | T_GR_Efficient Battery Charger | 1111.206 | 0.60888 | 0 | 7 |  | 169.3935 | 0 | 482.5604 | 651.9539 |  | 637.7726 | 43.337 | 0 | 400 | 400 | 637.7726 | unit | 3.8339 | 0.95719 | 1.4706 | 1.5944 | -29.1558 | 208.6169 | DROP | DROP | DROP | KEEP | KEEP | KEEP | [5 empty] | 0.95719 | DROP | 3.8339 | 191.3377 | DROP | DROP | DROP | DROP | DROP | DROP | 1.4706 | 191.3377 | 2.0728 | KEEP
DEF | T_HC_Efficient Battery Charger | 1111.206 | 0.60888 | 0 | 7 |  | 169.3935 | 0 | 482.5604 | 651.9539 |  | 637.7726 | 43.337 | 0 | 400 | 400 | 637.7726 | unit | 3.8339 | 0.95719 | 1.4706 | 1.5944 | -29.1558 | 208.6169 | DROP | DROP | DROP | KEEP | KEEP | KEEP | [5 empty] | 0.95719 | DROP | 3.8339 | 191.3377 | DROP | DROP | DROP | DROP | DROP | DROP | 1.4706 | 191.3377 | 2.0728 | KEEP
DEF | T_HS_Efficient Battery Charger | 1111.206 | 0.60888 | 0 | 7 |  | 169.3935 | 0 | 482.5604 | 651.9539 |  | 637.7726 | 43.337 | 0 | 400 | 400 | 637.7726 | unit | 3.8339 | 0.95719 | 1.4706 | 1.5944 | -29.1558 | 208.6169 | DROP | DROP | DROP | KEEP | KEEP | KEEP | [5 empty] | 0.95719 | DROP | 3.8339 | 191.3377 | DROP | DROP | DROP | DROP | DROP | DROP | 1.4706 | 191.3377 | 2.0728 | KEEP
DEF | T_IN_Efficient Battery Charger | 1111.206 | 0.60888 | 0 | 7 |  | 169.3935 | 0 | 482.5604 | 651.9539 |  | 637.7726 | 43.337 | 0 | 400 | 400 | 637.7726 | unit | 3.8339 | 0.95719 | 1.4706 | 1.5944 | -29.1558 | 208.6169 | DROP | DROP | DROP | KEEP | KEEP | KEEP | [5 empty] | 0.95719 | DROP | 3.8339 | 191.3377 | DROP | DROP | DROP | DROP | DROP | DROP | 1.4706 | 191.3377 | 2.0728 | KEEP
DEF | T_LG_Efficient Battery Charger | 1111.206 | 0.60888 | 0 | 7 |  | 169.3935 | 0 | 482.5604 | 651.9539 |  | 637.7726 | 43.337 | 0 | 400 | 400 | 637.7726 | unit | 3.8339 | 0.95719 | 1.4706 | 1.5944 | -29.1558 | 208.6169 | DROP | DROP | DROP | KEEP | KEEP | KEEP | [5 empty] | 0.95719 | DROP | 3.8339 | 191.3377 | DROP | DROP | DROP | DROP | DROP | DROP | 1.4706 | 191.3377 | 2.0728 | KEEP
DEF | T_MS_Efficient Battery Charger | 1111.206 | 0.60888 | 0 | 7 |  | 169.3935 | 0 | 482.5604 | 651.9539 |  | 637.7726 | 43.337 | 0 | 400 | 400 | 637.7726 | unit | 3.8339 | 0.95719 | 1.4706 | 1.5944 | -29.1558 | 208.6169 | DROP | DROP | DROP | KEEP | KEEP | KEEP | [5 empty] | 0.95719 | DROP | 3.8339 | 191.3377 | DROP | DROP | DROP | DROP | DROP | DROP | 1.4706 | 191.3377 | 2.0728 | KEEP
DEF | T_OF_Efficient Battery Charger | 1111.206 | 0.60888 | 0 | 7 |  | 169.3935 | 0 | 482.5604 | 651.9539 |  | 637.7726 | 43.337 | 0 | 400 | 400 | 637.7726 | unit | 3.8339 | 0.95719 | 1.4706 | 1.5944 | -29.1558 | 208.6169 | DROP | DROP | DROP | KEEP | KEEP | KEEP | [5 empty] | 0.95719 | DROP | 3.8339 | 191.3377 | DROP | DROP | DROP | DROP | DROP | DROP | 1.4706 | 191.3377 | 2.0728 | KEEP
DEF | T_RS_Efficient Battery Charger | 1111.206 | 0.60888 | 0 | 7 |  | 169.3935 | 0 | 482.5604 | 651.9539 |  | 637.7726 | 43.337 | 0 | 400 | 400 | 637.7726 | unit | 3.8339 | 0.95719 | 1.4706 | 1.5944 | -29.1558 | 208.6169 | DROP | DROP | DROP | KEEP | KEEP | KEEP | [5 empty] | 0.95719 | DROP | 3.8339 | 191.3377 | DROP | DROP | DROP | DROP | DROP | DROP | 1.4706 | 191.3377 | 2.0728 | KEEP
DEF | T_RT_Efficient Battery Charger | 1111.206 | 0.60888 | 0 | 7 |  | 169.3935 | 0 | 482.5604 | 651.9539 |  | 637.7726 | 43.337 | 0 | 400 | 400 | 637.7726 | unit | 3.8339 | 0.95719 | 1.4706 | 1.5944 | -29.1558 | 208.6169 | DROP | DROP | DROP | KEEP | KEEP | KEEP | [5 empty] | 0.95719 | DROP | 3.8339 | 191.3377 | DROP | DROP | DROP | DROP | DROP | DROP | 1.4706 | 191.3377 | 2.0728 | KEEP
DEF | T_SC_Efficient Battery Charger | 1111.206 | 0.60888 | 0 | 7 |  | 169.3935 | 0 | 482.5604 | 651.9539 |  | 637.7726 | 43.337 | 0 | 400 | 400 | 637.7726 | unit | 3.8339 | 0.95719 | 1.4706 | 1.5944 | -29.1558 | 208.6169 | DROP | DROP | DROP | KEEP | KEEP | KEEP | [5 empty] | 0.95719 | DROP | 3.8339 | 191.3377 | DROP | DROP | DROP | DROP | DROP | DROP | 1.4706 | 191.3377 | 2.0728 | KEEP
DEF | T_WR_Efficient Battery Charger | 1111.206 | 0.60888 | 0 | 7 |  | 169.3935 | 0 | 482.5604 | 651.9539 |  | 637.7726 | 43.337 | 0 | 400 | 400 | 637.7726 | unit | 3.8339 | 0.95719 | 1.4706 | 1.5944 | -29.1558 | 208.6169 | DROP | DROP | DROP | KEEP | KEEP | KEEP | [5 empty] | 0.95719 | DROP | 3.8339 | 191.3377 | DROP | DROP | DROP | DROP | DROP | DROP | 1.4706 | 191.3377 | 2.0728 | KEEP
DEF | N_AS_Efficient Battery Charger | 1111.206 | 0.60888 | 0 | 7 |  | 169.3935 | 0 | 482.5604 | 651.9539 |  | 637.7726 | 43.337 | 0 | 400 | 400 | 637.7726 | unit | 3.8339 | 0.95719 | 1.4706 | 1.5944 | -29.1558 | 208.6169 | DROP | DROP | DROP | KEEP | KEEP | KEEP | [5 empty] | 0.95719 | DROP | 3.8339 | 191.3377 | DROP | DROP | DROP | DROP | DROP | DROP | 1.4706 | 191.3377 | 2.0728 | KEEP
DEF | N_CU_Efficient Battery Charger | 1111.206 | 0.60888 | 0 | 7 |  | 169.3935 | 0 | 482.5604 | 651.9539 |  | 637.7726 | 43.337 | 0 | 400 | 400 | 637.7726 | unit | 3.8339 | 0.95719 | 1.4706 | 1.5944 | -29.1558 | 208.6169 | DROP | DROP | DROP | KEEP | KEEP | KEEP | [5 empty] | 0.95719 | DROP | 3.8339 | 191.3377 | DROP | DROP | DROP | DROP | DROP | DROP | 1.4706 | 191.3377 | 2.0728 | KEEP
DEF | N_GR_Efficient Battery Charger | 1111.206 | 0.60888 | 0 | 7 |  | 169.3935 | 0 | 482.5604 | 651.9539 |  | 637.7726 | 43.337 | 0 | 400 | 400 | 637.7726 | unit | 3.8339 | 0.95719 | 1.4706 | 1.5944 | -29.1558 | 208.6169 | DROP | DROP | DROP | KEEP | KEEP | KEEP | [5 empty] | 0.95719 | DROP | 3.8339 | 191.3377 | DROP | DROP | DROP | DROP | DROP | DROP | 1.4706 | 191.3377 | 2.0728 | KEEP
DEF | N_HC_Efficient Battery Charger | 1111.206 | 0.60888 | 0 | 7 |  | 169.3935 | 0 | 482.5604 | 651.9539 |  | 637.7726 | 43.337 | 0 | 400 | 400 | 637.7726 | unit | 3.8339 | 0.95719 | 1.4706 | 1.5944 | -29.1558 | 208.6169 | DROP | DROP | DROP | KEEP | KEEP | KEEP | [5 empty] | 0.95719 | DROP | 3.8339 | 191.3377 | DROP | DROP | DROP | DROP | DROP | DROP | 1.4706 | 191.3377 | 2.0728 | KEEP
DEF | N_HS_Efficient Battery Charger | 1111.206 | 0.60888 | 0 | 7 |  | 169.3935 | 0 | 482.5604 | 651.9539 |  | 637.7726 | 43.337 | 0 | 400 | 400 | 637.7726 | unit | 3.8339 | 0.95719 | 1.4706 | 1.5944 | -29.1558 | 208.6169 | DROP | DROP | DROP | KEEP | KEEP | KEEP | [5 empty] | 0.95719 | DROP | 3.8339 | 191.3377 | DROP | DROP | DROP | DROP | DROP | DROP | 1.4706 | 191.3377 | 2.0728 | KEEP
DEF | N_IN_Efficient Battery Charger | 1111.206 | 0.60888 | 0 | 7 |  | 169.3935 | 0 | 482.5604 | 651.9539 |  | 637.7726 | 43.337 | 0 | 400 | 400 | 637.7726 | unit | 3.8339 | 0.95719 | 1.4706 | 1.5944 | -29.1558 | 208.6169 | DROP | DROP | DROP | KEEP | KEEP | KEEP | [5 empty] | 0.95719 | DROP | 3.8339 | 191.3377 | DROP | DROP | DROP | DROP | DROP | DROP | 1.4706 | 191.3377 | 2.0728 | KEEP
DEF | N_LG_Efficient Battery Charger | 1111.206 | 0.60888 | 0 | 7 |  | 169.3935 | 0 | 482.5604 | 651.9539 |  | 637.7726 | 43.337 | 0 | 400 | 400 | 637.7726 | unit | 3.8339 | 0.95719 | 1.4706 | 1.5944 | -29.1558 | 208.6169 | DROP | DROP | DROP | KEEP | KEEP | KEEP | [5 empty] | 0.95719 | DROP | 3.8339 | 191.3377 | DROP | DROP | DROP | DROP | DROP | DROP | 1.4706 | 191.3377 | 2.0728 | KEEP
DEF | N_MS_Efficient Battery Charger | 1111.206 | 0.60888 | 0 | 7 |  | 169.3935 | 0 | 482.5604 | 651.9539 |  | 637.7726 | 43.337 | 0 | 400 | 400 | 637.7726 | unit | 3.8339 | 0.95719 | 1.4706 | 1.5944 | -29.1558 | 208.6169 | DROP | DROP | DROP | KEEP | KEEP | KEEP | [5 empty] | 0.95719 | DROP | 3.8339 | 191.3377 | DROP | DROP | DROP | DROP | DROP | DROP | 1.4706 | 191.3377 | 2.0728 | KEEP
DEF | N_OF_Efficient Battery Charger | 1111.206 | 0.60888 | 0 | 7 |  | 169.3935 | 0 | 482.5604 | 651.9539 |  | 637.7726 | 43.337 | 0 | 400 | 400 | 637.7726 | unit | 3.8339 | 0.95719 | 1.4706 | 1.5944 | -29.1558 | 208.6169 | DROP | DROP | DROP | KEEP | KEEP | KEEP | [5 empty] | 0.95719 | DROP | 3.8339 | 191.3377 | DROP | DROP | DROP | DROP | DROP | DROP | 1.4706 | 191.3377 | 2.0728 | KEEP
DEF | N_RS_Efficient Battery Charger | 1111.206 | 0.60888 | 0 | 7 |  | 169.3935 | 0 | 482.5604 | 651.9539 |  | 637.7726 | 43.337 | 0 | 400 | 400 | 637.7726 | unit | 3.8339 | 0.95719 | 1.4706 | 1.5944 | -29.1558 | 208.6169 | DROP | DROP | DROP | KEEP | KEEP | KEEP | [5 empty] | 0.95719 | DROP | 3.8339 | 191.3377 | DROP | DROP | DROP | DROP | DROP | DROP | 1.4706 | 191.3377 | 2.0728 | KEEP
DEF | N_RT_Efficient Battery Charger | 1111.206 | 0.60888 | 0 | 7 |  | 169.3935 | 0 | 482.5604 | 651.9539 |  | 637.7726 | 43.337 | 0 | 400 | 400 | 637.7726 | unit | 3.8339 | 0.95719 | 1.4706 | 1.5944 | -29.1558 | 208.6169 | DROP | DROP | DROP | KEEP | KEEP | KEEP | [5 empty] | 0.95719 | DROP | 3.8339 | 191.3377 | DROP | DROP | DROP | DROP | DROP | DROP | 1.4706 | 191.3377 | 2.0728 | KEEP
DEF | N_SC_Efficient Battery Charger | 1111.206 | 0.60888 | 0 | 7 |  | 169.3935 | 0 | 482.5604 | 651.9539 |  | 637.7726 | 43.337 | 0 | 400 | 400 | 637.7726 | unit | 3.8339 | 0.95719 | 1.4706 | 1.5944 | -29.1558 | 208.6169 | DROP | DROP | DROP | KEEP | KEEP | KEEP | [5 empty] | 0.95719 | DROP | 3.8339 | 191.3377 | DROP | DROP | DROP | DROP | DROP | DROP | 1.4706 | 191.3377 | 2.0728 | KEEP
DEF | N_WR_Efficient Battery Charger | 1111.206 | 0.60888 | 0 | 7 |  | 169.3935 | 0 | 482.5604 | 651.9539 |  | 637.7726 | 43.337 | 0 | 400 | 400 | 637.7726 | unit | 3.8339 | 0.95719 | 1.4706 | 1.5944 | -29.1558 | 208.6169 | DROP | DROP | DROP | KEEP | KEEP | KEEP | [5 empty] | 0.95719 | DROP | 3.8339 | 191.3377 | DROP | DROP | DROP | DROP | DROP | DROP | 1.4706 | 191.3377 | 2.0728 | KEEP
DEF | T_AS_ENERGY STAR Commercial Clothes Washer | 1060.1591 | 0 | 0 | 7 |  | 161.6119 | 0 | 0 | 161.6119 |  | 608.4745 | 41.3462 | 0 | 550 | 550 | 608.4745 | unit | 5.5255 | 0.2487 | 0.27329 | 1.1063 | -488.2088 | -429.7343 | DROP | DROP | DROP | DROP | DROP | DROP | [5 empty] | 0.2487 | DROP | 5.5255 | 350.9233 | DROP | DROP | DROP | DROP | DROP | DROP | 0.27329 | 350.9233 | 1.7444 | DROP
DEF | T_CU_ENERGY STAR Commercial Clothes Washer | 1060.1591 | 0.10782 | 0.1241 | 7 |  | 161.6119 | 0 | 90.9264 | 252.5383 |  | 608.4745 | 41.3462 | 0 | 550 | 550 | 608.4745 | unit | 5.5255 | 0.38863 | 0.42706 | 1.1063 | -397.2823 | -338.8079 | DROP | DROP | DROP | DROP | DROP | DROP | [5 empty] | 0.38863 | DROP | 5.5255 | 350.9233 | DROP | DROP | DROP | DROP | DROP | DROP | 0.42706 | 350.9233 | 1.7444 | DROP
DEF | T_GR_ENERGY STAR Commercial Clothes Washer | 1060.1591 | 0.092846 | 0.067168 | 7 |  | 161.6119 | 0 | 73.5837 | 235.1956 |  | 608.4745 | 41.3462 | 0 | 550 | 550 | 608.4745 | unit | 5.5255 | 0.36194 | 0.39773 | 1.1063 | -414.6251 | -356.1507 | DROP | DROP | DROP | DROP | DROP | DROP | [5 empty] | 0.36194 | DROP | 5.5255 | 350.9233 | DROP | DROP | DROP | DROP | DROP | DROP | 0.39773 | 350.9233 | 1.7444 | DROP
DEF | T_HC_ENERGY STAR Commercial Clothes Washer | 1060.1591 | 0.092846 | 0.067168 | 7 |  | 161.6119 | 0 | 73.5837 | 235.1956 |  | 608.4745 | 41.3462 | 0 | 550 | 550 | 608.4745 | unit | 5.5255 | 0.36194 | 0.39773 | 1.1063 | -414.6251 | -356.1507 | DROP | DROP | DROP | DROP | DROP | DROP | [5 empty] | 0.36194 | DROP | 5.5255 | 350.9233 | DROP | DROP | DROP | DROP | DROP | DROP | 0.39773 | 350.9233 | 1.7444 | DROP
DEF | T_HS_ENERGY STAR Commercial Clothes Washer | 1060.1591 | 0.10782 | 0.1241 | 7 |  | 161.6119 | 0 | 90.9264 | 252.5383 |  | 608.4745 | 41.3462 | 0 | 550 | 550 | 608.4745 | unit | 5.5255 | 0.38863 | 0.42706 | 1.1063 | -397.2823 | -338.8079 | DROP | DROP | DROP | DROP | DROP | DROP | [5 empty] | 0.38863 | DROP | 5.5255 | 350.9233 | DROP | DROP | DROP | DROP | DROP | DROP | 0.42706 | 350.9233 | 1.7444 | DROP
DEF | T_IN_ENERGY STAR Commercial Clothes Washer | 1060.1591 | 0 | 0 | 7 |  | 161.6119 | 0 | 0 | 161.6119 |  | 608.4745 | 41.3462 | 0 | 550 | 550 | 608.4745 | unit | 5.5255 | 0.2487 | 0.27329 | 1.1063 | -488.2088 | -429.7343 | DROP | DROP | DROP | DROP | DROP | DROP | [5 empty] | 0.2487 | DROP | 5.5255 | 350.9233 | DROP | DROP | DROP | DROP | DROP | DROP | 0.27329 | 350.9233 | 1.7444 | DROP
DEF | T_LG_ENERGY STAR Commercial Clothes Washer | 1060.1591 | 0.10782 | 0.1241 | 7 |  | 161.6119 | 0 | 90.9264 | 252.5383 |  | 608.4745 | 41.3462 | 0 | 550 | 550 | 608.4745 | unit | 5.5255 | 0.38863 | 0.42706 | 1.1063 | -397.2823 | -338.8079 | DROP | DROP | DROP | DROP | DROP | DROP | [5 empty] | 0.38863 | DROP | 5.5255 | 350.9233 | DROP | DROP | DROP | DROP | DROP | DROP | 0.42706 | 350.9233 | 1.7444 | DROP
DEF | T_MS_ENERGY STAR Commercial Clothes Washer | 1060.1591 | 0 | 0 | 7 |  | 161.6119 | 0 | 0 | 161.6119 |  | 608.4745 | 41.3462 | 0 | 550 | 550 | 608.4745 | unit | 5.5255 | 0.2487 | 0.27329 | 1.1063 | -488.2088 | -429.7343 | DROP | DROP | DROP | DROP | DROP | DROP | [5 empty] | 0.2487 | DROP | 5.5255 | 350.9233 | DROP | DROP | DROP | DROP | DROP | DROP | 0.27329 | 350.9233 | 1.7444 | DROP
DEF | T_OF_ENERGY STAR Commercial Clothes Washer | 1060.1591 | 0.092846 | 0.067168 | 7 |  | 161.6119 | 0 | 73.5837 | 235.1956 |  | 608.4745 | 41.3462 | 0 | 550 | 550 | 608.4745 | unit | 5.5255 | 0.36194 | 0.39773 | 1.1063 | -414.6251 | -356.1507 | DROP | DROP | DROP | DROP | DROP | DROP | [5 empty] | 0.36194 | DROP | 5.5255 | 350.9233 | DROP | DROP | DROP | DROP | DROP | DROP | 0.39773 | 350.9233 | 1.7444 | DROP
DEF | T_RS_ENERGY STAR Commercial Clothes Washer | 1060.1591 | 0 | 0 | 7 |  | 161.6119 | 0 | 0 | 161.6119 |  | 608.4745 | 41.3462 | 0 | 550 | 550 | 608.4745 | unit | 5.5255 | 0.2487 | 0.27329 | 1.1063 | -488.2088 | -429.7343 | DROP | DROP | DROP | DROP | DROP | DROP | [5 empty] | 0.2487 | DROP | 5.5255 | 350.9233 | DROP | DROP | DROP | DROP | DROP | DROP | 0.27329 | 350.9233 | 1.7444 | DROP
DEF | T_RT_ENERGY STAR Commercial Clothes Washer | 1060.1591 | 0.092846 | 0.067168 | 7 |  | 161.6119 | 0 | 73.5837 | 235.1956 |  | 608.4745 | 41.3462 | 0 | 550 | 550 | 608.4745 | unit | 5.5255 | 0.36194 | 0.39773 | 1.1063 | -414.6251 | -356.1507 | DROP | DROP | DROP | DROP | DROP | DROP | [5 empty] | 0.36194 | DROP | 5.5255 | 350.9233 | DROP | DROP | DROP | DROP | DROP | DROP | 0.39773 | 350.9233 | 1.7444 | DROP
DEF | T_SC_ENERGY STAR Commercial Clothes Washer | 1060.1591 | 0.10782 | 0.1241 | 7 |  | 161.6119 | 0 | 90.9264 | 252.5383 |  | 608.4745 | 41.3462 | 0 | 550 | 550 | 608.4745 | unit | 5.5255 | 0.38863 | 0.42706 | 1.1063 | -397.2823 | -338.8079 | DROP | DROP | DROP | DROP | DROP | DROP | [5 empty] | 0.38863 | DROP | 5.5255 | 350.9233 | DROP | DROP | DROP | DROP | DROP | DROP | 0.42706 | 350.9233 | 1.7444 | DROP
DEF | T_WR_ENERGY STAR Commercial Clothes Washer | 1060.1591 | 0 | 0 | 7 |  | 161.6119 | 0 | 0 | 161.6119 |  | 608.4745 | 41.3462 | 0 | 550 | 550 | 608.4745 | unit | 5.5255 | 0.2487 | 0.27329 | 1.1063 | -488.2088 | -429.7343 | DROP | DROP | DROP | DROP | DROP | DROP | [5 empty] | 0.2487 | DROP | 5.5255 | 350.9233 | DROP | DROP | DROP | DROP | DROP | DROP | 0.27329 | 350.9233 | 1.7444 | DROP
DEF | N_AS_ENERGY STAR Commercial Clothes Washer | 1060.1591 | 0 | 0 | 7 |  | 161.6119 | 0 | 0 | 161.6119 |  | 608.4745 | 41.3462 | 0 | 550 | 550 | 608.4745 | unit | 5.5255 | 0.2487 | 0.27329 | 1.1063 | -488.2088 | -429.7343 | DROP | DROP | DROP | DROP | DROP | DROP | [5 empty] | 0.2487 | DROP | 5.5255 | 350.9233 | DROP | DROP | DROP | DROP | DROP | DROP | 0.27329 | 350.9233 | 1.7444 | DROP
DEF | N_CU_ENERGY STAR Commercial Clothes Washer | 1060.1591 | 0.10782 | 0.1241 | 7 |  | 161.6119 | 0 | 90.9264 | 252.5383 |  | 608.4745 | 41.3462 | 0 | 550 | 550 | 608.4745 | unit | 5.5255 | 0.38863 | 0.42706 | 1.1063 | -397.2823 | -338.8079 | DROP | DROP | DROP | DROP | DROP | DROP | [5 empty] | 0.38863 | DROP | 5.5255 | 350.9233 | DROP | DROP | DROP | DROP | DROP | DROP | 0.42706 | 350.9233 | 1.7444 | DROP
DEF | N_GR_ENERGY STAR Commercial Clothes Washer | 1060.1591 | 0.092846 | 0.067168 | 7 |  | 161.6119 | 0 | 73.5837 | 235.1956 |  | 608.4745 | 41.3462 | 0 | 550 | 550 | 608.4745 | unit | 5.5255 | 0.36194 | 0.39773 | 1.1063 | -414.6251 | -356.1507 | DROP | DROP | DROP | DROP | DROP | DROP | [5 empty] | 0.36194 | DROP | 5.5255 | 350.9233 | DROP | DROP | DROP | DROP | DROP | DROP | 0.39773 | 350.9233 | 1.7444 | DROP
DEF | N_HC_ENERGY STAR Commercial Clothes Washer | 1060.1591 | 0.092846 | 0.067168 | 7 |  | 161.6119 | 0 | 73.5837 | 235.1956 |  | 608.4745 | 41.3462 | 0 | 550 | 550 | 608.4745 | unit | 5.5255 | 0.36194 | 0.39773 | 1.1063 | -414.6251 | -356.1507 | DROP | DROP | DROP | DROP | DROP | DROP | [5 empty] | 0.36194 | DROP | 5.5255 | 350.9233 | DROP | DROP | DROP | DROP | DROP | DROP | 0.39773 | 350.9233 | 1.7444 | DROP
DEF | N_HS_ENERGY STAR Commercial Clothes Washer | 1060.1591 | 0.10782 | 0.1241 | 7 |  | 161.6119 | 0 | 90.9264 | 252.5383 |  | 608.4745 | 41.3462 | 0 | 550 | 550 | 608.4745 | unit | 5.5255 | 0.38863 | 0.42706 | 1.1063 | -397.2823 | -338.8079 | DROP | DROP | DROP | DROP | DROP | DROP | [5 empty] | 0.38863 | DROP | 5.5255 | 350.9233 | DROP | DROP | DROP | DROP | DROP | DROP | 0.42706 | 350.9233 | 1.7444 | DROP
DEF | N_IN_ENERGY STAR Commercial Clothes Washer | 1060.1591 | 0 | 0 | 7 |  | 161.6119 | 0 | 0 | 161.6119 |  | 608.4745 | 41.3462 | 0 | 550 | 550 | 608.4745 | unit | 5.5255 | 0.2487 | 0.27329 | 1.1063 | -488.2088 | -429.7343 | DROP | DROP | DROP | DROP | DROP | DROP | [5 empty] | 0.2487 | DROP | 5.5255 | 350.9233 | DROP | DROP | DROP | DROP | DROP | DROP | 0.27329 | 350.9233 | 1.7444 | DROP
DEF | N_LG_ENERGY STAR Commercial Clothes Washer | 1060.1591 | 0.10782 | 0.1241 | 7 |  | 161.6119 | 0 | 90.9264 | 252.5383 |  | 608.4745 | 41.3462 | 0 | 550 | 550 | 608.4745 | unit | 5.5255 | 0.38863 | 0.42706 | 1.1063 | -397.2823 | -338.8079 | DROP | DROP | DROP | DROP | DROP | DROP | [5 empty] | 0.38863 | DROP | 5.5255 | 350.9233 | DROP | DROP | DROP | DROP | DROP | DROP | 0.42706 | 350.9233 | 1.7444 | DROP
DEF | N_MS_ENERGY STAR Commercial Clothes Washer | 1060.1591 | 0 | 0 | 7 |  | 161.6119 | 0 | 0 | 161.6119 |  | 608.4745 | 41.3462 | 0 | 550 | 550 | 608.4745 | unit | 5.5255 | 0.2487 | 0.27329 | 1.1063 | -488.2088 | -429.7343 | DROP | DROP | DROP | DROP | DROP | DROP | [5 empty] | 0.2487 | DROP | 5.5255 | 350.9233 | DROP | DROP | DROP | DROP | DROP | DROP | 0.27329 | 350.9233 | 1.7444 | DROP
DEF | N_OF_ENERGY STAR Commercial Clothes Washer | 1060.1591 | 0.092846 | 0.067168 | 7 |  | 161.6119 | 0 | 73.5837 | 235.1956 |  | 608.4745 | 41.3462 | 0 | 550 | 550 | 608.4745 | unit | 5.5255 | 0.36194 | 0.39773 | 1.1063 | -414.6251 | -356.1507 | DROP | DROP | DROP | DROP | DROP | DROP | [5 empty] | 0.36194 | DROP | 5.5255 | 350.9233 | DROP | DROP | DROP | DROP | DROP | DROP | 0.39773 | 350.9233 | 1.7444 | DROP
DEF | N_RS_ENERGY STAR Commercial Clothes Washer | 1060.1591 | 0 | 0 | 7 |  | 161.6119 | 0 | 0 | 161.6119 |  | 608.4745 | 41.3462 | 0 | 550 | 550 | 608.4745 | unit | 5.5255 | 0.2487 | 0.27329 | 1.1063 | -488.2088 | -429.7343 | DROP | DROP | DROP | DROP | DROP | DROP | [5 empty] | 0.2487 | DROP | 5.5255 | 350.9233 | DROP | DROP | DROP | DROP | DROP | DROP | 0.27329 | 350.9233 | 1.7444 | DROP
DEF | N_RT_ENERGY STAR Commercial Clothes Washer | 1060.1591 | 0.092846 | 0.067168 | 7 |  | 161.6119 | 0 | 73.5837 | 235.1956 |  | 608.4745 | 41.3462 | 0 | 550 | 550 | 608.4745 | unit | 5.5255 | 0.36194 | 0.39773 | 1.1063 | -414.6251 | -356.1507 | DROP | DROP | DROP | DROP | DROP | DROP | [5 empty] | 0.36194 | DROP | 5.5255 | 350.9233 | DROP | DROP | DROP | DROP | DROP | DROP | 0.39773 | 350.9233 | 1.7444 | DROP
DEF | N_SC_ENERGY STAR Commercial Clothes Washer | 1060.1591 | 0.10782 | 0.1241 | 7 |  | 161.6119 | 0 | 90.9264 | 252.5383 |  | 608.4745 | 41.3462 | 0 | 550 | 550 | 608.4745 | unit | 5.5255 | 0.38863 | 0.42706 | 1.1063 | -397.2823 | -338.8079 | DROP | DROP | DROP | DROP | DROP | DROP | [5 empty] | 0.38863 | DROP | 5.5255 | 350.9233 | DROP | DROP | DROP | DROP | DROP | DROP | 0.42706 | 350.9233 | 1.7444 | DROP
DEF | N_WR_ENERGY STAR Commercial Clothes Washer | 1060.1591 | 0 | 0 | 7 |  | 161.6119 | 0 | 0 | 161.6119 |  | 608.4745 | 41.3462 | 0 | 550 | 550 | 608.4745 | unit | 5.5255 | 0.2487 | 0.27329 | 1.1063 | -488.2088 | -429.7343 | DROP | DROP | DROP | DROP | DROP | DROP | [5 empty] | 0.2487 | DROP | 5.5255 | 350.9233 | DROP | DROP | DROP | DROP | DROP | DROP | 0.27329 | 350.9233 | 1.7444 | DROP
DEF | T_AS_ENERGY STAR Water Cooler | 547.5 | 0.095219 | 0.095219 | 10 |  | 119.8919 | 34.2416 | 101.082 | 255.2155 |  | 431.6948 | 21.3525 | 0 | 85 | 85 | 431.6948 | unit | 1.6535 | 0.56333 | 2.3997 | 5.0788 | -197.8318 | 148.863 | DROP | DROP | DROP | DROP | DROP | KEEP | [5 empty] | 0.56333 | DROP | 1.6535 | 0 | DROP | DROP | DROP | DROP | DROP | DROP | 2.3997 | 0 | 5.0788 | DROP
DEF | T_CU_ENERGY STAR Water Cooler | 547.5 | 0.095219 | 0.095219 | 10 |  | 119.8919 | 34.2416 | 101.082 | 255.2155 |  | 431.6948 | 21.3525 | 0 | 85 | 85 | 431.6948 | unit | 1.6535 | 0.56333 | 2.3997 | 5.0788 | -197.8318 | 148.863 | DROP | DROP | DROP | DROP | DROP | KEEP | [5 empty] | 0.56333 | DROP | 1.6535 | 0 | DROP | DROP | DROP | DROP | DROP | DROP | 2.3997 | 0 | 5.0788 | DROP
DEF | T_GR_ENERGY STAR Water Cooler | 547.5 | 0.095219 | 0.095219 | 10 |  | 119.8919 | 34.2416 | 101.082 | 255.2155 |  | 431.6948 | 21.3525 | 0 | 85 | 85 | 431.6948 | unit | 1.6535 | 0.56333 | 2.3997 | 5.0788 | -197.8318 | 148.863 | DROP | DROP | DROP | DROP | DROP | KEEP | [5 empty] | 0.56333 | DROP | 1.6535 | 0 | DROP | DROP | DROP | DROP | DROP | DROP | 2.3997 | 0 | 5.0788 | DROP
DEF | T_HC_ENERGY STAR Water Cooler | 547.5 | 0.095219 | 0.095219 | 10 |  | 119.8919 | 34.2416 | 101.082 | 255.2155 |  | 431.6948 | 21.3525 | 0 | 85 | 85 | 431.6948 | unit | 1.6535 | 0.56333 | 2.3997 | 5.0788 | -197.8318 | 148.863 | DROP | DROP | DROP | DROP | DROP | KEEP | [5 empty] | 0.56333 | DROP | 1.6535 | 0 | DROP | DROP | DROP | DROP | DROP | DROP | 2.3997 | 0 | 5.0788 | DROP
DEF | T_HS_ENERGY STAR Water Cooler | 547.5 | 0.095219 | 0.095219 | 10 |  | 119.8919 | 34.2416 | 101.082 | 255.2155 |  | 431.6948 | 21.3525 | 0 | 85 | 85 | 431.6948 | unit | 1.6535 | 0.56333 | 2.3997 | 5.0788 | -197.8318 | 148.863 | DROP | DROP | DROP | DROP | DROP | KEEP | [5 empty] | 0.56333 | DROP | 1.6535 | 0 | DROP | DROP | DROP | DROP | DROP | DROP | 2.3997 | 0 | 5.0788 | DROP
DEF | T_IN_ENERGY STAR Water Cooler | 547.5 | 0.095219 | 0.095219 | 10 |  | 119.8919 | 34.2416 | 101.082 | 255.2155 |  | 431.6948 | 21.3525 | 0 | 85 | 85 | 431.6948 | unit | 1.6535 | 0.56333 | 2.3997 | 5.0788 | -197.8318 | 148.863 | DROP | DROP | DROP | DROP | DROP | KEEP | [5 empty] | 0.56333 | DROP | 1.6535 | 0 | DROP | DROP | DROP | DROP | DROP | DROP | 2.3997 | 0 | 5.0788 | DROP
DEF | T_LG_ENERGY STAR Water Cooler | 547.5 | 0.095219 | 0.095219 | 10 |  | 119.8919 | 34.2416 | 101.082 | 255.2155 |  | 431.6948 | 21.3525 | 0 | 85 | 85 | 431.6948 | unit | 1.6535 | 0.56333 | 2.3997 | 5.0788 | -197.8318 | 148.863 | DROP | DROP | DROP | DROP | DROP | KEEP | [5 empty] | 0.56333 | DROP | 1.6535 | 0 | DROP | DROP | DROP | DROP | DROP | DROP | 2.3997 | 0 | 5.0788 | DROP
DEF | T_MS_ENERGY STAR Water Cooler | 547.5 | 0.095219 | 0.095219 | 10 |  | 119.8919 | 34.2416 | 101.082 | 255.2155 |  | 431.6948 | 21.3525 | 0 | 85 | 85 | 431.6948 | unit | 1.6535 | 0.56333 | 2.3997 | 5.0788 | -197.8318 | 148.863 | DROP | DROP | DROP | DROP | DROP | KEEP | [5 empty] | 0.56333 | DROP | 1.6535 | 0 | DROP | DROP | DROP | DROP | DROP | DROP | 2.3997 | 0 | 5.0788 | DROP
DEF | T_OF_ENERGY STAR Water Cooler | 547.5 | 0.095219 | 0.095219 | 10 |  | 119.8919 | 34.2416 | 101.082 | 255.2155 |  | 431.6948 | 21.3525 | 0 | 85 | 85 | 431.6948 | unit | 1.6535 | 0.56333 | 2.3997 | 5.0788 | -197.8318 | 148.863 | DROP | DROP | DROP | DROP | DROP | KEEP | [5 empty] | 0.56333 | DROP | 1.6535 | 0 | DROP | DROP | DROP | DROP | DROP | DROP | 2.3997 | 0 | 5.0788 | DROP
DEF | T_RS_ENERGY STAR Water Cooler | 547.5 | 0.095219 | 0.095219 | 10 |  | 119.8919 | 34.2416 | 101.082 | 255.2155 |  | 431.6948 | 21.3525 | 0 | 85 | 85 | 431.6948 | unit | 1.6535 | 0.56333 | 2.3997 | 5.0788 | -197.8318 | 148.863 | DROP | DROP | DROP | DROP | DROP | KEEP | [5 empty] | 0.56333 | DROP | 1.6535 | 0 | DROP | DROP | DROP | DROP | DROP | DROP | 2.3997 | 0 | 5.0788 | DROP
DEF | T_RT_ENERGY STAR Water Cooler | 547.5 | 0.095219 | 0.095219 | 10 |  | 119.8919 | 34.2416 | 101.082 | 255.2155 |  | 431.6948 | 21.3525 | 0 | 85 | 85 | 431.6948 | unit | 1.6535 | 0.56333 | 2.3997 | 5.0788 | -197.8318 | 148.863 | DROP | DROP | DROP | DROP | DROP | KEEP | [5 empty] | 0.56333 | DROP | 1.6535 | 0 | DROP | DROP | DROP | DROP | DROP | DROP | 2.3997 | 0 | 5.0788 | DROP
DEF | T_SC_ENERGY STAR Water Cooler | 547.5 | 0.095219 | 0.095219 | 10 |  | 119.8919 | 34.2416 | 101.082 | 255.2155 |  | 431.6948 | 21.3525 | 0 | 85 | 85 | 431.6948 | unit | 1.6535 | 0.56333 | 2.3997 | 5.0788 | -197.8318 | 148.863 | DROP | DROP | DROP | DROP | DROP | KEEP | [5 empty] | 0.56333 | DROP | 1.6535 | 0 | DROP | DROP | DROP | DROP | DROP | DROP | 2.3997 | 0 | 5.0788 | DROP
DEF | T_WR_ENERGY STAR Water Cooler | 547.5 | 0.095219 | 0.095219 | 10 |  | 119.8919 | 34.2416 | 101.082 | 255.2155 |  | 431.6948 | 21.3525 | 0 | 85 | 85 | 431.6948 | unit | 1.6535 | 0.56333 | 2.3997 | 5.0788 | -197.8318 | 148.863 | DROP | DROP | DROP | DROP | DROP | KEEP | [5 empty] | 0.56333 | DROP | 1.6535 | 0 | DROP | DROP | DROP | DROP | DROP | DROP | 2.3997 | 0 | 5.0788 | DROP
DEF | N_AS_ENERGY STAR Water Cooler | 547.5 | 0.095219 | 0.095219 | 10 |  | 119.8919 | 34.2416 | 101.082 | 255.2155 |  | 431.6948 | 21.3525 | 0 | 85 | 85 | 431.6948 | unit | 1.6535 | 0.56333 | 2.3997 | 5.0788 | -197.8318 | 148.863 | DROP | DROP | DROP | DROP | DROP | KEEP | [5 empty] | 0.56333 | DROP | 1.6535 | 0 | DROP | DROP | DROP | DROP | DROP | DROP | 2.3997 | 0 | 5.0788 | DROP
DEF | N_CU_ENERGY STAR Water Cooler | 547.5 | 0.095219 | 0.095219 | 10 |  | 119.8919 | 34.2416 | 101.082 | 255.2155 |  | 431.6948 | 21.3525 | 0 | 85 | 85 | 431.6948 | unit | 1.6535 | 0.56333 | 2.3997 | 5.0788 | -197.8318 | 148.863 | DROP | DROP | DROP | DROP | DROP | KEEP | [5 empty] | 0.56333 | DROP | 1.6535 | 0 | DROP | DROP | DROP | DROP | DROP | DROP | 2.3997 | 0 | 5.0788 | DROP
DEF | N_GR_ENERGY STAR Water Cooler | 547.5 | 0.095219 | 0.095219 | 10 |  | 119.8919 | 34.2416 | 101.082 | 255.2155 |  | 431.6948 | 21.3525 | 0 | 85 | 85 | 431.6948 | unit | 1.6535 | 0.56333 | 2.3997 | 5.0788 | -197.8318 | 148.863 | DROP | DROP | DROP | DROP | DROP | KEEP | [5 empty] | 0.56333 | DROP | 1.6535 | 0 | DROP | DROP | DROP | DROP | DROP | DROP | 2.3997 | 0 | 5.0788 | DROP
DEF | N_HC_ENERGY STAR Water Cooler | 547.5 | 0.095219 | 0.095219 | 10 |  | 119.8919 | 34.2416 | 101.082 | 255.2155 |  | 431.6948 | 21.3525 | 0 | 85 | 85 | 431.6948 | unit | 1.6535 | 0.56333 | 2.3997 | 5.0788 | -197.8318 | 148.863 | DROP | DROP | DROP | DROP | DROP | KEEP | [5 empty] | 0.56333 | DROP | 1.6535 | 0 | DROP | DROP | DROP | DROP | DROP | DROP | 2.3997 | 0 | 5.0788 | DROP
DEF | N_HS_ENERGY STAR Water Cooler | 547.5 | 0.095219 | 0.095219 | 10 |  | 119.8919 | 34.2416 | 101.082 | 255.2155 |  | 431.6948 | 21.3525 | 0 | 85 | 85 | 431.6948 | unit | 1.6535 | 0.56333 | 2.3997 | 5.0788 | -197.8318 | 148.863 | DROP | DROP | DROP | DROP | DROP | KEEP | [5 empty] | 0.56333 | DROP | 1.6535 | 0 | DROP | DROP | DROP | DROP | DROP | DROP | 2.3997 | 0 | 5.0788 | DROP
DEF | N_IN_ENERGY STAR Water Cooler | 547.5 | 0.095219 | 0.095219 | 10 |  | 119.8919 | 34.2416 | 101.082 | 255.2155 |  | 431.6948 | 21.3525 | 0 | 85 | 85 | 431.6948 | unit | 1.6535 | 0.56333 | 2.3997 | 5.0788 | -197.8318 | 148.863 | DROP | DROP | DROP | DROP | DROP | KEEP | [5 empty] | 0.56333 | DROP | 1.6535 | 0 | DROP | DROP | DROP | DROP | DROP | DROP | 2.3997 | 0 | 5.0788 | DROP
DEF | N_LG_ENERGY STAR Water Cooler | 547.5 | 0.095219 | 0.095219 | 10 |  | 119.8919 | 34.2416 | 101.082 | 255.2155 |  | 431.6948 | 21.3525 | 0 | 85 | 85 | 431.6948 | unit | 1.6535 | 0.56333 | 2.3997 | 5.0788 | -197.8318 | 148.863 | DROP | DROP | DROP | DROP | DROP | KEEP | [5 empty] | 0.56333 | DROP | 1.6535 | 0 | DROP | DROP | DROP | DROP | DROP | DROP | 2.3997 | 0 | 5.0788 | DROP
DEF | N_MS_ENERGY STAR Water Cooler | 547.5 | 0.095219 | 0.095219 | 10 |  | 119.8919 | 34.2416 | 101.082 | 255.2155 |  | 431.6948 | 21.3525 | 0 | 85 | 85 | 431.6948 | unit | 1.6535 | 0.56333 | 2.3997 | 5.0788 | -197.8318 | 148.863 | DROP | DROP | DROP | DROP | DROP | KEEP | [5 empty] | 0.56333 | DROP | 1.6535 | 0 | DROP | DROP | DROP | DROP | DROP | DROP | 2.3997 | 0 | 5.0788 | DROP
DEF | N_OF_ENERGY STAR Water Cooler | 547.5 | 0.095219 | 0.095219 | 10 |  | 119.8919 | 34.2416 | 101.082 | 255.2155 |  | 431.6948 | 21.3525 | 0 | 85 | 85 | 431.6948 | unit | 1.6535 | 0.56333 | 2.3997 | 5.0788 | -197.8318 | 148.863 | DROP | DROP | DROP | DROP | DROP | KEEP | [5 empty] | 0.56333 | DROP | 1.6535 | 0 | DROP | DROP | DROP | DROP | DROP | DROP | 2.3997 | 0 | 5.0788 | DROP
DEF | N_RS_ENERGY STAR Water Cooler | 547.5 | 0.095219 | 0.095219 | 10 |  | 119.8919 | 34.2416 | 101.082 | 255.2155 |  | 431.6948 | 21.3525 | 0 | 85 | 85 | 431.6948 | unit | 1.6535 | 0.56333 | 2.3997 | 5.0788 | -197.8318 | 148.863 | DROP | DROP | DROP | DROP | DROP | KEEP | [5 empty] | 0.56333 | DROP | 1.6535 | 0 | DROP | DROP | DROP | DROP | DROP | DROP | 2.3997 | 0 | 5.0788 | DROP
DEF | N_RT_ENERGY STAR Water Cooler | 547.5 | 0.095219 | 0.095219 | 10 |  | 119.8919 | 34.2416 | 101.082 | 255.2155 |  | 431.6948 | 21.3525 | 0 | 85 | 85 | 431.6948 | unit | 1.6535 | 0.56333 | 2.3997 | 5.0788 | -197.8318 | 148.863 | DROP | DROP | DROP | DROP | DROP | KEEP | [5 empty] | 0.56333 | DROP | 1.6535 | 0 | DROP | DROP | DROP | DROP | DROP | DROP | 2.3997 | 0 | 5.0788 | DROP
DEF | N_SC_ENERGY STAR Water Cooler | 547.5 | 0.095219 | 0.095219 | 10 |  | 119.8919 | 34.2416 | 101.082 | 255.2155 |  | 431.6948 | 21.3525 | 0 | 85 | 85 | 431.6948 | unit | 1.6535 | 0.56333 | 2.3997 | 5.0788 | -197.8318 | 148.863 | DROP | DROP | DROP | DROP | DROP | KEEP | [5 empty] | 0.56333 | DROP | 1.6535 | 0 | DROP | DROP | DROP | DROP | DROP | DROP | 2.3997 | 0 | 5.0788 | DROP
DEF | N_WR_ENERGY STAR Water Cooler | 547.5 | 0.095219 | 0.095219 | 10 |  | 119.8919 | 34.2416 | 101.082 | 255.2155 |  | 431.6948 | 21.3525 | 0 | 85 | 85 | 431.6948 | unit | 1.6535 | 0.56333 | 2.3997 | 5.0788 | -197.8318 | 148.863 | DROP | DROP | DROP | DROP | DROP | KEEP | [5 empty] | 0.56333 | DROP | 1.6535 | 0 | DROP | DROP | DROP | DROP | DROP | DROP | 2.3997 | 0 | 5.0788 | DROP
DEF | T_AS_Heat Pump Pool Heater | 9411.7647 | 0 | 0.34381 | 15 |  | 2744.2889 | 279.2265 | 456.3431 | 3479.8586 |  | 10423.2231 | 367.0588 | 0 | 906.95 | 906.95 | 10423.2231 | unit | 1.0263 | 0.3225 | 2.7314 | 11.4926 | -7310.4233 | 2205.8498 | DROP | DROP | DROP | DROP | DROP | KEEP | [5 empty] | 0.3225 | DROP | 1.0263 | 0 | DROP | DROP | DROP | DROP | DROP | DROP | 2.7314 | 0 | 11.4926 | DROP
DEF | T_CU_Heat Pump Pool Heater | 9411.7647 | 0 | 0.34381 | 15 |  | 2744.2889 | 279.2265 | 456.3431 | 3479.8586 |  | 10423.2231 | 367.0588 | 0 | 906.95 | 906.95 | 10423.2231 | unit | 1.0263 | 0.3225 | 2.7314 | 11.4926 | -7310.4233 | 2205.8498 | DROP | DROP | DROP | DROP | DROP | KEEP | [5 empty] | 0.3225 | DROP | 1.0263 | 0 | DROP | DROP | DROP | DROP | DROP | DROP | 2.7314 | 0 | 11.4926 | DROP
DEF | T_GR_Heat Pump Pool Heater | 9411.7647 | 0 | 0.34381 | 15 |  | 2744.2889 | 279.2265 | 456.3431 | 3479.8586 |  | 10423.2231 | 367.0588 | 0 | 906.95 | 906.95 | 10423.2231 | unit | 1.0263 | 0.3225 | 2.7314 | 11.4926 | -7310.4233 | 2205.8498 | DROP | DROP | DROP | DROP | DROP | KEEP | [5 empty] | 0.3225 | DROP | 1.0263 | 0 | DROP | DROP | DROP | DROP | DROP | DROP | 2.7314 | 0 | 11.4926 | DROP
DEF | T_HC_Heat Pump Pool Heater | 9411.7647 | 0 | 0.34381 | 15 |  | 2744.2889 | 279.2265 | 456.3431 | 3479.8586 |  | 10423.2231 | 367.0588 | 0 | 906.95 | 906.95 | 10423.2231 | unit | 1.0263 | 0.3225 | 2.7314 | 11.4926 | -7310.4233 | 2205.8498 | DROP | DROP | DROP | DROP | DROP | KEEP | [5 empty] | 0.3225 | DROP | 1.0263 | 0 | DROP | DROP | DROP | DROP | DROP | DROP | 2.7314 | 0 | 11.4926 | DROP
DEF | T_HS_Heat Pump Pool Heater | 9411.7647 | 0 | 0.34381 | 15 |  | 2744.2889 | 279.2265 | 456.3431 | 3479.8586 |  | 10423.2231 | 367.0588 | 0 | 906.95 | 906.95 | 10423.2231 | unit | 1.0263 | 0.3225 | 2.7314 | 11.4926 | -7310.4233 | 2205.8498 | DROP | DROP | DROP | DROP | DROP | KEEP | [5 empty] | 0.3225 | DROP | 1.0263 | 0 | DROP | DROP | DROP | DROP | DROP | DROP | 2.7314 | 0 | 11.4926 | DROP
DEF | T_IN_Heat Pump Pool Heater | 9411.7647 | 0 | 0.34381 | 15 |  | 2744.2889 | 279.2265 | 456.3431 | 3479.8586 |  | 10423.2231 | 367.0588 | 0 | 906.95 | 906.95 | 10423.2231 | unit | 1.0263 | 0.3225 | 2.7314 | 11.4926 | -7310.4233 | 2205.8498 | DROP | DROP | DROP | DROP | DROP | KEEP | [5 empty] | 0.3225 | DROP | 1.0263 | 0 | DROP | DROP | DROP | DROP | DROP | DROP | 2.7314 | 0 | 11.4926 | DROP
DEF | T_LG_Heat Pump Pool Heater | 9411.7647 | 0 | 0.34381 | 15 |  | 2744.2889 | 279.2265 | 456.3431 | 3479.8586 |  | 10423.2231 | 367.0588 | 0 | 906.95 | 906.95 | 10423.2231 | unit | 1.0263 | 0.3225 | 2.7314 | 11.4926 | -7310.4233 | 2205.8498 | DROP | DROP | DROP | DROP | DROP | KEEP | [5 empty] | 0.3225 | DROP | 1.0263 | 0 | DROP | DROP | DROP | DROP | DROP | DROP | 2.7314 | 0 | 11.4926 | DROP
DEF | T_MS_Heat Pump Pool Heater | 9411.7647 | 0 | 0.34381 | 15 |  | 2744.2889 | 279.2265 | 456.3431 | 3479.8586 |  | 10423.2231 | 367.0588 | 0 | 906.95 | 906.95 | 10423.2231 | unit | 1.0263 | 0.3225 | 2.7314 | 11.4926 | -7310.4233 | 2205.8498 | DROP | DROP | DROP | DROP | DROP | KEEP | [5 empty] | 0.3225 | DROP | 1.0263 | 0 | DROP | DROP | DROP | DROP | DROP | DROP | 2.7314 | 0 | 11.4926 | DROP
DEF | T_OF_Heat Pump Pool Heater | 9411.7647 | 0 | 0.34381 | 15 |  | 2744.2889 | 279.2265 | 456.3431 | 3479.8586 |  | 10423.2231 | 367.0588 | 0 | 906.95 | 906.95 | 10423.2231 | unit | 1.0263 | 0.3225 | 2.7314 | 11.4926 | -7310.4233 | 2205.8498 | DROP | DROP | DROP | DROP | DROP | KEEP | [5 empty] | 0.3225 | DROP | 1.0263 | 0 | DROP | DROP | DROP | DROP | DROP | DROP | 2.7314 | 0 | 11.4926 | DROP
DEF | T_RS_Heat Pump Pool Heater | 9411.7647 | 0 | 0.34381 | 15 |  | 2744.2889 | 279.2265 | 456.3431 | 3479.8586 |  | 10423.2231 | 367.0588 | 0 | 906.95 | 906.95 | 10423.2231 | unit | 1.0263 | 0.3225 | 2.7314 | 11.4926 | -7310.4233 | 2205.8498 | DROP | DROP | DROP | DROP | DROP | KEEP | [5 empty] | 0.3225 | DROP | 1.0263 | 0 | DROP | DROP | DROP | DROP | DROP | DROP | 2.7314 | 0 | 11.4926 | DROP
DEF | T_RT_Heat Pump Pool Heater | 9411.7647 | 0 | 0.34381 | 15 |  | 2744.2889 | 279.2265 | 456.3431 | 3479.8586 |  | 10423.2231 | 367.0588 | 0 | 906.95 | 906.95 | 10423.2231 | unit | 1.0263 | 0.3225 | 2.7314 | 11.4926 | -7310.4233 | 2205.8498 | DROP | DROP | DROP | DROP | DROP | KEEP | [5 empty] | 0.3225 | DROP | 1.0263 | 0 | DROP | DROP | DROP | DROP | DROP | DROP | 2.7314 | 0 | 11.4926 | DROP
DEF | T_SC_Heat Pump Pool Heater | 9411.7647 | 0 | 0.34381 | 15 |  | 2744.2889 | 279.2265 | 456.3431 | 3479.8586 |  | 10423.2231 | 367.0588 | 0 | 906.95 | 906.95 | 10423.2231 | unit | 1.0263 | 0.3225 | 2.7314 | 11.4926 | -7310.4233 | 2205.8498 | DROP | DROP | DROP | DROP | DROP | KEEP | [5 empty] | 0.3225 | DROP | 1.0263 | 0 | DROP | DROP | DROP | DROP | DROP | DROP | 2.7314 | 0 | 11.4926 | DROP
DEF | T_WR_Heat Pump Pool Heater | 9411.7647 | 0 | 0.34381 | 15 |  | 2744.2889 | 279.2265 | 456.3431 | 3479.8586 |  | 10423.2231 | 367.0588 | 0 | 906.95 | 906.95 | 10423.2231 | unit | 1.0263 | 0.3225 | 2.7314 | 11.4926 | -7310.4233 | 2205.8498 | DROP | DROP | DROP | DROP | DROP | KEEP | [5 empty] | 0.3225 | DROP | 1.0263 | 0 | DROP | DROP | DROP | DROP | DROP | DROP | 2.7314 | 0 | 11.4926 | DROP
DEF | N_AS_Heat Pump Pool Heater | 9411.7647 | 0 | 0.34381 | 15 |  | 2744.2889 | 279.2265 | 456.3431 | 3479.8586 |  | 10423.2231 | 367.0588 | 0 | 906.95 | 906.95 | 10423.2231 | unit | 1.0263 | 0.3225 | 2.7314 | 11.4926 | -7310.4233 | 2205.8498 | DROP | DROP | DROP | DROP | DROP | KEEP | [5 empty] | 0.3225 | DROP | 1.0263 | 0 | DROP | DROP | DROP | DROP | DROP | DROP | 2.7314 | 0 | 11.4926 | DROP
DEF | N_CU_Heat Pump Pool Heater | 9411.7647 | 0 | 0.34381 | 15 |  | 2744.2889 | 279.2265 | 456.3431 | 3479.8586 |  | 10423.2231 | 367.0588 | 0 | 906.95 | 906.95 | 10423.2231 | unit | 1.0263 | 0.3225 | 2.7314 | 11.4926 | -7310.4233 | 2205.8498 | DROP | DROP | DROP | DROP | DROP | KEEP | [5 empty] | 0.3225 | DROP | 1.0263 | 0 | DROP | DROP | DROP | DROP | DROP | DROP | 2.7314 | 0 | 11.4926 | DROP
DEF | N_GR_Heat Pump Pool Heater | 9411.7647 | 0 | 0.34381 | 15 |  | 2744.2889 | 279.2265 | 456.3431 | 3479.8586 |  | 10423.2231 | 367.0588 | 0 | 906.95 | 906.95 | 10423.2231 | unit | 1.0263 | 0.3225 | 2.7314 | 11.4926 | -7310.4233 | 2205.8498 | DROP | DROP | DROP | DROP | DROP | KEEP | [5 empty] | 0.3225 | DROP | 1.0263 | 0 | DROP | DROP | DROP | DROP | DROP | DROP | 2.7314 | 0 | 11.4926 | DROP
DEF | N_HC_Heat Pump Pool Heater | 9411.7647 | 0 | 0.34381 | 15 |  | 2744.2889 | 279.2265 | 456.3431 | 3479.8586 |  | 10423.2231 | 367.0588 | 0 | 906.95 | 906.95 | 10423.2231 | unit | 1.0263 | 0.3225 | 2.7314 | 11.4926 | -7310.4233 | 2205.8498 | DROP | DROP | DROP | DROP | DROP | KEEP | [5 empty] | 0.3225 | DROP | 1.0263 | 0 | DROP | DROP | DROP | DROP | DROP | DROP | 2.7314 | 0 | 11.4926 | DROP
DEF | N_HS_Heat Pump Pool Heater | 9411.7647 | 0 | 0.34381 | 15 |  | 2744.2889 | 279.2265 | 456.3431 | 3479.8586 |  | 10423.2231 | 367.0588 | 0 | 906.95 | 906.95 | 10423.2231 | unit | 1.0263 | 0.3225 | 2.7314 | 11.4926 | -7310.4233 | 2205.8498 | DROP | DROP | DROP | DROP | DROP | KEEP | [5 empty] | 0.3225 | DROP | 1.0263 | 0 | DROP | DROP | DROP | DROP | DROP | DROP | 2.7314 | 0 | 11.4926 | DROP
DEF | N_IN_Heat Pump Pool Heater | 9411.7647 | 0 | 0.34381 | 15 |  | 2744.2889 | 279.2265 | 456.3431 | 3479.8586 |  | 10423.2231 | 367.0588 | 0 | 906.95 | 906.95 | 10423.2231 | unit | 1.0263 | 0.3225 | 2.7314 | 11.4926 | -7310.4233 | 2205.8498 | DROP | DROP | DROP | DROP | DROP | KEEP | [5 empty] | 0.3225 | DROP | 1.0263 | 0 | DROP | DROP | DROP | DROP | DROP | DROP | 2.7314 | 0 | 11.4926 | DROP
DEF | N_LG_Heat Pump Pool Heater | 9411.7647 | 0 | 0.34381 | 15 |  | 2744.2889 | 279.2265 | 456.3431 | 3479.8586 |  | 10423.2231 | 367.0588 | 0 | 906.95 | 906.95 | 10423.2231 | unit | 1.0263 | 0.3225 | 2.7314 | 11.4926 | -7310.4233 | 2205.8498 | DROP | DROP | DROP | DROP | DROP | KEEP | [5 empty] | 0.3225 | DROP | 1.0263 | 0 | DROP | DROP | DROP | DROP | DROP | DROP | 2.7314 | 0 | 11.4926 | DROP
DEF | N_MS_Heat Pump Pool Heater | 9411.7647 | 0 | 0.34381 | 15 |  | 2744.2889 | 279.2265 | 456.3431 | 3479.8586 |  | 10423.2231 | 367.0588 | 0 | 906.95 | 906.95 | 10423.2231 | unit | 1.0263 | 0.3225 | 2.7314 | 11.4926 | -7310.4233 | 2205.8498 | DROP | DROP | DROP | DROP | DROP | KEEP | [5 empty] | 0.3225 | DROP | 1.0263 | 0 | DROP | DROP | DROP | DROP | DROP | DROP | 2.7314 | 0 | 11.4926 | DROP
DEF | N_OF_Heat Pump Pool Heater | 9411.7647 | 0 | 0.34381 | 15 |  | 2744.2889 | 279.2265 | 456.3431 | 3479.8586 |  | 10423.2231 | 367.0588 | 0 | 906.95 | 906.95 | 10423.2231 | unit | 1.0263 | 0.3225 | 2.7314 | 11.4926 | -7310.4233 | 2205.8498 | DROP | DROP | DROP | DROP | DROP | KEEP | [5 empty] | 0.3225 | DROP | 1.0263 | 0 | DROP | DROP | DROP | DROP | DROP | DROP | 2.7314 | 0 | 11.4926 | DROP
DEF | N_RS_Heat Pump Pool Heater | 9411.7647 | 0 | 0.34381 | 15 |  | 2744.2889 | 279.2265 | 456.3431 | 3479.8586 |  | 10423.2231 | 367.0588 | 0 | 906.95 | 906.95 | 10423.2231 | unit | 1.0263 | 0.3225 | 2.7314 | 11.4926 | -7310.4233 | 2205.8498 | DROP | DROP | DROP | DROP | DROP | KEEP | [5 empty] | 0.3225 | DROP | 1.0263 | 0 | DROP | DROP | DROP | DROP | DROP | DROP | 2.7314 | 0 | 11.4926 | DROP
DEF | N_RT_Heat Pump Pool Heater | 9411.7647 | 0 | 0.34381 | 15 |  | 2744.2889 | 279.2265 | 456.3431 | 3479.8586 |  | 10423.2231 | 367.0588 | 0 | 906.95 | 906.95 | 10423.2231 | unit | 1.0263 | 0.3225 | 2.7314 | 11.4926 | -7310.4233 | 2205.8498 | DROP | DROP | DROP | DROP | DROP | KEEP | [5 empty] | 0.3225 | DROP | 1.0263 | 0 | DROP | DROP | DROP | DROP | DROP | DROP | 2.7314 | 0 | 11.4926 | DROP
DEF | N_SC_Heat Pump Pool Heater | 9411.7647 | 0 | 0.34381 | 15 |  | 2744.2889 | 279.2265 | 456.3431 | 3479.8586 |  | 10423.2231 | 367.0588 | 0 | 906.95 | 906.95 | 10423.2231 | unit | 1.0263 | 0.3225 | 2.7314 | 11.4926 | -7310.4233 | 2205.8498 | DROP | DROP | DROP | DROP | DROP | KEEP | [5 empty] | 0.3225 | DROP | 1.0263 | 0 | DROP | DROP | DROP | DROP | DROP | DROP | 2.7314 | 0 | 11.4926 | DROP
DEF | N_WR_Heat Pump Pool Heater | 9411.7647 | 0 | 0.34381 | 15 |  | 2744.2889 | 279.2265 | 456.3431 | 3479.8586 |  | 10423.2231 | 367.0588 | 0 | 906.95 | 906.95 | 10423.2231 | unit | 1.0263 | 0.3225 | 2.7314 | 11.4926 | -7310.4233 | 2205.8498 | DROP | DROP | DROP | DROP | DROP | KEEP | [5 empty] | 0.3225 | DROP | 1.0263 | 0 | DROP | DROP | DROP | DROP | DROP | DROP | 2.7314 | 0 | 11.4926 | DROP
DEF | T_AS_Solar Pool Heater | 10130.719 | 0 | 0.37007 | 15 |  | 2953.9221 | 300.5564 | 491.2027 | 3745.6812 |  | 11219.4415 | 395.098 | 0 | 3477 | 3477 | 11219.4415 | unit | 3.6555 | 0.3225 | 0.96735 | 3.2268 | -7868.8584 | -126.4169 | DROP | DROP | DROP | DROP | DROP | DROP | [5 empty] | 0.3225 | DROP | 3.6555 | 1574.6536 | DROP | DROP | DROP | DROP | DROP | DROP | 0.96735 | 1574.6536 | 3.6796 | DROP
DEF | T_CU_Solar Pool Heater | 10130.719 | 0 | 0.37007 | 15 |  | 2953.9221 | 300.5564 | 491.2027 | 3745.6812 |  | 11219.4415 | 395.098 | 0 | 3477 | 3477 | 11219.4415 | unit | 3.6555 | 0.3225 | 0.96735 | 3.2268 | -7868.8584 | -126.4169 | DROP | DROP | DROP | DROP | DROP | DROP | [5 empty] | 0.3225 | DROP | 3.6555 | 1574.6536 | DROP | DROP | DROP | DROP | DROP | DROP | 0.96735 | 1574.6536 | 3.6796 | DROP
DEF | T_GR_Solar Pool Heater | 10130.719 | 0 | 0.37007 | 15 |  | 2953.9221 | 300.5564 | 491.2027 | 3745.6812 |  | 11219.4415 | 395.098 | 0 | 3477 | 3477 | 11219.4415 | unit | 3.6555 | 0.3225 | 0.96735 | 3.2268 | -7868.8584 | -126.4169 | DROP | DROP | DROP | DROP | DROP | DROP | [5 empty] | 0.3225 | DROP | 3.6555 | 1574.6536 | DROP | DROP | DROP | DROP | DROP | DROP | 0.96735 | 1574.6536 | 3.6796 | DROP
DEF | T_HC_Solar Pool Heater | 10130.719 | 0 | 0.37007 | 15 |  | 2953.9221 | 300.5564 | 491.2027 | 3745.6812 |  | 11219.4415 | 395.098 | 0 | 3477 | 3477 | 11219.4415 | unit | 3.6555 | 0.3225 | 0.96735 | 3.2268 | -7868.8584 | -126.4169 | DROP | DROP | DROP | DROP | DROP | DROP | [5 empty] | 0.3225 | DROP | 3.6555 | 1574.6536 | DROP | DROP | DROP | DROP | DROP | DROP | 0.96735 | 1574.6536 | 3.6796 | DROP
DEF | T_HS_Solar Pool Heater | 10130.719 | 0 | 0.37007 | 15 |  | 2953.9221 | 300.5564 | 491.2027 | 3745.6812 |  | 11219.4415 | 395.098 | 0 | 3477 | 3477 | 11219.4415 | unit | 3.6555 | 0.3225 | 0.96735 | 3.2268 | -7868.8584 | -126.4169 | DROP | DROP | DROP | DROP | DROP | DROP | [5 empty] | 0.3225 | DROP | 3.6555 | 1574.6536 | DROP | DROP | DROP | DROP | DROP | DROP | 0.96735 | 1574.6536 | 3.6796 | DROP
DEF | T_IN_Solar Pool Heater | 10130.719 | 0 | 0.37007 | 15 |  | 2953.9221 | 300.5564 | 491.2027 | 3745.6812 |  | 11219.4415 | 395.098 | 0 | 3477 | 3477 | 11219.4415 | unit | 3.6555 | 0.3225 | 0.96735 | 3.2268 | -7868.8584 | -126.4169 | DROP | DROP | DROP | DROP | DROP | DROP | [5 empty] | 0.3225 | DROP | 3.6555 | 1574.6536 | DROP | DROP | DROP | DROP | DROP | DROP | 0.96735 | 1574.6536 | 3.6796 | DROP
DEF | T_LG_Solar Pool Heater | 10130.719 | 0 | 0.37007 | 15 |  | 2953.9221 | 300.5564 | 491.2027 | 3745.6812 |  | 11219.4415 | 395.098 | 0 | 3477 | 3477 | 11219.4415 | unit | 3.6555 | 0.3225 | 0.96735 | 3.2268 | -7868.8584 | -126.4169 | DROP | DROP | DROP | DROP | DROP | DROP | [5 empty] | 0.3225 | DROP | 3.6555 | 1574.6536 | DROP | DROP | DROP | DROP | DROP | DROP | 0.96735 | 1574.6536 | 3.6796 | DROP
DEF | T_MS_Solar Pool Heater | 10130.719 | 0 | 0.37007 | 15 |  | 2953.9221 | 300.5564 | 491.2027 | 3745.6812 |  | 11219.4415 | 395.098 | 0 | 3477 | 3477 | 11219.4415 | unit | 3.6555 | 0.3225 | 0.96735 | 3.2268 | -7868.8584 | -126.4169 | DROP | DROP | DROP | DROP | DROP | DROP | [5 empty] | 0.3225 | DROP | 3.6555 | 1574.6536 | DROP | DROP | DROP | DROP | DROP | DROP | 0.96735 | 1574.6536 | 3.6796 | DROP
DEF | T_OF_Solar Pool Heater | 10130.719 | 0 | 0.37007 | 15 |  | 2953.9221 | 300.5564 | 491.2027 | 3745.6812 |  | 11219.4415 | 395.098 | 0 | 3477 | 3477 | 11219.4415 | unit | 3.6555 | 0.3225 | 0.96735 | 3.2268 | -7868.8584 | -126.4169 | DROP | DROP | DROP | DROP | DROP | DROP | [5 empty] | 0.3225 | DROP | 3.6555 | 1574.6536 | DROP | DROP | DROP | DROP | DROP | DROP | 0.96735 | 1574.6536 | 3.6796 | DROP
DEF | T_RS_Solar Pool Heater | 10130.719 | 0 | 0.37007 | 15 |  | 2953.9221 | 300.5564 | 491.2027 | 3745.6812 |  | 11219.4415 | 395.098 | 0 | 3477 | 3477 | 11219.4415 | unit | 3.6555 | 0.3225 | 0.96735 | 3.2268 | -7868.8584 | -126.4169 | DROP | DROP | DROP | DROP | DROP | DROP | [5 empty] | 0.3225 | DROP | 3.6555 | 1574.6536 | DROP | DROP | DROP | DROP | DROP | DROP | 0.96735 | 1574.6536 | 3.6796 | DROP
DEF | T_RT_Solar Pool Heater | 10130.719 | 0 | 0.37007 | 15 |  | 2953.9221 | 300.5564 | 491.2027 | 3745.6812 |  | 11219.4415 | 395.098 | 0 | 3477 | 3477 | 11219.4415 | unit | 3.6555 | 0.3225 | 0.96735 | 3.2268 | -7868.8584 | -126.4169 | DROP | DROP | DROP | DROP | DROP | DROP | [5 empty] | 0.3225 | DROP | 3.6555 | 1574.6536 | DROP | DROP | DROP | DROP | DROP | DROP | 0.96735 | 1574.6536 | 3.6796 | DROP
DEF | T_SC_Solar Pool Heater | 10130.719 | 0 | 0.37007 | 15 |  | 2953.9221 | 300.5564 | 491.2027 | 3745.6812 |  | 11219.4415 | 395.098 | 0 | 3477 | 3477 | 11219.4415 | unit | 3.6555 | 0.3225 | 0.96735 | 3.2268 | -7868.8584 | -126.4169 | DROP | DROP | DROP | DROP | DROP | DROP | [5 empty] | 0.3225 | DROP | 3.6555 | 1574.6536 | DROP | DROP | DROP | DROP | DROP | DROP | 0.96735 | 1574.6536 | 3.6796 | DROP
DEF | T_WR_Solar Pool Heater | 10130.719 | 0 | 0.37007 | 15 |  | 2953.9221 | 300.5564 | 491.2027 | 3745.6812 |  | 11219.4415 | 395.098 | 0 | 3477 | 3477 | 11219.4415 | unit | 3.6555 | 0.3225 | 0.96735 | 3.2268 | -7868.8584 | -126.4169 | DROP | DROP | DROP | DROP | DROP | DROP | [5 empty] | 0.3225 | DROP | 3.6555 | 1574.6536 | DROP | DROP | DROP | DROP | DROP | DROP | 0.96735 | 1574.6536 | 3.6796 | DROP
DEF | N_AS_Solar Pool Heater | 10130.719 | 0 | 0.37007 | 15 |  | 2953.9221 | 300.5564 | 491.2027 | 3745.6812 |  | 11219.4415 | 395.098 | 0 | 3477 | 3477 | 11219.4415 | unit | 3.6555 | 0.3225 | 0.96735 | 3.2268 | -7868.8584 | -126.4169 | DROP | DROP | DROP | DROP | DROP | DROP | [5 empty] | 0.3225 | DROP | 3.6555 | 1574.6536 | DROP | DROP | DROP | DROP | DROP | DROP | 0.96735 | 1574.6536 | 3.6796 | DROP
DEF | N_CU_Solar Pool Heater | 10130.719 | 0 | 0.37007 | 15 |  | 2953.9221 | 300.5564 | 491.2027 | 3745.6812 |  | 11219.4415 | 395.098 | 0 | 3477 | 3477 | 11219.4415 | unit | 3.6555 | 0.3225 | 0.96735 | 3.2268 | -7868.8584 | -126.4169 | DROP | DROP | DROP | DROP | DROP | DROP | [5 empty] | 0.3225 | DROP | 3.6555 | 1574.6536 | DROP | DROP | DROP | DROP | DROP | DROP | 0.96735 | 1574.6536 | 3.6796 | DROP
DEF | N_GR_Solar Pool Heater | 10130.719 | 0 | 0.37007 | 15 |  | 2953.9221 | 300.5564 | 491.2027 | 3745.6812 |  | 11219.4415 | 395.098 | 0 | 3477 | 3477 | 11219.4415 | unit | 3.6555 | 0.3225 | 0.96735 | 3.2268 | -7868.8584 | -126.4169 | DROP | DROP | DROP | DROP | DROP | DROP | [5 empty] | 0.3225 | DROP | 3.6555 | 1574.6536 | DROP | DROP | DROP | DROP | DROP | DROP | 0.96735 | 1574.6536 | 3.6796 | DROP
DEF | N_HC_Solar Pool Heater | 10130.719 | 0 | 0.37007 | 15 |  | 2953.9221 | 300.5564 | 491.2027 | 3745.6812 |  | 11219.4415 | 395.098 | 0 | 3477 | 3477 | 11219.4415 | unit | 3.6555 | 0.3225 | 0.96735 | 3.2268 | -7868.8584 | -126.4169 | DROP | DROP | DROP | DROP | DROP | DROP | [5 empty] | 0.3225 | DROP | 3.6555 | 1574.6536 | DROP | DROP | DROP | DROP | DROP | DROP | 0.96735 | 1574.6536 | 3.6796 | DROP
DEF | N_HS_Solar Pool Heater | 10130.719 | 0 | 0.37007 | 15 |  | 2953.9221 | 300.5564 | 491.2027 | 3745.6812 |  | 11219.4415 | 395.098 | 0 | 3477 | 3477 | 11219.4415 | unit | 3.6555 | 0.3225 | 0.96735 | 3.2268 | -7868.8584 | -126.4169 | DROP | DROP | DROP | DROP | DROP | DROP | [5 empty] | 0.3225 | DROP | 3.6555 | 1574.6536 | DROP | DROP | DROP | DROP | DROP | DROP | 0.96735 | 1574.6536 | 3.6796 | DROP
DEF | N_IN_Solar Pool Heater | 10130.719 | 0 | 0.37007 | 15 |  | 2953.9221 | 300.5564 | 491.2027 | 3745.6812 |  | 11219.4415 | 395.098 | 0 | 3477 | 3477 | 11219.4415 | unit | 3.6555 | 0.3225 | 0.96735 | 3.2268 | -7868.8584 | -126.4169 | DROP | DROP | DROP | DROP | DROP | DROP | [5 empty] | 0.3225 | DROP | 3.6555 | 1574.6536 | DROP | DROP | DROP | DROP | DROP | DROP | 0.96735 | 1574.6536 | 3.6796 | DROP
DEF | N_LG_Solar Pool Heater | 10130.719 | 0 | 0.37007 | 15 |  | 2953.9221 | 300.5564 | 491.2027 | 3745.6812 |  | 11219.4415 | 395.098 | 0 | 3477 | 3477 | 11219.4415 | unit | 3.6555 | 0.3225 | 0.96735 | 3.2268 | -7868.8584 | -126.4169 | DROP | DROP | DROP | DROP | DROP | DROP | [5 empty] | 0.3225 | DROP | 3.6555 | 1574.6536 | DROP | DROP | DROP | DROP | DROP | DROP | 0.96735 | 1574.6536 | 3.6796 | DROP
DEF | N_MS_Solar Pool Heater | 10130.719 | 0 | 0.37007 | 15 |  | 2953.9221 | 300.5564 | 491.2027 | 3745.6812 |  | 11219.4415 | 395.098 | 0 | 3477 | 3477 | 11219.4415 | unit | 3.6555 | 0.3225 | 0.96735 | 3.2268 | -7868.8584 | -126.4169 | DROP | DROP | DROP | DROP | DROP | DROP | [5 empty] | 0.3225 | DROP | 3.6555 | 1574.6536 | DROP | DROP | DROP | DROP | DROP | DROP | 0.96735 | 1574.6536 | 3.6796 | DROP
DEF | N_OF_Solar Pool Heater | 10130.719 | 0 | 0.37007 | 15 |  | 2953.9221 | 300.5564 | 491.2027 | 3745.6812 |  | 11219.4415 | 395.098 | 0 | 3477 | 3477 | 11219.4415 | unit | 3.6555 | 0.3225 | 0.96735 | 3.2268 | -7868.8584 | -126.4169 | DROP | DROP | DROP | DROP | DROP | DROP | [5 empty] | 0.3225 | DROP | 3.6555 | 1574.6536 | DROP | DROP | DROP | DROP | DROP | DROP | 0.96735 | 1574.6536 | 3.6796 | DROP
DEF | N_RS_Solar Pool Heater | 10130.719 | 0 | 0.37007 | 15 |  | 2953.9221 | 300.5564 | 491.2027 | 3745.6812 |  | 11219.4415 | 395.098 | 0 | 3477 | 3477 | 11219.4415 | unit | 3.6555 | 0.3225 | 0.96735 | 3.2268 | -7868.8584 | -126.4169 | DROP | DROP | DROP | DROP | DROP | DROP | [5 empty] | 0.3225 | DROP | 3.6555 | 1574.6536 | DROP | DROP | DROP | DROP | DROP | DROP | 0.96735 | 1574.6536 | 3.6796 | DROP
DEF | N_RT_Solar Pool Heater | 10130.719 | 0 | 0.37007 | 15 |  | 2953.9221 | 300.5564 | 491.2027 | 3745.6812 |  | 11219.4415 | 395.098 | 0 | 3477 | 3477 | 11219.4415 | unit | 3.6555 | 0.3225 | 0.96735 | 3.2268 | -7868.8584 | -126.4169 | DROP | DROP | DROP | DROP | DROP | DROP | [5 empty] | 0.3225 | DROP | 3.6555 | 1574.6536 | DROP | DROP | DROP | DROP | DROP | DROP | 0.96735 | 1574.6536 | 3.6796 | DROP
DEF | N_SC_Solar Pool Heater | 10130.719 | 0 | 0.37007 | 15 |  | 2953.9221 | 300.5564 | 491.2027 | 3745.6812 |  | 11219.4415 | 395.098 | 0 | 3477 | 3477 | 11219.4415 | unit | 3.6555 | 0.3225 | 0.96735 | 3.2268 | -7868.8584 | -126.4169 | DROP | DROP | DROP | DROP | DROP | DROP | [5 empty] | 0.3225 | DROP | 3.6555 | 1574.6536 | DROP | DROP | DROP | DROP | DROP | DROP | 0.96735 | 1574.6536 | 3.6796 | DROP
DEF | N_WR_Solar Pool Heater | 10130.719 | 0 | 0.37007 | 15 |  | 2953.9221 | 300.5564 | 491.2027 | 3745.6812 |  | 11219.4415 | 395.098 | 0 | 3477 | 3477 | 11219.4415 | unit | 3.6555 | 0.3225 | 0.96735 | 3.2268 | -7868.8584 | -126.4169 | DROP | DROP | DROP | DROP | DROP | DROP | [5 empty] | 0.3225 | DROP | 3.6555 | 1574.6536 | DROP | DROP | DROP | DROP | DROP | DROP | 0.96735 | 1574.6536 | 3.6796 | DROP
DEF | T_AS_Solar Powered Pool Pump | 4065.1875 | 0.9567 | 0.1485 | 10 |  | 890.1974 | 344.038 | 1015.6072 | 2249.8425 |  | 3205.3337 | 158.5423 | 0 | 2259.01 | 2259.01 | 3205.3337 | motor | 5.9186 | 0.66882 | 0.93063 | 1.4189 | -1114.0335 | -167.7098 | DROP | DROP | DROP | DROP | DROP | DROP | [5 empty] | 0.66882 | DROP | 5.9186 | 1495.6491 | DROP | DROP | DROP | DROP | DROP | DROP | 0.93063 | 1495.6491 | 2.081 | DROP
DEF | T_CU_Solar Powered Pool Pump | 4065.1875 | 0.9567 | 0.1485 | 10 |  | 890.1974 | 344.038 | 1015.6072 | 2249.8425 |  | 3205.3337 | 158.5423 | 0 | 2259.01 | 2259.01 | 3205.3337 | motor | 5.9186 | 0.66882 | 0.93063 | 1.4189 | -1114.0335 | -167.7098 | DROP | DROP | DROP | DROP | DROP | DROP | [5 empty] | 0.66882 | DROP | 5.9186 | 1495.6491 | DROP | DROP | DROP | DROP | DROP | DROP | 0.93063 | 1495.6491 | 2.081 | DROP
DEF | T_GR_Solar Powered Pool Pump | 4065.1875 | 0.9567 | 0.1485 | 10 |  | 890.1974 | 344.038 | 1015.6072 | 2249.8425 |  | 3205.3337 | 158.5423 | 0 | 2259.01 | 2259.01 | 3205.3337 | motor | 5.9186 | 0.66882 | 0.93063 | 1.4189 | -1114.0335 | -167.7098 | DROP | DROP | DROP | DROP | DROP | DROP | [5 empty] | 0.66882 | DROP | 5.9186 | 1495.6491 | DROP | DROP | DROP | DROP | DROP | DROP | 0.93063 | 1495.6491 | 2.081 | DROP
DEF | T_HC_Solar Powered Pool Pump | 4065.1875 | 0.9567 | 0.1485 | 10 |  | 890.1974 | 344.038 | 1015.6072 | 2249.8425 |  | 3205.3337 | 158.5423 | 0 | 2259.01 | 2259.01 | 3205.3337 | motor | 5.9186 | 0.66882 | 0.93063 | 1.4189 | -1114.0335 | -167.7098 | DROP | DROP | DROP | DROP | DROP | DROP | [5 empty] | 0.66882 | DROP | 5.9186 | 1495.6491 | DROP | DROP | DROP | DROP | DROP | DROP | 0.93063 | 1495.6491 | 2.081 | DROP
DEF | T_HS_Solar Powered Pool Pump | 4065.1875 | 0.9567 | 0.1485 | 10 |  | 890.1974 | 344.038 | 1015.6072 | 2249.8425 |  | 3205.3337 | 158.5423 | 0 | 2259.01 | 2259.01 | 3205.3337 | motor | 5.9186 | 0.66882 | 0.93063 | 1.4189 | -1114.0335 | -167.7098 | DROP | DROP | DROP | DROP | DROP | DROP | [5 empty] | 0.66882 | DROP | 5.9186 | 1495.6491 | DROP | DROP | DROP | DROP | DROP | DROP | 0.93063 | 1495.6491 | 2.081 | DROP
DEF | T_IN_Solar Powered Pool Pump | 4065.1875 | 0.9567 | 0.1485 | 10 |  | 890.1974 | 344.038 | 1015.6072 | 2249.8425 |  | 3205.3337 | 158.5423 | 0 | 2259.01 | 2259.01 | 3205.3337 | motor | 5.9186 | 0.66882 | 0.93063 | 1.4189 | -1114.0335 | -167.7098 | DROP | DROP | DROP | DROP | DROP | DROP | [5 empty] | 0.66882 | DROP | 5.9186 | 1495.6491 | DROP | DROP | DROP | DROP | DROP | DROP | 0.93063 | 1495.6491 | 2.081 | DROP
DEF | T_LG_Solar Powered Pool Pump | 4065.1875 | 0.9567 | 0.1485 | 10 |  | 890.1974 | 344.038 | 1015.6072 | 2249.8425 |  | 3205.3337 | 158.5423 | 0 | 2259.01 | 2259.01 | 3205.3337 | motor | 5.9186 | 0.66882 | 0.93063 | 1.4189 | -1114.0335 | -167.7098 | DROP | DROP | DROP | DROP | DROP | DROP | [5 empty] | 0.66882 | DROP | 5.9186 | 1495.6491 | DROP | DROP | DROP | DROP | DROP | DROP | 0.93063 | 1495.6491 | 2.081 | DROP
DEF | T_MS_Solar Powered Pool Pump | 4065.1875 | 0.9567 | 0.1485 | 10 |  | 890.1974 | 344.038 | 1015.6072 | 2249.8425 |  | 3205.3337 | 158.5423 | 0 | 2259.01 | 2259.01 | 3205.3337 | motor | 5.9186 | 0.66882 | 0.93063 | 1.4189 | -1114.0335 | -167.7098 | DROP | DROP | DROP | DROP | DROP | DROP | [5 empty] | 0.66882 | DROP | 5.9186 | 1495.6491 | DROP | DROP | DROP | DROP | DROP | DROP | 0.93063 | 1495.6491 | 2.081 | DROP
DEF | T_OF_Solar Powered Pool Pump | 4065.1875 | 0.9567 | 0.1485 | 10 |  | 890.1974 | 344.038 | 1015.6072 | 2249.8425 |  | 3205.3337 | 158.5423 | 0 | 2259.01 | 2259.01 | 3205.3337 | motor | 5.9186 | 0.66882 | 0.93063 | 1.4189 | -1114.0335 | -167.7098 | DROP | DROP | DROP | DROP | DROP | DROP | [5 empty] | 0.66882 | DROP | 5.9186 | 1495.6491 | DROP | DROP | DROP | DROP | DROP | DROP | 0.93063 | 1495.6491 | 2.081 | DROP
DEF | T_RS_Solar Powered Pool Pump | 4065.1875 | 0.9567 | 0.1485 | 10 |  | 890.1974 | 344.038 | 1015.6072 | 2249.8425 |  | 3205.3337 | 158.5423 | 0 | 2259.01 | 2259.01 | 3205.3337 | motor | 5.9186 | 0.66882 | 0.93063 | 1.4189 | -1114.0335 | -167.7098 | DROP | DROP | DROP | DROP | DROP | DROP | [5 empty] | 0.66882 | DROP | 5.9186 | 1495.6491 | DROP | DROP | DROP | DROP | DROP | DROP | 0.93063 | 1495.6491 | 2.081 | DROP
DEF | T_RT_Solar Powered Pool Pump | 4065.1875 | 0.9567 | 0.1485 | 10 |  | 890.1974 | 344.038 | 1015.6072 | 2249.8425 |  | 3205.3337 | 158.5423 | 0 | 2259.01 | 2259.01 | 3205.3337 | motor | 5.9186 | 0.66882 | 0.93063 | 1.4189 | -1114.0335 | -167.7098 | DROP | DROP | DROP | DROP | DROP | DROP | [5 empty] | 0.66882 | DROP | 5.9186 | 1495.6491 | DROP | DROP | DROP | DROP | DROP | DROP | 0.93063 | 1495.6491 | 2.081 | DROP
DEF | T_SC_Solar Powered Pool Pump | 4065.1875 | 0.9567 | 0.1485 | 10 |  | 890.1974 | 344.038 | 1015.6072 | 2249.8425 |  | 3205.3337 | 158.5423 | 0 | 2259.01 | 2259.01 | 3205.3337 | motor | 5.9186 | 0.66882 | 0.93063 | 1.4189 | -1114.0335 | -167.7098 | DROP | DROP | DROP | DROP | DROP | DROP | [5 empty] | 0.66882 | DROP | 5.9186 | 1495.6491 | DROP | DROP | DROP | DROP | DROP | DROP | 0.93063 | 1495.6491 | 2.081 | DROP
DEF | N_AS_Solar Powered Pool Pump | 4065.1875 | 0.9567 | 0.1485 | 10 |  | 890.1974 | 344.038 | 1015.6072 | 2249.8425 |  | 3205.3337 | 158.5423 | 0 | 2259.01 | 2259.01 | 3205.3337 | motor | 5.9186 | 0.66882 | 0.93063 | 1.4189 | -1114.0335 | -167.7098 | DROP | DROP | DROP | DROP | DROP | DROP | [5 empty] | 0.66882 | DROP | 5.9186 | 1495.6491 | DROP | DROP | DROP | DROP | DROP | DROP | 0.93063 | 1495.6491 | 2.081 | DROP
DEF | N_CU_Solar Powered Pool Pump | 4065.1875 | 0.9567 | 0.1485 | 10 |  | 890.1974 | 344.038 | 1015.6072 | 2249.8425 |  | 3205.3337 | 158.5423 | 0 | 2259.01 | 2259.01 | 3205.3337 | motor | 5.9186 | 0.66882 | 0.93063 | 1.4189 | -1114.0335 | -167.7098 | DROP | DROP | DROP | DROP | DROP | DROP | [5 empty] | 0.66882 | DROP | 5.9186 | 1495.6491 | DROP | DROP | DROP | DROP | DROP | DROP | 0.93063 | 1495.6491 | 2.081 | DROP
DEF | N_GR_Solar Powered Pool Pump | 4065.1875 | 0.9567 | 0.1485 | 10 |  | 890.1974 | 344.038 | 1015.6072 | 2249.8425 |  | 3205.3337 | 158.5423 | 0 | 2259.01 | 2259.01 | 3205.3337 | motor | 5.9186 | 0.66882 | 0.93063 | 1.4189 | -1114.0335 | -167.7098 | DROP | DROP | DROP | DROP | DROP | DROP | [5 empty] | 0.66882 | DROP | 5.9186 | 1495.6491 | DROP | DROP | DROP | DROP | DROP | DROP | 0.93063 | 1495.6491 | 2.081 | DROP
DEF | N_HC_Solar Powered Pool Pump | 4065.1875 | 0.9567 | 0.1485 | 10 |  | 890.1974 | 344.038 | 1015.6072 | 2249.8425 |  | 3205.3337 | 158.5423 | 0 | 2259.01 | 2259.01 | 3205.3337 | motor | 5.9186 | 0.66882 | 0.93063 | 1.4189 | -1114.0335 | -167.7098 | DROP | DROP | DROP | DROP | DROP | DROP | [5 empty] | 0.66882 | DROP | 5.9186 | 1495.6491 | DROP | DROP | DROP | DROP | DROP | DROP | 0.93063 | 1495.6491 | 2.081 | DROP
DEF | N_HS_Solar Powered Pool Pump | 4065.1875 | 0.9567 | 0.1485 | 10 |  | 890.1974 | 344.038 | 1015.6072 | 2249.8425 |  | 3205.3337 | 158.5423 | 0 | 2259.01 | 2259.01 | 3205.3337 | motor | 5.9186 | 0.66882 | 0.93063 | 1.4189 | -1114.0335 | -167.7098 | DROP | DROP | DROP | DROP | DROP | DROP | [5 empty] | 0.66882 | DROP | 5.9186 | 1495.6491 | DROP | DROP | DROP | DROP | DROP | DROP | 0.93063 | 1495.6491 | 2.081 | DROP
DEF | N_IN_Solar Powered Pool Pump | 4065.1875 | 0.9567 | 0.1485 | 10 |  | 890.1974 | 344.038 | 1015.6072 | 2249.8425 |  | 3205.3337 | 158.5423 | 0 | 2259.01 | 2259.01 | 3205.3337 | motor | 5.9186 | 0.66882 | 0.93063 | 1.4189 | -1114.0335 | -167.7098 | DROP | DROP | DROP | DROP | DROP | DROP | [5 empty] | 0.66882 | DROP | 5.9186 | 1495.6491 | DROP | DROP | DROP | DROP | DROP | DROP | 0.93063 | 1495.6491 | 2.081 | DROP
DEF | N_LG_Solar Powered Pool Pump | 4065.1875 | 0.9567 | 0.1485 | 10 |  | 890.1974 | 344.038 | 1015.6072 | 2249.8425 |  | 3205.3337 | 158.5423 | 0 | 2259.01 | 2259.01 | 3205.3337 | motor | 5.9186 | 0.66882 | 0.93063 | 1.4189 | -1114.0335 | -167.7098 | DROP | DROP | DROP | DROP | DROP | DROP | [5 empty] | 0.66882 | DROP | 5.9186 | 1495.6491 | DROP | DROP | DROP | DROP | DROP | DROP | 0.93063 | 1495.6491 | 2.081 | DROP
DEF | N_MS_Solar Powered Pool Pump | 4065.1875 | 0.9567 | 0.1485 | 10 |  | 890.1974 | 344.038 | 1015.6072 | 2249.8425 |  | 3205.3337 | 158.5423 | 0 | 2259.01 | 2259.01 | 3205.3337 | motor | 5.9186 | 0.66882 | 0.93063 | 1.4189 | -1114.0335 | -167.7098 | DROP | DROP | DROP | DROP | DROP | DROP | [5 empty] | 0.66882 | DROP | 5.9186 | 1495.6491 | DROP | DROP | DROP | DROP | DROP | DROP | 0.93063 | 1495.6491 | 2.081 | DROP
DEF | N_OF_Solar Powered Pool Pump | 4065.1875 | 0.9567 | 0.1485 | 10 |  | 890.1974 | 344.038 | 1015.6072 | 2249.8425 |  | 3205.3337 | 158.5423 | 0 | 2259.01 | 2259.01 | 3205.3337 | motor | 5.9186 | 0.66882 | 0.93063 | 1.4189 | -1114.0335 | -167.7098 | DROP | DROP | DROP | DROP | DROP | DROP | [5 empty] | 0.66882 | DROP | 5.9186 | 1495.6491 | DROP | DROP | DROP | DROP | DROP | DROP | 0.93063 | 1495.6491 | 2.081 | DROP
DEF | N_RS_Solar Powered Pool Pump | 4065.1875 | 0.9567 | 0.1485 | 10 |  | 890.1974 | 344.038 | 1015.6072 | 2249.8425 |  | 3205.3337 | 158.5423 | 0 | 2259.01 | 2259.01 | 3205.3337 | motor | 5.9186 | 0.66882 | 0.93063 | 1.4189 | -1114.0335 | -167.7098 | DROP | DROP | DROP | DROP | DROP | DROP | [5 empty] | 0.66882 | DROP | 5.9186 | 1495.6491 | DROP | DROP | DROP | DROP | DROP | DROP | 0.93063 | 1495.6491 | 2.081 | DROP
DEF | N_RT_Solar Powered Pool Pump | 4065.1875 | 0.9567 | 0.1485 | 10 |  | 890.1974 | 344.038 | 1015.6072 | 2249.8425 |  | 3205.3337 | 158.5423 | 0 | 2259.01 | 2259.01 | 3205.3337 | motor | 5.9186 | 0.66882 | 0.93063 | 1.4189 | -1114.0335 | -167.7098 | DROP | DROP | DROP | DROP | DROP | DROP | [5 empty] | 0.66882 | DROP | 5.9186 | 1495.6491 | DROP | DROP | DROP | DROP | DROP | DROP | 0.93063 | 1495.6491 | 2.081 | DROP
DEF | N_SC_Solar Powered Pool Pump | 4065.1875 | 0.9567 | 0.1485 | 10 |  | 890.1974 | 344.038 | 1015.6072 | 2249.8425 |  | 3205.3337 | 158.5423 | 0 | 2259.01 | 2259.01 | 3205.3337 | motor | 5.9186 | 0.66882 | 0.93063 | 1.4189 | -1114.0335 | -167.7098 | DROP | DROP | DROP | DROP | DROP | DROP | [5 empty] | 0.66882 | DROP | 5.9186 | 1495.6491 | DROP | DROP | DROP | DROP | DROP | DROP | 0.93063 | 1495.6491 | 2.081 | DROP
DEF | T_AS_Two Speed Pool Pump | 3100.8409 | 0.72975 | 0.11327 | 10 |  | 679.0241 | 262.4251 | 774.6841 | 1716.1333 |  | 2444.9623 | 120.9328 | 0 | 359.01 | 359.01 | 2444.9623 | motor | 1.2331 | 0.66882 | 3.5757 | 6.8103 | -849.7617 | 1236.1905 | DROP | DROP | DROP | DROP | DROP | KEEP | [5 empty] | 0.66882 | DROP | 1.2331 | 0 | DROP | DROP | DROP | DROP | DROP | DROP | 3.5757 | 0 | 6.8103 | DROP
DEF | T_CU_Two Speed Pool Pump | 3100.8409 | 0.72975 | 0.11327 | 10 |  | 679.0241 | 262.4251 | 774.6841 | 1716.1333 |  | 2444.9623 | 120.9328 | 0 | 359.01 | 359.01 | 2444.9623 | motor | 1.2331 | 0.66882 | 3.5757 | 6.8103 | -849.7617 | 1236.1905 | DROP | DROP | DROP | DROP | DROP | KEEP | [5 empty] | 0.66882 | DROP | 1.2331 | 0 | DROP | DROP | DROP | DROP | DROP | DROP | 3.5757 | 0 | 6.8103 | DROP
DEF | T_GR_Two Speed Pool Pump | 3100.8409 | 0.72975 | 0.11327 | 10 |  | 679.0241 | 262.4251 | 774.6841 | 1716.1333 |  | 2444.9623 | 120.9328 | 0 | 359.01 | 359.01 | 2444.9623 | motor | 1.2331 | 0.66882 | 3.5757 | 6.8103 | -849.7617 | 1236.1905 | DROP | DROP | DROP | DROP | DROP | KEEP | [5 empty] | 0.66882 | DROP | 1.2331 | 0 | DROP | DROP | DROP | DROP | DROP | DROP | 3.5757 | 0 | 6.8103 | DROP
DEF | T_HC_Two Speed Pool Pump | 3100.8409 | 0.72975 | 0.11327 | 10 |  | 679.0241 | 262.4251 | 774.6841 | 1716.1333 |  | 2444.9623 | 120.9328 | 0 | 359.01 | 359.01 | 2444.9623 | motor | 1.2331 | 0.66882 | 3.5757 | 6.8103 | -849.7617 | 1236.1905 | DROP | DROP | DROP | DROP | DROP | KEEP | [5 empty] | 0.66882 | DROP | 1.2331 | 0 | DROP | DROP | DROP | DROP | DROP | DROP | 3.5757 | 0 | 6.8103 | DROP
DEF | T_HS_Two Speed Pool Pump | 3100.8409 | 0.72975 | 0.11327 | 10 |  | 679.0241 | 262.4251 | 774.6841 | 1716.1333 |  | 2444.9623 | 120.9328 | 0 | 359.01 | 359.01 | 2444.9623 | motor | 1.2331 | 0.66882 | 3.5757 | 6.8103 | -849.7617 | 1236.1905 | DROP | DROP | DROP | DROP | DROP | KEEP | [5 empty] | 0.66882 | DROP | 1.2331 | 0 | DROP | DROP | DROP | DROP | DROP | DROP | 3.5757 | 0 | 6.8103 | DROP
DEF | T_IN_Two Speed Pool Pump | 3100.8409 | 0.72975 | 0.11327 | 10 |  | 679.0241 | 262.4251 | 774.6841 | 1716.1333 |  | 2444.9623 | 120.9328 | 0 | 359.01 | 359.01 | 2444.9623 | motor | 1.2331 | 0.66882 | 3.5757 | 6.8103 | -849.7617 | 1236.1905 | DROP | DROP | DROP | DROP | DROP | KEEP | [5 empty] | 0.66882 | DROP | 1.2331 | 0 | DROP | DROP | DROP | DROP | DROP | DROP | 3.5757 | 0 | 6.8103 | DROP
DEF | T_LG_Two Speed Pool Pump | 3100.8409 | 0.72975 | 0.11327 | 10 |  | 679.0241 | 262.4251 | 774.6841 | 1716.1333 |  | 2444.9623 | 120.9328 | 0 | 359.01 | 359.01 | 2444.9623 | motor | 1.2331 | 0.66882 | 3.5757 | 6.8103 | -849.7617 | 1236.1905 | DROP | DROP | DROP | DROP | DROP | KEEP | [5 empty] | 0.66882 | DROP | 1.2331 | 0 | DROP | DROP | DROP | DROP | DROP | DROP | 3.5757 | 0 | 6.8103 | DROP
DEF | T_MS_Two Speed Pool Pump | 3100.8409 | 0.72975 | 0.11327 | 10 |  | 679.0241 | 262.4251 | 774.6841 | 1716.1333 |  | 2444.9623 | 120.9328 | 0 | 359.01 | 359.01 | 2444.9623 | motor | 1.2331 | 0.66882 | 3.5757 | 6.8103 | -849.7617 | 1236.1905 | DROP | DROP | DROP | DROP | DROP | KEEP | [5 empty] | 0.66882 | DROP | 1.2331 | 0 | DROP | DROP | DROP | DROP | DROP | DROP | 3.5757 | 0 | 6.8103 | DROP
DEF | T_OF_Two Speed Pool Pump | 3100.8409 | 0.72975 | 0.11327 | 10 |  | 679.0241 | 262.4251 | 774.6841 | 1716.1333 |  | 2444.9623 | 120.9328 | 0 | 359.01 | 359.01 | 2444.9623 | motor | 1.2331 | 0.66882 | 3.5757 | 6.8103 | -849.7617 | 1236.1905 | DROP | DROP | DROP | DROP | DROP | KEEP | [5 empty] | 0.66882 | DROP | 1.2331 | 0 | DROP | DROP | DROP | DROP | DROP | DROP | 3.5757 | 0 | 6.8103 | DROP
DEF | T_RS_Two Speed Pool Pump | 3100.8409 | 0.72975 | 0.11327 | 10 |  | 679.0241 | 262.4251 | 774.6841 | 1716.1333 |  | 2444.9623 | 120.9328 | 0 | 359.01 | 359.01 | 2444.9623 | motor | 1.2331 | 0.66882 | 3.5757 | 6.8103 | -849.7617 | 1236.1905 | DROP | DROP | DROP | DROP | DROP | KEEP | [5 empty] | 0.66882 | DROP | 1.2331 | 0 | DROP | DROP | DROP | DROP | DROP | DROP | 3.5757 | 0 | 6.8103 | DROP
DEF | T_RT_Two Speed Pool Pump | 3100.8409 | 0.72975 | 0.11327 | 10 |  | 679.0241 | 262.4251 | 774.6841 | 1716.1333 |  | 2444.9623 | 120.9328 | 0 | 359.01 | 359.01 | 2444.9623 | motor | 1.2331 | 0.66882 | 3.5757 | 6.8103 | -849.7617 | 1236.1905 | DROP | DROP | DROP | DROP | DROP | KEEP | [5 empty] | 0.66882 | DROP | 1.2331 | 0 | DROP | DROP | DROP | DROP | DROP | DROP | 3.5757 | 0 | 6.8103 | DROP
DEF | T_SC_Two Speed Pool Pump | 3100.8409 | 0.72975 | 0.11327 | 10 |  | 679.0241 | 262.4251 | 774.6841 | 1716.1333 |  | 2444.9623 | 120.9328 | 0 | 359.01 | 359.01 | 2444.9623 | motor | 1.2331 | 0.66882 | 3.5757 | 6.8103 | -849.7617 | 1236.1905 | DROP | DROP | DROP | DROP | DROP | KEEP | [5 empty] | 0.66882 | DROP | 1.2331 | 0 | DROP | DROP | DROP | DROP | DROP | DROP | 3.5757 | 0 | 6.8103 | DROP
DEF | T_WR_Two Speed Pool Pump | 3100.8409 | 0.72975 | 0.11327 | 10 |  | 679.0241 | 262.4251 | 774.6841 | 1716.1333 |  | 2444.9623 | 120.9328 | 0 | 359.01 | 359.01 | 2444.9623 | motor | 1.2331 | 0.66882 | 3.5757 | 6.8103 | -849.7617 | 1236.1905 | DROP | DROP | DROP | DROP | DROP | KEEP | [5 empty] | 0.66882 | DROP | 1.2331 | 0 | DROP | DROP | DROP | DROP | DROP | DROP | 3.5757 | 0 | 6.8103 | DROP
DEF | N_AS_Two Speed Pool Pump | 3100.8409 | 0.72975 | 0.11327 | 10 |  | 679.0241 | 262.4251 | 774.6841 | 1716.1333 |  | 2444.9623 | 120.9328 | 0 | 359.01 | 359.01 | 2444.9623 | motor | 1.2331 | 0.66882 | 3.5757 | 6.8103 | -849.7617 | 1236.1905 | DROP | DROP | DROP | DROP | DROP | KEEP | [5 empty] | 0.66882 | DROP | 1.2331 | 0 | DROP | DROP | DROP | DROP | DROP | DROP | 3.5757 | 0 | 6.8103 | DROP
DEF | N_CU_Two Speed Pool Pump | 3100.8409 | 0.72975 | 0.11327 | 10 |  | 679.0241 | 262.4251 | 774.6841 | 1716.1333 |  | 2444.9623 | 120.9328 | 0 | 359.01 | 359.01 | 2444.9623 | motor | 1.2331 | 0.66882 | 3.5757 | 6.8103 | -849.7617 | 1236.1905 | DROP | DROP | DROP | DROP | DROP | KEEP | [5 empty] | 0.66882 | DROP | 1.2331 | 0 | DROP | DROP | DROP | DROP | DROP | DROP | 3.5757 | 0 | 6.8103 | DROP
DEF | N_GR_Two Speed Pool Pump | 3100.8409 | 0.72975 | 0.11327 | 10 |  | 679.0241 | 262.4251 | 774.6841 | 1716.1333 |  | 2444.9623 | 120.9328 | 0 | 359.01 | 359.01 | 2444.9623 | motor | 1.2331 | 0.66882 | 3.5757 | 6.8103 | -849.7617 | 1236.1905 | DROP | DROP | DROP | DROP | DROP | KEEP | [5 empty] | 0.66882 | DROP | 1.2331 | 0 | DROP | DROP | DROP | DROP | DROP | DROP | 3.5757 | 0 | 6.8103 | DROP
DEF | N_HC_Two Speed Pool Pump | 3100.8409 | 0.72975 | 0.11327 | 10 |  | 679.0241 | 262.4251 | 774.6841 | 1716.1333 |  | 2444.9623 | 120.9328 | 0 | 359.01 | 359.01 | 2444.9623 | motor | 1.2331 | 0.66882 | 3.5757 | 6.8103 | -849.7617 | 1236.1905 | DROP | DROP | DROP | DROP | DROP | KEEP | [5 empty] | 0.66882 | DROP | 1.2331 | 0 | DROP | DROP | DROP | DROP | DROP | DROP | 3.5757 | 0 | 6.8103 | DROP
DEF | N_HS_Two Speed Pool Pump | 3100.8409 | 0.72975 | 0.11327 | 10 |  | 679.0241 | 262.4251 | 774.6841 | 1716.1333 |  | 2444.9623 | 120.9328 | 0 | 359.01 | 359.01 | 2444.9623 | motor | 1.2331 | 0.66882 | 3.5757 | 6.8103 | -849.7617 | 1236.1905 | DROP | DROP | DROP | DROP | DROP | KEEP | [5 empty] | 0.66882 | DROP | 1.2331 | 0 | DROP | DROP | DROP | DROP | DROP | DROP | 3.5757 | 0 | 6.8103 | DROP
DEF | N_IN_Two Speed Pool Pump | 3100.8409 | 0.72975 | 0.11327 | 10 |  | 679.0241 | 262.4251 | 774.6841 | 1716.1333 |  | 2444.9623 | 120.9328 | 0 | 359.01 | 359.01 | 2444.9623 | motor | 1.2331 | 0.66882 | 3.5757 | 6.8103 | -849.7617 | 1236.1905 | DROP | DROP | DROP | DROP | DROP | KEEP | [5 empty] | 0.66882 | DROP | 1.2331 | 0 | DROP | DROP | DROP | DROP | DROP | DROP | 3.5757 | 0 | 6.8103 | DROP
DEF | N_LG_Two Speed Pool Pump | 3100.8409 | 0.72975 | 0.11327 | 10 |  | 679.0241 | 262.4251 | 774.6841 | 1716.1333 |  | 2444.9623 | 120.9328 | 0 | 359.01 | 359.01 | 2444.9623 | motor | 1.2331 | 0.66882 | 3.5757 | 6.8103 | -849.7617 | 1236.1905 | DROP | DROP | DROP | DROP | DROP | KEEP | [5 empty] | 0.66882 | DROP | 1.2331 | 0 | DROP | DROP | DROP | DROP | DROP | DROP | 3.5757 | 0 | 6.8103 | DROP
DEF | N_MS_Two Speed Pool Pump | 3100.8409 | 0.72975 | 0.11327 | 10 |  | 679.0241 | 262.4251 | 774.6841 | 1716.1333 |  | 2444.9623 | 120.9328 | 0 | 359.01 | 359.01 | 2444.9623 | motor | 1.2331 | 0.66882 | 3.5757 | 6.8103 | -849.7617 | 1236.1905 | DROP | DROP | DROP | DROP | DROP | KEEP | [5 empty] | 0.66882 | DROP | 1.2331 | 0 | DROP | DROP | DROP | DROP | DROP | DROP | 3.5757 | 0 | 6.8103 | DROP
DEF | N_OF_Two Speed Pool Pump | 3100.8409 | 0.72975 | 0.11327 | 10 |  | 679.0241 | 262.4251 | 774.6841 | 1716.1333 |  | 2444.9623 | 120.9328 | 0 | 359.01 | 359.01 | 2444.9623 | motor | 1.2331 | 0.66882 | 3.5757 | 6.8103 | -849.7617 | 1236.1905 | DROP | DROP | DROP | DROP | DROP | KEEP | [5 empty] | 0.66882 | DROP | 1.2331 | 0 | DROP | DROP | DROP | DROP | DROP | DROP | 3.5757 | 0 | 6.8103 | DROP
DEF | N_RS_Two Speed Pool Pump | 3100.8409 | 0.72975 | 0.11327 | 10 |  | 679.0241 | 262.4251 | 774.6841 | 1716.1333 |  | 2444.9623 | 120.9328 | 0 | 359.01 | 359.01 | 2444.9623 | motor | 1.2331 | 0.66882 | 3.5757 | 6.8103 | -849.7617 | 1236.1905 | DROP | DROP | DROP | DROP | DROP | KEEP | [5 empty] | 0.66882 | DROP | 1.2331 | 0 | DROP | DROP | DROP | DROP | DROP | DROP | 3.5757 | 0 | 6.8103 | DROP
DEF | N_RT_Two Speed Pool Pump | 3100.8409 | 0.72975 | 0.11327 | 10 |  | 679.0241 | 262.4251 | 774.6841 | 1716.1333 |  | 2444.9623 | 120.9328 | 0 | 359.01 | 359.01 | 2444.9623 | motor | 1.2331 | 0.66882 | 3.5757 | 6.8103 | -849.7617 | 1236.1905 | DROP | DROP | DROP | DROP | DROP | KEEP | [5 empty] | 0.66882 | DROP | 1.2331 | 0 | DROP | DROP | DROP | DROP | DROP | DROP | 3.5757 | 0 | 6.8103 | DROP
DEF | N_SC_Two Speed Pool Pump | 3100.8409 | 0.72975 | 0.11327 | 10 |  | 679.0241 | 262.4251 | 774.6841 | 1716.1333 |  | 2444.9623 | 120.9328 | 0 | 359.01 | 359.01 | 2444.9623 | motor | 1.2331 | 0.66882 | 3.5757 | 6.8103 | -849.7617 | 1236.1905 | DROP | DROP | DROP | DROP | DROP | KEEP | [5 empty] | 0.66882 | DROP | 1.2331 | 0 | DROP | DROP | DROP | DROP | DROP | DROP | 3.5757 | 0 | 6.8103 | DROP
DEF | N_WR_Two Speed Pool Pump | 3100.8409 | 0.72975 | 0.11327 | 10 |  | 679.0241 | 262.4251 | 774.6841 | 1716.1333 |  | 2444.9623 | 120.9328 | 0 | 359.01 | 359.01 | 2444.9623 | motor | 1.2331 | 0.66882 | 3.5757 | 6.8103 | -849.7617 | 1236.1905 | DROP | DROP | DROP | DROP | DROP | KEEP | [5 empty] | 0.66882 | DROP | 1.2331 | 0 | DROP | DROP | DROP | DROP | DROP | DROP | 3.5757 | 0 | 6.8103 | DROP
DEF | T_AS_Variable Speed Pool Pump | 3230.25 | 0.7602 | 0.118 | 10 |  | 707.3622 | 273.377 | 807.0145 | 1787.7537 |  | 2546.9992 | 125.9798 | 0 | 1085.01 | 1085.01 | 2546.9992 | motor | 3.5775 | 0.66882 | 1.4763 | 2.3474 | -885.2253 | 576.7639 | DROP | DROP | DROP | KEEP | KEEP | KEEP | [5 empty] | 0.66882 | DROP | 3.5775 | 478.4337 | DROP | DROP | DROP | DROP | DROP | DROP | 1.4763 | 478.4337 | 2.7884 | KEEP
DEF | T_CU_Variable Speed Pool Pump | 3230.25 | 0.7602 | 0.118 | 10 |  | 707.3622 | 273.377 | 807.0145 | 1787.7537 |  | 2546.9992 | 125.9798 | 0 | 1085.01 | 1085.01 | 2546.9992 | motor | 3.5775 | 0.66882 | 1.4763 | 2.3474 | -885.2253 | 576.7639 | DROP | DROP | DROP | KEEP | KEEP | KEEP | [5 empty] | 0.66882 | DROP | 3.5775 | 478.4337 | DROP | DROP | DROP | DROP | DROP | DROP | 1.4763 | 478.4337 | 2.7884 | KEEP
DEF | T_GR_Variable Speed Pool Pump | 3230.25 | 0.7602 | 0.118 | 10 |  | 707.3622 | 273.377 | 807.0145 | 1787.7537 |  | 2546.9992 | 125.9798 | 0 | 1085.01 | 1085.01 | 2546.9992 | motor | 3.5775 | 0.66882 | 1.4763 | 2.3474 | -885.2253 | 576.7639 | DROP | DROP | DROP | KEEP | KEEP | KEEP | [5 empty] | 0.66882 | DROP | 3.5775 | 478.4337 | DROP | DROP | DROP | DROP | DROP | DROP | 1.4763 | 478.4337 | 2.7884 | KEEP
DEF | T_HC_Variable Speed Pool Pump | 3230.25 | 0.7602 | 0.118 | 10 |  | 707.3622 | 273.377 | 807.0145 | 1787.7537 |  | 2546.9992 | 125.9798 | 0 | 1085.01 | 1085.01 | 2546.9992 | motor | 3.5775 | 0.66882 | 1.4763 | 2.3474 | -885.2253 | 576.7639 | DROP | DROP | DROP | KEEP | KEEP | KEEP | [5 empty] | 0.66882 | DROP | 3.5775 | 478.4337 | DROP | DROP | DROP | DROP | DROP | DROP | 1.4763 | 478.4337 | 2.7884 | KEEP
DEF | T_HS_Variable Speed Pool Pump | 3230.25 | 0.7602 | 0.118 | 10 |  | 707.3622 | 273.377 | 807.0145 | 1787.7537 |  | 2546.9992 | 125.9798 | 0 | 1085.01 | 1085.01 | 2546.9992 | motor | 3.5775 | 0.66882 | 1.4763 | 2.3474 | -885.2253 | 576.7639 | DROP | DROP | DROP | KEEP | KEEP | KEEP | [5 empty] | 0.66882 | DROP | 3.5775 | 478.4337 | DROP | DROP | DROP | DROP | DROP | DROP | 1.4763 | 478.4337 | 2.7884 | KEEP
DEF | T_IN_Variable Speed Pool Pump | 3230.25 | 0.7602 | 0.118 | 10 |  | 707.3622 | 273.377 | 807.0145 | 1787.7537 |  | 2546.9992 | 125.9798 | 0 | 1085.01 | 1085.01 | 2546.9992 | motor | 3.5775 | 0.66882 | 1.4763 | 2.3474 | -885.2253 | 576.7639 | DROP | DROP | DROP | KEEP | KEEP | KEEP | [5 empty] | 0.66882 | DROP | 3.5775 | 478.4337 | DROP | DROP | DROP | DROP | DROP | DROP | 1.4763 | 478.4337 | 2.7884 | KEEP
DEF | T_LG_Variable Speed Pool Pump | 3230.25 | 0.7602 | 0.118 | 10 |  | 707.3622 | 273.377 | 807.0145 | 1787.7537 |  | 2546.9992 | 125.9798 | 0 | 1085.01 | 1085.01 | 2546.9992 | motor | 3.5775 | 0.66882 | 1.4763 | 2.3474 | -885.2253 | 576.7639 | DROP | DROP | DROP | KEEP | KEEP | KEEP | [5 empty] | 0.66882 | DROP | 3.5775 | 478.4337 | DROP | DROP | DROP | DROP | DROP | DROP | 1.4763 | 478.4337 | 2.7884 | KEEP
DEF | T_MS_Variable Speed Pool Pump | 3230.25 | 0.7602 | 0.118 | 10 |  | 707.3622 | 273.377 | 807.0145 | 1787.7537 |  | 2546.9992 | 125.9798 | 0 | 1085.01 | 1085.01 | 2546.9992 | motor | 3.5775 | 0.66882 | 1.4763 | 2.3474 | -885.2253 | 576.7639 | DROP | DROP | DROP | KEEP | KEEP | KEEP | [5 empty] | 0.66882 | DROP | 3.5775 | 478.4337 | DROP | DROP | DROP | DROP | DROP | DROP | 1.4763 | 478.4337 | 2.7884 | KEEP
DEF | T_OF_Variable Speed Pool Pump | 3230.25 | 0.7602 | 0.118 | 10 |  | 707.3622 | 273.377 | 807.0145 | 1787.7537 |  | 2546.9992 | 125.9798 | 0 | 1085.01 | 1085.01 | 2546.9992 | motor | 3.5775 | 0.66882 | 1.4763 | 2.3474 | -885.2253 | 576.7639 | DROP | DROP | DROP | KEEP | KEEP | KEEP | [5 empty] | 0.66882 | DROP | 3.5775 | 478.4337 | DROP | DROP | DROP | DROP | DROP | DROP | 1.4763 | 478.4337 | 2.7884 | KEEP
DEF | T_RS_Variable Speed Pool Pump | 3230.25 | 0.7602 | 0.118 | 10 |  | 707.3622 | 273.377 | 807.0145 | 1787.7537 |  | 2546.9992 | 125.9798 | 0 | 1085.01 | 1085.01 | 2546.9992 | motor | 3.5775 | 0.66882 | 1.4763 | 2.3474 | -885.2253 | 576.7639 | DROP | DROP | DROP | KEEP | KEEP | KEEP | [5 empty] | 0.66882 | DROP | 3.5775 | 478.4337 | DROP | DROP | DROP | DROP | DROP | DROP | 1.4763 | 478.4337 | 2.7884 | KEEP
DEF | T_RT_Variable Speed Pool Pump | 3230.25 | 0.7602 | 0.118 | 10 |  | 707.3622 | 273.377 | 807.0145 | 1787.7537 |  | 2546.9992 | 125.9798 | 0 | 1085.01 | 1085.01 | 2546.9992 | motor | 3.5775 | 0.66882 | 1.4763 | 2.3474 | -885.2253 | 576.7639 | DROP | DROP | DROP | KEEP | KEEP | KEEP | [5 empty] | 0.66882 | DROP | 3.5775 | 478.4337 | DROP | DROP | DROP | DROP | DROP | DROP | 1.4763 | 478.4337 | 2.7884 | KEEP
DEF | T_SC_Variable Speed Pool Pump | 3230.25 | 0.7602 | 0.118 | 10 |  | 707.3622 | 273.377 | 807.0145 | 1787.7537 |  | 2546.9992 | 125.9798 | 0 | 1085.01 | 1085.01 | 2546.9992 | motor | 3.5775 | 0.66882 | 1.4763 | 2.3474 | -885.2253 | 576.7639 | DROP | DROP | DROP | KEEP | KEEP | KEEP | [5 empty] | 0.66882 | DROP | 3.5775 | 478.4337 | DROP | DROP | DROP | DROP | DROP | DROP | 1.4763 | 478.4337 | 2.7884 | KEEP
DEF | N_AS_Variable Speed Pool Pump | 3230.25 | 0.7602 | 0.118 | 10 |  | 707.3622 | 273.377 | 807.0145 | 1787.7537 |  | 2546.9992 | 125.9798 | 0 | 1085.01 | 1085.01 | 2546.9992 | motor | 3.5775 | 0.66882 | 1.4763 | 2.3474 | -885.2253 | 576.7639 | DROP | DROP | DROP | KEEP | KEEP | KEEP | [5 empty] | 0.66882 | DROP | 3.5775 | 478.4337 | DROP | DROP | DROP | DROP | DROP | DROP | 1.4763 | 478.4337 | 2.7884 | KEEP
DEF | N_CU_Variable Speed Pool Pump | 3230.25 | 0.7602 | 0.118 | 10 |  | 707.3622 | 273.377 | 807.0145 | 1787.7537 |  | 2546.9992 | 125.9798 | 0 | 1085.01 | 1085.01 | 2546.9992 | motor | 3.5775 | 0.66882 | 1.4763 | 2.3474 | -885.2253 | 576.7639 | DROP | DROP | DROP | KEEP | KEEP | KEEP | [5 empty] | 0.66882 | DROP | 3.5775 | 478.4337 | DROP | DROP | DROP | DROP | DROP | DROP | 1.4763 | 478.4337 | 2.7884 | KEEP
DEF | N_GR_Variable Speed Pool Pump | 3230.25 | 0.7602 | 0.118 | 10 |  | 707.3622 | 273.377 | 807.0145 | 1787.7537 |  | 2546.9992 | 125.9798 | 0 | 1085.01 | 1085.01 | 2546.9992 | motor | 3.5775 | 0.66882 | 1.4763 | 2.3474 | -885.2253 | 576.7639 | DROP | DROP | DROP | KEEP | KEEP | KEEP | [5 empty] | 0.66882 | DROP | 3.5775 | 478.4337 | DROP | DROP | DROP | DROP | DROP | DROP | 1.4763 | 478.4337 | 2.7884 | KEEP
DEF | N_HC_Variable Speed Pool Pump | 3230.25 | 0.7602 | 0.118 | 10 |  | 707.3622 | 273.377 | 807.0145 | 1787.7537 |  | 2546.9992 | 125.9798 | 0 | 1085.01 | 1085.01 | 2546.9992 | motor | 3.5775 | 0.66882 | 1.4763 | 2.3474 | -885.2253 | 576.7639 | DROP | DROP | DROP | KEEP | KEEP | KEEP | [5 empty] | 0.66882 | DROP | 3.5775 | 478.4337 | DROP | DROP | DROP | DROP | DROP | DROP | 1.4763 | 478.4337 | 2.7884 | KEEP
DEF | N_HS_Variable Speed Pool Pump | 3230.25 | 0.7602 | 0.118 | 10 |  | 707.3622 | 273.377 | 807.0145 | 1787.7537 |  | 2546.9992 | 125.9798 | 0 | 1085.01 | 1085.01 | 2546.9992 | motor | 3.5775 | 0.66882 | 1.4763 | 2.3474 | -885.2253 | 576.7639 | DROP | DROP | DROP | KEEP | KEEP | KEEP | [5 empty] | 0.66882 | DROP | 3.5775 | 478.4337 | DROP | DROP | DROP | DROP | DROP | DROP | 1.4763 | 478.4337 | 2.7884 | KEEP
DEF | N_IN_Variable Speed Pool Pump | 3230.25 | 0.7602 | 0.118 | 10 |  | 707.3622 | 273.377 | 807.0145 | 1787.7537 |  | 2546.9992 | 125.9798 | 0 | 1085.01 | 1085.01 | 2546.9992 | motor | 3.5775 | 0.66882 | 1.4763 | 2.3474 | -885.2253 | 576.7639 | DROP | DROP | DROP | KEEP | KEEP | KEEP | [5 empty] | 0.66882 | DROP | 3.5775 | 478.4337 | DROP | DROP | DROP | DROP | DROP | DROP | 1.4763 | 478.4337 | 2.7884 | KEEP
DEF | N_LG_Variable Speed Pool Pump | 3230.25 | 0.7602 | 0.118 | 10 |  | 707.3622 | 273.377 | 807.0145 | 1787.7537 |  | 2546.9992 | 125.9798 | 0 | 1085.01 | 1085.01 | 2546.9992 | motor | 3.5775 | 0.66882 | 1.4763 | 2.3474 | -885.2253 | 576.7639 | DROP | DROP | DROP | KEEP | KEEP | KEEP | [5 empty] | 0.66882 | DROP | 3.5775 | 478.4337 | DROP | DROP | DROP | DROP | DROP | DROP | 1.4763 | 478.4337 | 2.7884 | KEEP
DEF | N_MS_Variable Speed Pool Pump | 3230.25 | 0.7602 | 0.118 | 10 |  | 707.3622 | 273.377 | 807.0145 | 1787.7537 |  | 2546.9992 | 125.9798 | 0 | 1085.01 | 1085.01 | 2546.9992 | motor | 3.5775 | 0.66882 | 1.4763 | 2.3474 | -885.2253 | 576.7639 | DROP | DROP | DROP | KEEP | KEEP | KEEP | [5 empty] | 0.66882 | DROP | 3.5775 | 478.4337 | DROP | DROP | DROP | DROP | DROP | DROP | 1.4763 | 478.4337 | 2.7884 | KEEP
DEF | N_OF_Variable Speed Pool Pump | 3230.25 | 0.7602 | 0.118 | 10 |  | 707.3622 | 273.377 | 807.0145 | 1787.7537 |  | 2546.9992 | 125.9798 | 0 | 1085.01 | 1085.01 | 2546.9992 | motor | 3.5775 | 0.66882 | 1.4763 | 2.3474 | -885.2253 | 576.7639 | DROP | DROP | DROP | KEEP | KEEP | KEEP | [5 empty] | 0.66882 | DROP | 3.5775 | 478.4337 | DROP | DROP | DROP | DROP | DROP | DROP | 1.4763 | 478.4337 | 2.7884 | KEEP
DEF | N_RS_Variable Speed Pool Pump | 3230.25 | 0.7602 | 0.118 | 10 |  | 707.3622 | 273.377 | 807.0145 | 1787.7537 |  | 2546.9992 | 125.9798 | 0 | 1085.01 | 1085.01 | 2546.9992 | motor | 3.5775 | 0.66882 | 1.4763 | 2.3474 | -885.2253 | 576.7639 | DROP | DROP | DROP | KEEP | KEEP | KEEP | [5 empty] | 0.66882 | DROP | 3.5775 | 478.4337 | DROP | DROP | DROP | DROP | DROP | DROP | 1.4763 | 478.4337 | 2.7884 | KEEP
DEF | N_RT_Variable Speed Pool Pump | 3230.25 | 0.7602 | 0.118 | 10 |  | 707.3622 | 273.377 | 807.0145 | 1787.7537 |  | 2546.9992 | 125.9798 | 0 | 1085.01 | 1085.01 | 2546.9992 | motor | 3.5775 | 0.66882 | 1.4763 | 2.3474 | -885.2253 | 576.7639 | DROP | DROP | DROP | KEEP | KEEP | KEEP | [5 empty] | 0.66882 | DROP | 3.5775 | 478.4337 | DROP | DROP | DROP | DROP | DROP | DROP | 1.4763 | 478.4337 | 2.7884 | KEEP
DEF | N_SC_Variable Speed Pool Pump | 3230.25 | 0.7602 | 0.118 | 10 |  | 707.3622 | 273.377 | 807.0145 | 1787.7537 |  | 2546.9992 | 125.9798 | 0 | 1085.01 | 1085.01 | 2546.9992 | motor | 3.5775 | 0.66882 | 1.4763 | 2.3474 | -885.2253 | 576.7639 | DROP | DROP | DROP | KEEP | KEEP | KEEP | [5 empty] | 0.66882 | DROP | 3.5775 | 478.4337 | DROP | DROP | DROP | DROP | DROP | DROP | 1.4763 | 478.4337 | 2.7884 | KEEP
DEF | T_AS_ENERGY STAR Imaging Equipment | 416.8 | 0.0578 | 0.038813 | 6 |  | 54.3706 | 0 | 40.1457 | 94.5164 |  | 207.8675 | 16.2552 | 0 | 585.14 | 585.14 | 207.8675 | unit | 14.9525 | 0.42172 | 0.15716 | 0.35524 | -129.6063 | -506.8788 | DROP | DROP | DROP | DROP | DROP | DROP | [5 empty] | 0.42172 | DROP | 14.9525 | 506.8733 | DROP | DROP | DROP | DROP | DROP | DROP | 0.15716 | 506.8733 | 1.2215 | DROP
DEF | T_CU_ENERGY STAR Imaging Equipment | 416.8 | 0.0578 | 0.038813 | 6 |  | 54.3706 | 0 | 40.1457 | 94.5164 |  | 207.8675 | 16.2552 | 0 | 585.14 | 585.14 | 207.8675 | unit | 14.9525 | 0.42172 | 0.15716 | 0.35524 | -129.6063 | -506.8788 | DROP | DROP | DROP | DROP | DROP | DROP | [5 empty] | 0.42172 | DROP | 14.9525 | 506.8733 | DROP | DROP | DROP | DROP | DROP | DROP | 0.15716 | 506.8733 | 1.2215 | DROP
DEF | T_GR_ENERGY STAR Imaging Equipment | 416.8 | 0.0578 | 0.038813 | 6 |  | 54.3706 | 0 | 40.1457 | 94.5164 |  | 207.8675 | 16.2552 | 0 | 585.14 | 585.14 | 207.8675 | unit | 14.9525 | 0.42172 | 0.15716 | 0.35524 | -129.6063 | -506.8788 | DROP | DROP | DROP | DROP | DROP | DROP | [5 empty] | 0.42172 | DROP | 14.9525 | 506.8733 | DROP | DROP | DROP | DROP | DROP | DROP | 0.15716 | 506.8733 | 1.2215 | DROP
DEF | T_HC_ENERGY STAR Imaging Equipment | 416.8 | 0.0578 | 0.038813 | 6 |  | 54.3706 | 0 | 40.1457 | 94.5164 |  | 207.8675 | 16.2552 | 0 | 585.14 | 585.14 | 207.8675 | unit | 14.9525 | 0.42172 | 0.15716 | 0.35524 | -129.6063 | -506.8788 | DROP | DROP | DROP | DROP | DROP | DROP | [5 empty] | 0.42172 | DROP | 14.9525 | 506.8733 | DROP | DROP | DROP | DROP | DROP | DROP | 0.15716 | 506.8733 | 1.2215 | DROP
DEF | T_HS_ENERGY STAR Imaging Equipment | 416.8 | 0.0578 | 0.038813 | 6 |  | 54.3706 | 0 | 40.1457 | 94.5164 |  | 207.8675 | 16.2552 | 0 | 585.14 | 585.14 | 207.8675 | unit | 14.9525 | 0.42172 | 0.15716 | 0.35524 | -129.6063 | -506.8788 | DROP | DROP | DROP | DROP | DROP | DROP | [5 empty] | 0.42172 | DROP | 14.9525 | 506.8733 | DROP | DROP | DROP | DROP | DROP | DROP | 0.15716 | 506.8733 | 1.2215 | DROP
DEF | T_IN_ENERGY STAR Imaging Equipment | 416.8 | 0.0578 | 0.038813 | 6 |  | 54.3706 | 0 | 40.1457 | 94.5164 |  | 207.8675 | 16.2552 | 0 | 585.14 | 585.14 | 207.8675 | unit | 14.9525 | 0.42172 | 0.15716 | 0.35524 | -129.6063 | -506.8788 | DROP | DROP | DROP | DROP | DROP | DROP | [5 empty] | 0.42172 | DROP | 14.9525 | 506.8733 | DROP | DROP | DROP | DROP | DROP | DROP | 0.15716 | 506.8733 | 1.2215 | DROP
DEF | T_LG_ENERGY STAR Imaging Equipment | 416.8 | 0.0578 | 0.038813 | 6 |  | 54.3706 | 0 | 40.1457 | 94.5164 |  | 207.8675 | 16.2552 | 0 | 585.14 | 585.14 | 207.8675 | unit | 14.9525 | 0.42172 | 0.15716 | 0.35524 | -129.6063 | -506.8788 | DROP | DROP | DROP | DROP | DROP | DROP | [5 empty] | 0.42172 | DROP | 14.9525 | 506.8733 | DROP | DROP | DROP | DROP | DROP | DROP | 0.15716 | 506.8733 | 1.2215 | DROP
DEF | T_MS_ENERGY STAR Imaging Equipment | 416.8 | 0.0578 | 0.038813 | 6 |  | 54.3706 | 0 | 40.1457 | 94.5164 |  | 207.8675 | 16.2552 | 0 | 585.14 | 585.14 | 207.8675 | unit | 14.9525 | 0.42172 | 0.15716 | 0.35524 | -129.6063 | -506.8788 | DROP | DROP | DROP | DROP | DROP | DROP | [5 empty] | 0.42172 | DROP | 14.9525 | 506.8733 | DROP | DROP | DROP | DROP | DROP | DROP | 0.15716 | 506.8733 | 1.2215 | DROP
DEF | T_OF_ENERGY STAR Imaging Equipment | 416.8 | 0.0578 | 0.038813 | 6 |  | 54.3706 | 0 | 40.1457 | 94.5164 |  | 207.8675 | 16.2552 | 0 | 585.14 | 585.14 | 207.8675 | unit | 14.9525 | 0.42172 | 0.15716 | 0.35524 | -129.6063 | -506.8788 | DROP | DROP | DROP | DROP | DROP | DROP | [5 empty] | 0.42172 | DROP | 14.9525 | 506.8733 | DROP | DROP | DROP | DROP | DROP | DROP | 0.15716 | 506.8733 | 1.2215 | DROP
DEF | T_RS_ENERGY STAR Imaging Equipment | 416.8 | 0.0578 | 0.038813 | 6 |  | 54.3706 | 0 | 40.1457 | 94.5164 |  | 207.8675 | 16.2552 | 0 | 585.14 | 585.14 | 207.8675 | unit | 14.9525 | 0.42172 | 0.15716 | 0.35524 | -129.6063 | -506.8788 | DROP | DROP | DROP | DROP | DROP | DROP | [5 empty] | 0.42172 | DROP | 14.9525 | 506.8733 | DROP | DROP | DROP | DROP | DROP | DROP | 0.15716 | 506.8733 | 1.2215 | DROP
DEF | T_RT_ENERGY STAR Imaging Equipment | 416.8 | 0.0578 | 0.038813 | 6 |  | 54.3706 | 0 | 40.1457 | 94.5164 |  | 207.8675 | 16.2552 | 0 | 585.14 | 585.14 | 207.8675 | unit | 14.9525 | 0.42172 | 0.15716 | 0.35524 | -129.6063 | -506.8788 | DROP | DROP | DROP | DROP | DROP | DROP | [5 empty] | 0.42172 | DROP | 14.9525 | 506.8733 | DROP | DROP | DROP | DROP | DROP | DROP | 0.15716 | 506.8733 | 1.2215 | DROP
DEF | T_SC_ENERGY STAR Imaging Equipment | 416.8 | 0.0578 | 0.038813 | 6 |  | 54.3706 | 0 | 40.1457 | 94.5164 |  | 207.8675 | 16.2552 | 0 | 585.14 | 585.14 | 207.8675 | unit | 14.9525 | 0.42172 | 0.15716 | 0.35524 | -129.6063 | -506.8788 | DROP | DROP | DROP | DROP | DROP | DROP | [5 empty] | 0.42172 | DROP | 14.9525 | 506.8733 | DROP | DROP | DROP | DROP | DROP | DROP | 0.15716 | 506.8733 | 1.2215 | DROP
DEF | T_WR_ENERGY STAR Imaging Equipment | 416.8 | 0.0578 | 0.038813 | 6 |  | 54.3706 | 0 | 40.1457 | 94.5164 |  | 207.8675 | 16.2552 | 0 | 585.14 | 585.14 | 207.8675 | unit | 14.9525 | 0.42172 | 0.15716 | 0.35524 | -129.6063 | -506.8788 | DROP | DROP | DROP | DROP | DROP | DROP | [5 empty] | 0.42172 | DROP | 14.9525 | 506.8733 | DROP | DROP | DROP | DROP | DROP | DROP | 0.15716 | 506.8733 | 1.2215 | DROP
DEF | N_AS_ENERGY STAR Imaging Equipment | 416.8 | 0.0578 | 0.038813 | 6 |  | 54.3706 | 0 | 40.1457 | 94.5164 |  | 207.8675 | 16.2552 | 0 | 585.14 | 585.14 | 207.8675 | unit | 14.9525 | 0.42172 | 0.15716 | 0.35524 | -129.6063 | -506.8788 | DROP | DROP | DROP | DROP | DROP | DROP | [5 empty] | 0.42172 | DROP | 14.9525 | 506.8733 | DROP | DROP | DROP | DROP | DROP | DROP | 0.15716 | 506.8733 | 1.2215 | DROP
DEF | N_CU_ENERGY STAR Imaging Equipment | 416.8 | 0.0578 | 0.038813 | 6 |  | 54.3706 | 0 | 40.1457 | 94.5164 |  | 207.8675 | 16.2552 | 0 | 585.14 | 585.14 | 207.8675 | unit | 14.9525 | 0.42172 | 0.15716 | 0.35524 | -129.6063 | -506.8788 | DROP | DROP | DROP | DROP | DROP | DROP | [5 empty] | 0.42172 | DROP | 14.9525 | 506.8733 | DROP | DROP | DROP | DROP | DROP | DROP | 0.15716 | 506.8733 | 1.2215 | DROP
DEF | N_GR_ENERGY STAR Imaging Equipment | 416.8 | 0.0578 | 0.038813 | 6 |  | 54.3706 | 0 | 40.1457 | 94.5164 |  | 207.8675 | 16.2552 | 0 | 585.14 | 585.14 | 207.8675 | unit | 14.9525 | 0.42172 | 0.15716 | 0.35524 | -129.6063 | -506.8788 | DROP | DROP | DROP | DROP | DROP | DROP | [5 empty] | 0.42172 | DROP | 14.9525 | 506.8733 | DROP | DROP | DROP | DROP | DROP | DROP | 0.15716 | 506.8733 | 1.2215 | DROP
DEF | N_HC_ENERGY STAR Imaging Equipment | 416.8 | 0.0578 | 0.038813 | 6 |  | 54.3706 | 0 | 40.1457 | 94.5164 |  | 207.8675 | 16.2552 | 0 | 585.14 | 585.14 | 207.8675 | unit | 14.9525 | 0.42172 | 0.15716 | 0.35524 | -129.6063 | -506.8788 | DROP | DROP | DROP | DROP | DROP | DROP | [5 empty] | 0.42172 | DROP | 14.9525 | 506.8733 | DROP | DROP | DROP | DROP | DROP | DROP | 0.15716 | 506.8733 | 1.2215 | DROP
DEF | N_HS_ENERGY STAR Imaging Equipment | 416.8 | 0.0578 | 0.038813 | 6 |  | 54.3706 | 0 | 40.1457 | 94.5164 |  | 207.8675 | 16.2552 | 0 | 585.14 | 585.14 | 207.8675 | unit | 14.9525 | 0.42172 | 0.15716 | 0.35524 | -129.6063 | -506.8788 | DROP | DROP | DROP | DROP | DROP | DROP | [5 empty] | 0.42172 | DROP | 14.9525 | 506.8733 | DROP | DROP | DROP | DROP | DROP | DROP | 0.15716 | 506.8733 | 1.2215 | DROP
DEF | N_IN_ENERGY STAR Imaging Equipment | 416.8 | 0.0578 | 0.038813 | 6 |  | 54.3706 | 0 | 40.1457 | 94.5164 |  | 207.8675 | 16.2552 | 0 | 585.14 | 585.14 | 207.8675 | unit | 14.9525 | 0.42172 | 0.15716 | 0.35524 | -129.6063 | -506.8788 | DROP | DROP | DROP | DROP | DROP | DROP | [5 empty] | 0.42172 | DROP | 14.9525 | 506.8733 | DROP | DROP | DROP | DROP | DROP | DROP | 0.15716 | 506.8733 | 1.2215 | DROP
DEF | N_LG_ENERGY STAR Imaging Equipment | 416.8 | 0.0578 | 0.038813 | 6 |  | 54.3706 | 0 | 40.1457 | 94.5164 |  | 207.8675 | 16.2552 | 0 | 585.14 | 585.14 | 207.8675 | unit | 14.9525 | 0.42172 | 0.15716 | 0.35524 | -129.6063 | -506.8788 | DROP | DROP | DROP | DROP | DROP | DROP | [5 empty] | 0.42172 | DROP | 14.9525 | 506.8733 | DROP | DROP | DROP | DROP | DROP | DROP | 0.15716 | 506.8733 | 1.2215 | DROP
DEF | N_MS_ENERGY STAR Imaging Equipment | 416.8 | 0.0578 | 0.038813 | 6 |  | 54.3706 | 0 | 40.1457 | 94.5164 |  | 207.8675 | 16.2552 | 0 | 585.14 | 585.14 | 207.8675 | unit | 14.9525 | 0.42172 | 0.15716 | 0.35524 | -129.6063 | -506.8788 | DROP | DROP | DROP | DROP | DROP | DROP | [5 empty] | 0.42172 | DROP | 14.9525 | 506.8733 | DROP | DROP | DROP | DROP | DROP | DROP | 0.15716 | 506.8733 | 1.2215 | DROP
DEF | N_OF_ENERGY STAR Imaging Equipment | 416.8 | 0.0578 | 0.038813 | 6 |  | 54.3706 | 0 | 40.1457 | 94.5164 |  | 207.8675 | 16.2552 | 0 | 585.14 | 585.14 | 207.8675 | unit | 14.9525 | 0.42172 | 0.15716 | 0.35524 | -129.6063 | -506.8788 | DROP | DROP | DROP | DROP | DROP | DROP | [5 empty] | 0.42172 | DROP | 14.9525 | 506.8733 | DROP | DROP | DROP | DROP | DROP | DROP | 0.15716 | 506.8733 | 1.2215 | DROP
DEF | N_RS_ENERGY STAR Imaging Equipment | 416.8 | 0.0578 | 0.038813 | 6 |  | 54.3706 | 0 | 40.1457 | 94.5164 |  | 207.8675 | 16.2552 | 0 | 585.14 | 585.14 | 207.8675 | unit | 14.9525 | 0.42172 | 0.15716 | 0.35524 | -129.6063 | -506.8788 | DROP | DROP | DROP | DROP | DROP | DROP | [5 empty] | 0.42172 | DROP | 14.9525 | 506.8733 | DROP | DROP | DROP | DROP | DROP | DROP | 0.15716 | 506.8733 | 1.2215 | DROP
DEF | N_RT_ENERGY STAR Imaging Equipment | 416.8 | 0.0578 | 0.038813 | 6 |  | 54.3706 | 0 | 40.1457 | 94.5164 |  | 207.8675 | 16.2552 | 0 | 585.14 | 585.14 | 207.8675 | unit | 14.9525 | 0.42172 | 0.15716 | 0.35524 | -129.6063 | -506.8788 | DROP | DROP | DROP | DROP | DROP | DROP | [5 empty] | 0.42172 | DROP | 14.9525 | 506.8733 | DROP | DROP | DROP | DROP | DROP | DROP | 0.15716 | 506.8733 | 1.2215 | DROP
DEF | N_SC_ENERGY STAR Imaging Equipment | 416.8 | 0.0578 | 0.038813 | 6 |  | 54.3706 | 0 | 40.1457 | 94.5164 |  | 207.8675 | 16.2552 | 0 | 585.14 | 585.14 | 207.8675 | unit | 14.9525 | 0.42172 | 0.15716 | 0.35524 | -129.6063 | -506.8788 | DROP | DROP | DROP | DROP | DROP | DROP | [5 empty] | 0.42172 | DROP | 14.9525 | 506.8733 | DROP | DROP | DROP | DROP | DROP | DROP | 0.15716 | 506.8733 | 1.2215 | DROP
DEF | N_WR_ENERGY STAR Imaging Equipment | 416.8 | 0.0578 | 0.038813 | 6 |  | 54.3706 | 0 | 40.1457 | 94.5164 |  | 207.8675 | 16.2552 | 0 | 585.14 | 585.14 | 207.8675 | unit | 14.9525 | 0.42172 | 0.15716 | 0.35524 | -129.6063 | -506.8788 | DROP | DROP | DROP | DROP | DROP | DROP | [5 empty] | 0.42172 | DROP | 14.9525 | 506.8733 | DROP | DROP | DROP | DROP | DROP | DROP | 0.15716 | 506.8733 | 1.2215 | DROP
DEF | T_AS_Energy Star PCs | 123.5154 | 0.017591 | 0 | 4 |  | 10.8555 | 0 | 8.5235 | 19.379 |  | 42.7268 | 4.8171 | 0 | 20 | 20 | 42.7268 | unit | 1.7246 | 0.4076 | 0.78087 | 2.1363 | -28.165 | -5.4381 | DROP | DROP | DROP | DROP | DROP | DROP | [5 empty] | 0.4076 | DROP | 1.7246 | 0 | DROP | DROP | DROP | DROP | DROP | DROP | 0.78087 | 0 | 2.1363 | DROP
DEF | T_CU_Energy Star PCs | 123.5154 | 0.023703 | 0.023703 | 4 |  | 10.8555 | 0 | 11.4852 | 22.3407 |  | 42.7268 | 4.8171 | 0 | 20 | 20 | 42.7268 | unit | 1.7246 | 0.4699 | 0.90022 | 2.1363 | -25.2032 | -2.4764 | DROP | DROP | DROP | DROP | DROP | DROP | [5 empty] | 0.4699 | DROP | 1.7246 | 0 | DROP | DROP | DROP | DROP | DROP | DROP | 0.90022 | 0 | 2.1363 | DROP
DEF | T_GR_Energy Star PCs | 123.5154 | 0.017591 | 0.0068231 | 4 |  | 10.8555 | 0 | 8.5235 | 19.379 |  | 42.7268 | 4.8171 | 0 | 20 | 20 | 42.7268 | unit | 1.7246 | 0.4076 | 0.78087 | 2.1363 | -28.165 | -5.4381 | DROP | DROP | DROP | DROP | DROP | DROP | [5 empty] | 0.4076 | DROP | 1.7246 | 0 | DROP | DROP | DROP | DROP | DROP | DROP | 0.78087 | 0 | 2.1363 | DROP
DEF | T_HC_Energy Star PCs | 123.5154 | 0.017591 | 0.0068231 | 4 |  | 10.8555 | 0 | 8.5235 | 19.379 |  | 42.7268 | 4.8171 | 0 | 20 | 20 | 42.7268 | unit | 1.7246 | 0.4076 | 0.78087 | 2.1363 | -28.165 | -5.4381 | DROP | DROP | DROP | DROP | DROP | DROP | [5 empty] | 0.4076 | DROP | 1.7246 | 0 | DROP | DROP | DROP | DROP | DROP | DROP | 0.78087 | 0 | 2.1363 | DROP
DEF | T_HS_Energy Star PCs | 123.5154 | 0.023703 | 0.023703 | 4 |  | 10.8555 | 0 | 11.4852 | 22.3407 |  | 42.7268 | 4.8171 | 0 | 20 | 20 | 42.7268 | unit | 1.7246 | 0.4699 | 0.90022 | 2.1363 | -25.2032 | -2.4764 | DROP | DROP | DROP | DROP | DROP | DROP | [5 empty] | 0.4699 | DROP | 1.7246 | 0 | DROP | DROP | DROP | DROP | DROP | DROP | 0.90022 | 0 | 2.1363 | DROP
DEF | T_IN_Energy Star PCs | 123.5154 | 0.017591 | 0 | 4 |  | 10.8555 | 0 | 8.5235 | 19.379 |  | 42.7268 | 4.8171 | 0 | 20 | 20 | 42.7268 | unit | 1.7246 | 0.4076 | 0.78087 | 2.1363 | -28.165 | -5.4381 | DROP | DROP | DROP | DROP | DROP | DROP | [5 empty] | 0.4076 | DROP | 1.7246 | 0 | DROP | DROP | DROP | DROP | DROP | DROP | 0.78087 | 0 | 2.1363 | DROP
DEF | T_LG_Energy Star PCs | 123.5154 | 0.017591 | 0.0068231 | 4 |  | 10.8555 | 0 | 8.5235 | 19.379 |  | 42.7268 | 4.8171 | 0 | 20 | 20 | 42.7268 | unit | 1.7246 | 0.4076 | 0.78087 | 2.1363 | -28.165 | -5.4381 | DROP | DROP | DROP | DROP | DROP | DROP | [5 empty] | 0.4076 | DROP | 1.7246 | 0 | DROP | DROP | DROP | DROP | DROP | DROP | 0.78087 | 0 | 2.1363 | DROP
DEF | T_MS_Energy Star PCs | 123.5154 | 0.017591 | 0 | 4 |  | 10.8555 | 0 | 8.5235 | 19.379 |  | 42.7268 | 4.8171 | 0 | 20 | 20 | 42.7268 | unit | 1.7246 | 0.4076 | 0.78087 | 2.1363 | -28.165 | -5.4381 | DROP | DROP | DROP | DROP | DROP | DROP | [5 empty] | 0.4076 | DROP | 1.7246 | 0 | DROP | DROP | DROP | DROP | DROP | DROP | 0.78087 | 0 | 2.1363 | DROP
DEF | T_OF_Energy Star PCs | 123.5154 | 0.017591 | 0.0068231 | 4 |  | 10.8555 | 0 | 8.5235 | 19.379 |  | 42.7268 | 4.8171 | 0 | 20 | 20 | 42.7268 | unit | 1.7246 | 0.4076 | 0.78087 | 2.1363 | -28.165 | -5.4381 | DROP | DROP | DROP | DROP | DROP | DROP | [5 empty] | 0.4076 | DROP | 1.7246 | 0 | DROP | DROP | DROP | DROP | DROP | DROP | 0.78087 | 0 | 2.1363 | DROP
DEF | T_RS_Energy Star PCs | 123.5154 | 0.017591 | 0 | 4 |  | 10.8555 | 0 | 8.5235 | 19.379 |  | 42.7268 | 4.8171 | 0 | 20 | 20 | 42.7268 | unit | 1.7246 | 0.4076 | 0.78087 | 2.1363 | -28.165 | -5.4381 | DROP | DROP | DROP | DROP | DROP | DROP | [5 empty] | 0.4076 | DROP | 1.7246 | 0 | DROP | DROP | DROP | DROP | DROP | DROP | 0.78087 | 0 | 2.1363 | DROP
DEF | T_RT_Energy Star PCs | 123.5154 | 0.017591 | 0.0068231 | 4 |  | 10.8555 | 0 | 8.5235 | 19.379 |  | 42.7268 | 4.8171 | 0 | 20 | 20 | 42.7268 | unit | 1.7246 | 0.4076 | 0.78087 | 2.1363 | -28.165 | -5.4381 | DROP | DROP | DROP | DROP | DROP | DROP | [5 empty] | 0.4076 | DROP | 1.7246 | 0 | DROP | DROP | DROP | DROP | DROP | DROP | 0.78087 | 0 | 2.1363 | DROP
DEF | T_SC_Energy Star PCs | 123.5154 | 0.017591 | 0.0068231 | 4 |  | 10.8555 | 0 | 8.5235 | 19.379 |  | 42.7268 | 4.8171 | 0 | 20 | 20 | 42.7268 | unit | 1.7246 | 0.4076 | 0.78087 | 2.1363 | -28.165 | -5.4381 | DROP | DROP | DROP | DROP | DROP | DROP | [5 empty] | 0.4076 | DROP | 1.7246 | 0 | DROP | DROP | DROP | DROP | DROP | DROP | 0.78087 | 0 | 2.1363 | DROP
DEF | T_WR_Energy Star PCs | 123.5154 | 0.017591 | 0 | 4 |  | 10.8555 | 0 | 8.5235 | 19.379 |  | 42.7268 | 4.8171 | 0 | 20 | 20 | 42.7268 | unit | 1.7246 | 0.4076 | 0.78087 | 2.1363 | -28.165 | -5.4381 | DROP | DROP | DROP | DROP | DROP | DROP | [5 empty] | 0.4076 | DROP | 1.7246 | 0 | DROP | DROP | DROP | DROP | DROP | DROP | 0.78087 | 0 | 2.1363 | DROP
DEF | N_AS_Energy Star PCs | 123.5154 | 0.017591 | 0 | 4 |  | 10.8555 | 0 | 8.5235 | 19.379 |  | 42.7268 | 4.8171 | 0 | 20 | 20 | 42.7268 | unit | 1.7246 | 0.4076 | 0.78087 | 2.1363 | -28.165 | -5.4381 | DROP | DROP | DROP | DROP | DROP | DROP | [5 empty] | 0.4076 | DROP | 1.7246 | 0 | DROP | DROP | DROP | DROP | DROP | DROP | 0.78087 | 0 | 2.1363 | DROP
DEF | N_CU_Energy Star PCs | 123.5154 | 0.023703 | 0.023703 | 4 |  | 10.8555 | 0 | 11.4852 | 22.3407 |  | 42.7268 | 4.8171 | 0 | 20 | 20 | 42.7268 | unit | 1.7246 | 0.4699 | 0.90022 | 2.1363 | -25.2032 | -2.4764 | DROP | DROP | DROP | DROP | DROP | DROP | [5 empty] | 0.4699 | DROP | 1.7246 | 0 | DROP | DROP | DROP | DROP | DROP | DROP | 0.90022 | 0 | 2.1363 | DROP
DEF | N_GR_Energy Star PCs | 123.5154 | 0.017591 | 0.0068231 | 4 |  | 10.8555 | 0 | 8.5235 | 19.379 |  | 42.7268 | 4.8171 | 0 | 20 | 20 | 42.7268 | unit | 1.7246 | 0.4076 | 0.78087 | 2.1363 | -28.165 | -5.4381 | DROP | DROP | DROP | DROP | DROP | DROP | [5 empty] | 0.4076 | DROP | 1.7246 | 0 | DROP | DROP | DROP | DROP | DROP | DROP | 0.78087 | 0 | 2.1363 | DROP
DEF | N_HC_Energy Star PCs | 123.5154 | 0.017591 | 0.0068231 | 4 |  | 10.8555 | 0 | 8.5235 | 19.379 |  | 42.7268 | 4.8171 | 0 | 20 | 20 | 42.7268 | unit | 1.7246 | 0.4076 | 0.78087 | 2.1363 | -28.165 | -5.4381 | DROP | DROP | DROP | DROP | DROP | DROP | [5 empty] | 0.4076 | DROP | 1.7246 | 0 | DROP | DROP | DROP | DROP | DROP | DROP | 0.78087 | 0 | 2.1363 | DROP
DEF | N_HS_Energy Star PCs | 123.5154 | 0.023703 | 0.023703 | 4 |  | 10.8555 | 0 | 11.4852 | 22.3407 |  | 42.7268 | 4.8171 | 0 | 20 | 20 | 42.7268 | unit | 1.7246 | 0.4699 | 0.90022 | 2.1363 | -25.2032 | -2.4764 | DROP | DROP | DROP | DROP | DROP | DROP | [5 empty] | 0.4699 | DROP | 1.7246 | 0 | DROP | DROP | DROP | DROP | DROP | DROP | 0.90022 | 0 | 2.1363 | DROP
DEF | N_IN_Energy Star PCs | 123.5154 | 0.017591 | 0 | 4 |  | 10.8555 | 0 | 8.5235 | 19.379 |  | 42.7268 | 4.8171 | 0 | 20 | 20 | 42.7268 | unit | 1.7246 | 0.4076 | 0.78087 | 2.1363 | -28.165 | -5.4381 | DROP | DROP | DROP | DROP | DROP | DROP | [5 empty] | 0.4076 | DROP | 1.7246 | 0 | DROP | DROP | DROP | DROP | DROP | DROP | 0.78087 | 0 | 2.1363 | DROP
DEF | N_LG_Energy Star PCs | 123.5154 | 0.017591 | 0.0068231 | 4 |  | 10.8555 | 0 | 8.5235 | 19.379 |  | 42.7268 | 4.8171 | 0 | 20 | 20 | 42.7268 | unit | 1.7246 | 0.4076 | 0.78087 | 2.1363 | -28.165 | -5.4381 | DROP | DROP | DROP | DROP | DROP | DROP | [5 empty] | 0.4076 | DROP | 1.7246 | 0 | DROP | DROP | DROP | DROP | DROP | DROP | 0.78087 | 0 | 2.1363 | DROP
DEF | N_MS_Energy Star PCs | 123.5154 | 0.017591 | 0 | 4 |  | 10.8555 | 0 | 8.5235 | 19.379 |  | 42.7268 | 4.8171 | 0 | 20 | 20 | 42.7268 | unit | 1.7246 | 0.4076 | 0.78087 | 2.1363 | -28.165 | -5.4381 | DROP | DROP | DROP | DROP | DROP | DROP | [5 empty] | 0.4076 | DROP | 1.7246 | 0 | DROP | DROP | DROP | DROP | DROP | DROP | 0.78087 | 0 | 2.1363 | DROP
DEF | N_OF_Energy Star PCs | 123.5154 | 0.017591 | 0.0068231 | 4 |  | 10.8555 | 0 | 8.5235 | 19.379 |  | 42.7268 | 4.8171 | 0 | 20 | 20 | 42.7268 | unit | 1.7246 | 0.4076 | 0.78087 | 2.1363 | -28.165 | -5.4381 | DROP | DROP | DROP | DROP | DROP | DROP | [5 empty] | 0.4076 | DROP | 1.7246 | 0 | DROP | DROP | DROP | DROP | DROP | DROP | 0.78087 | 0 | 2.1363 | DROP
DEF | N_RS_Energy Star PCs | 123.5154 | 0.017591 | 0 | 4 |  | 10.8555 | 0 | 8.5235 | 19.379 |  | 42.7268 | 4.8171 | 0 | 20 | 20 | 42.7268 | unit | 1.7246 | 0.4076 | 0.78087 | 2.1363 | -28.165 | -5.4381 | DROP | DROP | DROP | DROP | DROP | DROP | [5 empty] | 0.4076 | DROP | 1.7246 | 0 | DROP | DROP | DROP | DROP | DROP | DROP | 0.78087 | 0 | 2.1363 | DROP
DEF | N_RT_Energy Star PCs | 123.5154 | 0.017591 | 0.0068231 | 4 |  | 10.8555 | 0 | 8.5235 | 19.379 |  | 42.7268 | 4.8171 | 0 | 20 | 20 | 42.7268 | unit | 1.7246 | 0.4076 | 0.78087 | 2.1363 | -28.165 | -5.4381 | DROP | DROP | DROP | DROP | DROP | DROP | [5 empty] | 0.4076 | DROP | 1.7246 | 0 | DROP | DROP | DROP | DROP | DROP | DROP | 0.78087 | 0 | 2.1363 | DROP
DEF | N_SC_Energy Star PCs | 123.5154 | 0.017591 | 0.0068231 | 4 |  | 10.8555 | 0 | 8.5235 | 19.379 |  | 42.7268 | 4.8171 | 0 | 20 | 20 | 42.7268 | unit | 1.7246 | 0.4076 | 0.78087 | 2.1363 | -28.165 | -5.4381 | DROP | DROP | DROP | DROP | DROP | DROP | [5 empty] | 0.4076 | DROP | 1.7246 | 0 | DROP | DROP | DROP | DROP | DROP | DROP | 0.78087 | 0 | 2.1363 | DROP
DEF | N_WR_Energy Star PCs | 123.5154 | 0.017591 | 0 | 4 |  | 10.8555 | 0 | 8.5235 | 19.379 |  | 42.7268 | 4.8171 | 0 | 20 | 20 | 42.7268 | unit | 1.7246 | 0.4076 | 0.78087 | 2.1363 | -28.165 | -5.4381 | DROP | DROP | DROP | DROP | DROP | DROP | [5 empty] | 0.4076 | DROP | 1.7246 | 0 | DROP | DROP | DROP | DROP | DROP | DROP | 0.78087 | 0 | 2.1363 | DROP
DEF | T_AS_Energy Star Servers | 1136.6997 | 0.16919 | 0.11767 | 4 |  | 99.9021 | 0 | 81.9774 | 181.8795 |  | 393.2108 | 44.3313 | 0 | 70 | 70 | 393.2108 | unit | 0.65589 | 0.41568 | 1.5908 | 5.6173 | -255.6626 | 67.5482 | DROP | DROP | DROP | DROP | DROP | DROP | [5 empty] | 0.41568 | DROP | 0.65589 | 0 | DROP | DROP | DROP | DROP | DROP | DROP | 1.5908 | 0 | 5.6173 | DROP
DEF | T_CU_Energy Star Servers | 1136.6997 | 0.16919 | 0.11767 | 4 |  | 99.9021 | 0 | 81.9774 | 181.8795 |  | 393.2108 | 44.3313 | 0 | 70 | 70 | 393.2108 | unit | 0.65589 | 0.41568 | 1.5908 | 5.6173 | -255.6626 | 67.5482 | DROP | DROP | DROP | DROP | DROP | DROP | [5 empty] | 0.41568 | DROP | 0.65589 | 0 | DROP | DROP | DROP | DROP | DROP | DROP | 1.5908 | 0 | 5.6173 | DROP
DEF | T_GR_Energy Star Servers | 1136.6997 | 0.16919 | 0.11767 | 4 |  | 99.9021 | 0 | 81.9774 | 181.8795 |  | 393.2108 | 44.3313 | 0 | 70 | 70 | 393.2108 | unit | 0.65589 | 0.41568 | 1.5908 | 5.6173 | -255.6626 | 67.5482 | DROP | DROP | DROP | DROP | DROP | DROP | [5 empty] | 0.41568 | DROP | 0.65589 | 0 | DROP | DROP | DROP | DROP | DROP | DROP | 1.5908 | 0 | 5.6173 | DROP
DEF | T_HC_Energy Star Servers | 1136.6997 | 0.16919 | 0.11767 | 4 |  | 99.9021 | 0 | 81.9774 | 181.8795 |  | 393.2108 | 44.3313 | 0 | 70 | 70 | 393.2108 | unit | 0.65589 | 0.41568 | 1.5908 | 5.6173 | -255.6626 | 67.5482 | DROP | DROP | DROP | DROP | DROP | DROP | [5 empty] | 0.41568 | DROP | 0.65589 | 0 | DROP | DROP | DROP | DROP | DROP | DROP | 1.5908 | 0 | 5.6173 | DROP
DEF | T_HS_Energy Star Servers | 1136.6997 | 0.16919 | 0.11767 | 4 |  | 99.9021 | 0 | 81.9774 | 181.8795 |  | 393.2108 | 44.3313 | 0 | 70 | 70 | 393.2108 | unit | 0.65589 | 0.41568 | 1.5908 | 5.6173 | -255.6626 | 67.5482 | DROP | DROP | DROP | DROP | DROP | DROP | [5 empty] | 0.41568 | DROP | 0.65589 | 0 | DROP | DROP | DROP | DROP | DROP | DROP | 1.5908 | 0 | 5.6173 | DROP
DEF | T_IN_Energy Star Servers | 1136.6997 | 0.16919 | 0.11767 | 4 |  | 99.9021 | 0 | 81.9774 | 181.8795 |  | 393.2108 | 44.3313 | 0 | 70 | 70 | 393.2108 | unit | 0.65589 | 0.41568 | 1.5908 | 5.6173 | -255.6626 | 67.5482 | DROP | DROP | DROP | DROP | DROP | DROP | [5 empty] | 0.41568 | DROP | 0.65589 | 0 | DROP | DROP | DROP | DROP | DROP | DROP | 1.5908 | 0 | 5.6173 | DROP
DEF | T_LG_Energy Star Servers | 1136.6997 | 0.16919 | 0.11767 | 4 |  | 99.9021 | 0 | 81.9774 | 181.8795 |  | 393.2108 | 44.3313 | 0 | 70 | 70 | 393.2108 | unit | 0.65589 | 0.41568 | 1.5908 | 5.6173 | -255.6626 | 67.5482 | DROP | DROP | DROP | DROP | DROP | DROP | [5 empty] | 0.41568 | DROP | 0.65589 | 0 | DROP | DROP | DROP | DROP | DROP | DROP | 1.5908 | 0 | 5.6173 | DROP
DEF | T_MS_Energy Star Servers | 1136.6997 | 0.16919 | 0.11767 | 4 |  | 99.9021 | 0 | 81.9774 | 181.8795 |  | 393.2108 | 44.3313 | 0 | 70 | 70 | 393.2108 | unit | 0.65589 | 0.41568 | 1.5908 | 5.6173 | -255.6626 | 67.5482 | DROP | DROP | DROP | DROP | DROP | DROP | [5 empty] | 0.41568 | DROP | 0.65589 | 0 | DROP | DROP | DROP | DROP | DROP | DROP | 1.5908 | 0 | 5.6173 | DROP
DEF | T_OF_Energy Star Servers | 1136.6997 | 0.16919 | 0.11767 | 4 |  | 99.9021 | 0 | 81.9774 | 181.8795 |  | 393.2108 | 44.3313 | 0 | 70 | 70 | 393.2108 | unit | 0.65589 | 0.41568 | 1.5908 | 5.6173 | -255.6626 | 67.5482 | DROP | DROP | DROP | DROP | DROP | DROP | [5 empty] | 0.41568 | DROP | 0.65589 | 0 | DROP | DROP | DROP | DROP | DROP | DROP | 1.5908 | 0 | 5.6173 | DROP
DEF | T_RS_Energy Star Servers | 1136.6997 | 0.16919 | 0.11767 | 4 |  | 99.9021 | 0 | 81.9774 | 181.8795 |  | 393.2108 | 44.3313 | 0 | 70 | 70 | 393.2108 | unit | 0.65589 | 0.41568 | 1.5908 | 5.6173 | -255.6626 | 67.5482 | DROP | DROP | DROP | DROP | DROP | DROP | [5 empty] | 0.41568 | DROP | 0.65589 | 0 | DROP | DROP | DROP | DROP | DROP | DROP | 1.5908 | 0 | 5.6173 | DROP
DEF | T_RT_Energy Star Servers | 1136.6997 | 0.16919 | 0.11767 | 4 |  | 99.9021 | 0 | 81.9774 | 181.8795 |  | 393.2108 | 44.3313 | 0 | 70 | 70 | 393.2108 | unit | 0.65589 | 0.41568 | 1.5908 | 5.6173 | -255.6626 | 67.5482 | DROP | DROP | DROP | DROP | DROP | DROP | [5 empty] | 0.41568 | DROP | 0.65589 | 0 | DROP | DROP | DROP | DROP | DROP | DROP | 1.5908 | 0 | 5.6173 | DROP
DEF | T_SC_Energy Star Servers | 1136.6997 | 0.16919 | 0.11767 | 4 |  | 99.9021 | 0 | 81.9774 | 181.8795 |  | 393.2108 | 44.3313 | 0 | 70 | 70 | 393.2108 | unit | 0.65589 | 0.41568 | 1.5908 | 5.6173 | -255.6626 | 67.5482 | DROP | DROP | DROP | DROP | DROP | DROP | [5 empty] | 0.41568 | DROP | 0.65589 | 0 | DROP | DROP | DROP | DROP | DROP | DROP | 1.5908 | 0 | 5.6173 | DROP
DEF | T_WR_Energy Star Servers | 1136.6997 | 0.16919 | 0.11767 | 4 |  | 99.9021 | 0 | 81.9774 | 181.8795 |  | 393.2108 | 44.3313 | 0 | 70 | 70 | 393.2108 | unit | 0.65589 | 0.41568 | 1.5908 | 5.6173 | -255.6626 | 67.5482 | DROP | DROP | DROP | DROP | DROP | DROP | [5 empty] | 0.41568 | DROP | 0.65589 | 0 | DROP | DROP | DROP | DROP | DROP | DROP | 1.5908 | 0 | 5.6173 | DROP
DEF | N_AS_Energy Star Servers | 1136.6997 | 0.16919 | 0.11767 | 4 |  | 99.9021 | 0 | 81.9774 | 181.8795 |  | 393.2108 | 44.3313 | 0 | 70 | 70 | 393.2108 | unit | 0.65589 | 0.41568 | 1.5908 | 5.6173 | -255.6626 | 67.5482 | DROP | DROP | DROP | DROP | DROP | DROP | [5 empty] | 0.41568 | DROP | 0.65589 | 0 | DROP | DROP | DROP | DROP | DROP | DROP | 1.5908 | 0 | 5.6173 | DROP
DEF | N_CU_Energy Star Servers | 1136.6997 | 0.16919 | 0.11767 | 4 |  | 99.9021 | 0 | 81.9774 | 181.8795 |  | 393.2108 | 44.3313 | 0 | 70 | 70 | 393.2108 | unit | 0.65589 | 0.41568 | 1.5908 | 5.6173 | -255.6626 | 67.5482 | DROP | DROP | DROP | DROP | DROP | DROP | [5 empty] | 0.41568 | DROP | 0.65589 | 0 | DROP | DROP | DROP | DROP | DROP | DROP | 1.5908 | 0 | 5.6173 | DROP
DEF | N_GR_Energy Star Servers | 1136.6997 | 0.16919 | 0.11767 | 4 |  | 99.9021 | 0 | 81.9774 | 181.8795 |  | 393.2108 | 44.3313 | 0 | 70 | 70 | 393.2108 | unit | 0.65589 | 0.41568 | 1.5908 | 5.6173 | -255.6626 | 67.5482 | DROP | DROP | DROP | DROP | DROP | DROP | [5 empty] | 0.41568 | DROP | 0.65589 | 0 | DROP | DROP | DROP | DROP | DROP | DROP | 1.5908 | 0 | 5.6173 | DROP
DEF | N_HC_Energy Star Servers | 1136.6997 | 0.16919 | 0.11767 | 4 |  | 99.9021 | 0 | 81.9774 | 181.8795 |  | 393.2108 | 44.3313 | 0 | 70 | 70 | 393.2108 | unit | 0.65589 | 0.41568 | 1.5908 | 5.6173 | -255.6626 | 67.5482 | DROP | DROP | DROP | DROP | DROP | DROP | [5 empty] | 0.41568 | DROP | 0.65589 | 0 | DROP | DROP | DROP | DROP | DROP | DROP | 1.5908 | 0 | 5.6173 | DROP
DEF | N_HS_Energy Star Servers | 1136.6997 | 0.16919 | 0.11767 | 4 |  | 99.9021 | 0 | 81.9774 | 181.8795 |  | 393.2108 | 44.3313 | 0 | 70 | 70 | 393.2108 | unit | 0.65589 | 0.41568 | 1.5908 | 5.6173 | -255.6626 | 67.5482 | DROP | DROP | DROP | DROP | DROP | DROP | [5 empty] | 0.41568 | DROP | 0.65589 | 0 | DROP | DROP | DROP | DROP | DROP | DROP | 1.5908 | 0 | 5.6173 | DROP
DEF | N_IN_Energy Star Servers | 1136.6997 | 0.16919 | 0.11767 | 4 |  | 99.9021 | 0 | 81.9774 | 181.8795 |  | 393.2108 | 44.3313 | 0 | 70 | 70 | 393.2108 | unit | 0.65589 | 0.41568 | 1.5908 | 5.6173 | -255.6626 | 67.5482 | DROP | DROP | DROP | DROP | DROP | DROP | [5 empty] | 0.41568 | DROP | 0.65589 | 0 | DROP | DROP | DROP | DROP | DROP | DROP | 1.5908 | 0 | 5.6173 | DROP
DEF | N_LG_Energy Star Servers | 1136.6997 | 0.16919 | 0.11767 | 4 |  | 99.9021 | 0 | 81.9774 | 181.8795 |  | 393.2108 | 44.3313 | 0 | 70 | 70 | 393.2108 | unit | 0.65589 | 0.41568 | 1.5908 | 5.6173 | -255.6626 | 67.5482 | DROP | DROP | DROP | DROP | DROP | DROP | [5 empty] | 0.41568 | DROP | 0.65589 | 0 | DROP | DROP | DROP | DROP | DROP | DROP | 1.5908 | 0 | 5.6173 | DROP
DEF | N_MS_Energy Star Servers | 1136.6997 | 0.16919 | 0.11767 | 4 |  | 99.9021 | 0 | 81.9774 | 181.8795 |  | 393.2108 | 44.3313 | 0 | 70 | 70 | 393.2108 | unit | 0.65589 | 0.41568 | 1.5908 | 5.6173 | -255.6626 | 67.5482 | DROP | DROP | DROP | DROP | DROP | DROP | [5 empty] | 0.41568 | DROP | 0.65589 | 0 | DROP | DROP | DROP | DROP | DROP | DROP | 1.5908 | 0 | 5.6173 | DROP
DEF | N_OF_Energy Star Servers | 1136.6997 | 0.16919 | 0.11767 | 4 |  | 99.9021 | 0 | 81.9774 | 181.8795 |  | 393.2108 | 44.3313 | 0 | 70 | 70 | 393.2108 | unit | 0.65589 | 0.41568 | 1.5908 | 5.6173 | -255.6626 | 67.5482 | DROP | DROP | DROP | DROP | DROP | DROP | [5 empty] | 0.41568 | DROP | 0.65589 | 0 | DROP | DROP | DROP | DROP | DROP | DROP | 1.5908 | 0 | 5.6173 | DROP
DEF | N_RS_Energy Star Servers | 1136.6997 | 0.16919 | 0.11767 | 4 |  | 99.9021 | 0 | 81.9774 | 181.8795 |  | 393.2108 | 44.3313 | 0 | 70 | 70 | 393.2108 | unit | 0.65589 | 0.41568 | 1.5908 | 5.6173 | -255.6626 | 67.5482 | DROP | DROP | DROP | DROP | DROP | DROP | [5 empty] | 0.41568 | DROP | 0.65589 | 0 | DROP | DROP | DROP | DROP | DROP | DROP | 1.5908 | 0 | 5.6173 | DROP
DEF | N_RT_Energy Star Servers | 1136.6997 | 0.16919 | 0.11767 | 4 |  | 99.9021 | 0 | 81.9774 | 181.8795 |  | 393.2108 | 44.3313 | 0 | 70 | 70 | 393.2108 | unit | 0.65589 | 0.41568 | 1.5908 | 5.6173 | -255.6626 | 67.5482 | DROP | DROP | DROP | DROP | DROP | DROP | [5 empty] | 0.41568 | DROP | 0.65589 | 0 | DROP | DROP | DROP | DROP | DROP | DROP | 1.5908 | 0 | 5.6173 | DROP
DEF | N_SC_Energy Star Servers | 1136.6997 | 0.16919 | 0.11767 | 4 |  | 99.9021 | 0 | 81.9774 | 181.8795 |  | 393.2108 | 44.3313 | 0 | 70 | 70 | 393.2108 | unit | 0.65589 | 0.41568 | 1.5908 | 5.6173 | -255.6626 | 67.5482 | DROP | DROP | DROP | DROP | DROP | DROP | [5 empty] | 0.41568 | DROP | 0.65589 | 0 | DROP | DROP | DROP | DROP | DROP | DROP | 1.5908 | 0 | 5.6173 | DROP
DEF | N_WR_Energy Star Servers | 1136.6997 | 0.16919 | 0.11767 | 4 |  | 99.9021 | 0 | 81.9774 | 181.8795 |  | 393.2108 | 44.3313 | 0 | 70 | 70 | 393.2108 | unit | 0.65589 | 0.41568 | 1.5908 | 5.6173 | -255.6626 | 67.5482 | DROP | DROP | DROP | DROP | DROP | DROP | [5 empty] | 0.41568 | DROP | 0.65589 | 0 | DROP | DROP | DROP | DROP | DROP | DROP | 1.5908 | 0 | 5.6173 | DROP
DEF | T_AS_Energy Star Uninterruptable Power Supply | 5.3521 | 0.00061097 | 0.00061097 | 10 |  | 1.172 | 0.21971 | 0.64859 | 2.0403 |  | 4.2201 | 0.20873 | 0 | 1.5473 | 1.5473 | 4.2201 | unit | 3.0792 | 0.46069 | 1.1619 | 2.7274 | -2.3885 | 0.28428 | DROP | DROP | DROP | KEEP | KEEP | KEEP | [5 empty] | 0.46069 | DROP | 3.0792 | 0.54228 | DROP | DROP | DROP | DROP | DROP | DROP | 1.1619 | 0.54228 | 3.0778 | KEEP
DEF | T_CU_Energy Star Uninterruptable Power Supply | 5.3521 | 0.00061097 | 0.00061097 | 10 |  | 1.172 | 0.21971 | 0.64859 | 2.0403 |  | 4.2201 | 0.20873 | 0 | 1.5473 | 1.5473 | 4.2201 | unit | 3.0792 | 0.46069 | 1.1619 | 2.7274 | -2.3885 | 0.28428 | DROP | DROP | DROP | KEEP | KEEP | KEEP | [5 empty] | 0.46069 | DROP | 3.0792 | 0.54228 | DROP | DROP | DROP | DROP | DROP | DROP | 1.1619 | 0.54228 | 3.0778 | KEEP
DEF | T_GR_Energy Star Uninterruptable Power Supply | 5.3521 | 0.00061097 | 0.00061097 | 10 |  | 1.172 | 0.21971 | 0.64859 | 2.0403 |  | 4.2201 | 0.20873 | 0 | 1.5473 | 1.5473 | 4.2201 | unit | 3.0792 | 0.46069 | 1.1619 | 2.7274 | -2.3885 | 0.28428 | DROP | DROP | DROP | KEEP | KEEP | KEEP | [5 empty] | 0.46069 | DROP | 3.0792 | 0.54228 | DROP | DROP | DROP | DROP | DROP | DROP | 1.1619 | 0.54228 | 3.0778 | KEEP
DEF | T_HC_Energy Star Uninterruptable Power Supply | 5.3521 | 0.00061097 | 0.00061097 | 10 |  | 1.172 | 0.21971 | 0.64859 | 2.0403 |  | 4.2201 | 0.20873 | 0 | 1.5473 | 1.5473 | 4.2201 | unit | 3.0792 | 0.46069 | 1.1619 | 2.7274 | -2.3885 | 0.28428 | DROP | DROP | DROP | KEEP | KEEP | KEEP | [5 empty] | 0.46069 | DROP | 3.0792 | 0.54228 | DROP | DROP | DROP | DROP | DROP | DROP | 1.1619 | 0.54228 | 3.0778 | KEEP
DEF | T_HS_Energy Star Uninterruptable Power Supply | 5.3521 | 0.00061097 | 0.00061097 | 10 |  | 1.172 | 0.21971 | 0.64859 | 2.0403 |  | 4.2201 | 0.20873 | 0 | 1.5473 | 1.5473 | 4.2201 | unit | 3.0792 | 0.46069 | 1.1619 | 2.7274 | -2.3885 | 0.28428 | DROP | DROP | DROP | KEEP | KEEP | KEEP | [5 empty] | 0.46069 | DROP | 3.0792 | 0.54228 | DROP | DROP | DROP | DROP | DROP | DROP | 1.1619 | 0.54228 | 3.0778 | KEEP
DEF | T_IN_Energy Star Uninterruptable Power Supply | 5.3521 | 0.00061097 | 0.00061097 | 10 |  | 1.172 | 0.21971 | 0.64859 | 2.0403 |  | 4.2201 | 0.20873 | 0 | 1.5473 | 1.5473 | 4.2201 | unit | 3.0792 | 0.46069 | 1.1619 | 2.7274 | -2.3885 | 0.28428 | DROP | DROP | DROP | KEEP | KEEP | KEEP | [5 empty] | 0.46069 | DROP | 3.0792 | 0.54228 | DROP | DROP | DROP | DROP | DROP | DROP | 1.1619 | 0.54228 | 3.0778 | KEEP
DEF | T_LG_Energy Star Uninterruptable Power Supply | 5.3521 | 0.00061097 | 0.00061097 | 10 |  | 1.172 | 0.21971 | 0.64859 | 2.0403 |  | 4.2201 | 0.20873 | 0 | 1.5473 | 1.5473 | 4.2201 | unit | 3.0792 | 0.46069 | 1.1619 | 2.7274 | -2.3885 | 0.28428 | DROP | DROP | DROP | KEEP | KEEP | KEEP | [5 empty] | 0.46069 | DROP | 3.0792 | 0.54228 | DROP | DROP | DROP | DROP | DROP | DROP | 1.1619 | 0.54228 | 3.0778 | KEEP
DEF | T_MS_Energy Star Uninterruptable Power Supply | 5.3521 | 0.00061097 | 0.00061097 | 10 |  | 1.172 | 0.21971 | 0.64859 | 2.0403 |  | 4.2201 | 0.20873 | 0 | 1.5473 | 1.5473 | 4.2201 | unit | 3.0792 | 0.46069 | 1.1619 | 2.7274 | -2.3885 | 0.28428 | DROP | DROP | DROP | KEEP | KEEP | KEEP | [5 empty] | 0.46069 | DROP | 3.0792 | 0.54228 | DROP | DROP | DROP | DROP | DROP | DROP | 1.1619 | 0.54228 | 3.0778 | KEEP
DEF | T_OF_Energy Star Uninterruptable Power Supply | 5.3521 | 0.00061097 | 0.00061097 | 10 |  | 1.172 | 0.21971 | 0.64859 | 2.0403 |  | 4.2201 | 0.20873 | 0 | 1.5473 | 1.5473 | 4.2201 | unit | 3.0792 | 0.46069 | 1.1619 | 2.7274 | -2.3885 | 0.28428 | DROP | DROP | DROP | KEEP | KEEP | KEEP | [5 empty] | 0.46069 | DROP | 3.0792 | 0.54228 | DROP | DROP | DROP | DROP | DROP | DROP | 1.1619 | 0.54228 | 3.0778 | KEEP
DEF | T_RS_Energy Star Uninterruptable Power Supply | 5.3521 | 0.00061097 | 0.00061097 | 10 |  | 1.172 | 0.21971 | 0.64859 | 2.0403 |  | 4.2201 | 0.20873 | 0 | 1.5473 | 1.5473 | 4.2201 | unit | 3.0792 | 0.46069 | 1.1619 | 2.7274 | -2.3885 | 0.28428 | DROP | DROP | DROP | KEEP | KEEP | KEEP | [5 empty] | 0.46069 | DROP | 3.0792 | 0.54228 | DROP | DROP | DROP | DROP | DROP | DROP | 1.1619 | 0.54228 | 3.0778 | KEEP
DEF | T_RT_Energy Star Uninterruptable Power Supply | 5.3521 | 0.00061097 | 0.00061097 | 10 |  | 1.172 | 0.21971 | 0.64859 | 2.0403 |  | 4.2201 | 0.20873 | 0 | 1.5473 | 1.5473 | 4.2201 | unit | 3.0792 | 0.46069 | 1.1619 | 2.7274 | -2.3885 | 0.28428 | DROP | DROP | DROP | KEEP | KEEP | KEEP | [5 empty] | 0.46069 | DROP | 3.0792 | 0.54228 | DROP | DROP | DROP | DROP | DROP | DROP | 1.1619 | 0.54228 | 3.0778 | KEEP
DEF | T_SC_Energy Star Uninterruptable Power Supply | 5.3521 | 0.00061097 | 0.00061097 | 10 |  | 1.172 | 0.21971 | 0.64859 | 2.0403 |  | 4.2201 | 0.20873 | 0 | 1.5473 | 1.5473 | 4.2201 | unit | 3.0792 | 0.46069 | 1.1619 | 2.7274 | -2.3885 | 0.28428 | DROP | DROP | DROP | KEEP | KEEP | KEEP | [5 empty] | 0.46069 | DROP | 3.0792 | 0.54228 | DROP | DROP | DROP | DROP | DROP | DROP | 1.1619 | 0.54228 | 3.0778 | KEEP
DEF | T_WR_Energy Star Uninterruptable Power Supply | 5.3521 | 0.00061097 | 0.00061097 | 10 |  | 1.172 | 0.21971 | 0.64859 | 2.0403 |  | 4.2201 | 0.20873 | 0 | 1.5473 | 1.5473 | 4.2201 | unit | 3.0792 | 0.46069 | 1.1619 | 2.7274 | -2.3885 | 0.28428 | DROP | DROP | DROP | KEEP | KEEP | KEEP | [5 empty] | 0.46069 | DROP | 3.0792 | 0.54228 | DROP | DROP | DROP | DROP | DROP | DROP | 1.1619 | 0.54228 | 3.0778 | KEEP
DEF | N_AS_Energy Star Uninterruptable Power Supply | 5.3521 | 0.00061097 | 0.00061097 | 10 |  | 1.172 | 0.21971 | 0.64859 | 2.0403 |  | 4.2201 | 0.20873 | 0 | 1.5473 | 1.5473 | 4.2201 | unit | 3.0792 | 0.46069 | 1.1619 | 2.7274 | -2.3885 | 0.28428 | DROP | DROP | DROP | KEEP | KEEP | KEEP | [5 empty] | 0.46069 | DROP | 3.0792 | 0.54228 | DROP | DROP | DROP | DROP | DROP | DROP | 1.1619 | 0.54228 | 3.0778 | KEEP
DEF | N_CU_Energy Star Uninterruptable Power Supply | 5.3521 | 0.00061097 | 0.00061097 | 10 |  | 1.172 | 0.21971 | 0.64859 | 2.0403 |  | 4.2201 | 0.20873 | 0 | 1.5473 | 1.5473 | 4.2201 | unit | 3.0792 | 0.46069 | 1.1619 | 2.7274 | -2.3885 | 0.28428 | DROP | DROP | DROP | KEEP | KEEP | KEEP | [5 empty] | 0.46069 | DROP | 3.0792 | 0.54228 | DROP | DROP | DROP | DROP | DROP | DROP | 1.1619 | 0.54228 | 3.0778 | KEEP
DEF | N_GR_Energy Star Uninterruptable Power Supply | 5.3521 | 0.00061097 | 0.00061097 | 10 |  | 1.172 | 0.21971 | 0.64859 | 2.0403 |  | 4.2201 | 0.20873 | 0 | 1.5473 | 1.5473 | 4.2201 | unit | 3.0792 | 0.46069 | 1.1619 | 2.7274 | -2.3885 | 0.28428 | DROP | DROP | DROP | KEEP | KEEP | KEEP | [5 empty] | 0.46069 | DROP | 3.0792 | 0.54228 | DROP | DROP | DROP | DROP | DROP | DROP | 1.1619 | 0.54228 | 3.0778 | KEEP
DEF | N_HC_Energy Star Uninterruptable Power Supply | 5.3521 | 0.00061097 | 0.00061097 | 10 |  | 1.172 | 0.21971 | 0.64859 | 2.0403 |  | 4.2201 | 0.20873 | 0 | 1.5473 | 1.5473 | 4.2201 | unit | 3.0792 | 0.46069 | 1.1619 | 2.7274 | -2.3885 | 0.28428 | DROP | DROP | DROP | KEEP | KEEP | KEEP | [5 empty] | 0.46069 | DROP | 3.0792 | 0.54228 | DROP | DROP | DROP | DROP | DROP | DROP | 1.1619 | 0.54228 | 3.0778 | KEEP
DEF | N_HS_Energy Star Uninterruptable Power Supply | 5.3521 | 0.00061097 | 0.00061097 | 10 |  | 1.172 | 0.21971 | 0.64859 | 2.0403 |  | 4.2201 | 0.20873 | 0 | 1.5473 | 1.5473 | 4.2201 | unit | 3.0792 | 0.46069 | 1.1619 | 2.7274 | -2.3885 | 0.28428 | DROP | DROP | DROP | KEEP | KEEP | KEEP | [5 empty] | 0.46069 | DROP | 3.0792 | 0.54228 | DROP | DROP | DROP | DROP | DROP | DROP | 1.1619 | 0.54228 | 3.0778 | KEEP
DEF | N_IN_Energy Star Uninterruptable Power Supply | 5.3521 | 0.00061097 | 0.00061097 | 10 |  | 1.172 | 0.21971 | 0.64859 | 2.0403 |  | 4.2201 | 0.20873 | 0 | 1.5473 | 1.5473 | 4.2201 | unit | 3.0792 | 0.46069 | 1.1619 | 2.7274 | -2.3885 | 0.28428 | DROP | DROP | DROP | KEEP | KEEP | KEEP | [5 empty] | 0.46069 | DROP | 3.0792 | 0.54228 | DROP | DROP | DROP | DROP | DROP | DROP | 1.1619 | 0.54228 | 3.0778 | KEEP
DEF | N_LG_Energy Star Uninterruptable Power Supply | 5.3521 | 0.00061097 | 0.00061097 | 10 |  | 1.172 | 0.21971 | 0.64859 | 2.0403 |  | 4.2201 | 0.20873 | 0 | 1.5473 | 1.5473 | 4.2201 | unit | 3.0792 | 0.46069 | 1.1619 | 2.7274 | -2.3885 | 0.28428 | DROP | DROP | DROP | KEEP | KEEP | KEEP | [5 empty] | 0.46069 | DROP | 3.0792 | 0.54228 | DROP | DROP | DROP | DROP | DROP | DROP | 1.1619 | 0.54228 | 3.0778 | KEEP
DEF | N_MS_Energy Star Uninterruptable Power Supply | 5.3521 | 0.00061097 | 0.00061097 | 10 |  | 1.172 | 0.21971 | 0.64859 | 2.0403 |  | 4.2201 | 0.20873 | 0 | 1.5473 | 1.5473 | 4.2201 | unit | 3.0792 | 0.46069 | 1.1619 | 2.7274 | -2.3885 | 0.28428 | DROP | DROP | DROP | KEEP | KEEP | KEEP | [5 empty] | 0.46069 | DROP | 3.0792 | 0.54228 | DROP | DROP | DROP | DROP | DROP | DROP | 1.1619 | 0.54228 | 3.0778 | KEEP
DEF | N_OF_Energy Star Uninterruptable Power Supply | 5.3521 | 0.00061097 | 0.00061097 | 10 |  | 1.172 | 0.21971 | 0.64859 | 2.0403 |  | 4.2201 | 0.20873 | 0 | 1.5473 | 1.5473 | 4.2201 | unit | 3.0792 | 0.46069 | 1.1619 | 2.7274 | -2.3885 | 0.28428 | DROP | DROP | DROP | KEEP | KEEP | KEEP | [5 empty] | 0.46069 | DROP | 3.0792 | 0.54228 | DROP | DROP | DROP | DROP | DROP | DROP | 1.1619 | 0.54228 | 3.0778 | KEEP
DEF | N_RS_Energy Star Uninterruptable Power Supply | 5.3521 | 0.00061097 | 0.00061097 | 10 |  | 1.172 | 0.21971 | 0.64859 | 2.0403 |  | 4.2201 | 0.20873 | 0 | 1.5473 | 1.5473 | 4.2201 | unit | 3.0792 | 0.46069 | 1.1619 | 2.7274 | -2.3885 | 0.28428 | DROP | DROP | DROP | KEEP | KEEP | KEEP | [5 empty] | 0.46069 | DROP | 3.0792 | 0.54228 | DROP | DROP | DROP | DROP | DROP | DROP | 1.1619 | 0.54228 | 3.0778 | KEEP
DEF | N_RT_Energy Star Uninterruptable Power Supply | 5.3521 | 0.00061097 | 0.00061097 | 10 |  | 1.172 | 0.21971 | 0.64859 | 2.0403 |  | 4.2201 | 0.20873 | 0 | 1.5473 | 1.5473 | 4.2201 | unit | 3.0792 | 0.46069 | 1.1619 | 2.7274 | -2.3885 | 0.28428 | DROP | DROP | DROP | KEEP | KEEP | KEEP | [5 empty] | 0.46069 | DROP | 3.0792 | 0.54228 | DROP | DROP | DROP | DROP | DROP | DROP | 1.1619 | 0.54228 | 3.0778 | KEEP
DEF | N_SC_Energy Star Uninterruptable Power Supply | 5.3521 | 0.00061097 | 0.00061097 | 10 |  | 1.172 | 0.21971 | 0.64859 | 2.0403 |  | 4.2201 | 0.20873 | 0 | 1.5473 | 1.5473 | 4.2201 | unit | 3.0792 | 0.46069 | 1.1619 | 2.7274 | -2.3885 | 0.28428 | DROP | DROP | DROP | KEEP | KEEP | KEEP | [5 empty] | 0.46069 | DROP | 3.0792 | 0.54228 | DROP | DROP | DROP | DROP | DROP | DROP | 1.1619 | 0.54228 | 3.0778 | KEEP
DEF | N_WR_Energy Star Uninterruptable Power Supply | 5.3521 | 0.00061097 | 0.00061097 | 10 |  | 1.172 | 0.21971 | 0.64859 | 2.0403 |  | 4.2201 | 0.20873 | 0 | 1.5473 | 1.5473 | 4.2201 | unit | 3.0792 | 0.46069 | 1.1619 | 2.7274 | -2.3885 | 0.28428 | DROP | DROP | DROP | KEEP | KEEP | KEEP | [5 empty] | 0.46069 | DROP | 3.0792 | 0.54228 | DROP | DROP | DROP | DROP | DROP | DROP | 1.1619 | 0.54228 | 3.0778 | KEEP
DEF | T_AS_Server Virtualization | 21024 | 3.1292 | 2.1764 | 3 |  | 1430.1076 | 0 | 1164.3466 | 2594.4542 |  | 5584.9152 | 819.936 | 0 | 17700 | 17700 | 5584.9152 | system | 8.9668 | 0.40508 | 0.14009 | 0.31553 | -3810.397 | -15925.4818 | DROP | DROP | DROP | DROP | DROP | DROP | [5 empty] | 0.40508 | DROP | 8.9668 | 13752.1133 | DROP | DROP | DROP | DROP | DROP | DROP | 0.14009 | 13752.1133 | 1.0925 | DROP
DEF | T_CU_Server Virtualization | 21024 | 3.1292 | 2.1764 | 3 |  | 1430.1076 | 0 | 1164.3466 | 2594.4542 |  | 5584.9152 | 819.936 | 0 | 17700 | 17700 | 5584.9152 | system | 8.9668 | 0.40508 | 0.14009 | 0.31553 | -3810.397 | -15925.4818 | DROP | DROP | DROP | DROP | DROP | DROP | [5 empty] | 0.40508 | DROP | 8.9668 | 13752.1133 | DROP | DROP | DROP | DROP | DROP | DROP | 0.14009 | 13752.1133 | 1.0925 | DROP
DEF | T_GR_Server Virtualization | 21024 | 3.1292 | 2.1764 | 3 |  | 1430.1076 | 0 | 1164.3466 | 2594.4542 |  | 5584.9152 | 819.936 | 0 | 17700 | 17700 | 5584.9152 | system | 8.9668 | 0.40508 | 0.14009 | 0.31553 | -3810.397 | -15925.4818 | DROP | DROP | DROP | DROP | DROP | DROP | [5 empty] | 0.40508 | DROP | 8.9668 | 13752.1133 | DROP | DROP | DROP | DROP | DROP | DROP | 0.14009 | 13752.1133 | 1.0925 | DROP
DEF | T_HC_Server Virtualization | 21024 | 3.1292 | 2.1764 | 3 |  | 1430.1076 | 0 | 1164.3466 | 2594.4542 |  | 5584.9152 | 819.936 | 0 | 17700 | 17700 | 5584.9152 | system | 8.9668 | 0.40508 | 0.14009 | 0.31553 | -3810.397 | -15925.4818 | DROP | DROP | DROP | DROP | DROP | DROP | [5 empty] | 0.40508 | DROP | 8.9668 | 13752.1133 | DROP | DROP | DROP | DROP | DROP | DROP | 0.14009 | 13752.1133 | 1.0925 | DROP
DEF | T_HS_Server Virtualization | 21024 | 3.1292 | 2.1764 | 3 |  | 1430.1076 | 0 | 1164.3466 | 2594.4542 |  | 5584.9152 | 819.936 | 0 | 17700 | 17700 | 5584.9152 | system | 8.9668 | 0.40508 | 0.14009 | 0.31553 | -3810.397 | -15925.4818 | DROP | DROP | DROP | DROP | DROP | DROP | [5 empty] | 0.40508 | DROP | 8.9668 | 13752.1133 | DROP | DROP | DROP | DROP | DROP | DROP | 0.14009 | 13752.1133 | 1.0925 | DROP
DEF | T_IN_Server Virtualization | 21024 | 3.1292 | 2.1764 | 3 |  | 1430.1076 | 0 | 1164.3466 | 2594.4542 |  | 5584.9152 | 819.936 | 0 | 17700 | 17700 | 5584.9152 | system | 8.9668 | 0.40508 | 0.14009 | 0.31553 | -3810.397 | -15925.4818 | DROP | DROP | DROP | DROP | DROP | DROP | [5 empty] | 0.40508 | DROP | 8.9668 | 13752.1133 | DROP | DROP | DROP | DROP | DROP | DROP | 0.14009 | 13752.1133 | 1.0925 | DROP
DEF | T_LG_Server Virtualization | 21024 | 3.1292 | 2.1764 | 3 |  | 1430.1076 | 0 | 1164.3466 | 2594.4542 |  | 5584.9152 | 819.936 | 0 | 17700 | 17700 | 5584.9152 | system | 8.9668 | 0.40508 | 0.14009 | 0.31553 | -3810.397 | -15925.4818 | DROP | DROP | DROP | DROP | DROP | DROP | [5 empty] | 0.40508 | DROP | 8.9668 | 13752.1133 | DROP | DROP | DROP | DROP | DROP | DROP | 0.14009 | 13752.1133 | 1.0925 | DROP
DEF | T_MS_Server Virtualization | 21024 | 3.1292 | 2.1764 | 3 |  | 1430.1076 | 0 | 1164.3466 | 2594.4542 |  | 5584.9152 | 819.936 | 0 | 17700 | 17700 | 5584.9152 | system | 8.9668 | 0.40508 | 0.14009 | 0.31553 | -3810.397 | -15925.4818 | DROP | DROP | DROP | DROP | DROP | DROP | [5 empty] | 0.40508 | DROP | 8.9668 | 13752.1133 | DROP | DROP | DROP | DROP | DROP | DROP | 0.14009 | 13752.1133 | 1.0925 | DROP
DEF | T_OF_Server Virtualization | 21024 | 3.1292 | 2.1764 | 3 |  | 1430.1076 | 0 | 1164.3466 | 2594.4542 |  | 5584.9152 | 819.936 | 0 | 17700 | 17700 | 5584.9152 | system | 8.9668 | 0.40508 | 0.14009 | 0.31553 | -3810.397 | -15925.4818 | DROP | DROP | DROP | DROP | DROP | DROP | [5 empty] | 0.40508 | DROP | 8.9668 | 13752.1133 | DROP | DROP | DROP | DROP | DROP | DROP | 0.14009 | 13752.1133 | 1.0925 | DROP
DEF | T_RS_Server Virtualization | 21024 | 3.1292 | 2.1764 | 3 |  | 1430.1076 | 0 | 1164.3466 | 2594.4542 |  | 5584.9152 | 819.936 | 0 | 17700 | 17700 | 5584.9152 | system | 8.9668 | 0.40508 | 0.14009 | 0.31553 | -3810.397 | -15925.4818 | DROP | DROP | DROP | DROP | DROP | DROP | [5 empty] | 0.40508 | DROP | 8.9668 | 13752.1133 | DROP | DROP | DROP | DROP | DROP | DROP | 0.14009 | 13752.1133 | 1.0925 | DROP
DEF | T_RT_Server Virtualization | 21024 | 3.1292 | 2.1764 | 3 |  | 1430.1076 | 0 | 1164.3466 | 2594.4542 |  | 5584.9152 | 819.936 | 0 | 17700 | 17700 | 5584.9152 | system | 8.9668 | 0.40508 | 0.14009 | 0.31553 | -3810.397 | -15925.4818 | DROP | DROP | DROP | DROP | DROP | DROP | [5 empty] | 0.40508 | DROP | 8.9668 | 13752.1133 | DROP | DROP | DROP | DROP | DROP | DROP | 0.14009 | 13752.1133 | 1.0925 | DROP
DEF | T_SC_Server Virtualization | 21024 | 3.1292 | 2.1764 | 3 |  | 1430.1076 | 0 | 1164.3466 | 2594.4542 |  | 5584.9152 | 819.936 | 0 | 17700 | 17700 | 5584.9152 | system | 8.9668 | 0.40508 | 0.14009 | 0.31553 | -3810.397 | -15925.4818 | DROP | DROP | DROP | DROP | DROP | DROP | [5 empty] | 0.40508 | DROP | 8.9668 | 13752.1133 | DROP | DROP | DROP | DROP | DROP | DROP | 0.14009 | 13752.1133 | 1.0925 | DROP
DEF | T_WR_Server Virtualization | 21024 | 3.1292 | 2.1764 | 3 |  | 1430.1076 | 0 | 1164.3466 | 2594.4542 |  | 5584.9152 | 819.936 | 0 | 17700 | 17700 | 5584.9152 | system | 8.9668 | 0.40508 | 0.14009 | 0.31553 | -3810.397 | -15925.4818 | DROP | DROP | DROP | DROP | DROP | DROP | [5 empty] | 0.40508 | DROP | 8.9668 | 13752.1133 | DROP | DROP | DROP | DROP | DROP | DROP | 0.14009 | 13752.1133 | 1.0925 | DROP
DEF | N_AS_Server Virtualization | 21024 | 3.1292 | 2.1764 | 3 |  | 1430.1076 | 0 | 1164.3466 | 2594.4542 |  | 5584.9152 | 819.936 | 0 | 17700 | 17700 | 5584.9152 | system | 8.9668 | 0.40508 | 0.14009 | 0.31553 | -3810.397 | -15925.4818 | DROP | DROP | DROP | DROP | DROP | DROP | [5 empty] | 0.40508 | DROP | 8.9668 | 13752.1133 | DROP | DROP | DROP | DROP | DROP | DROP | 0.14009 | 13752.1133 | 1.0925 | DROP
DEF | N_CU_Server Virtualization | 21024 | 3.1292 | 2.1764 | 3 |  | 1430.1076 | 0 | 1164.3466 | 2594.4542 |  | 5584.9152 | 819.936 | 0 | 17700 | 17700 | 5584.9152 | system | 8.9668 | 0.40508 | 0.14009 | 0.31553 | -3810.397 | -15925.4818 | DROP | DROP | DROP | DROP | DROP | DROP | [5 empty] | 0.40508 | DROP | 8.9668 | 13752.1133 | DROP | DROP | DROP | DROP | DROP | DROP | 0.14009 | 13752.1133 | 1.0925 | DROP
DEF | N_GR_Server Virtualization | 21024 | 3.1292 | 2.1764 | 3 |  | 1430.1076 | 0 | 1164.3466 | 2594.4542 |  | 5584.9152 | 819.936 | 0 | 17700 | 17700 | 5584.9152 | system | 8.9668 | 0.40508 | 0.14009 | 0.31553 | -3810.397 | -15925.4818 | DROP | DROP | DROP | DROP | DROP | DROP | [5 empty] | 0.40508 | DROP | 8.9668 | 13752.1133 | DROP | DROP | DROP | DROP | DROP | DROP | 0.14009 | 13752.1133 | 1.0925 | DROP
DEF | N_HC_Server Virtualization | 21024 | 3.1292 | 2.1764 | 3 |  | 1430.1076 | 0 | 1164.3466 | 2594.4542 |  | 5584.9152 | 819.936 | 0 | 17700 | 17700 | 5584.9152 | system | 8.9668 | 0.40508 | 0.14009 | 0.31553 | -3810.397 | -15925.4818 | DROP | DROP | DROP | DROP | DROP | DROP | [5 empty] | 0.40508 | DROP | 8.9668 | 13752.1133 | DROP | DROP | DROP | DROP | DROP | DROP | 0.14009 | 13752.1133 | 1.0925 | DROP
DEF | N_HS_Server Virtualization | 21024 | 3.1292 | 2.1764 | 3 |  | 1430.1076 | 0 | 1164.3466 | 2594.4542 |  | 5584.9152 | 819.936 | 0 | 17700 | 17700 | 5584.9152 | system | 8.9668 | 0.40508 | 0.14009 | 0.31553 | -3810.397 | -15925.4818 | DROP | DROP | DROP | DROP | DROP | DROP | [5 empty] | 0.40508 | DROP | 8.9668 | 13752.1133 | DROP | DROP | DROP | DROP | DROP | DROP | 0.14009 | 13752.1133 | 1.0925 | DROP
DEF | N_IN_Server Virtualization | 21024 | 3.1292 | 2.1764 | 3 |  | 1430.1076 | 0 | 1164.3466 | 2594.4542 |  | 5584.9152 | 819.936 | 0 | 17700 | 17700 | 5584.9152 | system | 8.9668 | 0.40508 | 0.14009 | 0.31553 | -3810.397 | -15925.4818 | DROP | DROP | DROP | DROP | DROP | DROP | [5 empty] | 0.40508 | DROP | 8.9668 | 13752.1133 | DROP | DROP | DROP | DROP | DROP | DROP | 0.14009 | 13752.1133 | 1.0925 | DROP
DEF | N_LG_Server Virtualization | 21024 | 3.1292 | 2.1764 | 3 |  | 1430.1076 | 0 | 1164.3466 | 2594.4542 |  | 5584.9152 | 819.936 | 0 | 17700 | 17700 | 5584.9152 | system | 8.9668 | 0.40508 | 0.14009 | 0.31553 | -3810.397 | -15925.4818 | DROP | DROP | DROP | DROP | DROP | DROP | [5 empty] | 0.40508 | DROP | 8.9668 | 13752.1133 | DROP | DROP | DROP | DROP | DROP | DROP | 0.14009 | 13752.1133 | 1.0925 | DROP
DEF | N_MS_Server Virtualization | 21024 | 3.1292 | 2.1764 | 3 |  | 1430.1076 | 0 | 1164.3466 | 2594.4542 |  | 5584.9152 | 819.936 | 0 | 17700 | 17700 | 5584.9152 | system | 8.9668 | 0.40508 | 0.14009 | 0.31553 | -3810.397 | -15925.4818 | DROP | DROP | DROP | DROP | DROP | DROP | [5 empty] | 0.40508 | DROP | 8.9668 | 13752.1133 | DROP | DROP | DROP | DROP | DROP | DROP | 0.14009 | 13752.1133 | 1.0925 | DROP
DEF | N_OF_Server Virtualization | 21024 | 3.1292 | 2.1764 | 3 |  | 1430.1076 | 0 | 1164.3466 | 2594.4542 |  | 5584.9152 | 819.936 | 0 | 17700 | 17700 | 5584.9152 | system | 8.9668 | 0.40508 | 0.14009 | 0.31553 | -3810.397 | -15925.4818 | DROP | DROP | DROP | DROP | DROP | DROP | [5 empty] | 0.40508 | DROP | 8.9668 | 13752.1133 | DROP | DROP | DROP | DROP | DROP | DROP | 0.14009 | 13752.1133 | 1.0925 | DROP
DEF | N_RS_Server Virtualization | 21024 | 3.1292 | 2.1764 | 3 |  | 1430.1076 | 0 | 1164.3466 | 2594.4542 |  | 5584.9152 | 819.936 | 0 | 17700 | 17700 | 5584.9152 | system | 8.9668 | 0.40508 | 0.14009 | 0.31553 | -3810.397 | -15925.4818 | DROP | DROP | DROP | DROP | DROP | DROP | [5 empty] | 0.40508 | DROP | 8.9668 | 13752.1133 | DROP | DROP | DROP | DROP | DROP | DROP | 0.14009 | 13752.1133 | 1.0925 | DROP
DEF | N_RT_Server Virtualization | 21024 | 3.1292 | 2.1764 | 3 |  | 1430.1076 | 0 | 1164.3466 | 2594.4542 |  | 5584.9152 | 819.936 | 0 | 17700 | 17700 | 5584.9152 | system | 8.9668 | 0.40508 | 0.14009 | 0.31553 | -3810.397 | -15925.4818 | DROP | DROP | DROP | DROP | DROP | DROP | [5 empty] | 0.40508 | DROP | 8.9668 | 13752.1133 | DROP | DROP | DROP | DROP | DROP | DROP | 0.14009 | 13752.1133 | 1.0925 | DROP
DEF | N_SC_Server Virtualization | 21024 | 3.1292 | 2.1764 | 3 |  | 1430.1076 | 0 | 1164.3466 | 2594.4542 |  | 5584.9152 | 819.936 | 0 | 17700 | 17700 | 5584.9152 | system | 8.9668 | 0.40508 | 0.14009 | 0.31553 | -3810.397 | -15925.4818 | DROP | DROP | DROP | DROP | DROP | DROP | [5 empty] | 0.40508 | DROP | 8.9668 | 13752.1133 | DROP | DROP | DROP | DROP | DROP | DROP | 0.14009 | 13752.1133 | 1.0925 | DROP
DEF | N_WR_Server Virtualization | 21024 | 3.1292 | 2.1764 | 3 |  | 1430.1076 | 0 | 1164.3466 | 2594.4542 |  | 5584.9152 | 819.936 | 0 | 17700 | 17700 | 5584.9152 | system | 8.9668 | 0.40508 | 0.14009 | 0.31553 | -3810.397 | -15925.4818 | DROP | DROP | DROP | DROP | DROP | DROP | [5 empty] | 0.40508 | DROP | 8.9668 | 13752.1133 | DROP | DROP | DROP | DROP | DROP | DROP | 0.14009 | 13752.1133 | 1.0925 | DROP
DEF | T_AS_Energy Star Commercial Glass Door Freezer | 4389.9823 | 0.64112 | 0.22051 | 12 |  | 1151.5711 | 392.6756 | 783.2855 | 2327.5322 |  | 4049.9103 | 171.2093 | 0 | 166 | 166 | 4049.9103 | freezer | 0.40274 | 0.5514 | 6.9023 | 24.397 | -1893.5874 | 1990.3229 | DROP | DROP | DROP | DROP | DROP | DROP | [5 empty] | 0.5514 | DROP | 0.40274 | 0 | DROP | DROP | DROP | DROP | DROP | DROP | 6.9023 | 0 | 24.397 | DROP
DEF | T_CU_Energy Star Commercial Glass Door Freezer | 4389.9823 | 0.56918 | 0.47676 | 12 |  | 1151.5711 | 348.6179 | 695.4018 | 2195.5908 |  | 4049.9103 | 171.2093 | 0 | 166 | 166 | 4049.9103 | freezer | 0.40274 | 0.52014 | 6.5111 | 24.397 | -2025.5288 | 1858.3815 | DROP | DROP | DROP | DROP | DROP | DROP | [5 empty] | 0.52014 | DROP | 0.40274 | 0 | DROP | DROP | DROP | DROP | DROP | DROP | 6.5111 | 0 | 24.397 | DROP
DEF | T_GR_Energy Star Commercial Glass Door Freezer | 4389.9823 | 0.64112 | 0.22051 | 12 |  | 1151.5711 | 392.6756 | 783.2855 | 2327.5322 |  | 4049.9103 | 171.2093 | 0 | 166 | 166 | 4049.9103 | freezer | 0.40274 | 0.5514 | 6.9023 | 24.397 | -1893.5874 | 1990.3229 | DROP | DROP | DROP | DROP | DROP | DROP | [5 empty] | 0.5514 | DROP | 0.40274 | 0 | DROP | DROP | DROP | DROP | DROP | DROP | 6.9023 | 0 | 24.397 | DROP
DEF | T_HC_Energy Star Commercial Glass Door Freezer | 4389.9823 | 0.56918 | 0.47676 | 12 |  | 1151.5711 | 348.6179 | 695.4018 | 2195.5908 |  | 4049.9103 | 171.2093 | 0 | 166 | 166 | 4049.9103 | freezer | 0.40274 | 0.52014 | 6.5111 | 24.397 | -2025.5288 | 1858.3815 | DROP | DROP | DROP | DROP | DROP | DROP | [5 empty] | 0.52014 | DROP | 0.40274 | 0 | DROP | DROP | DROP | DROP | DROP | DROP | 6.5111 | 0 | 24.397 | DROP
DEF | T_HS_Energy Star Commercial Glass Door Freezer | 4389.9823 | 0.56918 | 0.47676 | 12 |  | 1151.5711 | 348.6179 | 695.4018 | 2195.5908 |  | 4049.9103 | 171.2093 | 0 | 166 | 166 | 4049.9103 | freezer | 0.40274 | 0.52014 | 6.5111 | 24.397 | -2025.5288 | 1858.3815 | DROP | DROP | DROP | DROP | DROP | DROP | [5 empty] | 0.52014 | DROP | 0.40274 | 0 | DROP | DROP | DROP | DROP | DROP | DROP | 6.5111 | 0 | 24.397 | DROP
DEF | T_IN_Energy Star Commercial Glass Door Freezer | 4389.9823 | 0.64112 | 0.22051 | 12 |  | 1151.5711 | 392.6756 | 783.2855 | 2327.5322 |  | 4049.9103 | 171.2093 | 0 | 166 | 166 | 4049.9103 | freezer | 0.40274 | 0.5514 | 6.9023 | 24.397 | -1893.5874 | 1990.3229 | DROP | DROP | DROP | DROP | DROP | DROP | [5 empty] | 0.5514 | DROP | 0.40274 | 0 | DROP | DROP | DROP | DROP | DROP | DROP | 6.9023 | 0 | 24.397 | DROP
DEF | T_LG_Energy Star Commercial Glass Door Freezer | 4389.9823 | 0.56918 | 0.47676 | 12 |  | 1151.5711 | 348.6179 | 695.4018 | 2195.5908 |  | 4049.9103 | 171.2093 | 0 | 166 | 166 | 4049.9103 | freezer | 0.40274 | 0.52014 | 6.5111 | 24.397 | -2025.5288 | 1858.3815 | DROP | DROP | DROP | DROP | DROP | DROP | [5 empty] | 0.52014 | DROP | 0.40274 | 0 | DROP | DROP | DROP | DROP | DROP | DROP | 6.5111 | 0 | 24.397 | DROP
DEF | T_MS_Energy Star Commercial Glass Door Freezer | 4389.9823 | 0.64112 | 0.22051 | 12 |  | 1151.5711 | 392.6756 | 783.2855 | 2327.5322 |  | 4049.9103 | 171.2093 | 0 | 166 | 166 | 4049.9103 | freezer | 0.40274 | 0.5514 | 6.9023 | 24.397 | -1893.5874 | 1990.3229 | DROP | DROP | DROP | DROP | DROP | DROP | [5 empty] | 0.5514 | DROP | 0.40274 | 0 | DROP | DROP | DROP | DROP | DROP | DROP | 6.9023 | 0 | 24.397 | DROP
DEF | T_OF_Energy Star Commercial Glass Door Freezer | 4389.9823 | 0.64112 | 0.22051 | 12 |  | 1151.5711 | 392.6756 | 783.2855 | 2327.5322 |  | 4049.9103 | 171.2093 | 0 | 166 | 166 | 4049.9103 | freezer | 0.40274 | 0.5514 | 6.9023 | 24.397 | -1893.5874 | 1990.3229 | DROP | DROP | DROP | DROP | DROP | DROP | [5 empty] | 0.5514 | DROP | 0.40274 | 0 | DROP | DROP | DROP | DROP | DROP | DROP | 6.9023 | 0 | 24.397 | DROP
DEF | T_RS_Energy Star Commercial Glass Door Freezer | 4389.9823 | 0.56918 | 0.47676 | 12 |  | 1151.5711 | 348.6179 | 695.4018 | 2195.5908 |  | 4049.9103 | 171.2093 | 0 | 166 | 166 | 4049.9103 | freezer | 0.40274 | 0.52014 | 6.5111 | 24.397 | -2025.5288 | 1858.3815 | DROP | DROP | DROP | DROP | DROP | DROP | [5 empty] | 0.52014 | DROP | 0.40274 | 0 | DROP | DROP | DROP | DROP | DROP | DROP | 6.5111 | 0 | 24.397 | DROP
DEF | T_RT_Energy Star Commercial Glass Door Freezer | 4389.9823 | 0.64112 | 0.22051 | 12 |  | 1151.5711 | 392.6756 | 783.2855 | 2327.5322 |  | 4049.9103 | 171.2093 | 0 | 166 | 166 | 4049.9103 | freezer | 0.40274 | 0.5514 | 6.9023 | 24.397 | -1893.5874 | 1990.3229 | DROP | DROP | DROP | DROP | DROP | DROP | [5 empty] | 0.5514 | DROP | 0.40274 | 0 | DROP | DROP | DROP | DROP | DROP | DROP | 6.9023 | 0 | 24.397 | DROP
DEF | T_SC_Energy Star Commercial Glass Door Freezer | 4389.9823 | 0.56918 | 0.47676 | 12 |  | 1151.5711 | 348.6179 | 695.4018 | 2195.5908 |  | 4049.9103 | 171.2093 | 0 | 166 | 166 | 4049.9103 | freezer | 0.40274 | 0.52014 | 6.5111 | 24.397 | -2025.5288 | 1858.3815 | DROP | DROP | DROP | DROP | DROP | DROP | [5 empty] | 0.52014 | DROP | 0.40274 | 0 | DROP | DROP | DROP | DROP | DROP | DROP | 6.5111 | 0 | 24.397 | DROP
DEF | T_WR_Energy Star Commercial Glass Door Freezer | 4389.9823 | 0.64112 | 0.22051 | 12 |  | 1151.5711 | 392.6756 | 783.2855 | 2327.5322 |  | 4049.9103 | 171.2093 | 0 | 166 | 166 | 4049.9103 | freezer | 0.40274 | 0.5514 | 6.9023 | 24.397 | -1893.5874 | 1990.3229 | DROP | DROP | DROP | DROP | DROP | DROP | [5 empty] | 0.5514 | DROP | 0.40274 | 0 | DROP | DROP | DROP | DROP | DROP | DROP | 6.9023 | 0 | 24.397 | DROP
DEF | N_AS_Energy Star Commercial Glass Door Freezer | 4389.9823 | 0.64112 | 0.22051 | 12 |  | 1151.5711 | 392.6756 | 783.2855 | 2327.5322 |  | 4049.9103 | 171.2093 | 0 | 166 | 166 | 4049.9103 | freezer | 0.40274 | 0.5514 | 6.9023 | 24.397 | -1893.5874 | 1990.3229 | DROP | DROP | DROP | DROP | DROP | DROP | [5 empty] | 0.5514 | DROP | 0.40274 | 0 | DROP | DROP | DROP | DROP | DROP | DROP | 6.9023 | 0 | 24.397 | DROP
DEF | N_CU_Energy Star Commercial Glass Door Freezer | 4389.9823 | 0.56918 | 0.47676 | 12 |  | 1151.5711 | 348.6179 | 695.4018 | 2195.5908 |  | 4049.9103 | 171.2093 | 0 | 166 | 166 | 4049.9103 | freezer | 0.40274 | 0.52014 | 6.5111 | 24.397 | -2025.5288 | 1858.3815 | DROP | DROP | DROP | DROP | DROP | DROP | [5 empty] | 0.52014 | DROP | 0.40274 | 0 | DROP | DROP | DROP | DROP | DROP | DROP | 6.5111 | 0 | 24.397 | DROP
DEF | N_GR_Energy Star Commercial Glass Door Freezer | 4389.9823 | 0.64112 | 0.22051 | 12 |  | 1151.5711 | 392.6756 | 783.2855 | 2327.5322 |  | 4049.9103 | 171.2093 | 0 | 166 | 166 | 4049.9103 | freezer | 0.40274 | 0.5514 | 6.9023 | 24.397 | -1893.5874 | 1990.3229 | DROP | DROP | DROP | DROP | DROP | DROP | [5 empty] | 0.5514 | DROP | 0.40274 | 0 | DROP | DROP | DROP | DROP | DROP | DROP | 6.9023 | 0 | 24.397 | DROP
DEF | N_HC_Energy Star Commercial Glass Door Freezer | 4389.9823 | 0.56918 | 0.47676 | 12 |  | 1151.5711 | 348.6179 | 695.4018 | 2195.5908 |  | 4049.9103 | 171.2093 | 0 | 166 | 166 | 4049.9103 | freezer | 0.40274 | 0.52014 | 6.5111 | 24.397 | -2025.5288 | 1858.3815 | DROP | DROP | DROP | DROP | DROP | DROP | [5 empty] | 0.52014 | DROP | 0.40274 | 0 | DROP | DROP | DROP | DROP | DROP | DROP | 6.5111 | 0 | 24.397 | DROP
DEF | N_HS_Energy Star Commercial Glass Door Freezer | 4389.9823 | 0.56918 | 0.47676 | 12 |  | 1151.5711 | 348.6179 | 695.4018 | 2195.5908 |  | 4049.9103 | 171.2093 | 0 | 166 | 166 | 4049.9103 | freezer | 0.40274 | 0.52014 | 6.5111 | 24.397 | -2025.5288 | 1858.3815 | DROP | DROP | DROP | DROP | DROP | DROP | [5 empty] | 0.52014 | DROP | 0.40274 | 0 | DROP | DROP | DROP | DROP | DROP | DROP | 6.5111 | 0 | 24.397 | DROP
DEF | N_IN_Energy Star Commercial Glass Door Freezer | 4389.9823 | 0.64112 | 0.22051 | 12 |  | 1151.5711 | 392.6756 | 783.2855 | 2327.5322 |  | 4049.9103 | 171.2093 | 0 | 166 | 166 | 4049.9103 | freezer | 0.40274 | 0.5514 | 6.9023 | 24.397 | -1893.5874 | 1990.3229 | DROP | DROP | DROP | DROP | DROP | DROP | [5 empty] | 0.5514 | DROP | 0.40274 | 0 | DROP | DROP | DROP | DROP | DROP | DROP | 6.9023 | 0 | 24.397 | DROP
DEF | N_LG_Energy Star Commercial Glass Door Freezer | 4389.9823 | 0.56918 | 0.47676 | 12 |  | 1151.5711 | 348.6179 | 695.4018 | 2195.5908 |  | 4049.9103 | 171.2093 | 0 | 166 | 166 | 4049.9103 | freezer | 0.40274 | 0.52014 | 6.5111 | 24.397 | -2025.5288 | 1858.3815 | DROP | DROP | DROP | DROP | DROP | DROP | [5 empty] | 0.52014 | DROP | 0.40274 | 0 | DROP | DROP | DROP | DROP | DROP | DROP | 6.5111 | 0 | 24.397 | DROP
DEF | N_MS_Energy Star Commercial Glass Door Freezer | 4389.9823 | 0.64112 | 0.22051 | 12 |  | 1151.5711 | 392.6756 | 783.2855 | 2327.5322 |  | 4049.9103 | 171.2093 | 0 | 166 | 166 | 4049.9103 | freezer | 0.40274 | 0.5514 | 6.9023 | 24.397 | -1893.5874 | 1990.3229 | DROP | DROP | DROP | DROP | DROP | DROP | [5 empty] | 0.5514 | DROP | 0.40274 | 0 | DROP | DROP | DROP | DROP | DROP | DROP | 6.9023 | 0 | 24.397 | DROP
DEF | N_OF_Energy Star Commercial Glass Door Freezer | 4389.9823 | 0.64112 | 0.22051 | 12 |  | 1151.5711 | 392.6756 | 783.2855 | 2327.5322 |  | 4049.9103 | 171.2093 | 0 | 166 | 166 | 4049.9103 | freezer | 0.40274 | 0.5514 | 6.9023 | 24.397 | -1893.5874 | 1990.3229 | DROP | DROP | DROP | DROP | DROP | DROP | [5 empty] | 0.5514 | DROP | 0.40274 | 0 | DROP | DROP | DROP | DROP | DROP | DROP | 6.9023 | 0 | 24.397 | DROP
DEF | N_RS_Energy Star Commercial Glass Door Freezer | 4389.9823 | 0.56918 | 0.47676 | 12 |  | 1151.5711 | 348.6179 | 695.4018 | 2195.5908 |  | 4049.9103 | 171.2093 | 0 | 166 | 166 | 4049.9103 | freezer | 0.40274 | 0.52014 | 6.5111 | 24.397 | -2025.5288 | 1858.3815 | DROP | DROP | DROP | DROP | DROP | DROP | [5 empty] | 0.52014 | DROP | 0.40274 | 0 | DROP | DROP | DROP | DROP | DROP | DROP | 6.5111 | 0 | 24.397 | DROP
DEF | N_RT_Energy Star Commercial Glass Door Freezer | 4389.9823 | 0.64112 | 0.22051 | 12 |  | 1151.5711 | 392.6756 | 783.2855 | 2327.5322 |  | 4049.9103 | 171.2093 | 0 | 166 | 166 | 4049.9103 | freezer | 0.40274 | 0.5514 | 6.9023 | 24.397 | -1893.5874 | 1990.3229 | DROP | DROP | DROP | DROP | DROP | DROP | [5 empty] | 0.5514 | DROP | 0.40274 | 0 | DROP | DROP | DROP | DROP | DROP | DROP | 6.9023 | 0 | 24.397 | DROP
DEF | N_SC_Energy Star Commercial Glass Door Freezer | 4389.9823 | 0.56918 | 0.47676 | 12 |  | 1151.5711 | 348.6179 | 695.4018 | 2195.5908 |  | 4049.9103 | 171.2093 | 0 | 166 | 166 | 4049.9103 | freezer | 0.40274 | 0.52014 | 6.5111 | 24.397 | -2025.5288 | 1858.3815 | DROP | DROP | DROP | DROP | DROP | DROP | [5 empty] | 0.52014 | DROP | 0.40274 | 0 | DROP | DROP | DROP | DROP | DROP | DROP | 6.5111 | 0 | 24.397 | DROP
DEF | N_WR_Energy Star Commercial Glass Door Freezer | 4389.9823 | 0.64112 | 0.22051 | 12 |  | 1151.5711 | 392.6756 | 783.2855 | 2327.5322 |  | 4049.9103 | 171.2093 | 0 | 166 | 166 | 4049.9103 | freezer | 0.40274 | 0.5514 | 6.9023 | 24.397 | -1893.5874 | 1990.3229 | DROP | DROP | DROP | DROP | DROP | DROP | [5 empty] | 0.5514 | DROP | 0.40274 | 0 | DROP | DROP | DROP | DROP | DROP | DROP | 6.9023 | 0 | 24.397 | DROP
DEF | T_AS_Energy Star Commercial Glass Door Refrigerator | 922.8665 | 0.13478 | 0.046356 | 12 |  | 242.0844 | 82.5487 | 164.6631 | 489.2961 |  | 851.3762 | 35.9918 | 0 | 164 | 164 | 851.3762 | refrigerator | 1.8927 | 0.5514 | 2.4466 | 5.1913 | -398.0718 | 289.3044 | DROP | DROP | DROP | DROP | DROP | KEEP | [5 empty] | 0.5514 | DROP | 1.8927 | 0 | DROP | DROP | DROP | DROP | DROP | DROP | 2.4466 | 0 | 5.1913 | DROP
DEF | T_CU_Energy Star Commercial Glass Door Refrigerator | 922.8665 | 0.11965 | 0.10023 | 12 |  | 242.0844 | 73.2868 | 146.1881 | 461.5593 |  | 851.3762 | 35.9918 | 0 | 164 | 164 | 851.3762 | refrigerator | 1.8927 | 0.52014 | 2.3079 | 5.1913 | -425.8087 | 261.5675 | DROP | DROP | DROP | DROP | DROP | KEEP | [5 empty] | 0.52014 | DROP | 1.8927 | 0 | DROP | DROP | DROP | DROP | DROP | DROP | 2.3079 | 0 | 5.1913 | DROP
DEF | T_GR_Energy Star Commercial Glass Door Refrigerator | 922.8665 | 0.13478 | 0.046356 | 12 |  | 242.0844 | 82.5487 | 164.6631 | 489.2961 |  | 851.3762 | 35.9918 | 0 | 164 | 164 | 851.3762 | refrigerator | 1.8927 | 0.5514 | 2.4466 | 5.1913 | -398.0718 | 289.3044 | DROP | DROP | DROP | DROP | DROP | KEEP | [5 empty] | 0.5514 | DROP | 1.8927 | 0 | DROP | DROP | DROP | DROP | DROP | DROP | 2.4466 | 0 | 5.1913 | DROP
DEF | T_HC_Energy Star Commercial Glass Door Refrigerator | 922.8665 | 0.11965 | 0.10023 | 12 |  | 242.0844 | 73.2868 | 146.1881 | 461.5593 |  | 851.3762 | 35.9918 | 0 | 164 | 164 | 851.3762 | refrigerator | 1.8927 | 0.52014 | 2.3079 | 5.1913 | -425.8087 | 261.5675 | DROP | DROP | DROP | DROP | DROP | KEEP | [5 empty] | 0.52014 | DROP | 1.8927 | 0 | DROP | DROP | DROP | DROP | DROP | DROP | 2.3079 | 0 | 5.1913 | DROP
DEF | T_HS_Energy Star Commercial Glass Door Refrigerator | 922.8665 | 0.11965 | 0.10023 | 12 |  | 242.0844 | 73.2868 | 146.1881 | 461.5593 |  | 851.3762 | 35.9918 | 0 | 164 | 164 | 851.3762 | refrigerator | 1.8927 | 0.52014 | 2.3079 | 5.1913 | -425.8087 | 261.5675 | DROP | DROP | DROP | DROP | DROP | KEEP | [5 empty] | 0.52014 | DROP | 1.8927 | 0 | DROP | DROP | DROP | DROP | DROP | DROP | 2.3079 | 0 | 5.1913 | DROP
DEF | T_IN_Energy Star Commercial Glass Door Refrigerator | 922.8665 | 0.13478 | 0.046356 | 12 |  | 242.0844 | 82.5487 | 164.6631 | 489.2961 |  | 851.3762 | 35.9918 | 0 | 164 | 164 | 851.3762 | refrigerator | 1.8927 | 0.5514 | 2.4466 | 5.1913 | -398.0718 | 289.3044 | DROP | DROP | DROP | DROP | DROP | KEEP | [5 empty] | 0.5514 | DROP | 1.8927 | 0 | DROP | DROP | DROP | DROP | DROP | DROP | 2.4466 | 0 | 5.1913 | DROP
DEF | T_LG_Energy Star Commercial Glass Door Refrigerator | 922.8665 | 0.11965 | 0.10023 | 12 |  | 242.0844 | 73.2868 | 146.1881 | 461.5593 |  | 851.3762 | 35.9918 | 0 | 164 | 164 | 851.3762 | refrigerator | 1.8927 | 0.52014 | 2.3079 | 5.1913 | -425.8087 | 261.5675 | DROP | DROP | DROP | DROP | DROP | KEEP | [5 empty] | 0.52014 | DROP | 1.8927 | 0 | DROP | DROP | DROP | DROP | DROP | DROP | 2.3079 | 0 | 5.1913 | DROP
DEF | T_MS_Energy Star Commercial Glass Door Refrigerator | 922.8665 | 0.13478 | 0.046356 | 12 |  | 242.0844 | 82.5487 | 164.6631 | 489.2961 |  | 851.3762 | 35.9918 | 0 | 164 | 164 | 851.3762 | refrigerator | 1.8927 | 0.5514 | 2.4466 | 5.1913 | -398.0718 | 289.3044 | DROP | DROP | DROP | DROP | DROP | KEEP | [5 empty] | 0.5514 | DROP | 1.8927 | 0 | DROP | DROP | DROP | DROP | DROP | DROP | 2.4466 | 0 | 5.1913 | DROP
DEF | T_OF_Energy Star Commercial Glass Door Refrigerator | 922.8665 | 0.13478 | 0.046356 | 12 |  | 242.0844 | 82.5487 | 164.6631 | 489.2961 |  | 851.3762 | 35.9918 | 0 | 164 | 164 | 851.3762 | refrigerator | 1.8927 | 0.5514 | 2.4466 | 5.1913 | -398.0718 | 289.3044 | DROP | DROP | DROP | DROP | DROP | KEEP | [5 empty] | 0.5514 | DROP | 1.8927 | 0 | DROP | DROP | DROP | DROP | DROP | DROP | 2.4466 | 0 | 5.1913 | DROP
DEF | T_RS_Energy Star Commercial Glass Door Refrigerator | 922.8665 | 0.11965 | 0.10023 | 12 |  | 242.0844 | 73.2868 | 146.1881 | 461.5593 |  | 851.3762 | 35.9918 | 0 | 164 | 164 | 851.3762 | refrigerator | 1.8927 | 0.52014 | 2.3079 | 5.1913 | -425.8087 | 261.5675 | DROP | DROP | DROP | DROP | DROP | KEEP | [5 empty] | 0.52014 | DROP | 1.8927 | 0 | DROP | DROP | DROP | DROP | DROP | DROP | 2.3079 | 0 | 5.1913 | DROP
DEF | T_RT_Energy Star Commercial Glass Door Refrigerator | 922.8665 | 0.13478 | 0.046356 | 12 |  | 242.0844 | 82.5487 | 164.6631 | 489.2961 |  | 851.3762 | 35.9918 | 0 | 164 | 164 | 851.3762 | refrigerator | 1.8927 | 0.5514 | 2.4466 | 5.1913 | -398.0718 | 289.3044 | DROP | DROP | DROP | DROP | DROP | KEEP | [5 empty] | 0.5514 | DROP | 1.8927 | 0 | DROP | DROP | DROP | DROP | DROP | DROP | 2.4466 | 0 | 5.1913 | DROP
DEF | T_SC_Energy Star Commercial Glass Door Refrigerator | 922.8665 | 0.11965 | 0.10023 | 12 |  | 242.0844 | 73.2868 | 146.1881 | 461.5593 |  | 851.3762 | 35.9918 | 0 | 164 | 164 | 851.3762 | refrigerator | 1.8927 | 0.52014 | 2.3079 | 5.1913 | -425.8087 | 261.5675 | DROP | DROP | DROP | DROP | DROP | KEEP | [5 empty] | 0.52014 | DROP | 1.8927 | 0 | DROP | DROP | DROP | DROP | DROP | DROP | 2.3079 | 0 | 5.1913 | DROP
DEF | T_WR_Energy Star Commercial Glass Door Refrigerator | 922.8665 | 0.13478 | 0.046356 | 12 |  | 242.0844 | 82.5487 | 164.6631 | 489.2961 |  | 851.3762 | 35.9918 | 0 | 164 | 164 | 851.3762 | refrigerator | 1.8927 | 0.5514 | 2.4466 | 5.1913 | -398.0718 | 289.3044 | DROP | DROP | DROP | DROP | DROP | KEEP | [5 empty] | 0.5514 | DROP | 1.8927 | 0 | DROP | DROP | DROP | DROP | DROP | DROP | 2.4466 | 0 | 5.1913 | DROP
DEF | N_AS_Energy Star Commercial Glass Door Refrigerator | 922.8665 | 0.13478 | 0.046356 | 12 |  | 242.0844 | 82.5487 | 164.6631 | 489.2961 |  | 851.3762 | 35.9918 | 0 | 164 | 164 | 851.3762 | refrigerator | 1.8927 | 0.5514 | 2.4466 | 5.1913 | -398.0718 | 289.3044 | DROP | DROP | DROP | DROP | DROP | KEEP | [5 empty] | 0.5514 | DROP | 1.8927 | 0 | DROP | DROP | DROP | DROP | DROP | DROP | 2.4466 | 0 | 5.1913 | DROP
DEF | N_CU_Energy Star Commercial Glass Door Refrigerator | 922.8665 | 0.11965 | 0.10023 | 12 |  | 242.0844 | 73.2868 | 146.1881 | 461.5593 |  | 851.3762 | 35.9918 | 0 | 164 | 164 | 851.3762 | refrigerator | 1.8927 | 0.52014 | 2.3079 | 5.1913 | -425.8087 | 261.5675 | DROP | DROP | DROP | DROP | DROP | KEEP | [5 empty] | 0.52014 | DROP | 1.8927 | 0 | DROP | DROP | DROP | DROP | DROP | DROP | 2.3079 | 0 | 5.1913 | DROP
DEF | N_GR_Energy Star Commercial Glass Door Refrigerator | 922.8665 | 0.13478 | 0.046356 | 12 |  | 242.0844 | 82.5487 | 164.6631 | 489.2961 |  | 851.3762 | 35.9918 | 0 | 164 | 164 | 851.3762 | refrigerator | 1.8927 | 0.5514 | 2.4466 | 5.1913 | -398.0718 | 289.3044 | DROP | DROP | DROP | DROP | DROP | KEEP | [5 empty] | 0.5514 | DROP | 1.8927 | 0 | DROP | DROP | DROP | DROP | DROP | DROP | 2.4466 | 0 | 5.1913 | DROP
DEF | N_HC_Energy Star Commercial Glass Door Refrigerator | 922.8665 | 0.11965 | 0.10023 | 12 |  | 242.0844 | 73.2868 | 146.1881 | 461.5593 |  | 851.3762 | 35.9918 | 0 | 164 | 164 | 851.3762 | refrigerator | 1.8927 | 0.52014 | 2.3079 | 5.1913 | -425.8087 | 261.5675 | DROP | DROP | DROP | DROP | DROP | KEEP | [5 empty] | 0.52014 | DROP | 1.8927 | 0 | DROP | DROP | DROP | DROP | DROP | DROP | 2.3079 | 0 | 5.1913 | DROP
DEF | N_HS_Energy Star Commercial Glass Door Refrigerator | 922.8665 | 0.11965 | 0.10023 | 12 |  | 242.0844 | 73.2868 | 146.1881 | 461.5593 |  | 851.3762 | 35.9918 | 0 | 164 | 164 | 851.3762 | refrigerator | 1.8927 | 0.52014 | 2.3079 | 5.1913 | -425.8087 | 261.5675 | DROP | DROP | DROP | DROP | DROP | KEEP | [5 empty] | 0.52014 | DROP | 1.8927 | 0 | DROP | DROP | DROP | DROP | DROP | DROP | 2.3079 | 0 | 5.1913 | DROP
DEF | N_IN_Energy Star Commercial Glass Door Refrigerator | 922.8665 | 0.13478 | 0.046356 | 12 |  | 242.0844 | 82.5487 | 164.6631 | 489.2961 |  | 851.3762 | 35.9918 | 0 | 164 | 164 | 851.3762 | refrigerator | 1.8927 | 0.5514 | 2.4466 | 5.1913 | -398.0718 | 289.3044 | DROP | DROP | DROP | DROP | DROP | KEEP | [5 empty] | 0.5514 | DROP | 1.8927 | 0 | DROP | DROP | DROP | DROP | DROP | DROP | 2.4466 | 0 | 5.1913 | DROP
DEF | N_LG_Energy Star Commercial Glass Door Refrigerator | 922.8665 | 0.11965 | 0.10023 | 12 |  | 242.0844 | 73.2868 | 146.1881 | 461.5593 |  | 851.3762 | 35.9918 | 0 | 164 | 164 | 851.3762 | refrigerator | 1.8927 | 0.52014 | 2.3079 | 5.1913 | -425.8087 | 261.5675 | DROP | DROP | DROP | DROP | DROP | KEEP | [5 empty] | 0.52014 | DROP | 1.8927 | 0 | DROP | DROP | DROP | DROP | DROP | DROP | 2.3079 | 0 | 5.1913 | DROP
DEF | N_MS_Energy Star Commercial Glass Door Refrigerator | 922.8665 | 0.13478 | 0.046356 | 12 |  | 242.0844 | 82.5487 | 164.6631 | 489.2961 |  | 851.3762 | 35.9918 | 0 | 164 | 164 | 851.3762 | refrigerator | 1.8927 | 0.5514 | 2.4466 | 5.1913 | -398.0718 | 289.3044 | DROP | DROP | DROP | DROP | DROP | KEEP | [5 empty] | 0.5514 | DROP | 1.8927 | 0 | DROP | DROP | DROP | DROP | DROP | DROP | 2.4466 | 0 | 5.1913 | DROP
DEF | N_OF_Energy Star Commercial Glass Door Refrigerator | 922.8665 | 0.13478 | 0.046356 | 12 |  | 242.0844 | 82.5487 | 164.6631 | 489.2961 |  | 851.3762 | 35.9918 | 0 | 164 | 164 | 851.3762 | refrigerator | 1.8927 | 0.5514 | 2.4466 | 5.1913 | -398.0718 | 289.3044 | DROP | DROP | DROP | DROP | DROP | KEEP | [5 empty] | 0.5514 | DROP | 1.8927 | 0 | DROP | DROP | DROP | DROP | DROP | DROP | 2.4466 | 0 | 5.1913 | DROP
DEF | N_RS_Energy Star Commercial Glass Door Refrigerator | 922.8665 | 0.11965 | 0.10023 | 12 |  | 242.0844 | 73.2868 | 146.1881 | 461.5593 |  | 851.3762 | 35.9918 | 0 | 164 | 164 | 851.3762 | refrigerator | 1.8927 | 0.52014 | 2.3079 | 5.1913 | -425.8087 | 261.5675 | DROP | DROP | DROP | DROP | DROP | KEEP | [5 empty] | 0.52014 | DROP | 1.8927 | 0 | DROP | DROP | DROP | DROP | DROP | DROP | 2.3079 | 0 | 5.1913 | DROP
DEF | N_RT_Energy Star Commercial Glass Door Refrigerator | 922.8665 | 0.13478 | 0.046356 | 12 |  | 242.0844 | 82.5487 | 164.6631 | 489.2961 |  | 851.3762 | 35.9918 | 0 | 164 | 164 | 851.3762 | refrigerator | 1.8927 | 0.5514 | 2.4466 | 5.1913 | -398.0718 | 289.3044 | DROP | DROP | DROP | DROP | DROP | KEEP | [5 empty] | 0.5514 | DROP | 1.8927 | 0 | DROP | DROP | DROP | DROP | DROP | DROP | 2.4466 | 0 | 5.1913 | DROP
DEF | N_SC_Energy Star Commercial Glass Door Refrigerator | 922.8665 | 0.11965 | 0.10023 | 12 |  | 242.0844 | 73.2868 | 146.1881 | 461.5593 |  | 851.3762 | 35.9918 | 0 | 164 | 164 | 851.3762 | refrigerator | 1.8927 | 0.52014 | 2.3079 | 5.1913 | -425.8087 | 261.5675 | DROP | DROP | DROP | DROP | DROP | KEEP | [5 empty] | 0.52014 | DROP | 1.8927 | 0 | DROP | DROP | DROP | DROP | DROP | DROP | 2.3079 | 0 | 5.1913 | DROP
DEF | N_WR_Energy Star Commercial Glass Door Refrigerator | 922.8665 | 0.13478 | 0.046356 | 12 |  | 242.0844 | 82.5487 | 164.6631 | 489.2961 |  | 851.3762 | 35.9918 | 0 | 164 | 164 | 851.3762 | refrigerator | 1.8927 | 0.5514 | 2.4466 | 5.1913 | -398.0718 | 289.3044 | DROP | DROP | DROP | DROP | DROP | KEEP | [5 empty] | 0.5514 | DROP | 1.8927 | 0 | DROP | DROP | DROP | DROP | DROP | DROP | 2.4466 | 0 | 5.1913 | DROP
DEF | T_AS_Energy Star Commercial Solid Door Freezer | 2533.0469 | 0.37834 | 0.16907 | 12 |  | 664.4636 | 231.7298 | 462.2405 | 1358.4338 |  | 2336.8232 | 98.7888 | 0 | 166 | 166 | 2336.8232 | freezer | 0.69798 | 0.55774 | 5.1303 | 14.0772 | -1077.1782 | 1093.645 | DROP | DROP | DROP | DROP | DROP | DROP | [5 empty] | 0.55774 | DROP | 0.69798 | 0 | DROP | DROP | DROP | DROP | DROP | DROP | 5.1303 | 0 | 14.0772 | DROP
DEF | T_CU_Energy Star Commercial Solid Door Freezer | 2533.0469 | 0.32842 | 0.27509 | 12 |  | 664.4636 | 201.1547 | 401.2512 | 1266.8695 |  | 2336.8232 | 98.7888 | 0 | 166 | 166 | 2336.8232 | freezer | 0.69798 | 0.52014 | 4.7845 | 14.0772 | -1168.7426 | 1002.0807 | DROP | DROP | DROP | DROP | DROP | DROP | [5 empty] | 0.52014 | DROP | 0.69798 | 0 | DROP | DROP | DROP | DROP | DROP | DROP | 4.7845 | 0 | 14.0772 | DROP
DEF | T_GR_Energy Star Commercial Solid Door Freezer | 2533.0469 | 0.37834 | 0.16907 | 12 |  | 664.4636 | 231.7298 | 462.2405 | 1358.4338 |  | 2336.8232 | 98.7888 | 0 | 166 | 166 | 2336.8232 | freezer | 0.69798 | 0.55774 | 5.1303 | 14.0772 | -1077.1782 | 1093.645 | DROP | DROP | DROP | DROP | DROP | DROP | [5 empty] | 0.55774 | DROP | 0.69798 | 0 | DROP | DROP | DROP | DROP | DROP | DROP | 5.1303 | 0 | 14.0772 | DROP
DEF | T_HC_Energy Star Commercial Solid Door Freezer | 2533.0469 | 0.32842 | 0.27509 | 12 |  | 664.4636 | 201.1547 | 401.2512 | 1266.8695 |  | 2336.8232 | 98.7888 | 0 | 166 | 166 | 2336.8232 | freezer | 0.69798 | 0.52014 | 4.7845 | 14.0772 | -1168.7426 | 1002.0807 | DROP | DROP | DROP | DROP | DROP | DROP | [5 empty] | 0.52014 | DROP | 0.69798 | 0 | DROP | DROP | DROP | DROP | DROP | DROP | 4.7845 | 0 | 14.0772 | DROP
DEF | T_HS_Energy Star Commercial Solid Door Freezer | 2533.0469 | 0.32842 | 0.27509 | 12 |  | 664.4636 | 201.1547 | 401.2512 | 1266.8695 |  | 2336.8232 | 98.7888 | 0 | 166 | 166 | 2336.8232 | freezer | 0.69798 | 0.52014 | 4.7845 | 14.0772 | -1168.7426 | 1002.0807 | DROP | DROP | DROP | DROP | DROP | DROP | [5 empty] | 0.52014 | DROP | 0.69798 | 0 | DROP | DROP | DROP | DROP | DROP | DROP | 4.7845 | 0 | 14.0772 | DROP
DEF | T_IN_Energy Star Commercial Solid Door Freezer | 2533.0469 | 0.37834 | 0.16907 | 12 |  | 664.4636 | 231.7298 | 462.2405 | 1358.4338 |  | 2336.8232 | 98.7888 | 0 | 166 | 166 | 2336.8232 | freezer | 0.69798 | 0.55774 | 5.1303 | 14.0772 | -1077.1782 | 1093.645 | DROP | DROP | DROP | DROP | DROP | DROP | [5 empty] | 0.55774 | DROP | 0.69798 | 0 | DROP | DROP | DROP | DROP | DROP | DROP | 5.1303 | 0 | 14.0772 | DROP
DEF | T_LG_Energy Star Commercial Solid Door Freezer | 2533.0469 | 0.32842 | 0.27509 | 12 |  | 664.4636 | 201.1547 | 401.2512 | 1266.8695 |  | 2336.8232 | 98.7888 | 0 | 166 | 166 | 2336.8232 | freezer | 0.69798 | 0.52014 | 4.7845 | 14.0772 | -1168.7426 | 1002.0807 | DROP | DROP | DROP | DROP | DROP | DROP | [5 empty] | 0.52014 | DROP | 0.69798 | 0 | DROP | DROP | DROP | DROP | DROP | DROP | 4.7845 | 0 | 14.0772 | DROP
DEF | T_MS_Energy Star Commercial Solid Door Freezer | 2533.0469 | 0.37834 | 0.16907 | 12 |  | 664.4636 | 231.7298 | 462.2405 | 1358.4338 |  | 2336.8232 | 98.7888 | 0 | 166 | 166 | 2336.8232 | freezer | 0.69798 | 0.55774 | 5.1303 | 14.0772 | -1077.1782 | 1093.645 | DROP | DROP | DROP | DROP | DROP | DROP | [5 empty] | 0.55774 | DROP | 0.69798 | 0 | DROP | DROP | DROP | DROP | DROP | DROP | 5.1303 | 0 | 14.0772 | DROP
DEF | T_OF_Energy Star Commercial Solid Door Freezer | 2533.0469 | 0.37834 | 0.16907 | 12 |  | 664.4636 | 231.7298 | 462.2405 | 1358.4338 |  | 2336.8232 | 98.7888 | 0 | 166 | 166 | 2336.8232 | freezer | 0.69798 | 0.55774 | 5.1303 | 14.0772 | -1077.1782 | 1093.645 | DROP | DROP | DROP | DROP | DROP | DROP | [5 empty] | 0.55774 | DROP | 0.69798 | 0 | DROP | DROP | DROP | DROP | DROP | DROP | 5.1303 | 0 | 14.0772 | DROP
DEF | T_RS_Energy Star Commercial Solid Door Freezer | 2533.0469 | 0.32842 | 0.27509 | 12 |  | 664.4636 | 201.1547 | 401.2512 | 1266.8695 |  | 2336.8232 | 98.7888 | 0 | 166 | 166 | 2336.8232 | freezer | 0.69798 | 0.52014 | 4.7845 | 14.0772 | -1168.7426 | 1002.0807 | DROP | DROP | DROP | DROP | DROP | DROP | [5 empty] | 0.52014 | DROP | 0.69798 | 0 | DROP | DROP | DROP | DROP | DROP | DROP | 4.7845 | 0 | 14.0772 | DROP
DEF | T_RT_Energy Star Commercial Solid Door Freezer | 2533.0469 | 0.37834 | 0.16907 | 12 |  | 664.4636 | 231.7298 | 462.2405 | 1358.4338 |  | 2336.8232 | 98.7888 | 0 | 166 | 166 | 2336.8232 | freezer | 0.69798 | 0.55774 | 5.1303 | 14.0772 | -1077.1782 | 1093.645 | DROP | DROP | DROP | DROP | DROP | DROP | [5 empty] | 0.55774 | DROP | 0.69798 | 0 | DROP | DROP | DROP | DROP | DROP | DROP | 5.1303 | 0 | 14.0772 | DROP
DEF | T_SC_Energy Star Commercial Solid Door Freezer | 2533.0469 | 0.32842 | 0.27509 | 12 |  | 664.4636 | 201.1547 | 401.2512 | 1266.8695 |  | 2336.8232 | 98.7888 | 0 | 166 | 166 | 2336.8232 | freezer | 0.69798 | 0.52014 | 4.7845 | 14.0772 | -1168.7426 | 1002.0807 | DROP | DROP | DROP | DROP | DROP | DROP | [5 empty] | 0.52014 | DROP | 0.69798 | 0 | DROP | DROP | DROP | DROP | DROP | DROP | 4.7845 | 0 | 14.0772 | DROP
DEF | T_WR_Energy Star Commercial Solid Door Freezer | 2533.0469 | 0.37834 | 0.16907 | 12 |  | 664.4636 | 231.7298 | 462.2405 | 1358.4338 |  | 2336.8232 | 98.7888 | 0 | 166 | 166 | 2336.8232 | freezer | 0.69798 | 0.55774 | 5.1303 | 14.0772 | -1077.1782 | 1093.645 | DROP | DROP | DROP | DROP | DROP | DROP | [5 empty] | 0.55774 | DROP | 0.69798 | 0 | DROP | DROP | DROP | DROP | DROP | DROP | 5.1303 | 0 | 14.0772 | DROP
DEF | N_AS_Energy Star Commercial Solid Door Freezer | 2533.0469 | 0.37834 | 0.16907 | 12 |  | 664.4636 | 231.7298 | 462.2405 | 1358.4338 |  | 2336.8232 | 98.7888 | 0 | 166 | 166 | 2336.8232 | freezer | 0.69798 | 0.55774 | 5.1303 | 14.0772 | -1077.1782 | 1093.645 | DROP | DROP | DROP | DROP | DROP | DROP | [5 empty] | 0.55774 | DROP | 0.69798 | 0 | DROP | DROP | DROP | DROP | DROP | DROP | 5.1303 | 0 | 14.0772 | DROP
DEF | N_CU_Energy Star Commercial Solid Door Freezer | 2533.0469 | 0.32842 | 0.27509 | 12 |  | 664.4636 | 201.1547 | 401.2512 | 1266.8695 |  | 2336.8232 | 98.7888 | 0 | 166 | 166 | 2336.8232 | freezer | 0.69798 | 0.52014 | 4.7845 | 14.0772 | -1168.7426 | 1002.0807 | DROP | DROP | DROP | DROP | DROP | DROP | [5 empty] | 0.52014 | DROP | 0.69798 | 0 | DROP | DROP | DROP | DROP | DROP | DROP | 4.7845 | 0 | 14.0772 | DROP
DEF | N_GR_Energy Star Commercial Solid Door Freezer | 2533.0469 | 0.37834 | 0.16907 | 12 |  | 664.4636 | 231.7298 | 462.2405 | 1358.4338 |  | 2336.8232 | 98.7888 | 0 | 166 | 166 | 2336.8232 | freezer | 0.69798 | 0.55774 | 5.1303 | 14.0772 | -1077.1782 | 1093.645 | DROP | DROP | DROP | DROP | DROP | DROP | [5 empty] | 0.55774 | DROP | 0.69798 | 0 | DROP | DROP | DROP | DROP | DROP | DROP | 5.1303 | 0 | 14.0772 | DROP
DEF | N_HC_Energy Star Commercial Solid Door Freezer | 2533.0469 | 0.32842 | 0.27509 | 12 |  | 664.4636 | 201.1547 | 401.2512 | 1266.8695 |  | 2336.8232 | 98.7888 | 0 | 166 | 166 | 2336.8232 | freezer | 0.69798 | 0.52014 | 4.7845 | 14.0772 | -1168.7426 | 1002.0807 | DROP | DROP | DROP | DROP | DROP | DROP | [5 empty] | 0.52014 | DROP | 0.69798 | 0 | DROP | DROP | DROP | DROP | DROP | DROP | 4.7845 | 0 | 14.0772 | DROP
DEF | N_HS_Energy Star Commercial Solid Door Freezer | 2533.0469 | 0.32842 | 0.27509 | 12 |  | 664.4636 | 201.1547 | 401.2512 | 1266.8695 |  | 2336.8232 | 98.7888 | 0 | 166 | 166 | 2336.8232 | freezer | 0.69798 | 0.52014 | 4.7845 | 14.0772 | -1168.7426 | 1002.0807 | DROP | DROP | DROP | DROP | DROP | DROP | [5 empty] | 0.52014 | DROP | 0.69798 | 0 | DROP | DROP | DROP | DROP | DROP | DROP | 4.7845 | 0 | 14.0772 | DROP
DEF | N_IN_Energy Star Commercial Solid Door Freezer | 2533.0469 | 0.37834 | 0.16907 | 12 |  | 664.4636 | 231.7298 | 462.2405 | 1358.4338 |  | 2336.8232 | 98.7888 | 0 | 166 | 166 | 2336.8232 | freezer | 0.69798 | 0.55774 | 5.1303 | 14.0772 | -1077.1782 | 1093.645 | DROP | DROP | DROP | DROP | DROP | DROP | [5 empty] | 0.55774 | DROP | 0.69798 | 0 | DROP | DROP | DROP | DROP | DROP | DROP | 5.1303 | 0 | 14.0772 | DROP
DEF | N_LG_Energy Star Commercial Solid Door Freezer | 2533.0469 | 0.32842 | 0.27509 | 12 |  | 664.4636 | 201.1547 | 401.2512 | 1266.8695 |  | 2336.8232 | 98.7888 | 0 | 166 | 166 | 2336.8232 | freezer | 0.69798 | 0.52014 | 4.7845 | 14.0772 | -1168.7426 | 1002.0807 | DROP | DROP | DROP | DROP | DROP | DROP | [5 empty] | 0.52014 | DROP | 0.69798 | 0 | DROP | DROP | DROP | DROP | DROP | DROP | 4.7845 | 0 | 14.0772 | DROP
DEF | N_MS_Energy Star Commercial Solid Door Freezer | 2533.0469 | 0.37834 | 0.16907 | 12 |  | 664.4636 | 231.7298 | 462.2405 | 1358.4338 |  | 2336.8232 | 98.7888 | 0 | 166 | 166 | 2336.8232 | freezer | 0.69798 | 0.55774 | 5.1303 | 14.0772 | -1077.1782 | 1093.645 | DROP | DROP | DROP | DROP | DROP | DROP | [5 empty] | 0.55774 | DROP | 0.69798 | 0 | DROP | DROP | DROP | DROP | DROP | DROP | 5.1303 | 0 | 14.0772 | DROP
DEF | N_OF_Energy Star Commercial Solid Door Freezer | 2533.0469 | 0.37834 | 0.16907 | 12 |  | 664.4636 | 231.7298 | 462.2405 | 1358.4338 |  | 2336.8232 | 98.7888 | 0 | 166 | 166 | 2336.8232 | freezer | 0.69798 | 0.55774 | 5.1303 | 14.0772 | -1077.1782 | 1093.645 | DROP | DROP | DROP | DROP | DROP | DROP | [5 empty] | 0.55774 | DROP | 0.69798 | 0 | DROP | DROP | DROP | DROP | DROP | DROP | 5.1303 | 0 | 14.0772 | DROP
DEF | N_RS_Energy Star Commercial Solid Door Freezer | 2533.0469 | 0.32842 | 0.27509 | 12 |  | 664.4636 | 201.1547 | 401.2512 | 1266.8695 |  | 2336.8232 | 98.7888 | 0 | 166 | 166 | 2336.8232 | freezer | 0.69798 | 0.52014 | 4.7845 | 14.0772 | -1168.7426 | 1002.0807 | DROP | DROP | DROP | DROP | DROP | DROP | [5 empty] | 0.52014 | DROP | 0.69798 | 0 | DROP | DROP | DROP | DROP | DROP | DROP | 4.7845 | 0 | 14.0772 | DROP
DEF | N_RT_Energy Star Commercial Solid Door Freezer | 2533.0469 | 0.37834 | 0.16907 | 12 |  | 664.4636 | 231.7298 | 462.2405 | 1358.4338 |  | 2336.8232 | 98.7888 | 0 | 166 | 166 | 2336.8232 | freezer | 0.69798 | 0.55774 | 5.1303 | 14.0772 | -1077.1782 | 1093.645 | DROP | DROP | DROP | DROP | DROP | DROP | [5 empty] | 0.55774 | DROP | 0.69798 | 0 | DROP | DROP | DROP | DROP | DROP | DROP | 5.1303 | 0 | 14.0772 | DROP
DEF | N_SC_Energy Star Commercial Solid Door Freezer | 2533.0469 | 0.32842 | 0.27509 | 12 |  | 664.4636 | 201.1547 | 401.2512 | 1266.8695 |  | 2336.8232 | 98.7888 | 0 | 166 | 166 | 2336.8232 | freezer | 0.69798 | 0.52014 | 4.7845 | 14.0772 | -1168.7426 | 1002.0807 | DROP | DROP | DROP | DROP | DROP | DROP | [5 empty] | 0.52014 | DROP | 0.69798 | 0 | DROP | DROP | DROP | DROP | DROP | DROP | 4.7845 | 0 | 14.0772 | DROP
DEF | N_WR_Energy Star Commercial Solid Door Freezer | 2533.0469 | 0.37834 | 0.16907 | 12 |  | 664.4636 | 231.7298 | 462.2405 | 1358.4338 |  | 2336.8232 | 98.7888 | 0 | 166 | 166 | 2336.8232 | freezer | 0.69798 | 0.55774 | 5.1303 | 14.0772 | -1077.1782 | 1093.645 | DROP | DROP | DROP | DROP | DROP | DROP | [5 empty] | 0.55774 | DROP | 0.69798 | 0 | DROP | DROP | DROP | DROP | DROP | DROP | 5.1303 | 0 | 14.0772 | DROP
DEF | T_AS_Energy Star Commercial Solid Door Refrigerator | 849.9239 | 0.12695 | 0.056728 | 12 |  | 222.9503 | 77.7533 | 155.0975 | 455.801 |  | 784.0842 | 33.147 | 0 | 164 | 164 | 784.0842 | refrigerator | 2.0552 | 0.55774 | 2.312 | 4.781 | -361.4302 | 258.654 | DROP | DROP | DROP | KEEP | DROP | KEEP | [5 empty] | 0.55774 | DROP | 2.0552 | 4.4013 | DROP | DROP | DROP | DROP | DROP | DROP | 2.312 | 4.4013 | 4.8078 | KEEP
DEF | T_CU_Energy Star Commercial Solid Door Refrigerator | 849.9239 | 0.1102 | 0.092304 | 12 |  | 222.9503 | 67.4943 | 134.6335 | 425.0781 |  | 784.0842 | 33.147 | 0 | 164 | 164 | 784.0842 | refrigerator | 2.0552 | 0.52014 | 2.1561 | 4.781 | -392.1531 | 227.931 | DROP | DROP | DROP | KEEP | DROP | KEEP | [5 empty] | 0.52014 | DROP | 2.0552 | 4.4013 | DROP | DROP | DROP | DROP | DROP | DROP | 2.1561 | 4.4013 | 4.8078 | KEEP
DEF | T_GR_Energy Star Commercial Solid Door Refrigerator | 849.9239 | 0.12695 | 0.056728 | 12 |  | 222.9503 | 77.7533 | 155.0975 | 455.801 |  | 784.0842 | 33.147 | 0 | 164 | 164 | 784.0842 | refrigerator | 2.0552 | 0.55774 | 2.312 | 4.781 | -361.4302 | 258.654 | DROP | DROP | DROP | KEEP | DROP | KEEP | [5 empty] | 0.55774 | DROP | 2.0552 | 4.4013 | DROP | DROP | DROP | DROP | DROP | DROP | 2.312 | 4.4013 | 4.8078 | KEEP
DEF | T_HC_Energy Star Commercial Solid Door Refrigerator | 849.9239 | 0.1102 | 0.092304 | 12 |  | 222.9503 | 67.4943 | 134.6335 | 425.0781 |  | 784.0842 | 33.147 | 0 | 164 | 164 | 784.0842 | refrigerator | 2.0552 | 0.52014 | 2.1561 | 4.781 | -392.1531 | 227.931 | DROP | DROP | DROP | KEEP | DROP | KEEP | [5 empty] | 0.52014 | DROP | 2.0552 | 4.4013 | DROP | DROP | DROP | DROP | DROP | DROP | 2.1561 | 4.4013 | 4.8078 | KEEP
DEF | T_HS_Energy Star Commercial Solid Door Refrigerator | 849.9239 | 0.1102 | 0.092304 | 12 |  | 222.9503 | 67.4943 | 134.6335 | 425.0781 |  | 784.0842 | 33.147 | 0 | 164 | 164 | 784.0842 | refrigerator | 2.0552 | 0.52014 | 2.1561 | 4.781 | -392.1531 | 227.931 | DROP | DROP | DROP | KEEP | DROP | KEEP | [5 empty] | 0.52014 | DROP | 2.0552 | 4.4013 | DROP | DROP | DROP | DROP | DROP | DROP | 2.1561 | 4.4013 | 4.8078 | KEEP
DEF | T_IN_Energy Star Commercial Solid Door Refrigerator | 849.9239 | 0.12695 | 0.056728 | 12 |  | 222.9503 | 77.7533 | 155.0975 | 455.801 |  | 784.0842 | 33.147 | 0 | 164 | 164 | 784.0842 | refrigerator | 2.0552 | 0.55774 | 2.312 | 4.781 | -361.4302 | 258.654 | DROP | DROP | DROP | KEEP | DROP | KEEP | [5 empty] | 0.55774 | DROP | 2.0552 | 4.4013 | DROP | DROP | DROP | DROP | DROP | DROP | 2.312 | 4.4013 | 4.8078 | KEEP
DEF | T_LG_Energy Star Commercial Solid Door Refrigerator | 849.9239 | 0.1102 | 0.092304 | 12 |  | 222.9503 | 67.4943 | 134.6335 | 425.0781 |  | 784.0842 | 33.147 | 0 | 164 | 164 | 784.0842 | refrigerator | 2.0552 | 0.52014 | 2.1561 | 4.781 | -392.1531 | 227.931 | DROP | DROP | DROP | KEEP | DROP | KEEP | [5 empty] | 0.52014 | DROP | 2.0552 | 4.4013 | DROP | DROP | DROP | DROP | DROP | DROP | 2.1561 | 4.4013 | 4.8078 | KEEP
DEF | T_MS_Energy Star Commercial Solid Door Refrigerator | 849.9239 | 0.12695 | 0.056728 | 12 |  | 222.9503 | 77.7533 | 155.0975 | 455.801 |  | 784.0842 | 33.147 | 0 | 164 | 164 | 784.0842 | refrigerator | 2.0552 | 0.55774 | 2.312 | 4.781 | -361.4302 | 258.654 | DROP | DROP | DROP | KEEP | DROP | KEEP | [5 empty] | 0.55774 | DROP | 2.0552 | 4.4013 | DROP | DROP | DROP | DROP | DROP | DROP | 2.312 | 4.4013 | 4.8078 | KEEP
DEF | T_OF_Energy Star Commercial Solid Door Refrigerator | 849.9239 | 0.12695 | 0.056728 | 12 |  | 222.9503 | 77.7533 | 155.0975 | 455.801 |  | 784.0842 | 33.147 | 0 | 164 | 164 | 784.0842 | refrigerator | 2.0552 | 0.55774 | 2.312 | 4.781 | -361.4302 | 258.654 | DROP | DROP | DROP | KEEP | DROP | KEEP | [5 empty] | 0.55774 | DROP | 2.0552 | 4.4013 | DROP | DROP | DROP | DROP | DROP | DROP | 2.312 | 4.4013 | 4.8078 | KEEP
DEF | T_RS_Energy Star Commercial Solid Door Refrigerator | 849.9239 | 0.1102 | 0.092304 | 12 |  | 222.9503 | 67.4943 | 134.6335 | 425.0781 |  | 784.0842 | 33.147 | 0 | 164 | 164 | 784.0842 | refrigerator | 2.0552 | 0.52014 | 2.1561 | 4.781 | -392.1531 | 227.931 | DROP | DROP | DROP | KEEP | DROP | KEEP | [5 empty] | 0.52014 | DROP | 2.0552 | 4.4013 | DROP | DROP | DROP | DROP | DROP | DROP | 2.1561 | 4.4013 | 4.8078 | KEEP
DEF | T_RT_Energy Star Commercial Solid Door Refrigerator | 849.9239 | 0.12695 | 0.056728 | 12 |  | 222.9503 | 77.7533 | 155.0975 | 455.801 |  | 784.0842 | 33.147 | 0 | 164 | 164 | 784.0842 | refrigerator | 2.0552 | 0.55774 | 2.312 | 4.781 | -361.4302 | 258.654 | DROP | DROP | DROP | KEEP | DROP | KEEP | [5 empty] | 0.55774 | DROP | 2.0552 | 4.4013 | DROP | DROP | DROP | DROP | DROP | DROP | 2.312 | 4.4013 | 4.8078 | KEEP
DEF | T_SC_Energy Star Commercial Solid Door Refrigerator | 849.9239 | 0.1102 | 0.092304 | 12 |  | 222.9503 | 67.4943 | 134.6335 | 425.0781 |  | 784.0842 | 33.147 | 0 | 164 | 164 | 784.0842 | refrigerator | 2.0552 | 0.52014 | 2.1561 | 4.781 | -392.1531 | 227.931 | DROP | DROP | DROP | KEEP | DROP | KEEP | [5 empty] | 0.52014 | DROP | 2.0552 | 4.4013 | DROP | DROP | DROP | DROP | DROP | DROP | 2.1561 | 4.4013 | 4.8078 | KEEP
DEF | T_WR_Energy Star Commercial Solid Door Refrigerator | 849.9239 | 0.12695 | 0.056728 | 12 |  | 222.9503 | 77.7533 | 155.0975 | 455.801 |  | 784.0842 | 33.147 | 0 | 164 | 164 | 784.0842 | refrigerator | 2.0552 | 0.55774 | 2.312 | 4.781 | -361.4302 | 258.654 | DROP | DROP | DROP | KEEP | DROP | KEEP | [5 empty] | 0.55774 | DROP | 2.0552 | 4.4013 | DROP | DROP | DROP | DROP | DROP | DROP | 2.312 | 4.4013 | 4.8078 | KEEP
DEF | N_AS_Energy Star Commercial Solid Door Refrigerator | 849.9239 | 0.12695 | 0.056728 | 12 |  | 222.9503 | 77.7533 | 155.0975 | 455.801 |  | 784.0842 | 33.147 | 0 | 164 | 164 | 784.0842 | refrigerator | 2.0552 | 0.55774 | 2.312 | 4.781 | -361.4302 | 258.654 | DROP | DROP | DROP | KEEP | DROP | KEEP | [5 empty] | 0.55774 | DROP | 2.0552 | 4.4013 | DROP | DROP | DROP | DROP | DROP | DROP | 2.312 | 4.4013 | 4.8078 | KEEP
DEF | N_CU_Energy Star Commercial Solid Door Refrigerator | 849.9239 | 0.1102 | 0.092304 | 12 |  | 222.9503 | 67.4943 | 134.6335 | 425.0781 |  | 784.0842 | 33.147 | 0 | 164 | 164 | 784.0842 | refrigerator | 2.0552 | 0.52014 | 2.1561 | 4.781 | -392.1531 | 227.931 | DROP | DROP | DROP | KEEP | DROP | KEEP | [5 empty] | 0.52014 | DROP | 2.0552 | 4.4013 | DROP | DROP | DROP | DROP | DROP | DROP | 2.1561 | 4.4013 | 4.8078 | KEEP
DEF | N_GR_Energy Star Commercial Solid Door Refrigerator | 849.9239 | 0.12695 | 0.056728 | 12 |  | 222.9503 | 77.7533 | 155.0975 | 455.801 |  | 784.0842 | 33.147 | 0 | 164 | 164 | 784.0842 | refrigerator | 2.0552 | 0.55774 | 2.312 | 4.781 | -361.4302 | 258.654 | DROP | DROP | DROP | KEEP | DROP | KEEP | [5 empty] | 0.55774 | DROP | 2.0552 | 4.4013 | DROP | DROP | DROP | DROP | DROP | DROP | 2.312 | 4.4013 | 4.8078 | KEEP
DEF | N_HC_Energy Star Commercial Solid Door Refrigerator | 849.9239 | 0.1102 | 0.092304 | 12 |  | 222.9503 | 67.4943 | 134.6335 | 425.0781 |  | 784.0842 | 33.147 | 0 | 164 | 164 | 784.0842 | refrigerator | 2.0552 | 0.52014 | 2.1561 | 4.781 | -392.1531 | 227.931 | DROP | DROP | DROP | KEEP | DROP | KEEP | [5 empty] | 0.52014 | DROP | 2.0552 | 4.4013 | DROP | DROP | DROP | DROP | DROP | DROP | 2.1561 | 4.4013 | 4.8078 | KEEP
DEF | N_HS_Energy Star Commercial Solid Door Refrigerator | 849.9239 | 0.1102 | 0.092304 | 12 |  | 222.9503 | 67.4943 | 134.6335 | 425.0781 |  | 784.0842 | 33.147 | 0 | 164 | 164 | 784.0842 | refrigerator | 2.0552 | 0.52014 | 2.1561 | 4.781 | -392.1531 | 227.931 | DROP | DROP | DROP | KEEP | DROP | KEEP | [5 empty] | 0.52014 | DROP | 2.0552 | 4.4013 | DROP | DROP | DROP | DROP | DROP | DROP | 2.1561 | 4.4013 | 4.8078 | KEEP
DEF | N_IN_Energy Star Commercial Solid Door Refrigerator | 849.9239 | 0.12695 | 0.056728 | 12 |  | 222.9503 | 77.7533 | 155.0975 | 455.801 |  | 784.0842 | 33.147 | 0 | 164 | 164 | 784.0842 | refrigerator | 2.0552 | 0.55774 | 2.312 | 4.781 | -361.4302 | 258.654 | DROP | DROP | DROP | KEEP | DROP | KEEP | [5 empty] | 0.55774 | DROP | 2.0552 | 4.4013 | DROP | DROP | DROP | DROP | DROP | DROP | 2.312 | 4.4013 | 4.8078 | KEEP
DEF | N_LG_Energy Star Commercial Solid Door Refrigerator | 849.9239 | 0.1102 | 0.092304 | 12 |  | 222.9503 | 67.4943 | 134.6335 | 425.0781 |  | 784.0842 | 33.147 | 0 | 164 | 164 | 784.0842 | refrigerator | 2.0552 | 0.52014 | 2.1561 | 4.781 | -392.1531 | 227.931 | DROP | DROP | DROP | KEEP | DROP | KEEP | [5 empty] | 0.52014 | DROP | 2.0552 | 4.4013 | DROP | DROP | DROP | DROP | DROP | DROP | 2.1561 | 4.4013 | 4.8078 | KEEP
DEF | N_MS_Energy Star Commercial Solid Door Refrigerator | 849.9239 | 0.12695 | 0.056728 | 12 |  | 222.9503 | 77.7533 | 155.0975 | 455.801 |  | 784.0842 | 33.147 | 0 | 164 | 164 | 784.0842 | refrigerator | 2.0552 | 0.55774 | 2.312 | 4.781 | -361.4302 | 258.654 | DROP | DROP | DROP | KEEP | DROP | KEEP | [5 empty] | 0.55774 | DROP | 2.0552 | 4.4013 | DROP | DROP | DROP | DROP | DROP | DROP | 2.312 | 4.4013 | 4.8078 | KEEP
DEF | N_OF_Energy Star Commercial Solid Door Refrigerator | 849.9239 | 0.12695 | 0.056728 | 12 |  | 222.9503 | 77.7533 | 155.0975 | 455.801 |  | 784.0842 | 33.147 | 0 | 164 | 164 | 784.0842 | refrigerator | 2.0552 | 0.55774 | 2.312 | 4.781 | -361.4302 | 258.654 | DROP | DROP | DROP | KEEP | DROP | KEEP | [5 empty] | 0.55774 | DROP | 2.0552 | 4.4013 | DROP | DROP | DROP | DROP | DROP | DROP | 2.312 | 4.4013 | 4.8078 | KEEP
DEF | N_RS_Energy Star Commercial Solid Door Refrigerator | 849.9239 | 0.1102 | 0.092304 | 12 |  | 222.9503 | 67.4943 | 134.6335 | 425.0781 |  | 784.0842 | 33.147 | 0 | 164 | 164 | 784.0842 | refrigerator | 2.0552 | 0.52014 | 2.1561 | 4.781 | -392.1531 | 227.931 | DROP | DROP | DROP | KEEP | DROP | KEEP | [5 empty] | 0.52014 | DROP | 2.0552 | 4.4013 | DROP | DROP | DROP | DROP | DROP | DROP | 2.1561 | 4.4013 | 4.8078 | KEEP
DEF | N_RT_Energy Star Commercial Solid Door Refrigerator | 849.9239 | 0.12695 | 0.056728 | 12 |  | 222.9503 | 77.7533 | 155.0975 | 455.801 |  | 784.0842 | 33.147 | 0 | 164 | 164 | 784.0842 | refrigerator | 2.0552 | 0.55774 | 2.312 | 4.781 | -361.4302 | 258.654 | DROP | DROP | DROP | KEEP | DROP | KEEP | [5 empty] | 0.55774 | DROP | 2.0552 | 4.4013 | DROP | DROP | DROP | DROP | DROP | DROP | 2.312 | 4.4013 | 4.8078 | KEEP
DEF | N_SC_Energy Star Commercial Solid Door Refrigerator | 849.9239 | 0.1102 | 0.092304 | 12 |  | 222.9503 | 67.4943 | 134.6335 | 425.0781 |  | 784.0842 | 33.147 | 0 | 164 | 164 | 784.0842 | refrigerator | 2.0552 | 0.52014 | 2.1561 | 4.781 | -392.1531 | 227.931 | DROP | DROP | DROP | KEEP | DROP | KEEP | [5 empty] | 0.52014 | DROP | 2.0552 | 4.4013 | DROP | DROP | DROP | DROP | DROP | DROP | 2.1561 | 4.4013 | 4.8078 | KEEP
DEF | N_WR_Energy Star Commercial Solid Door Refrigerator | 849.9239 | 0.12695 | 0.056728 | 12 |  | 222.9503 | 77.7533 | 155.0975 | 455.801 |  | 784.0842 | 33.147 | 0 | 164 | 164 | 784.0842 | refrigerator | 2.0552 | 0.55774 | 2.312 | 4.781 | -361.4302 | 258.654 | DROP | DROP | DROP | KEEP | DROP | KEEP | [5 empty] | 0.55774 | DROP | 2.0552 | 4.4013 | DROP | DROP | DROP | DROP | DROP | DROP | 2.312 | 4.4013 | 4.8078 | KEEP
DEF | T_AS_Energy Star Ice Maker | 237.861 | 0.036863 | 0.023275 | 8 |  | 41.7099 | 4.2082 | 32.6693 | 78.5874 |  | 154.0642 | 9.2766 | 0 | 249 | 249 | 154.0642 | ice maker | 11.1495 | 0.48113 | 0.30428 | 0.61873 | -84.7534 | -179.6892 | DROP | DROP | DROP | DROP | DROP | DROP | [5 empty] | 0.48113 | DROP | 11.1495 | 204.3345 | DROP | DROP | DROP | DROP | DROP | DROP | 0.30428 | 204.3345 | 1.4394 | DROP
DEF | T_CU_Energy Star Ice Maker | 237.861 | 0.03084 | 0.025832 | 8 |  | 41.7099 | 3.5207 | 27.3315 | 72.5621 |  | 154.0642 | 9.2766 | 0 | 249 | 249 | 154.0642 | ice maker | 11.1495 | 0.44424 | 0.28095 | 0.61873 | -90.7786 | -185.7145 | DROP | DROP | DROP | DROP | DROP | DROP | [5 empty] | 0.44424 | DROP | 11.1495 | 204.3345 | DROP | DROP | DROP | DROP | DROP | DROP | 0.28095 | 204.3345 | 1.4394 | DROP
DEF | T_GR_Energy Star Ice Maker | 237.861 | 0.036863 | 0.023275 | 8 |  | 41.7099 | 4.2082 | 32.6693 | 78.5874 |  | 154.0642 | 9.2766 | 0 | 249 | 249 | 154.0642 | ice maker | 11.1495 | 0.48113 | 0.30428 | 0.61873 | -84.7534 | -179.6892 | DROP | DROP | DROP | DROP | DROP | DROP | [5 empty] | 0.48113 | DROP | 11.1495 | 204.3345 | DROP | DROP | DROP | DROP | DROP | DROP | 0.30428 | 204.3345 | 1.4394 | DROP
DEF | T_HC_Energy Star Ice Maker | 237.861 | 0.03084 | 0.025832 | 8 |  | 41.7099 | 3.5207 | 27.3315 | 72.5621 |  | 154.0642 | 9.2766 | 0 | 249 | 249 | 154.0642 | ice maker | 11.1495 | 0.44424 | 0.28095 | 0.61873 | -90.7786 | -185.7145 | DROP | DROP | DROP | DROP | DROP | DROP | [5 empty] | 0.44424 | DROP | 11.1495 | 204.3345 | DROP | DROP | DROP | DROP | DROP | DROP | 0.28095 | 204.3345 | 1.4394 | DROP
DEF | T_HS_Energy Star Ice Maker | 237.861 | 0.03084 | 0.025832 | 8 |  | 41.7099 | 3.5207 | 27.3315 | 72.5621 |  | 154.0642 | 9.2766 | 0 | 249 | 249 | 154.0642 | ice maker | 11.1495 | 0.44424 | 0.28095 | 0.61873 | -90.7786 | -185.7145 | DROP | DROP | DROP | DROP | DROP | DROP | [5 empty] | 0.44424 | DROP | 11.1495 | 204.3345 | DROP | DROP | DROP | DROP | DROP | DROP | 0.28095 | 204.3345 | 1.4394 | DROP
DEF | T_IN_Energy Star Ice Maker | 237.861 | 0.036863 | 0.023275 | 8 |  | 41.7099 | 4.2082 | 32.6693 | 78.5874 |  | 154.0642 | 9.2766 | 0 | 249 | 249 | 154.0642 | ice maker | 11.1495 | 0.48113 | 0.30428 | 0.61873 | -84.7534 | -179.6892 | DROP | DROP | DROP | DROP | DROP | DROP | [5 empty] | 0.48113 | DROP | 11.1495 | 204.3345 | DROP | DROP | DROP | DROP | DROP | DROP | 0.30428 | 204.3345 | 1.4394 | DROP
DEF | T_LG_Energy Star Ice Maker | 237.861 | 0.03084 | 0.025832 | 8 |  | 41.7099 | 3.5207 | 27.3315 | 72.5621 |  | 154.0642 | 9.2766 | 0 | 249 | 249 | 154.0642 | ice maker | 11.1495 | 0.44424 | 0.28095 | 0.61873 | -90.7786 | -185.7145 | DROP | DROP | DROP | DROP | DROP | DROP | [5 empty] | 0.44424 | DROP | 11.1495 | 204.3345 | DROP | DROP | DROP | DROP | DROP | DROP | 0.28095 | 204.3345 | 1.4394 | DROP
DEF | T_MS_Energy Star Ice Maker | 237.861 | 0.036863 | 0.023275 | 8 |  | 41.7099 | 4.2082 | 32.6693 | 78.5874 |  | 154.0642 | 9.2766 | 0 | 249 | 249 | 154.0642 | ice maker | 11.1495 | 0.48113 | 0.30428 | 0.61873 | -84.7534 | -179.6892 | DROP | DROP | DROP | DROP | DROP | DROP | [5 empty] | 0.48113 | DROP | 11.1495 | 204.3345 | DROP | DROP | DROP | DROP | DROP | DROP | 0.30428 | 204.3345 | 1.4394 | DROP
DEF | T_OF_Energy Star Ice Maker | 237.861 | 0.036863 | 0.023275 | 8 |  | 41.7099 | 4.2082 | 32.6693 | 78.5874 |  | 154.0642 | 9.2766 | 0 | 249 | 249 | 154.0642 | ice maker | 11.1495 | 0.48113 | 0.30428 | 0.61873 | -84.7534 | -179.6892 | DROP | DROP | DROP | DROP | DROP | DROP | [5 empty] | 0.48113 | DROP | 11.1495 | 204.3345 | DROP | DROP | DROP | DROP | DROP | DROP | 0.30428 | 204.3345 | 1.4394 | DROP
DEF | T_RS_Energy Star Ice Maker | 237.861 | 0.03084 | 0.025832 | 8 |  | 41.7099 | 3.5207 | 27.3315 | 72.5621 |  | 154.0642 | 9.2766 | 0 | 249 | 249 | 154.0642 | ice maker | 11.1495 | 0.44424 | 0.28095 | 0.61873 | -90.7786 | -185.7145 | DROP | DROP | DROP | DROP | DROP | DROP | [5 empty] | 0.44424 | DROP | 11.1495 | 204.3345 | DROP | DROP | DROP | DROP | DROP | DROP | 0.28095 | 204.3345 | 1.4394 | DROP
DEF | T_RT_Energy Star Ice Maker | 237.861 | 0.036863 | 0.023275 | 8 |  | 41.7099 | 4.2082 | 32.6693 | 78.5874 |  | 154.0642 | 9.2766 | 0 | 249 | 249 | 154.0642 | ice maker | 11.1495 | 0.48113 | 0.30428 | 0.61873 | -84.7534 | -179.6892 | DROP | DROP | DROP | DROP | DROP | DROP | [5 empty] | 0.48113 | DROP | 11.1495 | 204.3345 | DROP | DROP | DROP | DROP | DROP | DROP | 0.30428 | 204.3345 | 1.4394 | DROP
DEF | T_SC_Energy Star Ice Maker | 237.861 | 0.03084 | 0.025832 | 8 |  | 41.7099 | 3.5207 | 27.3315 | 72.5621 |  | 154.0642 | 9.2766 | 0 | 249 | 249 | 154.0642 | ice maker | 11.1495 | 0.44424 | 0.28095 | 0.61873 | -90.7786 | -185.7145 | DROP | DROP | DROP | DROP | DROP | DROP | [5 empty] | 0.44424 | DROP | 11.1495 | 204.3345 | DROP | DROP | DROP | DROP | DROP | DROP | 0.28095 | 204.3345 | 1.4394 | DROP
DEF | T_WR_Energy Star Ice Maker | 237.861 | 0.036863 | 0.023275 | 8 |  | 41.7099 | 4.2082 | 32.6693 | 78.5874 |  | 154.0642 | 9.2766 | 0 | 249 | 249 | 154.0642 | ice maker | 11.1495 | 0.48113 | 0.30428 | 0.61873 | -84.7534 | -179.6892 | DROP | DROP | DROP | DROP | DROP | DROP | [5 empty] | 0.48113 | DROP | 11.1495 | 204.3345 | DROP | DROP | DROP | DROP | DROP | DROP | 0.30428 | 204.3345 | 1.4394 | DROP
DEF | N_AS_Energy Star Ice Maker | 237.861 | 0.036863 | 0.023275 | 8 |  | 41.7099 | 4.2082 | 32.6693 | 78.5874 |  | 154.0642 | 9.2766 | 0 | 249 | 249 | 154.0642 | ice maker | 11.1495 | 0.48113 | 0.30428 | 0.61873 | -84.7534 | -179.6892 | DROP | DROP | DROP | DROP | DROP | DROP | [5 empty] | 0.48113 | DROP | 11.1495 | 204.3345 | DROP | DROP | DROP | DROP | DROP | DROP | 0.30428 | 204.3345 | 1.4394 | DROP
DEF | N_CU_Energy Star Ice Maker | 237.861 | 0.03084 | 0.025832 | 8 |  | 41.7099 | 3.5207 | 27.3315 | 72.5621 |  | 154.0642 | 9.2766 | 0 | 249 | 249 | 154.0642 | ice maker | 11.1495 | 0.44424 | 0.28095 | 0.61873 | -90.7786 | -185.7145 | DROP | DROP | DROP | DROP | DROP | DROP | [5 empty] | 0.44424 | DROP | 11.1495 | 204.3345 | DROP | DROP | DROP | DROP | DROP | DROP | 0.28095 | 204.3345 | 1.4394 | DROP
DEF | N_GR_Energy Star Ice Maker | 237.861 | 0.036863 | 0.023275 | 8 |  | 41.7099 | 4.2082 | 32.6693 | 78.5874 |  | 154.0642 | 9.2766 | 0 | 249 | 249 | 154.0642 | ice maker | 11.1495 | 0.48113 | 0.30428 | 0.61873 | -84.7534 | -179.6892 | DROP | DROP | DROP | DROP | DROP | DROP | [5 empty] | 0.48113 | DROP | 11.1495 | 204.3345 | DROP | DROP | DROP | DROP | DROP | DROP | 0.30428 | 204.3345 | 1.4394 | DROP
DEF | N_HC_Energy Star Ice Maker | 237.861 | 0.03084 | 0.025832 | 8 |  | 41.7099 | 3.5207 | 27.3315 | 72.5621 |  | 154.0642 | 9.2766 | 0 | 249 | 249 | 154.0642 | ice maker | 11.1495 | 0.44424 | 0.28095 | 0.61873 | -90.7786 | -185.7145 | DROP | DROP | DROP | DROP | DROP | DROP | [5 empty] | 0.44424 | DROP | 11.1495 | 204.3345 | DROP | DROP | DROP | DROP | DROP | DROP | 0.28095 | 204.3345 | 1.4394 | DROP
DEF | N_HS_Energy Star Ice Maker | 237.861 | 0.03084 | 0.025832 | 8 |  | 41.7099 | 3.5207 | 27.3315 | 72.5621 |  | 154.0642 | 9.2766 | 0 | 249 | 249 | 154.0642 | ice maker | 11.1495 | 0.44424 | 0.28095 | 0.61873 | -90.7786 | -185.7145 | DROP | DROP | DROP | DROP | DROP | DROP | [5 empty] | 0.44424 | DROP | 11.1495 | 204.3345 | DROP | DROP | DROP | DROP | DROP | DROP | 0.28095 | 204.3345 | 1.4394 | DROP
DEF | N_IN_Energy Star Ice Maker | 237.861 | 0.036863 | 0.023275 | 8 |  | 41.7099 | 4.2082 | 32.6693 | 78.5874 |  | 154.0642 | 9.2766 | 0 | 249 | 249 | 154.0642 | ice maker | 11.1495 | 0.48113 | 0.30428 | 0.61873 | -84.7534 | -179.6892 | DROP | DROP | DROP | DROP | DROP | DROP | [5 empty] | 0.48113 | DROP | 11.1495 | 204.3345 | DROP | DROP | DROP | DROP | DROP | DROP | 0.30428 | 204.3345 | 1.4394 | DROP
DEF | N_LG_Energy Star Ice Maker | 237.861 | 0.03084 | 0.025832 | 8 |  | 41.7099 | 3.5207 | 27.3315 | 72.5621 |  | 154.0642 | 9.2766 | 0 | 249 | 249 | 154.0642 | ice maker | 11.1495 | 0.44424 | 0.28095 | 0.61873 | -90.7786 | -185.7145 | DROP | DROP | DROP | DROP | DROP | DROP | [5 empty] | 0.44424 | DROP | 11.1495 | 204.3345 | DROP | DROP | DROP | DROP | DROP | DROP | 0.28095 | 204.3345 | 1.4394 | DROP
DEF | N_MS_Energy Star Ice Maker | 237.861 | 0.036863 | 0.023275 | 8 |  | 41.7099 | 4.2082 | 32.6693 | 78.5874 |  | 154.0642 | 9.2766 | 0 | 249 | 249 | 154.0642 | ice maker | 11.1495 | 0.48113 | 0.30428 | 0.61873 | -84.7534 | -179.6892 | DROP | DROP | DROP | DROP | DROP | DROP | [5 empty] | 0.48113 | DROP | 11.1495 | 204.3345 | DROP | DROP | DROP | DROP | DROP | DROP | 0.30428 | 204.3345 | 1.4394 | DROP
DEF | N_OF_Energy Star Ice Maker | 237.861 | 0.036863 | 0.023275 | 8 |  | 41.7099 | 4.2082 | 32.6693 | 78.5874 |  | 154.0642 | 9.2766 | 0 | 249 | 249 | 154.0642 | ice maker | 11.1495 | 0.48113 | 0.30428 | 0.61873 | -84.7534 | -179.6892 | DROP | DROP | DROP | DROP | DROP | DROP | [5 empty] | 0.48113 | DROP | 11.1495 | 204.3345 | DROP | DROP | DROP | DROP | DROP | DROP | 0.30428 | 204.3345 | 1.4394 | DROP
DEF | N_RS_Energy Star Ice Maker | 237.861 | 0.03084 | 0.025832 | 8 |  | 41.7099 | 3.5207 | 27.3315 | 72.5621 |  | 154.0642 | 9.2766 | 0 | 249 | 249 | 154.0642 | ice maker | 11.1495 | 0.44424 | 0.28095 | 0.61873 | -90.7786 | -185.7145 | DROP | DROP | DROP | DROP | DROP | DROP | [5 empty] | 0.44424 | DROP | 11.1495 | 204.3345 | DROP | DROP | DROP | DROP | DROP | DROP | 0.28095 | 204.3345 | 1.4394 | DROP
DEF | N_RT_Energy Star Ice Maker | 237.861 | 0.036863 | 0.023275 | 8 |  | 41.7099 | 4.2082 | 32.6693 | 78.5874 |  | 154.0642 | 9.2766 | 0 | 249 | 249 | 154.0642 | ice maker | 11.1495 | 0.48113 | 0.30428 | 0.61873 | -84.7534 | -179.6892 | DROP | DROP | DROP | DROP | DROP | DROP | [5 empty] | 0.48113 | DROP | 11.1495 | 204.3345 | DROP | DROP | DROP | DROP | DROP | DROP | 0.30428 | 204.3345 | 1.4394 | DROP
DEF | N_SC_Energy Star Ice Maker | 237.861 | 0.03084 | 0.025832 | 8 |  | 41.7099 | 3.5207 | 27.3315 | 72.5621 |  | 154.0642 | 9.2766 | 0 | 249 | 249 | 154.0642 | ice maker | 11.1495 | 0.44424 | 0.28095 | 0.61873 | -90.7786 | -185.7145 | DROP | DROP | DROP | DROP | DROP | DROP | [5 empty] | 0.44424 | DROP | 11.1495 | 204.3345 | DROP | DROP | DROP | DROP | DROP | DROP | 0.28095 | 204.3345 | 1.4394 | DROP
DEF | N_WR_Energy Star Ice Maker | 237.861 | 0.036863 | 0.023275 | 8 |  | 41.7099 | 4.2082 | 32.6693 | 78.5874 |  | 154.0642 | 9.2766 | 0 | 249 | 249 | 154.0642 | ice maker | 11.1495 | 0.48113 | 0.30428 | 0.61873 | -84.7534 | -179.6892 | DROP | DROP | DROP | DROP | DROP | DROP | [5 empty] | 0.48113 | DROP | 11.1495 | 204.3345 | DROP | DROP | DROP | DROP | DROP | DROP | 0.30428 | 204.3345 | 1.4394 | DROP
DEF | T_AS_Energy Star Refrigerator | 133.5 | 0.017577 | 0.01383 | 12 |  | 35.0194 | 10.7655 | 21.4743 | 67.2592 |  | 123.1584 | 5.2065 | 0 | 122 | 122 | 123.1584 | refrigerator | 9.7333 | 0.52397 | 0.52874 | 1.0095 | -61.1057 | -59.9473 | DROP | DROP | DROP | DROP | DROP | DROP | [5 empty] | 0.52397 | DROP | 9.7333 | 96.9314 | DROP | DROP | DROP | DROP | DROP | DROP | 0.52874 | 96.9314 | 1.804 | DROP
DEF | T_CU_Energy Star Refrigerator | 133.5 | 0.017577 | 0.01383 | 12 |  | 35.0194 | 10.7655 | 21.4743 | 67.2592 |  | 123.1584 | 5.2065 | 0 | 122 | 122 | 123.1584 | refrigerator | 9.7333 | 0.52397 | 0.52874 | 1.0095 | -61.1057 | -59.9473 | DROP | DROP | DROP | DROP | DROP | DROP | [5 empty] | 0.52397 | DROP | 9.7333 | 96.9314 | DROP | DROP | DROP | DROP | DROP | DROP | 0.52874 | 96.9314 | 1.804 | DROP
DEF | T_GR_Energy Star Refrigerator | 133.5 | 0.017577 | 0.01383 | 12 |  | 35.0194 | 10.7655 | 21.4743 | 67.2592 |  | 123.1584 | 5.2065 | 0 | 122 | 122 | 123.1584 | refrigerator | 9.7333 | 0.52397 | 0.52874 | 1.0095 | -61.1057 | -59.9473 | DROP | DROP | DROP | DROP | DROP | DROP | [5 empty] | 0.52397 | DROP | 9.7333 | 96.9314 | DROP | DROP | DROP | DROP | DROP | DROP | 0.52874 | 96.9314 | 1.804 | DROP
DEF | T_HC_Energy Star Refrigerator | 133.5 | 0.017577 | 0.01383 | 12 |  | 35.0194 | 10.7655 | 21.4743 | 67.2592 |  | 123.1584 | 5.2065 | 0 | 122 | 122 | 123.1584 | refrigerator | 9.7333 | 0.52397 | 0.52874 | 1.0095 | -61.1057 | -59.9473 | DROP | DROP | DROP | DROP | DROP | DROP | [5 empty] | 0.52397 | DROP | 9.7333 | 96.9314 | DROP | DROP | DROP | DROP | DROP | DROP | 0.52874 | 96.9314 | 1.804 | DROP
DEF | T_HS_Energy Star Refrigerator | 133.5 | 0.017577 | 0.01383 | 12 |  | 35.0194 | 10.7655 | 21.4743 | 67.2592 |  | 123.1584 | 5.2065 | 0 | 122 | 122 | 123.1584 | refrigerator | 9.7333 | 0.52397 | 0.52874 | 1.0095 | -61.1057 | -59.9473 | DROP | DROP | DROP | DROP | DROP | DROP | [5 empty] | 0.52397 | DROP | 9.7333 | 96.9314 | DROP | DROP | DROP | DROP | DROP | DROP | 0.52874 | 96.9314 | 1.804 | DROP
DEF | T_IN_Energy Star Refrigerator | 133.5 | 0.017577 | 0.01383 | 12 |  | 35.0194 | 10.7655 | 21.4743 | 67.2592 |  | 123.1584 | 5.2065 | 0 | 122 | 122 | 123.1584 | refrigerator | 9.7333 | 0.52397 | 0.52874 | 1.0095 | -61.1057 | -59.9473 | DROP | DROP | DROP | DROP | DROP | DROP | [5 empty] | 0.52397 | DROP | 9.7333 | 96.9314 | DROP | DROP | DROP | DROP | DROP | DROP | 0.52874 | 96.9314 | 1.804 | DROP
DEF | T_LG_Energy Star Refrigerator | 133.5 | 0.017577 | 0.01383 | 12 |  | 35.0194 | 10.7655 | 21.4743 | 67.2592 |  | 123.1584 | 5.2065 | 0 | 122 | 122 | 123.1584 | refrigerator | 9.7333 | 0.52397 | 0.52874 | 1.0095 | -61.1057 | -59.9473 | DROP | DROP | DROP | DROP | DROP | DROP | [5 empty] | 0.52397 | DROP | 9.7333 | 96.9314 | DROP | DROP | DROP | DROP | DROP | DROP | 0.52874 | 96.9314 | 1.804 | DROP
DEF | T_MS_Energy Star Refrigerator | 133.5 | 0.017577 | 0.01383 | 12 |  | 35.0194 | 10.7655 | 21.4743 | 67.2592 |  | 123.1584 | 5.2065 | 0 | 122 | 122 | 123.1584 | refrigerator | 9.7333 | 0.52397 | 0.52874 | 1.0095 | -61.1057 | -59.9473 | DROP | DROP | DROP | DROP | DROP | DROP | [5 empty] | 0.52397 | DROP | 9.7333 | 96.9314 | DROP | DROP | DROP | DROP | DROP | DROP | 0.52874 | 96.9314 | 1.804 | DROP
DEF | T_OF_Energy Star Refrigerator | 133.5 | 0.017577 | 0.01383 | 12 |  | 35.0194 | 10.7655 | 21.4743 | 67.2592 |  | 123.1584 | 5.2065 | 0 | 122 | 122 | 123.1584 | refrigerator | 9.7333 | 0.52397 | 0.52874 | 1.0095 | -61.1057 | -59.9473 | DROP | DROP | DROP | DROP | DROP | DROP | [5 empty] | 0.52397 | DROP | 9.7333 | 96.9314 | DROP | DROP | DROP | DROP | DROP | DROP | 0.52874 | 96.9314 | 1.804 | DROP
DEF | T_RS_Energy Star Refrigerator | 133.5 | 0.017577 | 0.01383 | 12 |  | 35.0194 | 10.7655 | 21.4743 | 67.2592 |  | 123.1584 | 5.2065 | 0 | 122 | 122 | 123.1584 | refrigerator | 9.7333 | 0.52397 | 0.52874 | 1.0095 | -61.1057 | -59.9473 | DROP | DROP | DROP | DROP | DROP | DROP | [5 empty] | 0.52397 | DROP | 9.7333 | 96.9314 | DROP | DROP | DROP | DROP | DROP | DROP | 0.52874 | 96.9314 | 1.804 | DROP
DEF | T_RT_Energy Star Refrigerator | 133.5 | 0.017577 | 0.01383 | 12 |  | 35.0194 | 10.7655 | 21.4743 | 67.2592 |  | 123.1584 | 5.2065 | 0 | 122 | 122 | 123.1584 | refrigerator | 9.7333 | 0.52397 | 0.52874 | 1.0095 | -61.1057 | -59.9473 | DROP | DROP | DROP | DROP | DROP | DROP | [5 empty] | 0.52397 | DROP | 9.7333 | 96.9314 | DROP | DROP | DROP | DROP | DROP | DROP | 0.52874 | 96.9314 | 1.804 | DROP
DEF | T_SC_Energy Star Refrigerator | 133.5 | 0.017577 | 0.01383 | 12 |  | 35.0194 | 10.7655 | 21.4743 | 67.2592 |  | 123.1584 | 5.2065 | 0 | 122 | 122 | 123.1584 | refrigerator | 9.7333 | 0.52397 | 0.52874 | 1.0095 | -61.1057 | -59.9473 | DROP | DROP | DROP | DROP | DROP | DROP | [5 empty] | 0.52397 | DROP | 9.7333 | 96.9314 | DROP | DROP | DROP | DROP | DROP | DROP | 0.52874 | 96.9314 | 1.804 | DROP
DEF | T_WR_Energy Star Refrigerator | 133.5 | 0.017577 | 0.01383 | 12 |  | 35.0194 | 10.7655 | 21.4743 | 67.2592 |  | 123.1584 | 5.2065 | 0 | 122 | 122 | 123.1584 | refrigerator | 9.7333 | 0.52397 | 0.52874 | 1.0095 | -61.1057 | -59.9473 | DROP | DROP | DROP | DROP | DROP | DROP | [5 empty] | 0.52397 | DROP | 9.7333 | 96.9314 | DROP | DROP | DROP | DROP | DROP | DROP | 0.52874 | 96.9314 | 1.804 | DROP
DEF | N_AS_Energy Star Refrigerator | 133.5 | 0.017577 | 0.01383 | 12 |  | 35.0194 | 10.7655 | 21.4743 | 67.2592 |  | 123.1584 | 5.2065 | 0 | 122 | 122 | 123.1584 | refrigerator | 9.7333 | 0.52397 | 0.52874 | 1.0095 | -61.1057 | -59.9473 | DROP | DROP | DROP | DROP | DROP | DROP | [5 empty] | 0.52397 | DROP | 9.7333 | 96.9314 | DROP | DROP | DROP | DROP | DROP | DROP | 0.52874 | 96.9314 | 1.804 | DROP
DEF | N_CU_Energy Star Refrigerator | 133.5 | 0.017577 | 0.01383 | 12 |  | 35.0194 | 10.7655 | 21.4743 | 67.2592 |  | 123.1584 | 5.2065 | 0 | 122 | 122 | 123.1584 | refrigerator | 9.7333 | 0.52397 | 0.52874 | 1.0095 | -61.1057 | -59.9473 | DROP | DROP | DROP | DROP | DROP | DROP | [5 empty] | 0.52397 | DROP | 9.7333 | 96.9314 | DROP | DROP | DROP | DROP | DROP | DROP | 0.52874 | 96.9314 | 1.804 | DROP
DEF | N_GR_Energy Star Refrigerator | 133.5 | 0.017577 | 0.01383 | 12 |  | 35.0194 | 10.7655 | 21.4743 | 67.2592 |  | 123.1584 | 5.2065 | 0 | 122 | 122 | 123.1584 | refrigerator | 9.7333 | 0.52397 | 0.52874 | 1.0095 | -61.1057 | -59.9473 | DROP | DROP | DROP | DROP | DROP | DROP | [5 empty] | 0.52397 | DROP | 9.7333 | 96.9314 | DROP | DROP | DROP | DROP | DROP | DROP | 0.52874 | 96.9314 | 1.804 | DROP
DEF | N_HC_Energy Star Refrigerator | 133.5 | 0.017577 | 0.01383 | 12 |  | 35.0194 | 10.7655 | 21.4743 | 67.2592 |  | 123.1584 | 5.2065 | 0 | 122 | 122 | 123.1584 | refrigerator | 9.7333 | 0.52397 | 0.52874 | 1.0095 | -61.1057 | -59.9473 | DROP | DROP | DROP | DROP | DROP | DROP | [5 empty] | 0.52397 | DROP | 9.7333 | 96.9314 | DROP | DROP | DROP | DROP | DROP | DROP | 0.52874 | 96.9314 | 1.804 | DROP
DEF | N_HS_Energy Star Refrigerator | 133.5 | 0.017577 | 0.01383 | 12 |  | 35.0194 | 10.7655 | 21.4743 | 67.2592 |  | 123.1584 | 5.2065 | 0 | 122 | 122 | 123.1584 | refrigerator | 9.7333 | 0.52397 | 0.52874 | 1.0095 | -61.1057 | -59.9473 | DROP | DROP | DROP | DROP | DROP | DROP | [5 empty] | 0.52397 | DROP | 9.7333 | 96.9314 | DROP | DROP | DROP | DROP | DROP | DROP | 0.52874 | 96.9314 | 1.804 | DROP
DEF | N_IN_Energy Star Refrigerator | 133.5 | 0.017577 | 0.01383 | 12 |  | 35.0194 | 10.7655 | 21.4743 | 67.2592 |  | 123.1584 | 5.2065 | 0 | 122 | 122 | 123.1584 | refrigerator | 9.7333 | 0.52397 | 0.52874 | 1.0095 | -61.1057 | -59.9473 | DROP | DROP | DROP | DROP | DROP | DROP | [5 empty] | 0.52397 | DROP | 9.7333 | 96.9314 | DROP | DROP | DROP | DROP | DROP | DROP | 0.52874 | 96.9314 | 1.804 | DROP
DEF | N_LG_Energy Star Refrigerator | 133.5 | 0.017577 | 0.01383 | 12 |  | 35.0194 | 10.7655 | 21.4743 | 67.2592 |  | 123.1584 | 5.2065 | 0 | 122 | 122 | 123.1584 | refrigerator | 9.7333 | 0.52397 | 0.52874 | 1.0095 | -61.1057 | -59.9473 | DROP | DROP | DROP | DROP | DROP | DROP | [5 empty] | 0.52397 | DROP | 9.7333 | 96.9314 | DROP | DROP | DROP | DROP | DROP | DROP | 0.52874 | 96.9314 | 1.804 | DROP
DEF | N_MS_Energy Star Refrigerator | 133.5 | 0.017577 | 0.01383 | 12 |  | 35.0194 | 10.7655 | 21.4743 | 67.2592 |  | 123.1584 | 5.2065 | 0 | 122 | 122 | 123.1584 | refrigerator | 9.7333 | 0.52397 | 0.52874 | 1.0095 | -61.1057 | -59.9473 | DROP | DROP | DROP | DROP | DROP | DROP | [5 empty] | 0.52397 | DROP | 9.7333 | 96.9314 | DROP | DROP | DROP | DROP | DROP | DROP | 0.52874 | 96.9314 | 1.804 | DROP
DEF | N_OF_Energy Star Refrigerator | 133.5 | 0.017577 | 0.01383 | 12 |  | 35.0194 | 10.7655 | 21.4743 | 67.2592 |  | 123.1584 | 5.2065 | 0 | 122 | 122 | 123.1584 | refrigerator | 9.7333 | 0.52397 | 0.52874 | 1.0095 | -61.1057 | -59.9473 | DROP | DROP | DROP | DROP | DROP | DROP | [5 empty] | 0.52397 | DROP | 9.7333 | 96.9314 | DROP | DROP | DROP | DROP | DROP | DROP | 0.52874 | 96.9314 | 1.804 | DROP
DEF | N_RS_Energy Star Refrigerator | 133.5 | 0.017577 | 0.01383 | 12 |  | 35.0194 | 10.7655 | 21.4743 | 67.2592 |  | 123.1584 | 5.2065 | 0 | 122 | 122 | 123.1584 | refrigerator | 9.7333 | 0.52397 | 0.52874 | 1.0095 | -61.1057 | -59.9473 | DROP | DROP | DROP | DROP | DROP | DROP | [5 empty] | 0.52397 | DROP | 9.7333 | 96.9314 | DROP | DROP | DROP | DROP | DROP | DROP | 0.52874 | 96.9314 | 1.804 | DROP
DEF | N_RT_Energy Star Refrigerator | 133.5 | 0.017577 | 0.01383 | 12 |  | 35.0194 | 10.7655 | 21.4743 | 67.2592 |  | 123.1584 | 5.2065 | 0 | 122 | 122 | 123.1584 | refrigerator | 9.7333 | 0.52397 | 0.52874 | 1.0095 | -61.1057 | -59.9473 | DROP | DROP | DROP | DROP | DROP | DROP | [5 empty] | 0.52397 | DROP | 9.7333 | 96.9314 | DROP | DROP | DROP | DROP | DROP | DROP | 0.52874 | 96.9314 | 1.804 | DROP
DEF | N_SC_Energy Star Refrigerator | 133.5 | 0.017577 | 0.01383 | 12 |  | 35.0194 | 10.7655 | 21.4743 | 67.2592 |  | 123.1584 | 5.2065 | 0 | 122 | 122 | 123.1584 | refrigerator | 9.7333 | 0.52397 | 0.52874 | 1.0095 | -61.1057 | -59.9473 | DROP | DROP | DROP | DROP | DROP | DROP | [5 empty] | 0.52397 | DROP | 9.7333 | 96.9314 | DROP | DROP | DROP | DROP | DROP | DROP | 0.52874 | 96.9314 | 1.804 | DROP
DEF | N_WR_Energy Star Refrigerator | 133.5 | 0.017577 | 0.01383 | 12 |  | 35.0194 | 10.7655 | 21.4743 | 67.2592 |  | 123.1584 | 5.2065 | 0 | 122 | 122 | 123.1584 | refrigerator | 9.7333 | 0.52397 | 0.52874 | 1.0095 | -61.1057 | -59.9473 | DROP | DROP | DROP | DROP | DROP | DROP | [5 empty] | 0.52397 | DROP | 9.7333 | 96.9314 | DROP | DROP | DROP | DROP | DROP | DROP | 0.52874 | 96.9314 | 1.804 | DROP
DEF | T_AS_Energy Star Vending Machine | 525.7314 | 0.082226 | 0.051367 | 14 |  | 159.6083 | 65.1861 | 112.4619 | 337.2563 |  | 550.9689 | 20.5035 | 0 | 500 | 500 | 550.9689 | vending machine | 10.1295 | 0.59015 | 0.64794 | 1.1019 | -234.2161 | -183.2472 | DROP | DROP | DROP | DROP | DROP | DROP | [5 empty] | 0.59015 | DROP | 10.1295 | 401.2782 | DROP | DROP | DROP | DROP | DROP | DROP | 0.64794 | 401.2782 | 1.9045 | DROP
DEF | T_CU_Energy Star Vending Machine | 525.7314 | 0.082504 | 0.051277 | 14 |  | 159.6083 | 65.4061 | 112.8415 | 337.8559 |  | 550.9689 | 20.5035 | 0 | 500 | 500 | 550.9689 | vending machine | 10.1295 | 0.5912 | 0.64909 | 1.1019 | -233.6164 | -182.6476 | DROP | DROP | DROP | DROP | DROP | DROP | [5 empty] | 0.5912 | DROP | 10.1295 | 401.2782 | DROP | DROP | DROP | DROP | DROP | DROP | 0.64909 | 401.2782 | 1.9045 | DROP
DEF | T_GR_Energy Star Vending Machine | 525.7314 | 0.082226 | 0.051367 | 14 |  | 159.6083 | 65.1861 | 112.4619 | 337.2563 |  | 550.9689 | 20.5035 | 0 | 500 | 500 | 550.9689 | vending machine | 10.1295 | 0.59015 | 0.64794 | 1.1019 | -234.2161 | -183.2472 | DROP | DROP | DROP | DROP | DROP | DROP | [5 empty] | 0.59015 | DROP | 10.1295 | 401.2782 | DROP | DROP | DROP | DROP | DROP | DROP | 0.64794 | 401.2782 | 1.9045 | DROP
DEF | T_HC_Energy Star Vending Machine | 525.7314 | 0.082504 | 0.051277 | 14 |  | 159.6083 | 65.4061 | 112.8415 | 337.8559 |  | 550.9689 | 20.5035 | 0 | 500 | 500 | 550.9689 | vending machine | 10.1295 | 0.5912 | 0.64909 | 1.1019 | -233.6164 | -182.6476 | DROP | DROP | DROP | DROP | DROP | DROP | [5 empty] | 0.5912 | DROP | 10.1295 | 401.2782 | DROP | DROP | DROP | DROP | DROP | DROP | 0.64909 | 401.2782 | 1.9045 | DROP
DEF | T_HS_Energy Star Vending Machine | 525.7314 | 0.082504 | 0.051277 | 14 |  | 159.6083 | 65.4061 | 112.8415 | 337.8559 |  | 550.9689 | 20.5035 | 0 | 500 | 500 | 550.9689 | vending machine | 10.1295 | 0.5912 | 0.64909 | 1.1019 | -233.6164 | -182.6476 | DROP | DROP | DROP | DROP | DROP | DROP | [5 empty] | 0.5912 | DROP | 10.1295 | 401.2782 | DROP | DROP | DROP | DROP | DROP | DROP | 0.64909 | 401.2782 | 1.9045 | DROP
DEF | T_IN_Energy Star Vending Machine | 525.7314 | 0.082226 | 0.051367 | 14 |  | 159.6083 | 65.1861 | 112.4619 | 337.2563 |  | 550.9689 | 20.5035 | 0 | 500 | 500 | 550.9689 | vending machine | 10.1295 | 0.59015 | 0.64794 | 1.1019 | -234.2161 | -183.2472 | DROP | DROP | DROP | DROP | DROP | DROP | [5 empty] | 0.59015 | DROP | 10.1295 | 401.2782 | DROP | DROP | DROP | DROP | DROP | DROP | 0.64794 | 401.2782 | 1.9045 | DROP
DEF | T_LG_Energy Star Vending Machine | 525.7314 | 0.082504 | 0.051277 | 14 |  | 159.6083 | 65.4061 | 112.8415 | 337.8559 |  | 550.9689 | 20.5035 | 0 | 500 | 500 | 550.9689 | vending machine | 10.1295 | 0.5912 | 0.64909 | 1.1019 | -233.6164 | -182.6476 | DROP | DROP | DROP | DROP | DROP | DROP | [5 empty] | 0.5912 | DROP | 10.1295 | 401.2782 | DROP | DROP | DROP | DROP | DROP | DROP | 0.64909 | 401.2782 | 1.9045 | DROP
DEF | T_MS_Energy Star Vending Machine | 525.7314 | 0.082226 | 0.051367 | 14 |  | 159.6083 | 65.1861 | 112.4619 | 337.2563 |  | 550.9689 | 20.5035 | 0 | 500 | 500 | 550.9689 | vending machine | 10.1295 | 0.59015 | 0.64794 | 1.1019 | -234.2161 | -183.2472 | DROP | DROP | DROP | DROP | DROP | DROP | [5 empty] | 0.59015 | DROP | 10.1295 | 401.2782 | DROP | DROP | DROP | DROP | DROP | DROP | 0.64794 | 401.2782 | 1.9045 | DROP
DEF | T_OF_Energy Star Vending Machine | 525.7314 | 0.082226 | 0.051367 | 14 |  | 159.6083 | 65.1861 | 112.4619 | 337.2563 |  | 550.9689 | 20.5035 | 0 | 500 | 500 | 550.9689 | vending machine | 10.1295 | 0.59015 | 0.64794 | 1.1019 | -234.2161 | -183.2472 | DROP | DROP | DROP | DROP | DROP | DROP | [5 empty] | 0.59015 | DROP | 10.1295 | 401.2782 | DROP | DROP | DROP | DROP | DROP | DROP | 0.64794 | 401.2782 | 1.9045 | DROP
DEF | T_RS_Energy Star Vending Machine | 525.7314 | 0.082504 | 0.051277 | 14 |  | 159.6083 | 65.4061 | 112.8415 | 337.8559 |  | 550.9689 | 20.5035 | 0 | 500 | 500 | 550.9689 | vending machine | 10.1295 | 0.5912 | 0.64909 | 1.1019 | -233.6164 | -182.6476 | DROP | DROP | DROP | DROP | DROP | DROP | [5 empty] | 0.5912 | DROP | 10.1295 | 401.2782 | DROP | DROP | DROP | DROP | DROP | DROP | 0.64909 | 401.2782 | 1.9045 | DROP
DEF | T_RT_Energy Star Vending Machine | 525.7314 | 0.082226 | 0.051367 | 14 |  | 159.6083 | 65.1861 | 112.4619 | 337.2563 |  | 550.9689 | 20.5035 | 0 | 500 | 500 | 550.9689 | vending machine | 10.1295 | 0.59015 | 0.64794 | 1.1019 | -234.2161 | -183.2472 | DROP | DROP | DROP | DROP | DROP | DROP | [5 empty] | 0.59015 | DROP | 10.1295 | 401.2782 | DROP | DROP | DROP | DROP | DROP | DROP | 0.64794 | 401.2782 | 1.9045 | DROP
DEF | T_SC_Energy Star Vending Machine | 525.7314 | 0.082504 | 0.051277 | 14 |  | 159.6083 | 65.4061 | 112.8415 | 337.8559 |  | 550.9689 | 20.5035 | 0 | 500 | 500 | 550.9689 | vending machine | 10.1295 | 0.5912 | 0.64909 | 1.1019 | -233.6164 | -182.6476 | DROP | DROP | DROP | DROP | DROP | DROP | [5 empty] | 0.5912 | DROP | 10.1295 | 401.2782 | DROP | DROP | DROP | DROP | DROP | DROP | 0.64909 | 401.2782 | 1.9045 | DROP
DEF | T_WR_Energy Star Vending Machine | 525.7314 | 0.082226 | 0.051367 | 14 |  | 159.6083 | 65.1861 | 112.4619 | 337.2563 |  | 550.9689 | 20.5035 | 0 | 500 | 500 | 550.9689 | vending machine | 10.1295 | 0.59015 | 0.64794 | 1.1019 | -234.2161 | -183.2472 | DROP | DROP | DROP | DROP | DROP | DROP | [5 empty] | 0.59015 | DROP | 10.1295 | 401.2782 | DROP | DROP | DROP | DROP | DROP | DROP | 0.64794 | 401.2782 | 1.9045 | DROP
DEF | N_AS_Energy Star Vending Machine | 525.7314 | 0.082226 | 0.051367 | 14 |  | 159.6083 | 65.1861 | 112.4619 | 337.2563 |  | 550.9689 | 20.5035 | 0 | 500 | 500 | 550.9689 | vending machine | 10.1295 | 0.59015 | 0.64794 | 1.1019 | -234.2161 | -183.2472 | DROP | DROP | DROP | DROP | DROP | DROP | [5 empty] | 0.59015 | DROP | 10.1295 | 401.2782 | DROP | DROP | DROP | DROP | DROP | DROP | 0.64794 | 401.2782 | 1.9045 | DROP
DEF | N_CU_Energy Star Vending Machine | 525.7314 | 0.082504 | 0.051277 | 14 |  | 159.6083 | 65.4061 | 112.8415 | 337.8559 |  | 550.9689 | 20.5035 | 0 | 500 | 500 | 550.9689 | vending machine | 10.1295 | 0.5912 | 0.64909 | 1.1019 | -233.6164 | -182.6476 | DROP | DROP | DROP | DROP | DROP | DROP | [5 empty] | 0.5912 | DROP | 10.1295 | 401.2782 | DROP | DROP | DROP | DROP | DROP | DROP | 0.64909 | 401.2782 | 1.9045 | DROP
DEF | N_GR_Energy Star Vending Machine | 525.7314 | 0.082226 | 0.051367 | 14 |  | 159.6083 | 65.1861 | 112.4619 | 337.2563 |  | 550.9689 | 20.5035 | 0 | 500 | 500 | 550.9689 | vending machine | 10.1295 | 0.59015 | 0.64794 | 1.1019 | -234.2161 | -183.2472 | DROP | DROP | DROP | DROP | DROP | DROP | [5 empty] | 0.59015 | DROP | 10.1295 | 401.2782 | DROP | DROP | DROP | DROP | DROP | DROP | 0.64794 | 401.2782 | 1.9045 | DROP
DEF | N_HC_Energy Star Vending Machine | 525.7314 | 0.082504 | 0.051277 | 14 |  | 159.6083 | 65.4061 | 112.8415 | 337.8559 |  | 550.9689 | 20.5035 | 0 | 500 | 500 | 550.9689 | vending machine | 10.1295 | 0.5912 | 0.64909 | 1.1019 | -233.6164 | -182.6476 | DROP | DROP | DROP | DROP | DROP | DROP | [5 empty] | 0.5912 | DROP | 10.1295 | 401.2782 | DROP | DROP | DROP | DROP | DROP | DROP | 0.64909 | 401.2782 | 1.9045 | DROP
DEF | N_HS_Energy Star Vending Machine | 525.7314 | 0.082504 | 0.051277 | 14 |  | 159.6083 | 65.4061 | 112.8415 | 337.8559 |  | 550.9689 | 20.5035 | 0 | 500 | 500 | 550.9689 | vending machine | 10.1295 | 0.5912 | 0.64909 | 1.1019 | -233.6164 | -182.6476 | DROP | DROP | DROP | DROP | DROP | DROP | [5 empty] | 0.5912 | DROP | 10.1295 | 401.2782 | DROP | DROP | DROP | DROP | DROP | DROP | 0.64909 | 401.2782 | 1.9045 | DROP
DEF | N_IN_Energy Star Vending Machine | 525.7314 | 0.082226 | 0.051367 | 14 |  | 159.6083 | 65.1861 | 112.4619 | 337.2563 |  | 550.9689 | 20.5035 | 0 | 500 | 500 | 550.9689 | vending machine | 10.1295 | 0.59015 | 0.64794 | 1.1019 | -234.2161 | -183.2472 | DROP | DROP | DROP | DROP | DROP | DROP | [5 empty] | 0.59015 | DROP | 10.1295 | 401.2782 | DROP | DROP | DROP | DROP | DROP | DROP | 0.64794 | 401.2782 | 1.9045 | DROP
DEF | N_LG_Energy Star Vending Machine | 525.7314 | 0.082504 | 0.051277 | 14 |  | 159.6083 | 65.4061 | 112.8415 | 337.8559 |  | 550.9689 | 20.5035 | 0 | 500 | 500 | 550.9689 | vending machine | 10.1295 | 0.5912 | 0.64909 | 1.1019 | -233.6164 | -182.6476 | DROP | DROP | DROP | DROP | DROP | DROP | [5 empty] | 0.5912 | DROP | 10.1295 | 401.2782 | DROP | DROP | DROP | DROP | DROP | DROP | 0.64909 | 401.2782 | 1.9045 | DROP
DEF | N_MS_Energy Star Vending Machine | 525.7314 | 0.082226 | 0.051367 | 14 |  | 159.6083 | 65.1861 | 112.4619 | 337.2563 |  | 550.9689 | 20.5035 | 0 | 500 | 500 | 550.9689 | vending machine | 10.1295 | 0.59015 | 0.64794 | 1.1019 | -234.2161 | -183.2472 | DROP | DROP | DROP | DROP | DROP | DROP | [5 empty] | 0.59015 | DROP | 10.1295 | 401.2782 | DROP | DROP | DROP | DROP | DROP | DROP | 0.64794 | 401.2782 | 1.9045 | DROP
DEF | N_OF_Energy Star Vending Machine | 525.7314 | 0.082226 | 0.051367 | 14 |  | 159.6083 | 65.1861 | 112.4619 | 337.2563 |  | 550.9689 | 20.5035 | 0 | 500 | 500 | 550.9689 | vending machine | 10.1295 | 0.59015 | 0.64794 | 1.1019 | -234.2161 | -183.2472 | DROP | DROP | DROP | DROP | DROP | DROP | [5 empty] | 0.59015 | DROP | 10.1295 | 401.2782 | DROP | DROP | DROP | DROP | DROP | DROP | 0.64794 | 401.2782 | 1.9045 | DROP
DEF | N_RS_Energy Star Vending Machine | 525.7314 | 0.082504 | 0.051277 | 14 |  | 159.6083 | 65.4061 | 112.8415 | 337.8559 |  | 550.9689 | 20.5035 | 0 | 500 | 500 | 550.9689 | vending machine | 10.1295 | 0.5912 | 0.64909 | 1.1019 | -233.6164 | -182.6476 | DROP | DROP | DROP | DROP | DROP | DROP | [5 empty] | 0.5912 | DROP | 10.1295 | 401.2782 | DROP | DROP | DROP | DROP | DROP | DROP | 0.64909 | 401.2782 | 1.9045 | DROP
DEF | N_RT_Energy Star Vending Machine | 525.7314 | 0.082226 | 0.051367 | 14 |  | 159.6083 | 65.1861 | 112.4619 | 337.2563 |  | 550.9689 | 20.5035 | 0 | 500 | 500 | 550.9689 | vending machine | 10.1295 | 0.59015 | 0.64794 | 1.1019 | -234.2161 | -183.2472 | DROP | DROP | DROP | DROP | DROP | DROP | [5 empty] | 0.59015 | DROP | 10.1295 | 401.2782 | DROP | DROP | DROP | DROP | DROP | DROP | 0.64794 | 401.2782 | 1.9045 | DROP
DEF | N_SC_Energy Star Vending Machine | 525.7314 | 0.082504 | 0.051277 | 14 |  | 159.6083 | 65.4061 | 112.8415 | 337.8559 |  | 550.9689 | 20.5035 | 0 | 500 | 500 | 550.9689 | vending machine | 10.1295 | 0.5912 | 0.64909 | 1.1019 | -233.6164 | -182.6476 | DROP | DROP | DROP | DROP | DROP | DROP | [5 empty] | 0.5912 | DROP | 10.1295 | 401.2782 | DROP | DROP | DROP | DROP | DROP | DROP | 0.64909 | 401.2782 | 1.9045 | DROP
DEF | N_WR_Energy Star Vending Machine | 525.7314 | 0.082226 | 0.051367 | 14 |  | 159.6083 | 65.1861 | 112.4619 | 337.2563 |  | 550.9689 | 20.5035 | 0 | 500 | 500 | 550.9689 | vending machine | 10.1295 | 0.59015 | 0.64794 | 1.1019 | -234.2161 | -183.2472 | DROP | DROP | DROP | DROP | DROP | DROP | [5 empty] | 0.59015 | DROP | 10.1295 | 401.2782 | DROP | DROP | DROP | DROP | DROP | DROP | 0.64794 | 401.2782 | 1.9045 | DROP
DEF | T_AS_Refrigerated Display Case LED Lighting | 160.9897 | 0.024002 | 0.013074 | 8 |  | 28.2302 | 2.7401 | 21.2717 | 52.2419 |  | 104.2741 | 6.2786 | 0 | 55 | 55 | 104.2741 | fixture (5 ft lamp) | 3.6387 | 0.47255 | 0.85253 | 1.8959 | -58.3108 | -9.0367 | DROP | DROP | DROP | DROP | DROP | DROP | [5 empty] | 0.47255 | DROP | 3.6387 | 24.7694 | DROP | DROP | DROP | DROP | DROP | DROP | 0.85253 | 24.7694 | 2.3462 | DROP
DEF | T_CU_Refrigerated Display Case LED Lighting | 160.9897 | 0.020873 | 0.017484 | 8 |  | 28.2302 | 2.3829 | 18.4986 | 49.1117 |  | 104.2741 | 6.2786 | 0 | 55 | 55 | 104.2741 | fixture (5 ft lamp) | 3.6387 | 0.44424 | 0.80145 | 1.8959 | -61.441 | -12.1669 | DROP | DROP | DROP | DROP | DROP | DROP | [5 empty] | 0.44424 | DROP | 3.6387 | 24.7694 | DROP | DROP | DROP | DROP | DROP | DROP | 0.80145 | 24.7694 | 2.3462 | DROP
DEF | T_GR_Refrigerated Display Case LED Lighting | 160.9897 | 0.024002 | 0.013074 | 8 |  | 28.2302 | 2.7401 | 21.2717 | 52.2419 |  | 104.2741 | 6.2786 | 0 | 55 | 55 | 104.2741 | fixture (5 ft lamp) | 3.6387 | 0.47255 | 0.85253 | 1.8959 | -58.3108 | -9.0367 | DROP | DROP | DROP | DROP | DROP | DROP | [5 empty] | 0.47255 | DROP | 3.6387 | 24.7694 | DROP | DROP | DROP | DROP | DROP | DROP | 0.85253 | 24.7694 | 2.3462 | DROP
DEF | T_HC_Refrigerated Display Case LED Lighting | 160.9897 | 0.020873 | 0.017484 | 8 |  | 28.2302 | 2.3829 | 18.4986 | 49.1117 |  | 104.2741 | 6.2786 | 0 | 55 | 55 | 104.2741 | fixture (5 ft lamp) | 3.6387 | 0.44424 | 0.80145 | 1.8959 | -61.441 | -12.1669 | DROP | DROP | DROP | DROP | DROP | DROP | [5 empty] | 0.44424 | DROP | 3.6387 | 24.7694 | DROP | DROP | DROP | DROP | DROP | DROP | 0.80145 | 24.7694 | 2.3462 | DROP
DEF | T_HS_Refrigerated Display Case LED Lighting | 160.9897 | 0.020873 | 0.017484 | 8 |  | 28.2302 | 2.3829 | 18.4986 | 49.1117 |  | 104.2741 | 6.2786 | 0 | 55 | 55 | 104.2741 | fixture (5 ft lamp) | 3.6387 | 0.44424 | 0.80145 | 1.8959 | -61.441 | -12.1669 | DROP | DROP | DROP | DROP | DROP | DROP | [5 empty] | 0.44424 | DROP | 3.6387 | 24.7694 | DROP | DROP | DROP | DROP | DROP | DROP | 0.80145 | 24.7694 | 2.3462 | DROP
DEF | T_IN_Refrigerated Display Case LED Lighting | 160.9897 | 0.024002 | 0.013074 | 8 |  | 28.2302 | 2.7401 | 21.2717 | 52.2419 |  | 104.2741 | 6.2786 | 0 | 55 | 55 | 104.2741 | fixture (5 ft lamp) | 3.6387 | 0.47255 | 0.85253 | 1.8959 | -58.3108 | -9.0367 | DROP | DROP | DROP | DROP | DROP | DROP | [5 empty] | 0.47255 | DROP | 3.6387 | 24.7694 | DROP | DROP | DROP | DROP | DROP | DROP | 0.85253 | 24.7694 | 2.3462 | DROP
DEF | T_LG_Refrigerated Display Case LED Lighting | 160.9897 | 0.020873 | 0.017484 | 8 |  | 28.2302 | 2.3829 | 18.4986 | 49.1117 |  | 104.2741 | 6.2786 | 0 | 55 | 55 | 104.2741 | fixture (5 ft lamp) | 3.6387 | 0.44424 | 0.80145 | 1.8959 | -61.441 | -12.1669 | DROP | DROP | DROP | DROP | DROP | DROP | [5 empty] | 0.44424 | DROP | 3.6387 | 24.7694 | DROP | DROP | DROP | DROP | DROP | DROP | 0.80145 | 24.7694 | 2.3462 | DROP
DEF | T_MS_Refrigerated Display Case LED Lighting | 160.9897 | 0.024002 | 0.013074 | 8 |  | 28.2302 | 2.7401 | 21.2717 | 52.2419 |  | 104.2741 | 6.2786 | 0 | 55 | 55 | 104.2741 | fixture (5 ft lamp) | 3.6387 | 0.47255 | 0.85253 | 1.8959 | -58.3108 | -9.0367 | DROP | DROP | DROP | DROP | DROP | DROP | [5 empty] | 0.47255 | DROP | 3.6387 | 24.7694 | DROP | DROP | DROP | DROP | DROP | DROP | 0.85253 | 24.7694 | 2.3462 | DROP
DEF | T_OF_Refrigerated Display Case LED Lighting | 160.9897 | 0.024002 | 0.013074 | 8 |  | 28.2302 | 2.7401 | 21.2717 | 52.2419 |  | 104.2741 | 6.2786 | 0 | 55 | 55 | 104.2741 | fixture (5 ft lamp) | 3.6387 | 0.47255 | 0.85253 | 1.8959 | -58.3108 | -9.0367 | DROP | DROP | DROP | DROP | DROP | DROP | [5 empty] | 0.47255 | DROP | 3.6387 | 24.7694 | DROP | DROP | DROP | DROP | DROP | DROP | 0.85253 | 24.7694 | 2.3462 | DROP
DEF | T_RS_Refrigerated Display Case LED Lighting | 160.9897 | 0.020873 | 0.017484 | 8 |  | 28.2302 | 2.3829 | 18.4986 | 49.1117 |  | 104.2741 | 6.2786 | 0 | 55 | 55 | 104.2741 | fixture (5 ft lamp) | 3.6387 | 0.44424 | 0.80145 | 1.8959 | -61.441 | -12.1669 | DROP | DROP | DROP | DROP | DROP | DROP | [5 empty] | 0.44424 | DROP | 3.6387 | 24.7694 | DROP | DROP | DROP | DROP | DROP | DROP | 0.80145 | 24.7694 | 2.3462 | DROP
DEF | T_RT_Refrigerated Display Case LED Lighting | 160.9897 | 0.024002 | 0.013074 | 8 |  | 28.2302 | 2.7401 | 21.2717 | 52.2419 |  | 104.2741 | 6.2786 | 0 | 55 | 55 | 104.2741 | fixture (5 ft lamp) | 3.6387 | 0.47255 | 0.85253 | 1.8959 | -58.3108 | -9.0367 | DROP | DROP | DROP | DROP | DROP | DROP | [5 empty] | 0.47255 | DROP | 3.6387 | 24.7694 | DROP | DROP | DROP | DROP | DROP | DROP | 0.85253 | 24.7694 | 2.3462 | DROP
DEF | T_SC_Refrigerated Display Case LED Lighting | 160.9897 | 0.020873 | 0.017484 | 8 |  | 28.2302 | 2.3829 | 18.4986 | 49.1117 |  | 104.2741 | 6.2786 | 0 | 55 | 55 | 104.2741 | fixture (5 ft lamp) | 3.6387 | 0.44424 | 0.80145 | 1.8959 | -61.441 | -12.1669 | DROP | DROP | DROP | DROP | DROP | DROP | [5 empty] | 0.44424 | DROP | 3.6387 | 24.7694 | DROP | DROP | DROP | DROP | DROP | DROP | 0.80145 | 24.7694 | 2.3462 | DROP
DEF | T_WR_Refrigerated Display Case LED Lighting | 160.9897 | 0.024002 | 0.013074 | 8 |  | 28.2302 | 2.7401 | 21.2717 | 52.2419 |  | 104.2741 | 6.2786 | 0 | 55 | 55 | 104.2741 | fixture (5 ft lamp) | 3.6387 | 0.47255 | 0.85253 | 1.8959 | -58.3108 | -9.0367 | DROP | DROP | DROP | DROP | DROP | DROP | [5 empty] | 0.47255 | DROP | 3.6387 | 24.7694 | DROP | DROP | DROP | DROP | DROP | DROP | 0.85253 | 24.7694 | 2.3462 | DROP
DEF | N_AS_Refrigerated Display Case LED Lighting | 0 | 0 | 0 | 8 |  | 0 | 0 | 0 | 0 |  | 0 | 0 | 0 | 55 | 55 | 0 | fixture (5 ft lamp) | 0 | 0 | 0 | 0 | 0 | -55 | DROP | DROP | DROP | DROP | DROP | DROP | [5 empty] | #DIV/0! | #DIV/0! | 0 | 0 | #DIV/0! | #DIV/0! | #DIV/0! | #DIV/0! | #DIV/0! | DROP | 0 | 0 | 0 | DROP
DEF | N_CU_Refrigerated Display Case LED Lighting | 0 | 0 | 0 | 8 |  | 0 | 0 | 0 | 0 |  | 0 | 0 | 0 | 55 | 55 | 0 | fixture (5 ft lamp) | 0 | 0 | 0 | 0 | 0 | -55 | DROP | DROP | DROP | DROP | DROP | DROP | [5 empty] | #DIV/0! | #DIV/0! | 0 | 0 | #DIV/0! | #DIV/0! | #DIV/0! | #DIV/0! | #DIV/0! | DROP | 0 | 0 | 0 | DROP
DEF | N_GR_Refrigerated Display Case LED Lighting | 0 | 0 | 0 | 8 |  | 0 | 0 | 0 | 0 |  | 0 | 0 | 0 | 55 | 55 | 0 | fixture (5 ft lamp) | 0 | 0 | 0 | 0 | 0 | -55 | DROP | DROP | DROP | DROP | DROP | DROP | [5 empty] | #DIV/0! | #DIV/0! | 0 | 0 | #DIV/0! | #DIV/0! | #DIV/0! | #DIV/0! | #DIV/0! | DROP | 0 | 0 | 0 | DROP
DEF | N_HC_Refrigerated Display Case LED Lighting | 0 | 0 | 0 | 8 |  | 0 | 0 | 0 | 0 |  | 0 | 0 | 0 | 55 | 55 | 0 | fixture (5 ft lamp) | 0 | 0 | 0 | 0 | 0 | -55 | DROP | DROP | DROP | DROP | DROP | DROP | [5 empty] | #DIV/0! | #DIV/0! | 0 | 0 | #DIV/0! | #DIV/0! | #DIV/0! | #DIV/0! | #DIV/0! | DROP | 0 | 0 | 0 | DROP
DEF | N_HS_Refrigerated Display Case LED Lighting | 0 | 0 | 0 | 8 |  | 0 | 0 | 0 | 0 |  | 0 | 0 | 0 | 55 | 55 | 0 | fixture (5 ft lamp) | 0 | 0 | 0 | 0 | 0 | -55 | DROP | DROP | DROP | DROP | DROP | DROP | [5 empty] | #DIV/0! | #DIV/0! | 0 | 0 | #DIV/0! | #DIV/0! | #DIV/0! | #DIV/0! | #DIV/0! | DROP | 0 | 0 | 0 | DROP
DEF | N_IN_Refrigerated Display Case LED Lighting | 0 | 0 | 0 | 8 |  | 0 | 0 | 0 | 0 |  | 0 | 0 | 0 | 55 | 55 | 0 | fixture (5 ft lamp) | 0 | 0 | 0 | 0 | 0 | -55 | DROP | DROP | DROP | DROP | DROP | DROP | [5 empty] | #DIV/0! | #DIV/0! | 0 | 0 | #DIV/0! | #DIV/0! | #DIV/0! | #DIV/0! | #DIV/0! | DROP | 0 | 0 | 0 | DROP
DEF | N_LG_Refrigerated Display Case LED Lighting | 0 | 0 | 0 | 8 |  | 0 | 0 | 0 | 0 |  | 0 | 0 | 0 | 55 | 55 | 0 | fixture (5 ft lamp) | 0 | 0 | 0 | 0 | 0 | -55 | DROP | DROP | DROP | DROP | DROP | DROP | [5 empty] | #DIV/0! | #DIV/0! | 0 | 0 | #DIV/0! | #DIV/0! | #DIV/0! | #DIV/0! | #DIV/0! | DROP | 0 | 0 | 0 | DROP
DEF | N_MS_Refrigerated Display Case LED Lighting | 0 | 0 | 0 | 8 |  | 0 | 0 | 0 | 0 |  | 0 | 0 | 0 | 55 | 55 | 0 | fixture (5 ft lamp) | 0 | 0 | 0 | 0 | 0 | -55 | DROP | DROP | DROP | DROP | DROP | DROP | [5 empty] | #DIV/0! | #DIV/0! | 0 | 0 | #DIV/0! | #DIV/0! | #DIV/0! | #DIV/0! | #DIV/0! | DROP | 0 | 0 | 0 | DROP
DEF | N_OF_Refrigerated Display Case LED Lighting | 0 | 0 | 0 | 8 |  | 0 | 0 | 0 | 0 |  | 0 | 0 | 0 | 55 | 55 | 0 | fixture (5 ft lamp) | 0 | 0 | 0 | 0 | 0 | -55 | DROP | DROP | DROP | DROP | DROP | DROP | [5 empty] | #DIV/0! | #DIV/0! | 0 | 0 | #DIV/0! | #DIV/0! | #DIV/0! | #DIV/0! | #DIV/0! | DROP | 0 | 0 | 0 | DROP
DEF | N_RS_Refrigerated Display Case LED Lighting | 0 | 0 | 0 | 8 |  | 0 | 0 | 0 | 0 |  | 0 | 0 | 0 | 55 | 55 | 0 | fixture (5 ft lamp) | 0 | 0 | 0 | 0 | 0 | -55 | DROP | DROP | DROP | DROP | DROP | DROP | [5 empty] | #DIV/0! | #DIV/0! | 0 | 0 | #DIV/0! | #DIV/0! | #DIV/0! | #DIV/0! | #DIV/0! | DROP | 0 | 0 | 0 | DROP
DEF | N_RT_Refrigerated Display Case LED Lighting | 0 | 0 | 0 | 8 |  | 0 | 0 | 0 | 0 |  | 0 | 0 | 0 | 55 | 55 | 0 | fixture (5 ft lamp) | 0 | 0 | 0 | 0 | 0 | -55 | DROP | DROP | DROP | DROP | DROP | DROP | [5 empty] | #DIV/0! | #DIV/0! | 0 | 0 | #DIV/0! | #DIV/0! | #DIV/0! | #DIV/0! | #DIV/0! | DROP | 0 | 0 | 0 | DROP
DEF | N_SC_Refrigerated Display Case LED Lighting | 0 | 0 | 0 | 8 |  | 0 | 0 | 0 | 0 |  | 0 | 0 | 0 | 55 | 55 | 0 | fixture (5 ft lamp) | 0 | 0 | 0 | 0 | 0 | -55 | DROP | DROP | DROP | DROP | DROP | DROP | [5 empty] | #DIV/0! | #DIV/0! | 0 | 0 | #DIV/0! | #DIV/0! | #DIV/0! | #DIV/0! | #DIV/0! | DROP | 0 | 0 | 0 | DROP
DEF | N_WR_Refrigerated Display Case LED Lighting | 0 | 0 | 0 | 8 |  | 0 | 0 | 0 | 0 |  | 0 | 0 | 0 | 55 | 55 | 0 | fixture (5 ft lamp) | 0 | 0 | 0 | 0 | 0 | -55 | DROP | DROP | DROP | DROP | DROP | DROP | [5 empty] | #DIV/0! | #DIV/0! | 0 | 0 | #DIV/0! | #DIV/0! | #DIV/0! | #DIV/0! | #DIV/0! | DROP | 0 | 0 | 0 | DROP
DEF | T_AS_10HP Open Drip-Proof(ODP) Motor | 223.1921 | 0.030596 | 0.0075551 | 15 |  | 72.1291 | 26.9015 | 43.9276 | 142.9582 |  | 247.178 | 8.7045 | 0 | 745.15 | 745.15 | 247.178 | motor (10 hp) | 35.5587 | 0.55869 | 0.18964 | 0.33172 | -112.9243 | -610.8963 | DROP | DROP | DROP | DROP | DROP | DROP | [5 empty] | 0.55869 | DROP | 35.5587 | 703.239 | DROP | DROP | DROP | DROP | DROP | DROP | 0.18964 | 703.239 | 1.2755 | DROP
DEF | T_CU_10HP Open Drip-Proof(ODP) Motor | 223.1921 | 0.028938 | 0.024239 | 15 |  | 72.1291 | 25.4434 | 41.5466 | 139.1191 |  | 247.178 | 8.7045 | 0 | 745.15 | 745.15 | 247.178 | motor (10 hp) | 35.5587 | 0.54368 | 0.18454 | 0.33172 | -116.7634 | -614.7354 | DROP | DROP | DROP | DROP | DROP | DROP | [5 empty] | 0.54368 | DROP | 35.5587 | 703.239 | DROP | DROP | DROP | DROP | DROP | DROP | 0.18454 | 703.239 | 1.2755 | DROP
DEF | T_GR_10HP Open Drip-Proof(ODP) Motor | 223.1921 | 0.030596 | 0.0075551 | 15 |  | 72.1291 | 26.9015 | 43.9276 | 142.9582 |  | 247.178 | 8.7045 | 0 | 745.15 | 745.15 | 247.178 | motor (10 hp) | 35.5587 | 0.55869 | 0.18964 | 0.33172 | -112.9243 | -610.8963 | DROP | DROP | DROP | DROP | DROP | DROP | [5 empty] | 0.55869 | DROP | 35.5587 | 703.239 | DROP | DROP | DROP | DROP | DROP | DROP | 0.18964 | 703.239 | 1.2755 | DROP
DEF | T_HC_10HP Open Drip-Proof(ODP) Motor | 223.1921 | 0.028938 | 0.024239 | 15 |  | 72.1291 | 25.4434 | 41.5466 | 139.1191 |  | 247.178 | 8.7045 | 0 | 745.15 | 745.15 | 247.178 | motor (10 hp) | 35.5587 | 0.54368 | 0.18454 | 0.33172 | -116.7634 | -614.7354 | DROP | DROP | DROP | DROP | DROP | DROP | [5 empty] | 0.54368 | DROP | 35.5587 | 703.239 | DROP | DROP | DROP | DROP | DROP | DROP | 0.18454 | 703.239 | 1.2755 | DROP
DEF | T_HS_10HP Open Drip-Proof(ODP) Motor | 223.1921 | 0.028938 | 0.024239 | 15 |  | 72.1291 | 25.4434 | 41.5466 | 139.1191 |  | 247.178 | 8.7045 | 0 | 745.15 | 745.15 | 247.178 | motor (10 hp) | 35.5587 | 0.54368 | 0.18454 | 0.33172 | -116.7634 | -614.7354 | DROP | DROP | DROP | DROP | DROP | DROP | [5 empty] | 0.54368 | DROP | 35.5587 | 703.239 | DROP | DROP | DROP | DROP | DROP | DROP | 0.18454 | 703.239 | 1.2755 | DROP
DEF | T_IN_10HP Open Drip-Proof(ODP) Motor | 223.1921 | 0.030596 | 0.0075551 | 15 |  | 72.1291 | 26.9015 | 43.9276 | 142.9582 |  | 247.178 | 8.7045 | 0 | 745.15 | 745.15 | 247.178 | motor (10 hp) | 35.5587 | 0.55869 | 0.18964 | 0.33172 | -112.9243 | -610.8963 | DROP | DROP | DROP | DROP | DROP | DROP | [5 empty] | 0.55869 | DROP | 35.5587 | 703.239 | DROP | DROP | DROP | DROP | DROP | DROP | 0.18964 | 703.239 | 1.2755 | DROP
DEF | T_LG_10HP Open Drip-Proof(ODP) Motor | 223.1921 | 0.028938 | 0.024239 | 15 |  | 72.1291 | 25.4434 | 41.5466 | 139.1191 |  | 247.178 | 8.7045 | 0 | 745.15 | 745.15 | 247.178 | motor (10 hp) | 35.5587 | 0.54368 | 0.18454 | 0.33172 | -116.7634 | -614.7354 | DROP | DROP | DROP | DROP | DROP | DROP | [5 empty] | 0.54368 | DROP | 35.5587 | 703.239 | DROP | DROP | DROP | DROP | DROP | DROP | 0.18454 | 703.239 | 1.2755 | DROP
DEF | T_MS_10HP Open Drip-Proof(ODP) Motor | 223.1921 | 0.030596 | 0.0075551 | 15 |  | 72.1291 | 26.9015 | 43.9276 | 142.9582 |  | 247.178 | 8.7045 | 0 | 745.15 | 745.15 | 247.178 | motor (10 hp) | 35.5587 | 0.55869 | 0.18964 | 0.33172 | -112.9243 | -610.8963 | DROP | DROP | DROP | DROP | DROP | DROP | [5 empty] | 0.55869 | DROP | 35.5587 | 703.239 | DROP | DROP | DROP | DROP | DROP | DROP | 0.18964 | 703.239 | 1.2755 | DROP
DEF | T_OF_10HP Open Drip-Proof(ODP) Motor | 223.1921 | 0.030596 | 0.0075551 | 15 |  | 72.1291 | 26.9015 | 43.9276 | 142.9582 |  | 247.178 | 8.7045 | 0 | 745.15 | 745.15 | 247.178 | motor (10 hp) | 35.5587 | 0.55869 | 0.18964 | 0.33172 | -112.9243 | -610.8963 | DROP | DROP | DROP | DROP | DROP | DROP | [5 empty] | 0.55869 | DROP | 35.5587 | 703.239 | DROP | DROP | DROP | DROP | DROP | DROP | 0.18964 | 703.239 | 1.2755 | DROP
DEF | T_RS_10HP Open Drip-Proof(ODP) Motor | 223.1921 | 0.028938 | 0.024239 | 15 |  | 72.1291 | 25.4434 | 41.5466 | 139.1191 |  | 247.178 | 8.7045 | 0 | 745.15 | 745.15 | 247.178 | motor (10 hp) | 35.5587 | 0.54368 | 0.18454 | 0.33172 | -116.7634 | -614.7354 | DROP | DROP | DROP | DROP | DROP | DROP | [5 empty] | 0.54368 | DROP | 35.5587 | 703.239 | DROP | DROP | DROP | DROP | DROP | DROP | 0.18454 | 703.239 | 1.2755 | DROP
DEF | T_RT_10HP Open Drip-Proof(ODP) Motor | 223.1921 | 0.030596 | 0.0075551 | 15 |  | 72.1291 | 26.9015 | 43.9276 | 142.9582 |  | 247.178 | 8.7045 | 0 | 745.15 | 745.15 | 247.178 | motor (10 hp) | 35.5587 | 0.55869 | 0.18964 | 0.33172 | -112.9243 | -610.8963 | DROP | DROP | DROP | DROP | DROP | DROP | [5 empty] | 0.55869 | DROP | 35.5587 | 703.239 | DROP | DROP | DROP | DROP | DROP | DROP | 0.18964 | 703.239 | 1.2755 | DROP
DEF | T_SC_10HP Open Drip-Proof(ODP) Motor | 223.1921 | 0.028938 | 0.024239 | 15 |  | 72.1291 | 25.4434 | 41.5466 | 139.1191 |  | 247.178 | 8.7045 | 0 | 745.15 | 745.15 | 247.178 | motor (10 hp) | 35.5587 | 0.54368 | 0.18454 | 0.33172 | -116.7634 | -614.7354 | DROP | DROP | DROP | DROP | DROP | DROP | [5 empty] | 0.54368 | DROP | 35.5587 | 703.239 | DROP | DROP | DROP | DROP | DROP | DROP | 0.18454 | 703.239 | 1.2755 | DROP
DEF | T_WR_10HP Open Drip-Proof(ODP) Motor | 223.1921 | 0.030596 | 0.0075551 | 15 |  | 72.1291 | 26.9015 | 43.9276 | 142.9582 |  | 247.178 | 8.7045 | 0 | 745.15 | 745.15 | 247.178 | motor (10 hp) | 35.5587 | 0.55869 | 0.18964 | 0.33172 | -112.9243 | -610.8963 | DROP | DROP | DROP | DROP | DROP | DROP | [5 empty] | 0.55869 | DROP | 35.5587 | 703.239 | DROP | DROP | DROP | DROP | DROP | DROP | 0.18964 | 703.239 | 1.2755 | DROP
DEF | N_AS_10HP Open Drip-Proof(ODP) Motor | 223.1921 | 0.030596 | 0.0075551 | 15 |  | 72.1291 | 26.9015 | 43.9276 | 142.9582 |  | 247.178 | 8.7045 | 0 | 745.15 | 745.15 | 247.178 | motor (10 hp) | 35.5587 | 0.55869 | 0.18964 | 0.33172 | -112.9243 | -610.8963 | DROP | DROP | DROP | DROP | DROP | DROP | [5 empty] | 0.55869 | DROP | 35.5587 | 703.239 | DROP | DROP | DROP | DROP | DROP | DROP | 0.18964 | 703.239 | 1.2755 | DROP
DEF | N_CU_10HP Open Drip-Proof(ODP) Motor | 223.1921 | 0.028938 | 0.024239 | 15 |  | 72.1291 | 25.4434 | 41.5466 | 139.1191 |  | 247.178 | 8.7045 | 0 | 745.15 | 745.15 | 247.178 | motor (10 hp) | 35.5587 | 0.54368 | 0.18454 | 0.33172 | -116.7634 | -614.7354 | DROP | DROP | DROP | DROP | DROP | DROP | [5 empty] | 0.54368 | DROP | 35.5587 | 703.239 | DROP | DROP | DROP | DROP | DROP | DROP | 0.18454 | 703.239 | 1.2755 | DROP
DEF | N_GR_10HP Open Drip-Proof(ODP) Motor | 223.1921 | 0.030596 | 0.0075551 | 15 |  | 72.1291 | 26.9015 | 43.9276 | 142.9582 |  | 247.178 | 8.7045 | 0 | 745.15 | 745.15 | 247.178 | motor (10 hp) | 35.5587 | 0.55869 | 0.18964 | 0.33172 | -112.9243 | -610.8963 | DROP | DROP | DROP | DROP | DROP | DROP | [5 empty] | 0.55869 | DROP | 35.5587 | 703.239 | DROP | DROP | DROP | DROP | DROP | DROP | 0.18964 | 703.239 | 1.2755 | DROP
DEF | N_HC_10HP Open Drip-Proof(ODP) Motor | 223.1921 | 0.028938 | 0.024239 | 15 |  | 72.1291 | 25.4434 | 41.5466 | 139.1191 |  | 247.178 | 8.7045 | 0 | 745.15 | 745.15 | 247.178 | motor (10 hp) | 35.5587 | 0.54368 | 0.18454 | 0.33172 | -116.7634 | -614.7354 | DROP | DROP | DROP | DROP | DROP | DROP | [5 empty] | 0.54368 | DROP | 35.5587 | 703.239 | DROP | DROP | DROP | DROP | DROP | DROP | 0.18454 | 703.239 | 1.2755 | DROP
DEF | N_HS_10HP Open Drip-Proof(ODP) Motor | 223.1921 | 0.028938 | 0.024239 | 15 |  | 72.1291 | 25.4434 | 41.5466 | 139.1191 |  | 247.178 | 8.7045 | 0 | 745.15 | 745.15 | 247.178 | motor (10 hp) | 35.5587 | 0.54368 | 0.18454 | 0.33172 | -116.7634 | -614.7354 | DROP | DROP | DROP | DROP | DROP | DROP | [5 empty] | 0.54368 | DROP | 35.5587 | 703.239 | DROP | DROP | DROP | DROP | DROP | DROP | 0.18454 | 703.239 | 1.2755 | DROP
DEF | N_IN_10HP Open Drip-Proof(ODP) Motor | 223.1921 | 0.030596 | 0.0075551 | 15 |  | 72.1291 | 26.9015 | 43.9276 | 142.9582 |  | 247.178 | 8.7045 | 0 | 745.15 | 745.15 | 247.178 | motor (10 hp) | 35.5587 | 0.55869 | 0.18964 | 0.33172 | -112.9243 | -610.8963 | DROP | DROP | DROP | DROP | DROP | DROP | [5 empty] | 0.55869 | DROP | 35.5587 | 703.239 | DROP | DROP | DROP | DROP | DROP | DROP | 0.18964 | 703.239 | 1.2755 | DROP
DEF | N_LG_10HP Open Drip-Proof(ODP) Motor | 223.1921 | 0.028938 | 0.024239 | 15 |  | 72.1291 | 25.4434 | 41.5466 | 139.1191 |  | 247.178 | 8.7045 | 0 | 745.15 | 745.15 | 247.178 | motor (10 hp) | 35.5587 | 0.54368 | 0.18454 | 0.33172 | -116.7634 | -614.7354 | DROP | DROP | DROP | DROP | DROP | DROP | [5 empty] | 0.54368 | DROP | 35.5587 | 703.239 | DROP | DROP | DROP | DROP | DROP | DROP | 0.18454 | 703.239 | 1.2755 | DROP
DEF | N_MS_10HP Open Drip-Proof(ODP) Motor | 223.1921 | 0.030596 | 0.0075551 | 15 |  | 72.1291 | 26.9015 | 43.9276 | 142.9582 |  | 247.178 | 8.7045 | 0 | 745.15 | 745.15 | 247.178 | motor (10 hp) | 35.5587 | 0.55869 | 0.18964 | 0.33172 | -112.9243 | -610.8963 | DROP | DROP | DROP | DROP | DROP | DROP | [5 empty] | 0.55869 | DROP | 35.5587 | 703.239 | DROP | DROP | DROP | DROP | DROP | DROP | 0.18964 | 703.239 | 1.2755 | DROP
DEF | N_OF_10HP Open Drip-Proof(ODP) Motor | 223.1921 | 0.030596 | 0.0075551 | 15 |  | 72.1291 | 26.9015 | 43.9276 | 142.9582 |  | 247.178 | 8.7045 | 0 | 745.15 | 745.15 | 247.178 | motor (10 hp) | 35.5587 | 0.55869 | 0.18964 | 0.33172 | -112.9243 | -610.8963 | DROP | DROP | DROP | DROP | DROP | DROP | [5 empty] | 0.55869 | DROP | 35.5587 | 703.239 | DROP | DROP | DROP | DROP | DROP | DROP | 0.18964 | 703.239 | 1.2755 | DROP
DEF | N_RS_10HP Open Drip-Proof(ODP) Motor | 223.1921 | 0.028938 | 0.024239 | 15 |  | 72.1291 | 25.4434 | 41.5466 | 139.1191 |  | 247.178 | 8.7045 | 0 | 745.15 | 745.15 | 247.178 | motor (10 hp) | 35.5587 | 0.54368 | 0.18454 | 0.33172 | -116.7634 | -614.7354 | DROP | DROP | DROP | DROP | DROP | DROP | [5 empty] | 0.54368 | DROP | 35.5587 | 703.239 | DROP | DROP | DROP | DROP | DROP | DROP | 0.18454 | 703.239 | 1.2755 | DROP
DEF | N_RT_10HP Open Drip-Proof(ODP) Motor | 223.1921 | 0.030596 | 0.0075551 | 15 |  | 72.1291 | 26.9015 | 43.9276 | 142.9582 |  | 247.178 | 8.7045 | 0 | 745.15 | 745.15 | 247.178 | motor (10 hp) | 35.5587 | 0.55869 | 0.18964 | 0.33172 | -112.9243 | -610.8963 | DROP | DROP | DROP | DROP | DROP | DROP | [5 empty] | 0.55869 | DROP | 35.5587 | 703.239 | DROP | DROP | DROP | DROP | DROP | DROP | 0.18964 | 703.239 | 1.2755 | DROP
DEF | N_SC_10HP Open Drip-Proof(ODP) Motor | 223.1921 | 0.028938 | 0.024239 | 15 |  | 72.1291 | 25.4434 | 41.5466 | 139.1191 |  | 247.178 | 8.7045 | 0 | 745.15 | 745.15 | 247.178 | motor (10 hp) | 35.5587 | 0.54368 | 0.18454 | 0.33172 | -116.7634 | -614.7354 | DROP | DROP | DROP | DROP | DROP | DROP | [5 empty] | 0.54368 | DROP | 35.5587 | 703.239 | DROP | DROP | DROP | DROP | DROP | DROP | 0.18454 | 703.239 | 1.2755 | DROP
DEF | N_WR_10HP Open Drip-Proof(ODP) Motor | 223.1921 | 0.030596 | 0.0075551 | 15 |  | 72.1291 | 26.9015 | 43.9276 | 142.9582 |  | 247.178 | 8.7045 | 0 | 745.15 | 745.15 | 247.178 | motor (10 hp) | 35.5587 | 0.55869 | 0.18964 | 0.33172 | -112.9243 | -610.8963 | DROP | DROP | DROP | DROP | DROP | DROP | [5 empty] | 0.55869 | DROP | 35.5587 | 703.239 | DROP | DROP | DROP | DROP | DROP | DROP | 0.18964 | 703.239 | 1.2755 | DROP
DEF | T_AS_High Speed Fans | 508.5618 | 0.070783 | 0.0064843 | 7 |  | 77.5258 | 0 | 56.0983 | 133.6241 |  | 291.8872 | 19.8339 | 0 | 150 | 150 | 291.8872 | fan | 3.1414 | 0.42867 | 0.78679 | 1.9459 | -178.097 | -36.2099 | DROP | DROP | DROP | DROP | DROP | DROP | [5 empty] | 0.42867 | DROP | 3.1414 | 54.5023 | DROP | DROP | DROP | DROP | DROP | DROP | 0.78679 | 54.5023 | 2.3093 | DROP
DEF | T_CU_High Speed Fans | 508.5618 | 0.065938 | 0.055231 | 7 |  | 77.5258 | 0 | 52.2581 | 129.7838 |  | 291.8872 | 19.8339 | 0 | 150 | 150 | 291.8872 | fan | 3.1414 | 0.41635 | 0.76418 | 1.9459 | -181.9373 | -40.0501 | DROP | DROP | DROP | DROP | DROP | DROP | [5 empty] | 0.41635 | DROP | 3.1414 | 54.5023 | DROP | DROP | DROP | DROP | DROP | DROP | 0.76418 | 54.5023 | 2.3093 | DROP
DEF | T_GR_High Speed Fans | 508.5618 | 0.070783 | 0.0064843 | 7 |  | 77.5258 | 0 | 56.0983 | 133.6241 |  | 291.8872 | 19.8339 | 0 | 150 | 150 | 291.8872 | fan | 3.1414 | 0.42867 | 0.78679 | 1.9459 | -178.097 | -36.2099 | DROP | DROP | DROP | DROP | DROP | DROP | [5 empty] | 0.42867 | DROP | 3.1414 | 54.5023 | DROP | DROP | DROP | DROP | DROP | DROP | 0.78679 | 54.5023 | 2.3093 | DROP
DEF | T_HC_High Speed Fans | 508.5618 | 0.065938 | 0.055231 | 7 |  | 77.5258 | 0 | 52.2581 | 129.7838 |  | 291.8872 | 19.8339 | 0 | 150 | 150 | 291.8872 | fan | 3.1414 | 0.41635 | 0.76418 | 1.9459 | -181.9373 | -40.0501 | DROP | DROP | DROP | DROP | DROP | DROP | [5 empty] | 0.41635 | DROP | 3.1414 | 54.5023 | DROP | DROP | DROP | DROP | DROP | DROP | 0.76418 | 54.5023 | 2.3093 | DROP
DEF | T_HS_High Speed Fans | 508.5618 | 0.065938 | 0.055231 | 7 |  | 77.5258 | 0 | 52.2581 | 129.7838 |  | 291.8872 | 19.8339 | 0 | 150 | 150 | 291.8872 | fan | 3.1414 | 0.41635 | 0.76418 | 1.9459 | -181.9373 | -40.0501 | DROP | DROP | DROP | DROP | DROP | DROP | [5 empty] | 0.41635 | DROP | 3.1414 | 54.5023 | DROP | DROP | DROP | DROP | DROP | DROP | 0.76418 | 54.5023 | 2.3093 | DROP
DEF | T_IN_High Speed Fans | 508.5618 | 0.070783 | 0.0064843 | 7 |  | 77.5258 | 0 | 56.0983 | 133.6241 |  | 291.8872 | 19.8339 | 0 | 150 | 150 | 291.8872 | fan | 3.1414 | 0.42867 | 0.78679 | 1.9459 | -178.097 | -36.2099 | DROP | DROP | DROP | DROP | DROP | DROP | [5 empty] | 0.42867 | DROP | 3.1414 | 54.5023 | DROP | DROP | DROP | DROP | DROP | DROP | 0.78679 | 54.5023 | 2.3093 | DROP
DEF | T_LG_High Speed Fans | 508.5618 | 0.065938 | 0.055231 | 7 |  | 77.5258 | 0 | 52.2581 | 129.7838 |  | 291.8872 | 19.8339 | 0 | 150 | 150 | 291.8872 | fan | 3.1414 | 0.41635 | 0.76418 | 1.9459 | -181.9373 | -40.0501 | DROP | DROP | DROP | DROP | DROP | DROP | [5 empty] | 0.41635 | DROP | 3.1414 | 54.5023 | DROP | DROP | DROP | DROP | DROP | DROP | 0.76418 | 54.5023 | 2.3093 | DROP
DEF | T_MS_High Speed Fans | 508.5618 | 0.070783 | 0.0064843 | 7 |  | 77.5258 | 0 | 56.0983 | 133.6241 |  | 291.8872 | 19.8339 | 0 | 150 | 150 | 291.8872 | fan | 3.1414 | 0.42867 | 0.78679 | 1.9459 | -178.097 | -36.2099 | DROP | DROP | DROP | DROP | DROP | DROP | [5 empty] | 0.42867 | DROP | 3.1414 | 54.5023 | DROP | DROP | DROP | DROP | DROP | DROP | 0.78679 | 54.5023 | 2.3093 | DROP
DEF | T_OF_High Speed Fans | 508.5618 | 0.070783 | 0.0064843 | 7 |  | 77.5258 | 0 | 56.0983 | 133.6241 |  | 291.8872 | 19.8339 | 0 | 150 | 150 | 291.8872 | fan | 3.1414 | 0.42867 | 0.78679 | 1.9459 | -178.097 | -36.2099 | DROP | DROP | DROP | DROP | DROP | DROP | [5 empty] | 0.42867 | DROP | 3.1414 | 54.5023 | DROP | DROP | DROP | DROP | DROP | DROP | 0.78679 | 54.5023 | 2.3093 | DROP
DEF | T_RS_High Speed Fans | 508.5618 | 0.065938 | 0.055231 | 7 |  | 77.5258 | 0 | 52.2581 | 129.7838 |  | 291.8872 | 19.8339 | 0 | 150 | 150 | 291.8872 | fan | 3.1414 | 0.41635 | 0.76418 | 1.9459 | -181.9373 | -40.0501 | DROP | DROP | DROP | DROP | DROP | DROP | [5 empty] | 0.41635 | DROP | 3.1414 | 54.5023 | DROP | DROP | DROP | DROP | DROP | DROP | 0.76418 | 54.5023 | 2.3093 | DROP
DEF | T_RT_High Speed Fans | 508.5618 | 0.070783 | 0.0064843 | 7 |  | 77.5258 | 0 | 56.0983 | 133.6241 |  | 291.8872 | 19.8339 | 0 | 150 | 150 | 291.8872 | fan | 3.1414 | 0.42867 | 0.78679 | 1.9459 | -178.097 | -36.2099 | DROP | DROP | DROP | DROP | DROP | DROP | [5 empty] | 0.42867 | DROP | 3.1414 | 54.5023 | DROP | DROP | DROP | DROP | DROP | DROP | 0.78679 | 54.5023 | 2.3093 | DROP
DEF | T_SC_High Speed Fans | 508.5618 | 0.065938 | 0.055231 | 7 |  | 77.5258 | 0 | 52.2581 | 129.7838 |  | 291.8872 | 19.8339 | 0 | 150 | 150 | 291.8872 | fan | 3.1414 | 0.41635 | 0.76418 | 1.9459 | -181.9373 | -40.0501 | DROP | DROP | DROP | DROP | DROP | DROP | [5 empty] | 0.41635 | DROP | 3.1414 | 54.5023 | DROP | DROP | DROP | DROP | DROP | DROP | 0.76418 | 54.5023 | 2.3093 | DROP
DEF | T_WR_High Speed Fans | 508.5618 | 0.070783 | 0.0064843 | 7 |  | 77.5258 | 0 | 56.0983 | 133.6241 |  | 291.8872 | 19.8339 | 0 | 150 | 150 | 291.8872 | fan | 3.1414 | 0.42867 | 0.78679 | 1.9459 | -178.097 | -36.2099 | DROP | DROP | DROP | DROP | DROP | DROP | [5 empty] | 0.42867 | DROP | 3.1414 | 54.5023 | DROP | DROP | DROP | DROP | DROP | DROP | 0.78679 | 54.5023 | 2.3093 | DROP
DEF | N_AS_High Speed Fans | 508.5618 | 0.070783 | 0.0064843 | 7 |  | 77.5258 | 0 | 56.0983 | 133.6241 |  | 291.8872 | 19.8339 | 0 | 150 | 150 | 291.8872 | fan | 3.1414 | 0.42867 | 0.78679 | 1.9459 | -178.097 | -36.2099 | DROP | DROP | DROP | DROP | DROP | DROP | [5 empty] | 0.42867 | DROP | 3.1414 | 54.5023 | DROP | DROP | DROP | DROP | DROP | DROP | 0.78679 | 54.5023 | 2.3093 | DROP
DEF | N_CU_High Speed Fans | 508.5618 | 0.065938 | 0.055231 | 7 |  | 77.5258 | 0 | 52.2581 | 129.7838 |  | 291.8872 | 19.8339 | 0 | 150 | 150 | 291.8872 | fan | 3.1414 | 0.41635 | 0.76418 | 1.9459 | -181.9373 | -40.0501 | DROP | DROP | DROP | DROP | DROP | DROP | [5 empty] | 0.41635 | DROP | 3.1414 | 54.5023 | DROP | DROP | DROP | DROP | DROP | DROP | 0.76418 | 54.5023 | 2.3093 | DROP
DEF | N_GR_High Speed Fans | 508.5618 | 0.070783 | 0.0064843 | 7 |  | 77.5258 | 0 | 56.0983 | 133.6241 |  | 291.8872 | 19.8339 | 0 | 150 | 150 | 291.8872 | fan | 3.1414 | 0.42867 | 0.78679 | 1.9459 | -178.097 | -36.2099 | DROP | DROP | DROP | DROP | DROP | DROP | [5 empty] | 0.42867 | DROP | 3.1414 | 54.5023 | DROP | DROP | DROP | DROP | DROP | DROP | 0.78679 | 54.5023 | 2.3093 | DROP
DEF | N_HC_High Speed Fans | 508.5618 | 0.065938 | 0.055231 | 7 |  | 77.5258 | 0 | 52.2581 | 129.7838 |  | 291.8872 | 19.8339 | 0 | 150 | 150 | 291.8872 | fan | 3.1414 | 0.41635 | 0.76418 | 1.9459 | -181.9373 | -40.0501 | DROP | DROP | DROP | DROP | DROP | DROP | [5 empty] | 0.41635 | DROP | 3.1414 | 54.5023 | DROP | DROP | DROP | DROP | DROP | DROP | 0.76418 | 54.5023 | 2.3093 | DROP
DEF | N_HS_High Speed Fans | 508.5618 | 0.065938 | 0.055231 | 7 |  | 77.5258 | 0 | 52.2581 | 129.7838 |  | 291.8872 | 19.8339 | 0 | 150 | 150 | 291.8872 | fan | 3.1414 | 0.41635 | 0.76418 | 1.9459 | -181.9373 | -40.0501 | DROP | DROP | DROP | DROP | DROP | DROP | [5 empty] | 0.41635 | DROP | 3.1414 | 54.5023 | DROP | DROP | DROP | DROP | DROP | DROP | 0.76418 | 54.5023 | 2.3093 | DROP
DEF | N_IN_High Speed Fans | 508.5618 | 0.070783 | 0.0064843 | 7 |  | 77.5258 | 0 | 56.0983 | 133.6241 |  | 291.8872 | 19.8339 | 0 | 150 | 150 | 291.8872 | fan | 3.1414 | 0.42867 | 0.78679 | 1.9459 | -178.097 | -36.2099 | DROP | DROP | DROP | DROP | DROP | DROP | [5 empty] | 0.42867 | DROP | 3.1414 | 54.5023 | DROP | DROP | DROP | DROP | DROP | DROP | 0.78679 | 54.5023 | 2.3093 | DROP
DEF | N_LG_High Speed Fans | 508.5618 | 0.065938 | 0.055231 | 7 |  | 77.5258 | 0 | 52.2581 | 129.7838 |  | 291.8872 | 19.8339 | 0 | 150 | 150 | 291.8872 | fan | 3.1414 | 0.41635 | 0.76418 | 1.9459 | -181.9373 | -40.0501 | DROP | DROP | DROP | DROP | DROP | DROP | [5 empty] | 0.41635 | DROP | 3.1414 | 54.5023 | DROP | DROP | DROP | DROP | DROP | DROP | 0.76418 | 54.5023 | 2.3093 | DROP
DEF | N_MS_High Speed Fans | 508.5618 | 0.070783 | 0.0064843 | 7 |  | 77.5258 | 0 | 56.0983 | 133.6241 |  | 291.8872 | 19.8339 | 0 | 150 | 150 | 291.8872 | fan | 3.1414 | 0.42867 | 0.78679 | 1.9459 | -178.097 | -36.2099 | DROP | DROP | DROP | DROP | DROP | DROP | [5 empty] | 0.42867 | DROP | 3.1414 | 54.5023 | DROP | DROP | DROP | DROP | DROP | DROP | 0.78679 | 54.5023 | 2.3093 | DROP
DEF | N_OF_High Speed Fans | 508.5618 | 0.070783 | 0.0064843 | 7 |  | 77.5258 | 0 | 56.0983 | 133.6241 |  | 291.8872 | 19.8339 | 0 | 150 | 150 | 291.8872 | fan | 3.1414 | 0.42867 | 0.78679 | 1.9459 | -178.097 | -36.2099 | DROP | DROP | DROP | DROP | DROP | DROP | [5 empty] | 0.42867 | DROP | 3.1414 | 54.5023 | DROP | DROP | DROP | DROP | DROP | DROP | 0.78679 | 54.5023 | 2.3093 | DROP
DEF | N_RS_High Speed Fans | 508.5618 | 0.065938 | 0.055231 | 7 |  | 77.5258 | 0 | 52.2581 | 129.7838 |  | 291.8872 | 19.8339 | 0 | 150 | 150 | 291.8872 | fan | 3.1414 | 0.41635 | 0.76418 | 1.9459 | -181.9373 | -40.0501 | DROP | DROP | DROP | DROP | DROP | DROP | [5 empty] | 0.41635 | DROP | 3.1414 | 54.5023 | DROP | DROP | DROP | DROP | DROP | DROP | 0.76418 | 54.5023 | 2.3093 | DROP
DEF | N_RT_High Speed Fans | 508.5618 | 0.070783 | 0.0064843 | 7 |  | 77.5258 | 0 | 56.0983 | 133.6241 |  | 291.8872 | 19.8339 | 0 | 150 | 150 | 291.8872 | fan | 3.1414 | 0.42867 | 0.78679 | 1.9459 | -178.097 | -36.2099 | DROP | DROP | DROP | DROP | DROP | DROP | [5 empty] | 0.42867 | DROP | 3.1414 | 54.5023 | DROP | DROP | DROP | DROP | DROP | DROP | 0.78679 | 54.5023 | 2.3093 | DROP
DEF | N_SC_High Speed Fans | 508.5618 | 0.065938 | 0.055231 | 7 |  | 77.5258 | 0 | 52.2581 | 129.7838 |  | 291.8872 | 19.8339 | 0 | 150 | 150 | 291.8872 | fan | 3.1414 | 0.41635 | 0.76418 | 1.9459 | -181.9373 | -40.0501 | DROP | DROP | DROP | DROP | DROP | DROP | [5 empty] | 0.41635 | DROP | 3.1414 | 54.5023 | DROP | DROP | DROP | DROP | DROP | DROP | 0.76418 | 54.5023 | 2.3093 | DROP
DEF | N_WR_High Speed Fans | 508.5618 | 0.070783 | 0.0064843 | 7 |  | 77.5258 | 0 | 56.0983 | 133.6241 |  | 291.8872 | 19.8339 | 0 | 150 | 150 | 291.8872 | fan | 3.1414 | 0.42867 | 0.78679 | 1.9459 | -178.097 | -36.2099 | DROP | DROP | DROP | DROP | DROP | DROP | [5 empty] | 0.42867 | DROP | 3.1414 | 54.5023 | DROP | DROP | DROP | DROP | DROP | DROP | 0.78679 | 54.5023 | 2.3093 | DROP
DEF | E_AS_Drain Water Heat Recovery | 922.7493 | 0.22336 | 0.10621 | 15 |  | 298.2054 | 196.3826 | 320.6742 | 815.2622 |  | 1021.9148 | 35.9872 | 0 | 7592 | 7592 | 1021.9148 | system | 87.6301 | 0.77064 | 0.10688 | 0.1346 | -242.6398 | -6812.725 | DROP | DROP | DROP | DROP | DROP | DROP | [5 empty] | 0.77064 | DROP | 87.6301 | 7418.7261 | DROP | DROP | DROP | DROP | DROP | DROP | 0.10688 | 7418.7261 | 1.1118 | DROP
DEF | E_CU_Drain Water Heat Recovery | 21223.2333 | 2.1673 | 4.8102 | 15 |  | 6858.7245 | 3906.674 | 6384.7219 | 17150.1204 |  | 23504.0401 | 827.7061 | 0 | 75920 | 75920 | 23504.0401 | system | 38.1 | 0.70485 | 0.22346 | 0.30959 | -7181.6258 | -59597.5857 | DROP | DROP | DROP | DROP | DROP | DROP | [5 empty] | 0.70485 | DROP | 38.1 | 71934.7012 | DROP | DROP | DROP | DROP | DROP | DROP | 0.22346 | 71934.7012 | 1.2571 | DROP
DEF | E_GR_Drain Water Heat Recovery | 1845.4985 | 0.11154 | 0.77467 | 15 |  | 596.4108 | 629.154 | 1028.2335 | 2253.7983 |  | 2043.8296 | 71.9744 | 0 | 7592 | 7592 | 2043.8296 | system | 43.815 | 1.0652 | 0.29408 | 0.26921 | 137.9943 | -5410.1761 | DROP | DROP | DROP | DROP | DROP | DROP | [5 empty] | 1.0652 | 137.9943 | 43.815 | 7245.4523 | KEEP | 137.9943 | 1.033 | 43.0186 | 0.28738 | DROP | 0.29408 | 7245.4523 | 1.2236 | DROP
DEF | E_HC_Drain Water Heat Recovery | 1230.3324 | 0.29781 | 0.14162 | 15 |  | 397.6072 | 261.8435 | 427.5656 | 1087.0163 |  | 1362.553 | 47.983 | 0 | 7592 | 7592 | 1362.553 | system | 65.7226 | 0.77064 | 0.14228 | 0.17947 | -323.5197 | -6552.9666 | DROP | DROP | DROP | DROP | DROP | DROP | [5 empty] | 0.77064 | DROP | 65.7226 | 7360.9682 | DROP | DROP | DROP | DROP | DROP | DROP | 0.14228 | 7360.9682 | 1.149 | DROP
DEF | E_HS_Drain Water Heat Recovery | 37217.5541 | 3.8005 | 8.4354 | 15 |  | 12027.6184 | 6850.8341 | 11196.3963 | 30074.8488 |  | 41217.2297 | 1451.4846 | 0 | 113880 | 113880 | 41217.2297 | system | 32.5897 | 0.70485 | 0.26077 | 0.36194 | -12593.8655 | -85256.6358 | DROP | DROP | DROP | DROP | DROP | DROP | [5 empty] | 0.70485 | DROP | 32.5897 | 106891.2877 | DROP | DROP | DROP | DROP | DROP | DROP | 0.26077 | 106891.2877 | 1.3006 | DROP
DEF | E_IN_Drain Water Heat Recovery | 73819.942 | 17.8685 | 8.497 | 15 |  | 23856.4332 | 15710.6078 | 25653.9389 | 65220.9799 |  | 81753.1829 | 2878.9777 | 0 | 189800 | 189800 | 81753.1829 | system | 27.3844 | 0.77064 | 0.3385 | 0.43073 | -19411.1808 | -127457.9979 | DROP | DROP | DROP | DROP | DROP | DROP | [5 empty] | 0.77064 | DROP | 27.3844 | 175938.0913 | DROP | DROP | DROP | DROP | DROP | DROP | 0.3385 | 175938.0913 | 1.3577 | DROP
DEF | E_LG_Drain Water Heat Recovery | 8858.393 | 0.53539 | 3.7184 | 15 |  | 2862.772 | 3019.9391 | 4935.5209 | 10818.232 |  | 9810.3819 | 345.4773 | 0 | 22776 | 22776 | 9810.3819 | system | 27.3844 | 1.0652 | 0.46789 | 0.43073 | 662.3727 | -12303.2453 | DROP | DROP | DROP | DROP | DROP | DROP | [5 empty] | 1.0652 | 662.3727 | 27.3844 | 21112.571 | KEEP | 662.3727 | 1.033 | 26.588 | 0.45982 | DROP | 0.46789 | 21112.571 | 1.3577 | DROP
DEF | E_MS_Drain Water Heat Recovery | 55364.9565 | 13.4013 | 6.3728 | 15 |  | 17892.3249 | 11782.9558 | 19240.4542 | 48915.7349 |  | 61314.8872 | 2159.2333 | 0 | 151840 | 151840 | 61314.8872 | system | 29.21 | 0.77064 | 0.31764 | 0.40381 | -14558.3856 | -105083.4984 | DROP | DROP | DROP | DROP | DROP | DROP | [5 empty] | 0.77064 | DROP | 29.21 | 141443.5685 | DROP | DROP | DROP | DROP | DROP | DROP | 0.31764 | 141443.5685 | 1.3353 | DROP
DEF | E_OF_Drain Water Heat Recovery | 7689.5773 | 1.8613 | 0.88511 | 15 |  | 2485.0451 | 1636.5216 | 2672.2853 | 6793.8521 |  | 8515.9566 | 299.8935 | 0 | 22776 | 22776 | 8515.9566 | system | 31.5468 | 0.77064 | 0.29441 | 0.3739 | -2021.998 | -16282.0414 | DROP | DROP | DROP | DROP | DROP | DROP | [5 empty] | 0.77064 | DROP | 31.5468 | 21332.0512 | DROP | DROP | DROP | DROP | DROP | DROP | 0.29441 | 21332.0512 | 1.3105 | DROP
DEF | E_RS_Drain Water Heat Recovery | 3075.8309 | 0.1859 | 1.2911 | 15 |  | 994.018 | 1048.59 | 1713.7225 | 3756.3306 |  | 3406.3826 | 119.9574 | 0 | 15184 | 15184 | 3406.3826 | system | 52.578 | 1.0652 | 0.24545 | 0.22434 | 229.9905 | -11547.6269 | DROP | DROP | DROP | DROP | DROP | DROP | [5 empty] | 1.0652 | 229.9905 | 52.578 | 14606.4205 | KEEP | 229.9905 | 1.033 | 51.7816 | 0.23949 | DROP | 0.24545 | 14606.4205 | 1.1863 | DROP
DEF | E_RT_Drain Water Heat Recovery | 5481.1307 | 0.33127 | 2.3008 | 15 |  | 1771.3402 | 1868.5873 | 3053.8536 | 6693.781 |  | 6070.1738 | 213.7641 | 0 | 22776 | 22776 | 6070.1738 | system | 44.2576 | 1.0652 | 0.29116 | 0.26652 | 409.8431 | -16295.9831 | DROP | DROP | DROP | DROP | DROP | DROP | [5 empty] | 1.0652 | 409.8431 | 44.2576 | 21746.7533 | KEEP | 409.8431 | 1.033 | 43.4612 | 0.28451 | DROP | 0.29116 | 21746.7533 | 1.2213 | DROP
DEF | E_SC_Drain Water Heat Recovery | 384.4873 | 0.093067 | 0.044256 | 15 |  | 124.255 | 81.8279 | 133.6172 | 339.7 |  | 425.8072 | 14.995 | 0 | 7592 | 7592 | 425.8072 | system | 210.3076 | 0.77064 | 0.044656 | 0.056086 | -101.1021 | -7267.295 | DROP | DROP | DROP | DROP | DROP | DROP | [5 empty] | 0.77064 | DROP | 210.3076 | 7519.801 | DROP | DROP | DROP | DROP | DROP | DROP | 0.044656 | 7519.801 | 1.0466 | DROP
DEF | E_WR_Drain Water Heat Recovery | 1845.4985 | 0.44671 | 0.21243 | 15 |  | 596.4108 | 392.7652 | 641.3485 | 1630.5245 |  | 2043.8296 | 71.9744 | 0 | 7592 | 7592 | 2043.8296 | system | 43.815 | 0.77064 | 0.21275 | 0.26921 | -485.2795 | -6033.4499 | DROP | DROP | DROP | DROP | DROP | DROP | [5 empty] | 0.77064 | DROP | 43.815 | 7245.4523 | DROP | DROP | DROP | DROP | DROP | DROP | 0.21275 | 7245.4523 | 1.2236 | DROP
DEF | N_AS_Drain Water Heat Recovery | 882.7147 | 0.21367 | 0.1016 | 15 |  | 285.2674 | 187.8623 | 306.7614 | 779.8911 |  | 977.5777 | 34.4259 | 0 | 7592 | 7592 | 977.5777 | system | 91.6044 | 0.77064 | 0.10226 | 0.12876 | -232.1125 | -6846.5348 | DROP | DROP | DROP | DROP | DROP | DROP | [5 empty] | 0.77064 | DROP | 91.6044 | 7426.2438 | DROP | DROP | DROP | DROP | DROP | DROP | 0.10226 | 7426.2438 | 1.1069 | DROP
DEF | N_CU_Drain Water Heat Recovery | 20302.437 | 2.0732 | 4.6015 | 15 |  | 6561.1503 | 3737.1781 | 6107.7128 | 16406.0411 |  | 22484.2881 | 791.795 | 0 | 75920 | 75920 | 22484.2881 | system | 39.828 | 0.70485 | 0.21387 | 0.29616 | -6870.042 | -60305.7539 | DROP | DROP | DROP | DROP | DROP | DROP | [5 empty] | 0.70485 | DROP | 39.828 | 72107.6084 | DROP | DROP | DROP | DROP | DROP | DROP | 0.21387 | 72107.6084 | 1.2459 | DROP
DEF | N_GR_Drain Water Heat Recovery | 1765.4293 | 0.1067 | 0.74106 | 15 |  | 570.5348 | 601.8574 | 983.6223 | 2156.0145 |  | 1955.1555 | 68.8517 | 0 | 7592 | 7592 | 1955.1555 | system | 45.8022 | 1.0652 | 0.28143 | 0.25753 | 132.0073 | -5504.8373 | DROP | DROP | DROP | DROP | DROP | DROP | [5 empty] | 1.0652 | 132.0073 | 45.8022 | 7260.4877 | KEEP | 132.0073 | 1.033 | 45.0058 | 0.27492 | DROP | 0.28143 | 7260.4877 | 1.2139 | DROP
DEF | N_HC_Drain Water Heat Recovery | 1176.9529 | 0.28489 | 0.13547 | 15 |  | 380.3565 | 250.4831 | 409.0152 | 1039.8548 |  | 1303.437 | 45.9012 | 0 | 7592 | 7592 | 1303.437 | system | 68.7033 | 0.77064 | 0.13614 | 0.17169 | -309.4834 | -6598.0464 | DROP | DROP | DROP | DROP | DROP | DROP | [5 empty] | 0.77064 | DROP | 68.7033 | 7370.9918 | DROP | DROP | DROP | DROP | DROP | DROP | 0.13614 | 7370.9918 | 1.1426 | DROP
DEF | N_HS_Drain Water Heat Recovery | 35602.8242 | 3.6357 | 8.0694 | 15 |  | 11505.7852 | 6553.6022 | 10710.6267 | 28770.0141 |  | 39428.9689 | 1388.5101 | 0 | 113880 | 113880 | 39428.9689 | system | 34.0678 | 0.70485 | 0.24959 | 0.34623 | -12047.465 | -86498.496 | DROP | DROP | DROP | DROP | DROP | DROP | [5 empty] | 0.70485 | DROP | 34.0678 | 107194.5017 | DROP | DROP | DROP | DROP | DROP | DROP | 0.24959 | 107194.5017 | 1.2875 | DROP
DEF | N_IN_Drain Water Heat Recovery | 70617.172 | 17.0932 | 8.1284 | 15 |  | 22821.3922 | 15028.9835 | 24540.9109 | 62391.2866 |  | 78206.2194 | 2754.0697 | 0 | 189800 | 189800 | 78206.2194 | system | 28.6264 | 0.77064 | 0.32402 | 0.41205 | -18569.0025 | -130162.7831 | DROP | DROP | DROP | DROP | DROP | DROP | [5 empty] | 0.77064 | DROP | 28.6264 | 176539.5074 | DROP | DROP | DROP | DROP | DROP | DROP | 0.32402 | 176539.5074 | 1.3422 | DROP
DEF | N_LG_Drain Water Heat Recovery | 8474.0606 | 0.51216 | 3.5571 | 15 |  | 2738.5671 | 2888.9153 | 4721.3872 | 10348.8695 |  | 9384.7463 | 330.4884 | 0 | 22776 | 22776 | 9384.7463 | system | 28.6264 | 1.0652 | 0.44788 | 0.41205 | 633.6348 | -12757.6188 | DROP | DROP | DROP | DROP | DROP | DROP | [5 empty] | 1.0652 | 633.6348 | 28.6264 | 21184.7409 | KEEP | 633.6348 | 1.033 | 27.83 | 0.43987 | DROP | 0.44788 | 21184.7409 | 1.3422 | DROP
DEF | N_MS_Drain Water Heat Recovery | 52962.879 | 12.8199 | 6.0963 | 15 |  | 17116.0441 | 11271.7376 | 18405.6831 | 46793.4649 |  | 58654.6645 | 2065.5523 | 0 | 151840 | 151840 | 58654.6645 | system | 30.5348 | 0.77064 | 0.30404 | 0.38629 | -13926.7519 | -107112.0874 | DROP | DROP | DROP | DROP | DROP | DROP | [5 empty] | 0.77064 | DROP | 30.5348 | 141894.6306 | DROP | DROP | DROP | DROP | DROP | DROP | 0.30404 | 141894.6306 | 1.3208 | DROP
DEF | N_OF_Drain Water Heat Recovery | 7355.9554 | 1.7805 | 0.8467 | 15 |  | 2377.2284 | 1565.5191 | 2556.3449 | 6499.0924 |  | 8146.4812 | 286.8823 | 0 | 22776 | 22776 | 8146.4812 | system | 32.9776 | 0.77064 | 0.2818 | 0.35768 | -1934.2711 | -16563.7899 | DROP | DROP | DROP | DROP | DROP | DROP | [5 empty] | 0.77064 | DROP | 32.9776 | 21394.6987 | DROP | DROP | DROP | DROP | DROP | DROP | 0.2818 | 21394.6987 | 1.297 | DROP
DEF | N_RS_Drain Water Heat Recovery | 2942.3822 | 0.17783 | 1.2351 | 15 |  | 950.8913 | 1003.0956 | 1639.3706 | 3593.3575 |  | 3258.5925 | 114.7529 | 0 | 15184 | 15184 | 3258.5925 | system | 54.9627 | 1.0652 | 0.23488 | 0.21461 | 220.0121 | -11705.3954 | DROP | DROP | DROP | DROP | DROP | DROP | [5 empty] | 1.0652 | 220.0121 | 54.9627 | 14631.4795 | KEEP | 220.0121 | 1.033 | 54.1663 | 0.2291 | DROP | 0.23488 | 14631.4795 | 1.1782 | DROP
DEF | N_RT_Drain Water Heat Recovery | 5243.325 | 0.3169 | 2.201 | 15 |  | 1694.4884 | 1787.5163 | 2921.3583 | 6403.363 |  | 5806.8118 | 204.4897 | 0 | 22776 | 22776 | 5806.8118 | system | 46.2649 | 1.0652 | 0.27864 | 0.25495 | 392.0616 | -16577.1266 | DROP | DROP | DROP | DROP | DROP | DROP | [5 empty] | 1.0652 | 392.0616 | 46.2649 | 21791.4084 | KEEP | 392.0616 | 1.033 | 45.4685 | 0.27217 | DROP | 0.27864 | 21791.4084 | 1.2117 | DROP
DEF | N_SC_Drain Water Heat Recovery | 367.8058 | 0.089029 | 0.042336 | 15 |  | 118.864 | 78.2777 | 127.82 | 324.9617 |  | 407.333 | 14.3444 | 0 | 7592 | 7592 | 407.333 | system | 219.8458 | 0.77064 | 0.042722 | 0.053653 | -96.7157 | -7281.3827 | DROP | DROP | DROP | DROP | DROP | DROP | [5 empty] | 0.77064 | DROP | 219.8458 | 7522.9334 | DROP | DROP | DROP | DROP | DROP | DROP | 0.042722 | 7522.9334 | 1.0446 | DROP
DEF | N_WR_Drain Water Heat Recovery | 1765.4293 | 0.42733 | 0.20321 | 15 |  | 570.5348 | 375.7246 | 613.5228 | 1559.7822 |  | 1955.1555 | 68.8517 | 0 | 7592 | 7592 | 1955.1555 | system | 45.8022 | 0.77064 | 0.2036 | 0.25753 | -464.2251 | -6101.0696 | DROP | DROP | DROP | DROP | DROP | DROP | [5 empty] | 0.77064 | DROP | 45.8022 | 7260.4877 | DROP | DROP | DROP | DROP | DROP | DROP | 0.2036 | 7260.4877 | 1.2139 | DROP
DEF | E_AS_Faucet Aerator | 245.5646 | 0.05118 | 0.030823 | 10 |  | 53.7739 | 18.4048 | 54.3313 | 126.51 |  | 193.6236 | 9.577 | 0 | 19.65 | 19.65 | 193.6236 | aerator | 0.85227 | 0.62259 | 4.3285 | 9.8536 | -76.6907 | 97.283 | DROP | DROP | DROP | DROP | DROP | DROP | [5 empty] | 0.62259 | DROP | 0.85227 | 0 | DROP | DROP | DROP | DROP | DROP | DROP | 4.3285 | 0 | 9.8536 | DROP
DEF | E_CU_Faucet Aerator | 2783.0649 | 0.25657 | 0.67071 | 10 |  | 609.4374 | 223.198 | 658.2505 | 1490.8858 |  | 2194.4011 | 108.5395 | 0 | 222.7 | 222.7 | 2194.4011 | aerator | 0.85227 | 0.64738 | 4.5009 | 9.8536 | -812.0548 | 1159.6463 | DROP | DROP | DROP | DROP | DROP | DROP | [5 empty] | 0.64738 | DROP | 0.85227 | 0 | DROP | DROP | DROP | DROP | DROP | DROP | 4.5009 | 0 | 9.8536 | DROP
DEF | E_GR_Faucet Aerator | 245.5646 | 0.013033 | 0.11121 | 10 |  | 53.7739 | 37.0078 | 109.1426 | 199.9244 |  | 193.6236 | 9.577 | 0 | 19.65 | 19.65 | 193.6236 | aerator | 0.85227 | 0.98388 | 6.8404 | 9.8536 | -3.2763 | 170.6973 | DROP | DROP | DROP | DROP | DROP | DROP | [5 empty] | 0.98388 | DROP | 0.85227 | 0 | DROP | DROP | DROP | DROP | DROP | DROP | 6.8404 | 0 | 9.8536 | DROP
DEF | E_HC_Faucet Aerator | 245.5646 | 0.05118 | 0.030823 | 10 |  | 53.7739 | 18.4048 | 54.3313 | 126.51 |  | 193.6236 | 9.577 | 0 | 19.65 | 19.65 | 193.6236 | aerator | 0.85227 | 0.62259 | 4.3285 | 9.8536 | -76.6907 | 97.283 | DROP | DROP | DROP | DROP | DROP | DROP | [5 empty] | 0.62259 | DROP | 0.85227 | 0 | DROP | DROP | DROP | DROP | DROP | DROP | 4.3285 | 0 | 9.8536 | DROP
DEF | E_HS_Faucet Aerator | 3192.3392 | 0.2943 | 0.76934 | 10 |  | 699.0605 | 256.0212 | 755.052 | 1710.1337 |  | 2517.1071 | 124.5012 | 0 | 255.45 | 255.45 | 2517.1071 | aerator | 0.85227 | 0.64738 | 4.5009 | 9.8536 | -931.4746 | 1330.1825 | DROP | DROP | DROP | DROP | DROP | DROP | [5 empty] | 0.64738 | DROP | 0.85227 | 0 | DROP | DROP | DROP | DROP | DROP | DROP | 4.5009 | 0 | 9.8536 | DROP
DEF | E_IN_Faucet Aerator | 13260.4858 | 2.7637 | 1.6644 | 10 |  | 2903.7898 | 993.8584 | 2933.8902 | 6831.5383 |  | 10455.6758 | 517.1589 | 0 | 1061.1 | 1061.1 | 10455.6758 | aerator | 0.85227 | 0.62259 | 4.3285 | 9.8536 | -4141.2964 | 5253.2794 | DROP | DROP | DROP | DROP | DROP | DROP | [5 empty] | 0.62259 | DROP | 0.85227 | 0 | DROP | DROP | DROP | DROP | DROP | DROP | 4.3285 | 0 | 9.8536 | DROP
DEF | E_LG_Faucet Aerator | 654.8388 | 0.034753 | 0.29655 | 10 |  | 143.397 | 98.6875 | 291.0471 | 533.1316 |  | 516.3297 | 25.5387 | 0 | 52.4 | 52.4 | 516.3297 | aerator | 0.85227 | 0.98388 | 6.8404 | 9.8536 | -8.7368 | 455.1929 | DROP | DROP | DROP | DROP | DROP | DROP | [5 empty] | 0.98388 | DROP | 0.85227 | 0 | DROP | DROP | DROP | DROP | DROP | DROP | 6.8404 | 0 | 9.8536 | DROP
DEF | E_MS_Faucet Aerator | 1964.5164 | 0.40944 | 0.24658 | 10 |  | 430.1911 | 147.2383 | 434.6504 | 1012.0798 |  | 1548.989 | 76.6161 | 0 | 157.2 | 157.2 | 1548.989 | aerator | 0.85227 | 0.62259 | 4.3285 | 9.8536 | -613.5254 | 778.2636 | DROP | DROP | DROP | DROP | DROP | DROP | [5 empty] | 0.62259 | DROP | 0.85227 | 0 | DROP | DROP | DROP | DROP | DROP | DROP | 4.3285 | 0 | 9.8536 | DROP
DEF | E_OF_Faucet Aerator | 245.5646 | 0.05118 | 0.030823 | 10 |  | 53.7739 | 18.4048 | 54.3313 | 126.51 |  | 193.6236 | 9.577 | 0 | 19.65 | 19.65 | 193.6236 | aerator | 0.85227 | 0.62259 | 4.3285 | 9.8536 | -76.6907 | 97.283 | DROP | DROP | DROP | DROP | DROP | DROP | [5 empty] | 0.62259 | DROP | 0.85227 | 0 | DROP | DROP | DROP | DROP | DROP | DROP | 4.3285 | 0 | 9.8536 | DROP
DEF | E_RS_Faucet Aerator | 81.8549 | 0.0043442 | 0.037069 | 10 |  | 17.9246 | 12.3359 | 36.3809 | 66.6415 |  | 64.5412 | 3.1923 | 0 | 6.55 | 6.55 | 64.5412 | aerator | 0.85227 | 0.98388 | 6.8404 | 9.8536 | -1.0921 | 56.8991 | DROP | DROP | DROP | DROP | DROP | DROP | [5 empty] | 0.98388 | DROP | 0.85227 | 0 | DROP | DROP | DROP | DROP | DROP | DROP | 6.8404 | 0 | 9.8536 | DROP
DEF | E_RT_Faucet Aerator | 163.7097 | 0.0086884 | 0.074138 | 10 |  | 35.8493 | 24.6719 | 72.7618 | 133.2829 |  | 129.0824 | 6.3847 | 0 | 13.1 | 13.1 | 129.0824 | aerator | 0.85227 | 0.98388 | 6.8404 | 9.8536 | -2.1842 | 113.7982 | DROP | DROP | DROP | DROP | DROP | DROP | [5 empty] | 0.98388 | DROP | 0.85227 | 0 | DROP | DROP | DROP | DROP | DROP | DROP | 6.8404 | 0 | 9.8536 | DROP
DEF | E_SC_Faucet Aerator | 81.8549 | 0.01706 | 0.010274 | 10 |  | 17.9246 | 6.1349 | 18.1104 | 42.17 |  | 64.5412 | 3.1923 | 0 | 6.55 | 6.55 | 64.5412 | aerator | 0.85227 | 0.62259 | 4.3285 | 9.8536 | -25.5636 | 32.4277 | DROP | DROP | DROP | DROP | DROP | DROP | [5 empty] | 0.62259 | DROP | 0.85227 | 0 | DROP | DROP | DROP | DROP | DROP | DROP | 4.3285 | 0 | 9.8536 | DROP
DEF | E_WR_Faucet Aerator | 81.8549 | 0.01706 | 0.010274 | 10 |  | 17.9246 | 6.1349 | 18.1104 | 42.17 |  | 64.5412 | 3.1923 | 0 | 6.55 | 6.55 | 64.5412 | aerator | 0.85227 | 0.62259 | 4.3285 | 9.8536 | -25.5636 | 32.4277 | DROP | DROP | DROP | DROP | DROP | DROP | [5 empty] | 0.62259 | DROP | 0.85227 | 0 | DROP | DROP | DROP | DROP | DROP | DROP | 4.3285 | 0 | 9.8536 | DROP
DEF | N_AS_Faucet Aerator | 245.5646 | 0.05118 | 0.030823 | 10 |  | 53.7739 | 18.4048 | 54.3313 | 126.51 |  | 193.6236 | 9.577 | 0 | 19.65 | 19.65 | 193.6236 | aerator | 0.85227 | 0.62259 | 4.3285 | 9.8536 | -76.6907 | 97.283 | DROP | DROP | DROP | DROP | DROP | DROP | [5 empty] | 0.62259 | DROP | 0.85227 | 0 | DROP | DROP | DROP | DROP | DROP | DROP | 4.3285 | 0 | 9.8536 | DROP
DEF | N_CU_Faucet Aerator | 2783.0649 | 0.25657 | 0.67071 | 10 |  | 609.4374 | 223.198 | 658.2505 | 1490.8858 |  | 2194.4011 | 108.5395 | 0 | 222.7 | 222.7 | 2194.4011 | aerator | 0.85227 | 0.64738 | 4.5009 | 9.8536 | -812.0548 | 1159.6463 | DROP | DROP | DROP | DROP | DROP | DROP | [5 empty] | 0.64738 | DROP | 0.85227 | 0 | DROP | DROP | DROP | DROP | DROP | DROP | 4.5009 | 0 | 9.8536 | DROP
DEF | N_GR_Faucet Aerator | 245.5646 | 0.013033 | 0.11121 | 10 |  | 53.7739 | 37.0078 | 109.1426 | 199.9244 |  | 193.6236 | 9.577 | 0 | 19.65 | 19.65 | 193.6236 | aerator | 0.85227 | 0.98388 | 6.8404 | 9.8536 | -3.2763 | 170.6973 | DROP | DROP | DROP | DROP | DROP | DROP | [5 empty] | 0.98388 | DROP | 0.85227 | 0 | DROP | DROP | DROP | DROP | DROP | DROP | 6.8404 | 0 | 9.8536 | DROP
DEF | N_HC_Faucet Aerator | 245.5646 | 0.05118 | 0.030823 | 10 |  | 53.7739 | 18.4048 | 54.3313 | 126.51 |  | 193.6236 | 9.577 | 0 | 19.65 | 19.65 | 193.6236 | aerator | 0.85227 | 0.62259 | 4.3285 | 9.8536 | -76.6907 | 97.283 | DROP | DROP | DROP | DROP | DROP | DROP | [5 empty] | 0.62259 | DROP | 0.85227 | 0 | DROP | DROP | DROP | DROP | DROP | DROP | 4.3285 | 0 | 9.8536 | DROP
DEF | N_HS_Faucet Aerator | 3192.3392 | 0.2943 | 0.76934 | 10 |  | 699.0605 | 256.0212 | 755.052 | 1710.1337 |  | 2517.1071 | 124.5012 | 0 | 255.45 | 255.45 | 2517.1071 | aerator | 0.85227 | 0.64738 | 4.5009 | 9.8536 | -931.4746 | 1330.1825 | DROP | DROP | DROP | DROP | DROP | DROP | [5 empty] | 0.64738 | DROP | 0.85227 | 0 | DROP | DROP | DROP | DROP | DROP | DROP | 4.5009 | 0 | 9.8536 | DROP
DEF | N_IN_Faucet Aerator | 13260.4858 | 2.7637 | 1.6644 | 10 |  | 2903.7898 | 993.8584 | 2933.8902 | 6831.5383 |  | 10455.6758 | 517.1589 | 0 | 1061.1 | 1061.1 | 10455.6758 | aerator | 0.85227 | 0.62259 | 4.3285 | 9.8536 | -4141.2964 | 5253.2794 | DROP | DROP | DROP | DROP | DROP | DROP | [5 empty] | 0.62259 | DROP | 0.85227 | 0 | DROP | DROP | DROP | DROP | DROP | DROP | 4.3285 | 0 | 9.8536 | DROP
DEF | N_LG_Faucet Aerator | 654.8388 | 0.034753 | 0.29655 | 10 |  | 143.397 | 98.6875 | 291.0471 | 533.1316 |  | 516.3297 | 25.5387 | 0 | 52.4 | 52.4 | 516.3297 | aerator | 0.85227 | 0.98388 | 6.8404 | 9.8536 | -8.7368 | 455.1929 | DROP | DROP | DROP | DROP | DROP | DROP | [5 empty] | 0.98388 | DROP | 0.85227 | 0 | DROP | DROP | DROP | DROP | DROP | DROP | 6.8404 | 0 | 9.8536 | DROP
DEF | N_MS_Faucet Aerator | 1964.5164 | 0.40944 | 0.24658 | 10 |  | 430.1911 | 147.2383 | 434.6504 | 1012.0798 |  | 1548.989 | 76.6161 | 0 | 157.2 | 157.2 | 1548.989 | aerator | 0.85227 | 0.62259 | 4.3285 | 9.8536 | -613.5254 | 778.2636 | DROP | DROP | DROP | DROP | DROP | DROP | [5 empty] | 0.62259 | DROP | 0.85227 | 0 | DROP | DROP | DROP | DROP | DROP | DROP | 4.3285 | 0 | 9.8536 | DROP
DEF | N_OF_Faucet Aerator | 245.5646 | 0.05118 | 0.030823 | 10 |  | 53.7739 | 18.4048 | 54.3313 | 126.51 |  | 193.6236 | 9.577 | 0 | 19.65 | 19.65 | 193.6236 | aerator | 0.85227 | 0.62259 | 4.3285 | 9.8536 | -76.6907 | 97.283 | DROP | DROP | DROP | DROP | DROP | DROP | [5 empty] | 0.62259 | DROP | 0.85227 | 0 | DROP | DROP | DROP | DROP | DROP | DROP | 4.3285 | 0 | 9.8536 | DROP
DEF | N_RS_Faucet Aerator | 81.8549 | 0.0043442 | 0.037069 | 10 |  | 17.9246 | 12.3359 | 36.3809 | 66.6415 |  | 64.5412 | 3.1923 | 0 | 6.55 | 6.55 | 64.5412 | aerator | 0.85227 | 0.98388 | 6.8404 | 9.8536 | -1.0921 | 56.8991 | DROP | DROP | DROP | DROP | DROP | DROP | [5 empty] | 0.98388 | DROP | 0.85227 | 0 | DROP | DROP | DROP | DROP | DROP | DROP | 6.8404 | 0 | 9.8536 | DROP
DEF | N_RT_Faucet Aerator | 163.7097 | 0.0086884 | 0.074138 | 10 |  | 35.8493 | 24.6719 | 72.7618 | 133.2829 |  | 129.0824 | 6.3847 | 0 | 13.1 | 13.1 | 129.0824 | aerator | 0.85227 | 0.98388 | 6.8404 | 9.8536 | -2.1842 | 113.7982 | DROP | DROP | DROP | DROP | DROP | DROP | [5 empty] | 0.98388 | DROP | 0.85227 | 0 | DROP | DROP | DROP | DROP | DROP | DROP | 6.8404 | 0 | 9.8536 | DROP
DEF | N_SC_Faucet Aerator | 81.8549 | 0.01706 | 0.010274 | 10 |  | 17.9246 | 6.1349 | 18.1104 | 42.17 |  | 64.5412 | 3.1923 | 0 | 6.55 | 6.55 | 64.5412 | aerator | 0.85227 | 0.62259 | 4.3285 | 9.8536 | -25.5636 | 32.4277 | DROP | DROP | DROP | DROP | DROP | DROP | [5 empty] | 0.62259 | DROP | 0.85227 | 0 | DROP | DROP | DROP | DROP | DROP | DROP | 4.3285 | 0 | 9.8536 | DROP
DEF | N_WR_Faucet Aerator | 81.8549 | 0.01706 | 0.010274 | 10 |  | 17.9246 | 6.1349 | 18.1104 | 42.17 |  | 64.5412 | 3.1923 | 0 | 6.55 | 6.55 | 64.5412 | aerator | 0.85227 | 0.62259 | 4.3285 | 9.8536 | -25.5636 | 32.4277 | DROP | DROP | DROP | DROP | DROP | DROP | [5 empty] | 0.62259 | DROP | 0.85227 | 0 | DROP | DROP | DROP | DROP | DROP | DROP | 4.3285 | 0 | 9.8536 | DROP
DEF | E_AS_Hot Water Circulation Pump Control | 651 | 0.030962 | 0.032526 | 15 |  | 210.384 | 26.4165 | 43.1728 | 279.9734 |  | 720.9613 | 25.389 | 0 | 459 | 459 | 720.9613 | pump | 7.5095 | 0.37512 | 0.57799 | 1.5707 | -466.3769 | -204.4156 | DROP | DROP | DROP | DROP | DROP | DROP | [5 empty] | 0.37512 | DROP | 7.5095 | 336.7552 | DROP | DROP | DROP | DROP | DROP | DROP | 0.57799 | 336.7552 | 2.3044 | DROP
DEF | E_CU_Hot Water Circulation Pump Control | 6510 | 0.8107 | 0.8107 | 15 |  | 2103.8405 | 712.8014 | 1163.9375 | 3980.5794 |  | 7209.6131 | 253.89 | 0 | 4590 | 4590 | 7209.6131 | pump | 7.5095 | 0.53334 | 0.82177 | 1.5707 | -3482.9237 | -863.3106 | DROP | DROP | DROP | DROP | DROP | DROP | [5 empty] | 0.53334 | DROP | 7.5095 | 3367.5522 | DROP | DROP | DROP | DROP | DROP | DROP | 0.82177 | 3367.5522 | 2.3044 | DROP
DEF | E_GR_Hot Water Circulation Pump Control | 651 | 0 | 0 | 15 |  | 210.384 | 0 | 0 | 210.384 |  | 720.9613 | 25.389 | 0 | 459 | 459 | 720.9613 | pump | 7.5095 | 0.28188 | 0.43433 | 1.5707 | -535.9663 | -274.005 | DROP | DROP | DROP | DROP | DROP | DROP | [5 empty] | 0.28188 | DROP | 7.5095 | 336.7552 | DROP | DROP | DROP | DROP | DROP | DROP | 0.43433 | 336.7552 | 2.3044 | DROP
DEF | E_HC_Hot Water Circulation Pump Control | 651 | 0.030962 | 0.032526 | 15 |  | 210.384 | 26.4165 | 43.1728 | 279.9734 |  | 720.9613 | 25.389 | 0 | 459 | 459 | 720.9613 | pump | 7.5095 | 0.37512 | 0.57799 | 1.5707 | -466.3769 | -204.4156 | DROP | DROP | DROP | DROP | DROP | DROP | [5 empty] | 0.37512 | DROP | 7.5095 | 336.7552 | DROP | DROP | DROP | DROP | DROP | DROP | 0.57799 | 336.7552 | 2.3044 | DROP
DEF | E_HS_Hot Water Circulation Pump Control | 9765 | 1.2161 | 1.2161 | 15 |  | 3155.7607 | 1069.2022 | 1745.9062 | 5970.869 |  | 10814.4196 | 380.835 | 0 | 6885 | 6885 | 10814.4196 | pump | 7.5095 | 0.53334 | 0.82177 | 1.5707 | -5224.3856 | -1294.966 | DROP | DROP | DROP | DROP | DROP | DROP | [5 empty] | 0.53334 | DROP | 7.5095 | 5051.3283 | DROP | DROP | DROP | DROP | DROP | DROP | 0.82177 | 5051.3283 | 2.3044 | DROP
DEF | E_IN_Hot Water Circulation Pump Control | 16275 | 0.77405 | 0.81316 | 15 |  | 5259.6011 | 660.4132 | 1079.3208 | 6999.3351 |  | 18024.0327 | 634.725 | 0 | 11475 | 11475 | 18024.0327 | pump | 7.5095 | 0.37512 | 0.57799 | 1.5707 | -11659.4226 | -5110.3899 | DROP | DROP | DROP | DROP | DROP | DROP | [5 empty] | 0.37512 | DROP | 7.5095 | 8418.8805 | DROP | DROP | DROP | DROP | DROP | DROP | 0.57799 | 8418.8805 | 2.3044 | DROP
DEF | E_LG_Hot Water Circulation Pump Control | 1953 | 0 | 0 | 15 |  | 631.1521 | 0 | 0 | 631.1521 |  | 2162.8839 | 76.167 | 0 | 1377 | 1377 | 2162.8839 | pump | 7.5095 | 0.28188 | 0.43433 | 1.5707 | -1607.8988 | -822.0149 | DROP | DROP | DROP | DROP | DROP | DROP | [5 empty] | 0.28188 | DROP | 7.5095 | 1010.2657 | DROP | DROP | DROP | DROP | DROP | DROP | 0.43433 | 1010.2657 | 2.3044 | DROP
DEF | E_MS_Hot Water Circulation Pump Control | 13020 | 0.61924 | 0.65053 | 15 |  | 4207.6809 | 528.3305 | 863.4566 | 5599.4681 |  | 14419.2262 | 507.78 | 0 | 9180 | 9180 | 14419.2262 | pump | 7.5095 | 0.37512 | 0.57799 | 1.5707 | -9327.5381 | -4088.3119 | DROP | DROP | DROP | DROP | DROP | DROP | [5 empty] | 0.37512 | DROP | 7.5095 | 6735.1044 | DROP | DROP | DROP | DROP | DROP | DROP | 0.57799 | 6735.1044 | 2.3044 | DROP
DEF | E_OF_Hot Water Circulation Pump Control | 1953 | 0.092886 | 0.097579 | 15 |  | 631.1521 | 79.2496 | 129.5185 | 839.9202 |  | 2162.8839 | 76.167 | 0 | 1377 | 1377 | 2162.8839 | pump | 7.5095 | 0.37512 | 0.57799 | 1.5707 | -1399.1307 | -613.2468 | DROP | DROP | DROP | DROP | DROP | DROP | [5 empty] | 0.37512 | DROP | 7.5095 | 1010.2657 | DROP | DROP | DROP | DROP | DROP | DROP | 0.57799 | 1010.2657 | 2.3044 | DROP
DEF | E_RS_Hot Water Circulation Pump Control | 1302 | 0 | 0 | 15 |  | 420.7681 | 0 | 0 | 420.7681 |  | 1441.9226 | 50.778 | 0 | 918 | 918 | 1441.9226 | pump | 7.5095 | 0.28188 | 0.43433 | 1.5707 | -1071.9325 | -548.0099 | DROP | DROP | DROP | DROP | DROP | DROP | [5 empty] | 0.28188 | DROP | 7.5095 | 673.5104 | DROP | DROP | DROP | DROP | DROP | DROP | 0.43433 | 673.5104 | 2.3044 | DROP
DEF | E_RT_Hot Water Circulation Pump Control | 1953 | 0 | 0 | 15 |  | 631.1521 | 0 | 0 | 631.1521 |  | 2162.8839 | 76.167 | 0 | 1377 | 1377 | 2162.8839 | pump | 7.5095 | 0.28188 | 0.43433 | 1.5707 | -1607.8988 | -822.0149 | DROP | DROP | DROP | DROP | DROP | DROP | [5 empty] | 0.28188 | DROP | 7.5095 | 1010.2657 | DROP | DROP | DROP | DROP | DROP | DROP | 0.43433 | 1010.2657 | 2.3044 | DROP
DEF | E_SC_Hot Water Circulation Pump Control | 651 | 0.030962 | 0.032526 | 15 |  | 210.384 | 26.4165 | 43.1728 | 279.9734 |  | 720.9613 | 25.389 | 0 | 459 | 459 | 720.9613 | pump | 7.5095 | 0.37512 | 0.57799 | 1.5707 | -466.3769 | -204.4156 | DROP | DROP | DROP | DROP | DROP | DROP | [5 empty] | 0.37512 | DROP | 7.5095 | 336.7552 | DROP | DROP | DROP | DROP | DROP | DROP | 0.57799 | 336.7552 | 2.3044 | DROP
DEF | E_WR_Hot Water Circulation Pump Control | 651 | 0.030962 | 0.032526 | 15 |  | 210.384 | 26.4165 | 43.1728 | 279.9734 |  | 720.9613 | 25.389 | 0 | 459 | 459 | 720.9613 | pump | 7.5095 | 0.37512 | 0.57799 | 1.5707 | -466.3769 | -204.4156 | DROP | DROP | DROP | DROP | DROP | DROP | [5 empty] | 0.37512 | DROP | 7.5095 | 336.7552 | DROP | DROP | DROP | DROP | DROP | DROP | 0.57799 | 336.7552 | 2.3044 | DROP
DEF | N_AS_Hot Water Circulation Pump Control | 651 | 0.030962 | 0.032526 | 15 |  | 210.384 | 26.4165 | 43.1728 | 279.9734 |  | 720.9613 | 25.389 | 0 | 459 | 459 | 720.9613 | pump | 7.5095 | 0.37512 | 0.57799 | 1.5707 | -466.3769 | -204.4156 | DROP | DROP | DROP | DROP | DROP | DROP | [5 empty] | 0.37512 | DROP | 7.5095 | 336.7552 | DROP | DROP | DROP | DROP | DROP | DROP | 0.57799 | 336.7552 | 2.3044 | DROP
DEF | N_CU_Hot Water Circulation Pump Control | 6510 | 0.8107 | 0.8107 | 15 |  | 2103.8405 | 712.8014 | 1163.9375 | 3980.5794 |  | 7209.6131 | 253.89 | 0 | 4590 | 4590 | 7209.6131 | pump | 7.5095 | 0.53334 | 0.82177 | 1.5707 | -3482.9237 | -863.3106 | DROP | DROP | DROP | DROP | DROP | DROP | [5 empty] | 0.53334 | DROP | 7.5095 | 3367.5522 | DROP | DROP | DROP | DROP | DROP | DROP | 0.82177 | 3367.5522 | 2.3044 | DROP
DEF | N_GR_Hot Water Circulation Pump Control | 651 | 0 | 0 | 15 |  | 210.384 | 0 | 0 | 210.384 |  | 720.9613 | 25.389 | 0 | 459 | 459 | 720.9613 | pump | 7.5095 | 0.28188 | 0.43433 | 1.5707 | -535.9663 | -274.005 | DROP | DROP | DROP | DROP | DROP | DROP | [5 empty] | 0.28188 | DROP | 7.5095 | 336.7552 | DROP | DROP | DROP | DROP | DROP | DROP | 0.43433 | 336.7552 | 2.3044 | DROP
DEF | N_HC_Hot Water Circulation Pump Control | 651 | 0.030962 | 0.032526 | 15 |  | 210.384 | 26.4165 | 43.1728 | 279.9734 |  | 720.9613 | 25.389 | 0 | 459 | 459 | 720.9613 | pump | 7.5095 | 0.37512 | 0.57799 | 1.5707 | -466.3769 | -204.4156 | DROP | DROP | DROP | DROP | DROP | DROP | [5 empty] | 0.37512 | DROP | 7.5095 | 336.7552 | DROP | DROP | DROP | DROP | DROP | DROP | 0.57799 | 336.7552 | 2.3044 | DROP
DEF | N_HS_Hot Water Circulation Pump Control | 9765 | 1.2161 | 1.2161 | 15 |  | 3155.7607 | 1069.2022 | 1745.9062 | 5970.869 |  | 10814.4196 | 380.835 | 0 | 6885 | 6885 | 10814.4196 | pump | 7.5095 | 0.53334 | 0.82177 | 1.5707 | -5224.3856 | -1294.966 | DROP | DROP | DROP | DROP | DROP | DROP | [5 empty] | 0.53334 | DROP | 7.5095 | 5051.3283 | DROP | DROP | DROP | DROP | DROP | DROP | 0.82177 | 5051.3283 | 2.3044 | DROP
DEF | N_IN_Hot Water Circulation Pump Control | 16275 | 0.77405 | 0.81316 | 15 |  | 5259.6011 | 660.4132 | 1079.3208 | 6999.3351 |  | 18024.0327 | 634.725 | 0 | 11475 | 11475 | 18024.0327 | pump | 7.5095 | 0.37512 | 0.57799 | 1.5707 | -11659.4226 | -5110.3899 | DROP | DROP | DROP | DROP | DROP | DROP | [5 empty] | 0.37512 | DROP | 7.5095 | 8418.8805 | DROP | DROP | DROP | DROP | DROP | DROP | 0.57799 | 8418.8805 | 2.3044 | DROP
DEF | N_LG_Hot Water Circulation Pump Control | 1953 | 0 | 0 | 15 |  | 631.1521 | 0 | 0 | 631.1521 |  | 2162.8839 | 76.167 | 0 | 1377 | 1377 | 2162.8839 | pump | 7.5095 | 0.28188 | 0.43433 | 1.5707 | -1607.8988 | -822.0149 | DROP | DROP | DROP | DROP | DROP | DROP | [5 empty] | 0.28188 | DROP | 7.5095 | 1010.2657 | DROP | DROP | DROP | DROP | DROP | DROP | 0.43433 | 1010.2657 | 2.3044 | DROP
DEF | N_MS_Hot Water Circulation Pump Control | 13020 | 0.61924 | 0.65053 | 15 |  | 4207.6809 | 528.3305 | 863.4566 | 5599.4681 |  | 14419.2262 | 507.78 | 0 | 9180 | 9180 | 14419.2262 | pump | 7.5095 | 0.37512 | 0.57799 | 1.5707 | -9327.5381 | -4088.3119 | DROP | DROP | DROP | DROP | DROP | DROP | [5 empty] | 0.37512 | DROP | 7.5095 | 6735.1044 | DROP | DROP | DROP | DROP | DROP | DROP | 0.57799 | 6735.1044 | 2.3044 | DROP
DEF | N_OF_Hot Water Circulation Pump Control | 1953 | 0.092886 | 0.097579 | 15 |  | 631.1521 | 79.2496 | 129.5185 | 839.9202 |  | 2162.8839 | 76.167 | 0 | 1377 | 1377 | 2162.8839 | pump | 7.5095 | 0.37512 | 0.57799 | 1.5707 | -1399.1307 | -613.2468 | DROP | DROP | DROP | DROP | DROP | DROP | [5 empty] | 0.37512 | DROP | 7.5095 | 1010.2657 | DROP | DROP | DROP | DROP | DROP | DROP | 0.57799 | 1010.2657 | 2.3044 | DROP
DEF | N_RS_Hot Water Circulation Pump Control | 1302 | 0 | 0 | 15 |  | 420.7681 | 0 | 0 | 420.7681 |  | 1441.9226 | 50.778 | 0 | 918 | 918 | 1441.9226 | pump | 7.5095 | 0.28188 | 0.43433 | 1.5707 | -1071.9325 | -548.0099 | DROP | DROP | DROP | DROP | DROP | DROP | [5 empty] | 0.28188 | DROP | 7.5095 | 673.5104 | DROP | DROP | DROP | DROP | DROP | DROP | 0.43433 | 673.5104 | 2.3044 | DROP
DEF | N_RT_Hot Water Circulation Pump Control | 1953 | 0 | 0 | 15 |  | 631.1521 | 0 | 0 | 631.1521 |  | 2162.8839 | 76.167 | 0 | 1377 | 1377 | 2162.8839 | pump | 7.5095 | 0.28188 | 0.43433 | 1.5707 | -1607.8988 | -822.0149 | DROP | DROP | DROP | DROP | DROP | DROP | [5 empty] | 0.28188 | DROP | 7.5095 | 1010.2657 | DROP | DROP | DROP | DROP | DROP | DROP | 0.43433 | 1010.2657 | 2.3044 | DROP
DEF | N_SC_Hot Water Circulation Pump Control | 651 | 0.030962 | 0.032526 | 15 |  | 210.384 | 26.4165 | 43.1728 | 279.9734 |  | 720.9613 | 25.389 | 0 | 459 | 459 | 720.9613 | pump | 7.5095 | 0.37512 | 0.57799 | 1.5707 | -466.3769 | -204.4156 | DROP | DROP | DROP | DROP | DROP | DROP | [5 empty] | 0.37512 | DROP | 7.5095 | 336.7552 | DROP | DROP | DROP | DROP | DROP | DROP | 0.57799 | 336.7552 | 2.3044 | DROP
DEF | N_WR_Hot Water Circulation Pump Control | 651 | 0.030962 | 0.032526 | 15 |  | 210.384 | 26.4165 | 43.1728 | 279.9734 |  | 720.9613 | 25.389 | 0 | 459 | 459 | 720.9613 | pump | 7.5095 | 0.37512 | 0.57799 | 1.5707 | -466.3769 | -204.4156 | DROP | DROP | DROP | DROP | DROP | DROP | [5 empty] | 0.37512 | DROP | 7.5095 | 336.7552 | DROP | DROP | DROP | DROP | DROP | DROP | 0.57799 | 336.7552 | 2.3044 | DROP
DEF | E_AS_Hot Water Pipe Insulation | 1355.592 | 0.15144 | 0.1702 | 13 |  | 383.7293 | 109.9838 | 203.9937 | 697.7068 |  | 1337.029 | 52.8681 | 0 | 180 | 180 | 1337.029 | linear ft | 1.4142 | 0.50198 | 2.9961 | 7.4279 | -692.1903 | 464.8387 | DROP | DROP | DROP | DROP | DROP | KEEP | [5 empty] | 0.50198 | DROP | 1.4142 | 0 | DROP | DROP | DROP | DROP | DROP | DROP | 2.9961 | 0 | 7.4279 | DROP
DEF | E_CU_Hot Water Pipe Insulation | 13555.9203 | 1.5475 | 1.5475 | 13 |  | 3837.2931 | 1086.2696 | 2006.1986 | 6929.7614 |  | 13370.29 | 528.6809 | 0 | 1800 | 1800 | 13370.29 | linear ft | 1.4142 | 0.49858 | 2.9758 | 7.4279 | -6969.2095 | 4601.0805 | DROP | DROP | DROP | DROP | DROP | KEEP | [5 empty] | 0.49858 | DROP | 1.4142 | 0 | DROP | DROP | DROP | DROP | DROP | DROP | 2.9758 | 0 | 7.4279 | DROP
DEF | E_GR_Hot Water Pipe Insulation | 1355.592 | 0.10667 | 0.18442 | 13 |  | 383.7293 | 119.1711 | 221.034 | 723.9345 |  | 1337.029 | 52.8681 | 0 | 180 | 180 | 1337.029 | linear ft | 1.4142 | 0.52085 | 3.1088 | 7.4279 | -665.9626 | 491.0664 | DROP | DROP | DROP | DROP | DROP | KEEP | [5 empty] | 0.52085 | DROP | 1.4142 | 0 | DROP | DROP | DROP | DROP | DROP | DROP | 3.1088 | 0 | 7.4279 | DROP
DEF | E_HC_Hot Water Pipe Insulation | 1355.592 | 0.15144 | 0.1702 | 13 |  | 383.7293 | 109.9838 | 203.9937 | 697.7068 |  | 1337.029 | 52.8681 | 0 | 180 | 180 | 1337.029 | linear ft | 1.4142 | 0.50198 | 2.9961 | 7.4279 | -692.1903 | 464.8387 | DROP | DROP | DROP | DROP | DROP | KEEP | [5 empty] | 0.50198 | DROP | 1.4142 | 0 | DROP | DROP | DROP | DROP | DROP | DROP | 2.9961 | 0 | 7.4279 | DROP
DEF | E_HS_Hot Water Pipe Insulation | 20333.8804 | 2.3212 | 2.3212 | 13 |  | 5755.9397 | 1629.4045 | 3009.298 | 10394.6421 |  | 20055.435 | 793.0213 | 0 | 2700 | 2700 | 20055.435 | linear ft | 1.4142 | 0.49858 | 2.9758 | 7.4279 | -10453.8142 | 6901.6208 | DROP | DROP | DROP | DROP | DROP | KEEP | [5 empty] | 0.49858 | DROP | 1.4142 | 0 | DROP | DROP | DROP | DROP | DROP | DROP | 2.9758 | 0 | 7.4279 | DROP
DEF | E_IN_Hot Water Pipe Insulation | 33889.8007 | 3.786 | 4.255 | 13 |  | 9593.2328 | 2749.5946 | 5099.8421 | 17442.6696 |  | 33425.7251 | 1321.7022 | 0 | 4500 | 4500 | 33425.7251 | linear ft | 1.4142 | 0.50198 | 2.9961 | 7.4279 | -17304.7577 | 11620.9674 | DROP | DROP | DROP | DROP | DROP | KEEP | [5 empty] | 0.50198 | DROP | 1.4142 | 0 | DROP | DROP | DROP | DROP | DROP | DROP | 2.9961 | 0 | 7.4279 | DROP
DEF | E_LG_Hot Water Pipe Insulation | 4066.7761 | 0.32002 | 0.55325 | 13 |  | 1151.1879 | 357.5134 | 663.102 | 2171.8034 |  | 4011.087 | 158.6043 | 0 | 540 | 540 | 4011.087 | linear ft | 1.4142 | 0.52085 | 3.1088 | 7.4279 | -1997.8879 | 1473.1991 | DROP | DROP | DROP | DROP | DROP | KEEP | [5 empty] | 0.52085 | DROP | 1.4142 | 0 | DROP | DROP | DROP | DROP | DROP | DROP | 3.1088 | 0 | 7.4279 | DROP
DEF | E_MS_Hot Water Pipe Insulation | 27111.8406 | 3.0288 | 3.404 | 13 |  | 7674.5863 | 2199.6757 | 4079.8737 | 13954.1357 |  | 26740.5801 | 1057.3618 | 0 | 3600 | 3600 | 26740.5801 | linear ft | 1.4142 | 0.50198 | 2.9961 | 7.4279 | -13843.8061 | 9296.7739 | DROP | DROP | DROP | DROP | DROP | KEEP | [5 empty] | 0.50198 | DROP | 1.4142 | 0 | DROP | DROP | DROP | DROP | DROP | DROP | 2.9961 | 0 | 7.4279 | DROP
DEF | E_OF_Hot Water Pipe Insulation | 4066.7761 | 0.45432 | 0.51059 | 13 |  | 1151.1879 | 329.9514 | 611.9811 | 2093.1204 |  | 4011.087 | 158.6043 | 0 | 540 | 540 | 4011.087 | linear ft | 1.4142 | 0.50198 | 2.9961 | 7.4279 | -2076.5709 | 1394.5161 | DROP | DROP | DROP | DROP | DROP | KEEP | [5 empty] | 0.50198 | DROP | 1.4142 | 0 | DROP | DROP | DROP | DROP | DROP | DROP | 2.9961 | 0 | 7.4279 | DROP
DEF | E_RS_Hot Water Pipe Insulation | 2711.1841 | 0.21335 | 0.36883 | 13 |  | 767.4586 | 238.3423 | 442.068 | 1447.8689 |  | 2674.058 | 105.7362 | 0 | 360 | 360 | 2674.058 | linear ft | 1.4142 | 0.52085 | 3.1088 | 7.4279 | -1331.9253 | 982.1327 | DROP | DROP | DROP | DROP | DROP | KEEP | [5 empty] | 0.52085 | DROP | 1.4142 | 0 | DROP | DROP | DROP | DROP | DROP | DROP | 3.1088 | 0 | 7.4279 | DROP
DEF | E_RT_Hot Water Pipe Insulation | 4066.7761 | 0.32002 | 0.55325 | 13 |  | 1151.1879 | 357.5134 | 663.102 | 2171.8034 |  | 4011.087 | 158.6043 | 0 | 540 | 540 | 4011.087 | linear ft | 1.4142 | 0.52085 | 3.1088 | 7.4279 | -1997.8879 | 1473.1991 | DROP | DROP | DROP | DROP | DROP | KEEP | [5 empty] | 0.52085 | DROP | 1.4142 | 0 | DROP | DROP | DROP | DROP | DROP | DROP | 3.1088 | 0 | 7.4279 | DROP
DEF | E_SC_Hot Water Pipe Insulation | 1355.592 | 0.15144 | 0.1702 | 13 |  | 383.7293 | 109.9838 | 203.9937 | 697.7068 |  | 1337.029 | 52.8681 | 0 | 180 | 180 | 1337.029 | linear ft | 1.4142 | 0.50198 | 2.9961 | 7.4279 | -692.1903 | 464.8387 | DROP | DROP | DROP | DROP | DROP | KEEP | [5 empty] | 0.50198 | DROP | 1.4142 | 0 | DROP | DROP | DROP | DROP | DROP | DROP | 2.9961 | 0 | 7.4279 | DROP
DEF | E_WR_Hot Water Pipe Insulation | 1355.592 | 0.15144 | 0.1702 | 13 |  | 383.7293 | 109.9838 | 203.9937 | 697.7068 |  | 1337.029 | 52.8681 | 0 | 180 | 180 | 1337.029 | linear ft | 1.4142 | 0.50198 | 2.9961 | 7.4279 | -692.1903 | 464.8387 | DROP | DROP | DROP | DROP | DROP | KEEP | [5 empty] | 0.50198 | DROP | 1.4142 | 0 | DROP | DROP | DROP | DROP | DROP | DROP | 2.9961 | 0 | 7.4279 | DROP
DEF | N_AS_Hot Water Pipe Insulation | 1355.592 | 0.15144 | 0.1702 | 13 |  | 383.7293 | 109.9838 | 203.9937 | 697.7068 |  | 1337.029 | 52.8681 | 0 | 180 | 180 | 1337.029 | linear ft | 1.4142 | 0.50198 | 2.9961 | 7.4279 | -692.1903 | 464.8387 | DROP | DROP | DROP | DROP | DROP | KEEP | [5 empty] | 0.50198 | DROP | 1.4142 | 0 | DROP | DROP | DROP | DROP | DROP | DROP | 2.9961 | 0 | 7.4279 | DROP
DEF | N_CU_Hot Water Pipe Insulation | 13555.9203 | 1.5475 | 1.5475 | 13 |  | 3837.2931 | 1086.2696 | 2006.1986 | 6929.7614 |  | 13370.29 | 528.6809 | 0 | 1800 | 1800 | 13370.29 | linear ft | 1.4142 | 0.49858 | 2.9758 | 7.4279 | -6969.2095 | 4601.0805 | DROP | DROP | DROP | DROP | DROP | KEEP | [5 empty] | 0.49858 | DROP | 1.4142 | 0 | DROP | DROP | DROP | DROP | DROP | DROP | 2.9758 | 0 | 7.4279 | DROP
DEF | N_GR_Hot Water Pipe Insulation | 1355.592 | 0.10667 | 0.18442 | 13 |  | 383.7293 | 119.1711 | 221.034 | 723.9345 |  | 1337.029 | 52.8681 | 0 | 180 | 180 | 1337.029 | linear ft | 1.4142 | 0.52085 | 3.1088 | 7.4279 | -665.9626 | 491.0664 | DROP | DROP | DROP | DROP | DROP | KEEP | [5 empty] | 0.52085 | DROP | 1.4142 | 0 | DROP | DROP | DROP | DROP | DROP | DROP | 3.1088 | 0 | 7.4279 | DROP
DEF | N_HC_Hot Water Pipe Insulation | 1355.592 | 0.15144 | 0.1702 | 13 |  | 383.7293 | 109.9838 | 203.9937 | 697.7068 |  | 1337.029 | 52.8681 | 0 | 180 | 180 | 1337.029 | linear ft | 1.4142 | 0.50198 | 2.9961 | 7.4279 | -692.1903 | 464.8387 | DROP | DROP | DROP | DROP | DROP | KEEP | [5 empty] | 0.50198 | DROP | 1.4142 | 0 | DROP | DROP | DROP | DROP | DROP | DROP | 2.9961 | 0 | 7.4279 | DROP
DEF | N_HS_Hot Water Pipe Insulation | 20333.8804 | 2.3212 | 2.3212 | 13 |  | 5755.9397 | 1629.4045 | 3009.298 | 10394.6421 |  | 20055.435 | 793.0213 | 0 | 2700 | 2700 | 20055.435 | linear ft | 1.4142 | 0.49858 | 2.9758 | 7.4279 | -10453.8142 | 6901.6208 | DROP | DROP | DROP | DROP | DROP | KEEP | [5 empty] | 0.49858 | DROP | 1.4142 | 0 | DROP | DROP | DROP | DROP | DROP | DROP | 2.9758 | 0 | 7.4279 | DROP
DEF | N_IN_Hot Water Pipe Insulation | 33889.8007 | 3.786 | 4.255 | 13 |  | 9593.2328 | 2749.5946 | 5099.8421 | 17442.6696 |  | 33425.7251 | 1321.7022 | 0 | 4500 | 4500 | 33425.7251 | linear ft | 1.4142 | 0.50198 | 2.9961 | 7.4279 | -17304.7577 | 11620.9674 | DROP | DROP | DROP | DROP | DROP | KEEP | [5 empty] | 0.50198 | DROP | 1.4142 | 0 | DROP | DROP | DROP | DROP | DROP | DROP | 2.9961 | 0 | 7.4279 | DROP
DEF | N_LG_Hot Water Pipe Insulation | 4066.7761 | 0.32002 | 0.55325 | 13 |  | 1151.1879 | 357.5134 | 663.102 | 2171.8034 |  | 4011.087 | 158.6043 | 0 | 540 | 540 | 4011.087 | linear ft | 1.4142 | 0.52085 | 3.1088 | 7.4279 | -1997.8879 | 1473.1991 | DROP | DROP | DROP | DROP | DROP | KEEP | [5 empty] | 0.52085 | DROP | 1.4142 | 0 | DROP | DROP | DROP | DROP | DROP | DROP | 3.1088 | 0 | 7.4279 | DROP
DEF | N_MS_Hot Water Pipe Insulation | 27111.8406 | 3.0288 | 3.404 | 13 |  | 7674.5863 | 2199.6757 | 4079.8737 | 13954.1357 |  | 26740.5801 | 1057.3618 | 0 | 3600 | 3600 | 26740.5801 | linear ft | 1.4142 | 0.50198 | 2.9961 | 7.4279 | -13843.8061 | 9296.7739 | DROP | DROP | DROP | DROP | DROP | KEEP | [5 empty] | 0.50198 | DROP | 1.4142 | 0 | DROP | DROP | DROP | DROP | DROP | DROP | 2.9961 | 0 | 7.4279 | DROP
DEF | N_OF_Hot Water Pipe Insulation | 4066.7761 | 0.45432 | 0.51059 | 13 |  | 1151.1879 | 329.9514 | 611.9811 | 2093.1204 |  | 4011.087 | 158.6043 | 0 | 540 | 540 | 4011.087 | linear ft | 1.4142 | 0.50198 | 2.9961 | 7.4279 | -2076.5709 | 1394.5161 | DROP | DROP | DROP | DROP | DROP | KEEP | [5 empty] | 0.50198 | DROP | 1.4142 | 0 | DROP | DROP | DROP | DROP | DROP | DROP | 2.9961 | 0 | 7.4279 | DROP
DEF | N_RS_Hot Water Pipe Insulation | 2711.1841 | 0.21335 | 0.36883 | 13 |  | 767.4586 | 238.3423 | 442.068 | 1447.8689 |  | 2674.058 | 105.7362 | 0 | 360 | 360 | 2674.058 | linear ft | 1.4142 | 0.52085 | 3.1088 | 7.4279 | -1331.9253 | 982.1327 | DROP | DROP | DROP | DROP | DROP | KEEP | [5 empty] | 0.52085 | DROP | 1.4142 | 0 | DROP | DROP | DROP | DROP | DROP | DROP | 3.1088 | 0 | 7.4279 | DROP
DEF | N_RT_Hot Water Pipe Insulation | 4066.7761 | 0.32002 | 0.55325 | 13 |  | 1151.1879 | 357.5134 | 663.102 | 2171.8034 |  | 4011.087 | 158.6043 | 0 | 540 | 540 | 4011.087 | linear ft | 1.4142 | 0.52085 | 3.1088 | 7.4279 | -1997.8879 | 1473.1991 | DROP | DROP | DROP | DROP | DROP | KEEP | [5 empty] | 0.52085 | DROP | 1.4142 | 0 | DROP | DROP | DROP | DROP | DROP | DROP | 3.1088 | 0 | 7.4279 | DROP
DEF | N_SC_Hot Water Pipe Insulation | 1355.592 | 0.15144 | 0.1702 | 13 |  | 383.7293 | 109.9838 | 203.9937 | 697.7068 |  | 1337.029 | 52.8681 | 0 | 180 | 180 | 1337.029 | linear ft | 1.4142 | 0.50198 | 2.9961 | 7.4279 | -692.1903 | 464.8387 | DROP | DROP | DROP | DROP | DROP | KEEP | [5 empty] | 0.50198 | DROP | 1.4142 | 0 | DROP | DROP | DROP | DROP | DROP | DROP | 2.9961 | 0 | 7.4279 | DROP
DEF | N_WR_Hot Water Pipe Insulation | 1355.592 | 0.15144 | 0.1702 | 13 |  | 383.7293 | 109.9838 | 203.9937 | 697.7068 |  | 1337.029 | 52.8681 | 0 | 180 | 180 | 1337.029 | linear ft | 1.4142 | 0.50198 | 2.9961 | 7.4279 | -692.1903 | 464.8387 | DROP | DROP | DROP | DROP | DROP | KEEP | [5 empty] | 0.50198 | DROP | 1.4142 | 0 | DROP | DROP | DROP | DROP | DROP | DROP | 2.9961 | 0 | 7.4279 | DROP
DEF | E_AS_Low Flow Shower Head | 173.768 | 0.029366 | 0.019532 | 10 |  | 38.0518 | 10.5602 | 31.1739 | 79.786 |  | 137.0132 | 6.777 | 0 | 12 | 12 | 137.0132 | shower head | 0.73552 | 0.55488 | 4.2491 | 11.4178 | -64.0042 | 61.009 | DROP | DROP | DROP | DROP | DROP | DROP | [5 empty] | 0.55488 | DROP | 0.73552 | 0 | DROP | DROP | DROP | DROP | DROP | DROP | 4.2491 | 0 | 11.4178 | DROP
DEF | E_CU_Low Flow Shower Head | 6776.952 | 0.47547 | 2.4944 | 10 |  | 1484.0213 | 830.0911 | 2448.0865 | 4762.199 |  | 5343.5156 | 264.3011 | 0 | 468 | 468 | 5343.5156 | shower head | 0.73552 | 0.84921 | 6.5031 | 11.4178 | -845.6178 | 4029.8979 | DROP | DROP | DROP | DROP | DROP | DROP | [5 empty] | 0.84921 | DROP | 0.73552 | 0 | DROP | DROP | DROP | DROP | DROP | DROP | 6.5031 | 0 | 11.4178 | DROP
DEF | E_GR_Low Flow Shower Head | 173.768 | 0.012191 | 0.063959 | 10 |  | 38.0518 | 21.2844 | 62.7714 | 122.1077 |  | 137.0132 | 6.777 | 0 | 12 | 12 | 137.0132 | shower head | 0.73552 | 0.84921 | 6.5031 | 11.4178 | -21.6825 | 103.3307 | DROP | DROP | DROP | DROP | DROP | DROP | [5 empty] | 0.84921 | DROP | 0.73552 | 0 | DROP | DROP | DROP | DROP | DROP | DROP | 6.5031 | 0 | 11.4178 | DROP
DEF | E_HC_Low Flow Shower Head | 173.768 | 0.01602 | 0.041877 | 10 |  | 38.0518 | 13.936 | 41.0996 | 93.0874 |  | 137.0132 | 6.777 | 0 | 12 | 12 | 137.0132 | shower head | 0.73552 | 0.64738 | 4.9575 | 11.4178 | -50.7028 | 74.3104 | DROP | DROP | DROP | DROP | DROP | DROP | [5 empty] | 0.64738 | DROP | 0.73552 | 0 | DROP | DROP | DROP | DROP | DROP | DROP | 4.9575 | 0 | 11.4178 | DROP
DEF | E_HS_Low Flow Shower Head | 4517.968 | 0.41651 | 1.0888 | 10 |  | 989.3476 | 362.3348 | 1068.5897 | 2420.272 |  | 3562.3437 | 176.2008 | 0 | 312 | 312 | 3562.3437 | shower head | 0.73552 | 0.64738 | 4.9575 | 11.4178 | -1318.2725 | 1932.0713 | DROP | DROP | DROP | DROP | DROP | DROP | [5 empty] | 0.64738 | DROP | 0.73552 | 0 | DROP | DROP | DROP | DROP | DROP | DROP | 4.9575 | 0 | 11.4178 | DROP
DEF | E_IN_Low Flow Shower Head | 3822.896 | 0.64604 | 0.4297 | 10 |  | 837.1402 | 232.3244 | 685.8265 | 1755.2912 |  | 3014.2909 | 149.0929 | 0 | 264 | 264 | 3014.2909 | shower head | 0.73552 | 0.55488 | 4.2491 | 11.4178 | -1408.0926 | 1342.1983 | DROP | DROP | DROP | DROP | DROP | DROP | [5 empty] | 0.55488 | DROP | 0.73552 | 0 | DROP | DROP | DROP | DROP | DROP | DROP | 4.2491 | 0 | 11.4178 | DROP
DEF | E_LG_Low Flow Shower Head | 1911.448 | 0.10115 | 0.86313 | 10 |  | 418.5701 | 287.2321 | 847.0986 | 1552.9008 |  | 1507.1454 | 74.5465 | 0 | 132 | 132 | 1507.1454 | shower head | 0.73552 | 0.9818 | 7.5184 | 11.4178 | -28.7911 | 1346.3543 | DROP | DROP | DROP | DROP | DROP | DROP | [5 empty] | 0.9818 | DROP | 0.73552 | 0 | DROP | DROP | DROP | DROP | DROP | DROP | 7.5184 | 0 | 11.4178 | DROP
DEF | E_MS_Low Flow Shower Head | 2954.056 | 0.49922 | 0.33204 | 10 |  | 646.8811 | 179.5234 | 529.9569 | 1356.3614 |  | 2329.2248 | 115.2082 | 0 | 204 | 204 | 2329.2248 | shower head | 0.73552 | 0.55488 | 4.2491 | 11.4178 | -1088.0715 | 1037.1532 | DROP | DROP | DROP | DROP | DROP | DROP | [5 empty] | 0.55488 | DROP | 0.73552 | 0 | DROP | DROP | DROP | DROP | DROP | DROP | 4.2491 | 0 | 11.4178 | DROP
DEF | E_OF_Low Flow Shower Head | 347.536 | 0.058731 | 0.039063 | 10 |  | 76.1037 | 21.1204 | 62.3479 | 159.5719 |  | 274.0264 | 13.5539 | 0 | 24 | 24 | 274.0264 | shower head | 0.73552 | 0.55488 | 4.2491 | 11.4178 | -128.0084 | 122.018 | DROP | DROP | DROP | DROP | DROP | DROP | [5 empty] | 0.55488 | DROP | 0.73552 | 0 | DROP | DROP | DROP | DROP | DROP | DROP | 4.2491 | 0 | 11.4178 | DROP
DEF | E_RS_Low Flow Shower Head | 173.768 | 0.012191 | 0.063959 | 10 |  | 38.0518 | 21.2844 | 62.7714 | 122.1077 |  | 137.0132 | 6.777 | 0 | 12 | 12 | 137.0132 | shower head | 0.73552 | 0.84921 | 6.5031 | 11.4178 | -21.6825 | 103.3307 | DROP | DROP | DROP | DROP | DROP | DROP | [5 empty] | 0.84921 | DROP | 0.73552 | 0 | DROP | DROP | DROP | DROP | DROP | DROP | 6.5031 | 0 | 11.4178 | DROP
DEF | E_RT_Low Flow Shower Head | 347.536 | 0.024383 | 0.12792 | 10 |  | 76.1037 | 42.5688 | 125.5429 | 244.2153 |  | 274.0264 | 13.5539 | 0 | 24 | 24 | 274.0264 | shower head | 0.73552 | 0.84921 | 6.5031 | 11.4178 | -43.365 | 206.6614 | DROP | DROP | DROP | DROP | DROP | DROP | [5 empty] | 0.84921 | DROP | 0.73552 | 0 | DROP | DROP | DROP | DROP | DROP | DROP | 6.5031 | 0 | 11.4178 | DROP
DEF | E_SC_Low Flow Shower Head | 173.768 | 0.029366 | 0.019532 | 10 |  | 38.0518 | 10.5602 | 31.1739 | 79.786 |  | 137.0132 | 6.777 | 0 | 12 | 12 | 137.0132 | shower head | 0.73552 | 0.55488 | 4.2491 | 11.4178 | -64.0042 | 61.009 | DROP | DROP | DROP | DROP | DROP | DROP | [5 empty] | 0.55488 | DROP | 0.73552 | 0 | DROP | DROP | DROP | DROP | DROP | DROP | 4.2491 | 0 | 11.4178 | DROP
DEF | E_WR_Low Flow Shower Head | 173.768 | 0.029366 | 0.019532 | 10 |  | 38.0518 | 10.5602 | 31.1739 | 79.786 |  | 137.0132 | 6.777 | 0 | 12 | 12 | 137.0132 | shower head | 0.73552 | 0.55488 | 4.2491 | 11.4178 | -64.0042 | 61.009 | DROP | DROP | DROP | DROP | DROP | DROP | [5 empty] | 0.55488 | DROP | 0.73552 | 0 | DROP | DROP | DROP | DROP | DROP | DROP | 4.2491 | 0 | 11.4178 | DROP
DEF | N_AS_Low Flow Shower Head | 173.768 | 0.029366 | 0.019532 | 10 |  | 38.0518 | 10.5602 | 31.1739 | 79.786 |  | 137.0132 | 6.777 | 0 | 12 | 12 | 137.0132 | shower head | 0.73552 | 0.55488 | 4.2491 | 11.4178 | -64.0042 | 61.009 | DROP | DROP | DROP | DROP | DROP | DROP | [5 empty] | 0.55488 | DROP | 0.73552 | 0 | DROP | DROP | DROP | DROP | DROP | DROP | 4.2491 | 0 | 11.4178 | DROP
DEF | N_CU_Low Flow Shower Head | 6776.952 | 0.47547 | 2.4944 | 10 |  | 1484.0213 | 830.0911 | 2448.0865 | 4762.199 |  | 5343.5156 | 264.3011 | 0 | 468 | 468 | 5343.5156 | shower head | 0.73552 | 0.84921 | 6.5031 | 11.4178 | -845.6178 | 4029.8979 | DROP | DROP | DROP | DROP | DROP | DROP | [5 empty] | 0.84921 | DROP | 0.73552 | 0 | DROP | DROP | DROP | DROP | DROP | DROP | 6.5031 | 0 | 11.4178 | DROP
DEF | N_GR_Low Flow Shower Head | 173.768 | 0.012191 | 0.063959 | 10 |  | 38.0518 | 21.2844 | 62.7714 | 122.1077 |  | 137.0132 | 6.777 | 0 | 12 | 12 | 137.0132 | shower head | 0.73552 | 0.84921 | 6.5031 | 11.4178 | -21.6825 | 103.3307 | DROP | DROP | DROP | DROP | DROP | DROP | [5 empty] | 0.84921 | DROP | 0.73552 | 0 | DROP | DROP | DROP | DROP | DROP | DROP | 6.5031 | 0 | 11.4178 | DROP
DEF | N_HC_Low Flow Shower Head | 173.768 | 0.01602 | 0.041877 | 10 |  | 38.0518 | 13.936 | 41.0996 | 93.0874 |  | 137.0132 | 6.777 | 0 | 12 | 12 | 137.0132 | shower head | 0.73552 | 0.64738 | 4.9575 | 11.4178 | -50.7028 | 74.3104 | DROP | DROP | DROP | DROP | DROP | DROP | [5 empty] | 0.64738 | DROP | 0.73552 | 0 | DROP | DROP | DROP | DROP | DROP | DROP | 4.9575 | 0 | 11.4178 | DROP
DEF | N_HS_Low Flow Shower Head | 4517.968 | 0.41651 | 1.0888 | 10 |  | 989.3476 | 362.3348 | 1068.5897 | 2420.272 |  | 3562.3437 | 176.2008 | 0 | 312 | 312 | 3562.3437 | shower head | 0.73552 | 0.64738 | 4.9575 | 11.4178 | -1318.2725 | 1932.0713 | DROP | DROP | DROP | DROP | DROP | DROP | [5 empty] | 0.64738 | DROP | 0.73552 | 0 | DROP | DROP | DROP | DROP | DROP | DROP | 4.9575 | 0 | 11.4178 | DROP
DEF | N_IN_Low Flow Shower Head | 3822.896 | 0.64604 | 0.4297 | 10 |  | 837.1402 | 232.3244 | 685.8265 | 1755.2912 |  | 3014.2909 | 149.0929 | 0 | 264 | 264 | 3014.2909 | shower head | 0.73552 | 0.55488 | 4.2491 | 11.4178 | -1408.0926 | 1342.1983 | DROP | DROP | DROP | DROP | DROP | DROP | [5 empty] | 0.55488 | DROP | 0.73552 | 0 | DROP | DROP | DROP | DROP | DROP | DROP | 4.2491 | 0 | 11.4178 | DROP
DEF | N_LG_Low Flow Shower Head | 1911.448 | 0.10115 | 0.86313 | 10 |  | 418.5701 | 287.2321 | 847.0986 | 1552.9008 |  | 1507.1454 | 74.5465 | 0 | 132 | 132 | 1507.1454 | shower head | 0.73552 | 0.9818 | 7.5184 | 11.4178 | -28.7911 | 1346.3543 | DROP | DROP | DROP | DROP | DROP | DROP | [5 empty] | 0.9818 | DROP | 0.73552 | 0 | DROP | DROP | DROP | DROP | DROP | DROP | 7.5184 | 0 | 11.4178 | DROP
DEF | N_MS_Low Flow Shower Head | 2954.056 | 0.49922 | 0.33204 | 10 |  | 646.8811 | 179.5234 | 529.9569 | 1356.3614 |  | 2329.2248 | 115.2082 | 0 | 204 | 204 | 2329.2248 | shower head | 0.73552 | 0.55488 | 4.2491 | 11.4178 | -1088.0715 | 1037.1532 | DROP | DROP | DROP | DROP | DROP | DROP | [5 empty] | 0.55488 | DROP | 0.73552 | 0 | DROP | DROP | DROP | DROP | DROP | DROP | 4.2491 | 0 | 11.4178 | DROP
DEF | N_OF_Low Flow Shower Head | 347.536 | 0.058731 | 0.039063 | 10 |  | 76.1037 | 21.1204 | 62.3479 | 159.5719 |  | 274.0264 | 13.5539 | 0 | 24 | 24 | 274.0264 | shower head | 0.73552 | 0.55488 | 4.2491 | 11.4178 | -128.0084 | 122.018 | DROP | DROP | DROP | DROP | DROP | DROP | [5 empty] | 0.55488 | DROP | 0.73552 | 0 | DROP | DROP | DROP | DROP | DROP | DROP | 4.2491 | 0 | 11.4178 | DROP
DEF | N_RS_Low Flow Shower Head | 173.768 | 0.012191 | 0.063959 | 10 |  | 38.0518 | 21.2844 | 62.7714 | 122.1077 |  | 137.0132 | 6.777 | 0 | 12 | 12 | 137.0132 | shower head | 0.73552 | 0.84921 | 6.5031 | 11.4178 | -21.6825 | 103.3307 | DROP | DROP | DROP | DROP | DROP | DROP | [5 empty] | 0.84921 | DROP | 0.73552 | 0 | DROP | DROP | DROP | DROP | DROP | DROP | 6.5031 | 0 | 11.4178 | DROP
DEF | N_RT_Low Flow Shower Head | 347.536 | 0.024383 | 0.12792 | 10 |  | 76.1037 | 42.5688 | 125.5429 | 244.2153 |  | 274.0264 | 13.5539 | 0 | 24 | 24 | 274.0264 | shower head | 0.73552 | 0.84921 | 6.5031 | 11.4178 | -43.365 | 206.6614 | DROP | DROP | DROP | DROP | DROP | DROP | [5 empty] | 0.84921 | DROP | 0.73552 | 0 | DROP | DROP | DROP | DROP | DROP | DROP | 6.5031 | 0 | 11.4178 | DROP
DEF | N_SC_Low Flow Shower Head | 173.768 | 0.029366 | 0.019532 | 10 |  | 38.0518 | 10.5602 | 31.1739 | 79.786 |  | 137.0132 | 6.777 | 0 | 12 | 12 | 137.0132 | shower head | 0.73552 | 0.55488 | 4.2491 | 11.4178 | -64.0042 | 61.009 | DROP | DROP | DROP | DROP | DROP | DROP | [5 empty] | 0.55488 | DROP | 0.73552 | 0 | DROP | DROP | DROP | DROP | DROP | DROP | 4.2491 | 0 | 11.4178 | DROP
DEF | N_WR_Low Flow Shower Head | 173.768 | 0.029366 | 0.019532 | 10 |  | 38.0518 | 10.5602 | 31.1739 | 79.786 |  | 137.0132 | 6.777 | 0 | 12 | 12 | 137.0132 | shower head | 0.73552 | 0.55488 | 4.2491 | 11.4178 | -64.0042 | 61.009 | DROP | DROP | DROP | DROP | DROP | DROP | [5 empty] | 0.55488 | DROP | 0.73552 | 0 | DROP | DROP | DROP | DROP | DROP | DROP | 4.2491 | 0 | 11.4178 | DROP
DEF | E_AS_Low-Flow Pre-Rinse Sprayers | 2261.9741 | 0.20853 | 0.54512 | 5 |  | 245.204 | 0 | 298.3409 | 543.5449 |  | 956.1737 | 88.217 | 0 | 185.8 | 185.8 | 956.1737 | sprayer | 0.87486 | 0.52044 | 1.9836 | 5.1463 | -500.8458 | 269.5279 | DROP | DROP | DROP | DROP | DROP | DROP | [5 empty] | 0.52044 | DROP | 0.87486 | 0 | DROP | DROP | DROP | DROP | DROP | DROP | 1.9836 | 0 | 5.1463 | DROP
DEF | E_CU_Low-Flow Pre-Rinse Sprayers | 2261.9741 | 0.20853 | 0.54512 | 5 |  | 245.204 | 0 | 298.3409 | 543.5449 |  | 956.1737 | 88.217 | 0 | 185.8 | 185.8 | 956.1737 | sprayer | 0.87486 | 0.52044 | 1.9836 | 5.1463 | -500.8458 | 269.5279 | DROP | DROP | DROP | DROP | DROP | DROP | [5 empty] | 0.52044 | DROP | 0.87486 | 0 | DROP | DROP | DROP | DROP | DROP | DROP | 1.9836 | 0 | 5.1463 | DROP
DEF | E_GR_Low-Flow Pre-Rinse Sprayers | 2261.9741 | 0.20853 | 0.54512 | 5 |  | 245.204 | 0 | 298.3409 | 543.5449 |  | 956.1737 | 88.217 | 0 | 185.8 | 185.8 | 956.1737 | sprayer | 0.87486 | 0.52044 | 1.9836 | 5.1463 | -500.8458 | 269.5279 | DROP | DROP | DROP | DROP | DROP | DROP | [5 empty] | 0.52044 | DROP | 0.87486 | 0 | DROP | DROP | DROP | DROP | DROP | DROP | 1.9836 | 0 | 5.1463 | DROP
DEF | E_HC_Low-Flow Pre-Rinse Sprayers | 2261.9741 | 0.20853 | 0.54512 | 5 |  | 245.204 | 0 | 298.3409 | 543.5449 |  | 956.1737 | 88.217 | 0 | 185.8 | 185.8 | 956.1737 | sprayer | 0.87486 | 0.52044 | 1.9836 | 5.1463 | -500.8458 | 269.5279 | DROP | DROP | DROP | DROP | DROP | DROP | [5 empty] | 0.52044 | DROP | 0.87486 | 0 | DROP | DROP | DROP | DROP | DROP | DROP | 1.9836 | 0 | 5.1463 | DROP
DEF | E_HS_Low-Flow Pre-Rinse Sprayers | 2261.9741 | 0.20853 | 0.54512 | 5 |  | 245.204 | 0 | 298.3409 | 543.5449 |  | 956.1737 | 88.217 | 0 | 185.8 | 185.8 | 956.1737 | sprayer | 0.87486 | 0.52044 | 1.9836 | 5.1463 | -500.8458 | 269.5279 | DROP | DROP | DROP | DROP | DROP | DROP | [5 empty] | 0.52044 | DROP | 0.87486 | 0 | DROP | DROP | DROP | DROP | DROP | DROP | 1.9836 | 0 | 5.1463 | DROP
DEF | E_IN_Low-Flow Pre-Rinse Sprayers | 2261.9741 | 0.20853 | 0.54512 | 5 |  | 245.204 | 0 | 298.3409 | 543.5449 |  | 956.1737 | 88.217 | 0 | 185.8 | 185.8 | 956.1737 | sprayer | 0.87486 | 0.52044 | 1.9836 | 5.1463 | -500.8458 | 269.5279 | DROP | DROP | DROP | DROP | DROP | DROP | [5 empty] | 0.52044 | DROP | 0.87486 | 0 | DROP | DROP | DROP | DROP | DROP | DROP | 1.9836 | 0 | 5.1463 | DROP
DEF | E_LG_Low-Flow Pre-Rinse Sprayers | 2261.9741 | 0.12005 | 1.0244 | 5 |  | 245.204 | 0 | 560.6267 | 805.8307 |  | 956.1737 | 88.217 | 0 | 185.8 | 185.8 | 956.1737 | sprayer | 0.87486 | 0.77158 | 2.9408 | 5.1463 | -238.56 | 531.8137 | DROP | DROP | DROP | DROP | DROP | DROP | [5 empty] | 0.77158 | DROP | 0.87486 | 0 | DROP | DROP | DROP | DROP | DROP | DROP | 2.9408 | 0 | 5.1463 | DROP
DEF | E_MS_Low-Flow Pre-Rinse Sprayers | 2261.9741 | 0.20853 | 0.54512 | 5 |  | 245.204 | 0 | 298.3409 | 543.5449 |  | 956.1737 | 88.217 | 0 | 185.8 | 185.8 | 956.1737 | sprayer | 0.87486 | 0.52044 | 1.9836 | 5.1463 | -500.8458 | 269.5279 | DROP | DROP | DROP | DROP | DROP | DROP | [5 empty] | 0.52044 | DROP | 0.87486 | 0 | DROP | DROP | DROP | DROP | DROP | DROP | 1.9836 | 0 | 5.1463 | DROP
DEF | E_OF_Low-Flow Pre-Rinse Sprayers | 2261.9741 | 0.20853 | 0.54512 | 5 |  | 245.204 | 0 | 298.3409 | 543.5449 |  | 956.1737 | 88.217 | 0 | 185.8 | 185.8 | 956.1737 | sprayer | 0.87486 | 0.52044 | 1.9836 | 5.1463 | -500.8458 | 269.5279 | DROP | DROP | DROP | DROP | DROP | DROP | [5 empty] | 0.52044 | DROP | 0.87486 | 0 | DROP | DROP | DROP | DROP | DROP | DROP | 1.9836 | 0 | 5.1463 | DROP
DEF | E_RS_Low-Flow Pre-Rinse Sprayers | 2261.9741 | 0.35603 | 0.19768 | 5 |  | 245.204 | 0 | 210.765 | 455.9689 |  | 956.1737 | 88.217 | 0 | 185.8 | 185.8 | 956.1737 | sprayer | 0.87486 | 0.43659 | 1.664 | 5.1463 | -588.4218 | 181.9519 | DROP | DROP | DROP | DROP | DROP | DROP | [5 empty] | 0.43659 | DROP | 0.87486 | 0 | DROP | DROP | DROP | DROP | DROP | DROP | 1.664 | 0 | 5.1463 | DROP
DEF | E_RT_Low-Flow Pre-Rinse Sprayers | 2261.9741 | 0.20853 | 0.54512 | 5 |  | 245.204 | 0 | 298.3409 | 543.5449 |  | 956.1737 | 88.217 | 0 | 185.8 | 185.8 | 956.1737 | sprayer | 0.87486 | 0.52044 | 1.9836 | 5.1463 | -500.8458 | 269.5279 | DROP | DROP | DROP | DROP | DROP | DROP | [5 empty] | 0.52044 | DROP | 0.87486 | 0 | DROP | DROP | DROP | DROP | DROP | DROP | 1.9836 | 0 | 5.1463 | DROP
DEF | E_SC_Low-Flow Pre-Rinse Sprayers | 1130.987 | 0.10427 | 0.27256 | 5 |  | 122.602 | 0 | 149.1705 | 271.7724 |  | 478.0869 | 44.1085 | 0 | 92.9 | 92.9 | 478.0869 | sprayer | 0.87486 | 0.52044 | 1.9836 | 5.1463 | -250.4229 | 134.7639 | DROP | DROP | DROP | DROP | DROP | DROP | [5 empty] | 0.52044 | DROP | 0.87486 | 0 | DROP | DROP | DROP | DROP | DROP | DROP | 1.9836 | 0 | 5.1463 | DROP
DEF | E_WR_Low-Flow Pre-Rinse Sprayers | 2261.9741 | 0.20853 | 0.54512 | 5 |  | 245.204 | 0 | 298.3409 | 543.5449 |  | 956.1737 | 88.217 | 0 | 185.8 | 185.8 | 956.1737 | sprayer | 0.87486 | 0.52044 | 1.9836 | 5.1463 | -500.8458 | 269.5279 | DROP | DROP | DROP | DROP | DROP | DROP | [5 empty] | 0.52044 | DROP | 0.87486 | 0 | DROP | DROP | DROP | DROP | DROP | DROP | 1.9836 | 0 | 5.1463 | DROP
DEF | N_AS_Low-Flow Pre-Rinse Sprayers | 2261.9741 | 0.20853 | 0.54512 | 5 |  | 245.204 | 0 | 298.3409 | 543.5449 |  | 956.1737 | 88.217 | 0 | 185.8 | 185.8 | 956.1737 | sprayer | 0.87486 | 0.52044 | 1.9836 | 5.1463 | -500.8458 | 269.5279 | DROP | DROP | DROP | DROP | DROP | DROP | [5 empty] | 0.52044 | DROP | 0.87486 | 0 | DROP | DROP | DROP | DROP | DROP | DROP | 1.9836 | 0 | 5.1463 | DROP
DEF | N_CU_Low-Flow Pre-Rinse Sprayers | 2261.9741 | 0.20853 | 0.54512 | 5 |  | 245.204 | 0 | 298.3409 | 543.5449 |  | 956.1737 | 88.217 | 0 | 185.8 | 185.8 | 956.1737 | sprayer | 0.87486 | 0.52044 | 1.9836 | 5.1463 | -500.8458 | 269.5279 | DROP | DROP | DROP | DROP | DROP | DROP | [5 empty] | 0.52044 | DROP | 0.87486 | 0 | DROP | DROP | DROP | DROP | DROP | DROP | 1.9836 | 0 | 5.1463 | DROP
DEF | N_GR_Low-Flow Pre-Rinse Sprayers | 2261.9741 | 0.20853 | 0.54512 | 5 |  | 245.204 | 0 | 298.3409 | 543.5449 |  | 956.1737 | 88.217 | 0 | 185.8 | 185.8 | 956.1737 | sprayer | 0.87486 | 0.52044 | 1.9836 | 5.1463 | -500.8458 | 269.5279 | DROP | DROP | DROP | DROP | DROP | DROP | [5 empty] | 0.52044 | DROP | 0.87486 | 0 | DROP | DROP | DROP | DROP | DROP | DROP | 1.9836 | 0 | 5.1463 | DROP
DEF | N_HC_Low-Flow Pre-Rinse Sprayers | 2261.9741 | 0.20853 | 0.54512 | 5 |  | 245.204 | 0 | 298.3409 | 543.5449 |  | 956.1737 | 88.217 | 0 | 185.8 | 185.8 | 956.1737 | sprayer | 0.87486 | 0.52044 | 1.9836 | 5.1463 | -500.8458 | 269.5279 | DROP | DROP | DROP | DROP | DROP | DROP | [5 empty] | 0.52044 | DROP | 0.87486 | 0 | DROP | DROP | DROP | DROP | DROP | DROP | 1.9836 | 0 | 5.1463 | DROP
DEF | N_HS_Low-Flow Pre-Rinse Sprayers | 2261.9741 | 0.20853 | 0.54512 | 5 |  | 245.204 | 0 | 298.3409 | 543.5449 |  | 956.1737 | 88.217 | 0 | 185.8 | 185.8 | 956.1737 | sprayer | 0.87486 | 0.52044 | 1.9836 | 5.1463 | -500.8458 | 269.5279 | DROP | DROP | DROP | DROP | DROP | DROP | [5 empty] | 0.52044 | DROP | 0.87486 | 0 | DROP | DROP | DROP | DROP | DROP | DROP | 1.9836 | 0 | 5.1463 | DROP
DEF | N_IN_Low-Flow Pre-Rinse Sprayers | 2261.9741 | 0.20853 | 0.54512 | 5 |  | 245.204 | 0 | 298.3409 | 543.5449 |  | 956.1737 | 88.217 | 0 | 185.8 | 185.8 | 956.1737 | sprayer | 0.87486 | 0.52044 | 1.9836 | 5.1463 | -500.8458 | 269.5279 | DROP | DROP | DROP | DROP | DROP | DROP | [5 empty] | 0.52044 | DROP | 0.87486 | 0 | DROP | DROP | DROP | DROP | DROP | DROP | 1.9836 | 0 | 5.1463 | DROP
DEF | N_LG_Low-Flow Pre-Rinse Sprayers | 2261.9741 | 0.12005 | 1.0244 | 5 |  | 245.204 | 0 | 560.6267 | 805.8307 |  | 956.1737 | 88.217 | 0 | 185.8 | 185.8 | 956.1737 | sprayer | 0.87486 | 0.77158 | 2.9408 | 5.1463 | -238.56 | 531.8137 | DROP | DROP | DROP | DROP | DROP | DROP | [5 empty] | 0.77158 | DROP | 0.87486 | 0 | DROP | DROP | DROP | DROP | DROP | DROP | 2.9408 | 0 | 5.1463 | DROP
DEF | N_MS_Low-Flow Pre-Rinse Sprayers | 2261.9741 | 0.20853 | 0.54512 | 5 |  | 245.204 | 0 | 298.3409 | 543.5449 |  | 956.1737 | 88.217 | 0 | 185.8 | 185.8 | 956.1737 | sprayer | 0.87486 | 0.52044 | 1.9836 | 5.1463 | -500.8458 | 269.5279 | DROP | DROP | DROP | DROP | DROP | DROP | [5 empty] | 0.52044 | DROP | 0.87486 | 0 | DROP | DROP | DROP | DROP | DROP | DROP | 1.9836 | 0 | 5.1463 | DROP
DEF | N_OF_Low-Flow Pre-Rinse Sprayers | 2261.9741 | 0.20853 | 0.54512 | 5 |  | 245.204 | 0 | 298.3409 | 543.5449 |  | 956.1737 | 88.217 | 0 | 185.8 | 185.8 | 956.1737 | sprayer | 0.87486 | 0.52044 | 1.9836 | 5.1463 | -500.8458 | 269.5279 | DROP | DROP | DROP | DROP | DROP | DROP | [5 empty] | 0.52044 | DROP | 0.87486 | 0 | DROP | DROP | DROP | DROP | DROP | DROP | 1.9836 | 0 | 5.1463 | DROP
DEF | N_RS_Low-Flow Pre-Rinse Sprayers | 2261.9741 | 0.35603 | 0.19768 | 5 |  | 245.204 | 0 | 210.765 | 455.9689 |  | 956.1737 | 88.217 | 0 | 185.8 | 185.8 | 956.1737 | sprayer | 0.87486 | 0.43659 | 1.664 | 5.1463 | -588.4218 | 181.9519 | DROP | DROP | DROP | DROP | DROP | DROP | [5 empty] | 0.43659 | DROP | 0.87486 | 0 | DROP | DROP | DROP | DROP | DROP | DROP | 1.664 | 0 | 5.1463 | DROP
DEF | N_RT_Low-Flow Pre-Rinse Sprayers | 2261.9741 | 0.20853 | 0.54512 | 5 |  | 245.204 | 0 | 298.3409 | 543.5449 |  | 956.1737 | 88.217 | 0 | 185.8 | 185.8 | 956.1737 | sprayer | 0.87486 | 0.52044 | 1.9836 | 5.1463 | -500.8458 | 269.5279 | DROP | DROP | DROP | DROP | DROP | DROP | [5 empty] | 0.52044 | DROP | 0.87486 | 0 | DROP | DROP | DROP | DROP | DROP | DROP | 1.9836 | 0 | 5.1463 | DROP
DEF | N_SC_Low-Flow Pre-Rinse Sprayers | 1130.987 | 0.10427 | 0.27256 | 5 |  | 122.602 | 0 | 149.1705 | 271.7724 |  | 478.0869 | 44.1085 | 0 | 92.9 | 92.9 | 478.0869 | sprayer | 0.87486 | 0.52044 | 1.9836 | 5.1463 | -250.4229 | 134.7639 | DROP | DROP | DROP | DROP | DROP | DROP | [5 empty] | 0.52044 | DROP | 0.87486 | 0 | DROP | DROP | DROP | DROP | DROP | DROP | 1.9836 | 0 | 5.1463 | DROP
DEF | N_WR_Low-Flow Pre-Rinse Sprayers | 2261.9741 | 0.20853 | 0.54512 | 5 |  | 245.204 | 0 | 298.3409 | 543.5449 |  | 956.1737 | 88.217 | 0 | 185.8 | 185.8 | 956.1737 | sprayer | 0.87486 | 0.52044 | 1.9836 | 5.1463 | -500.8458 | 269.5279 | DROP | DROP | DROP | DROP | DROP | DROP | [5 empty] | 0.52044 | DROP | 0.87486 | 0 | DROP | DROP | DROP | DROP | DROP | DROP | 1.9836 | 0 | 5.1463 | DROP
DEF | E_AS_Tank Wrap on Water Heater | 263.9459 | 0.026439 | 0.026975 | 7 |  | 40.2362 | 0 | 19.765 | 60.0012 |  | 151.4908 | 10.2939 | 0 | 167.92 | 167.92 | 151.4908 | blanket | 6.7759 | 0.37087 | 0.33668 | 0.90216 | -101.7835 | -118.2127 | DROP | DROP | DROP | DROP | DROP | DROP | [5 empty] | 0.37087 | DROP | 6.7759 | 118.3562 | DROP | DROP | DROP | DROP | DROP | DROP | 0.33668 | 118.3562 | 1.607 | DROP
DEF | E_CU_Tank Wrap on Water Heater | 2639.4593 | 0.26439 | 0.26975 | 7 |  | 402.3623 | 0 | 197.6497 | 600.0119 |  | 1514.9081 | 102.9389 | 0 | 1679.2 | 1679.2 | 1514.9081 | blanket | 6.7759 | 0.37087 | 0.33668 | 0.90216 | -1017.8351 | -1182.127 | DROP | DROP | DROP | DROP | DROP | DROP | [5 empty] | 0.37087 | DROP | 6.7759 | 1183.5623 | DROP | DROP | DROP | DROP | DROP | DROP | 0.33668 | 1183.5623 | 1.607 | DROP
DEF | E_GR_Tank Wrap on Water Heater | 263.9459 | 0.026439 | 0.026975 | 7 |  | 40.2362 | 0 | 19.765 | 60.0012 |  | 151.4908 | 10.2939 | 0 | 167.92 | 167.92 | 151.4908 | blanket | 6.7759 | 0.37087 | 0.33668 | 0.90216 | -101.7835 | -118.2127 | DROP | DROP | DROP | DROP | DROP | DROP | [5 empty] | 0.37087 | DROP | 6.7759 | 118.3562 | DROP | DROP | DROP | DROP | DROP | DROP | 0.33668 | 118.3562 | 1.607 | DROP
DEF | E_HC_Tank Wrap on Water Heater | 263.9459 | 0.026439 | 0.026975 | 7 |  | 40.2362 | 0 | 19.765 | 60.0012 |  | 151.4908 | 10.2939 | 0 | 167.92 | 167.92 | 151.4908 | blanket | 6.7759 | 0.37087 | 0.33668 | 0.90216 | -101.7835 | -118.2127 | DROP | DROP | DROP | DROP | DROP | DROP | [5 empty] | 0.37087 | DROP | 6.7759 | 118.3562 | DROP | DROP | DROP | DROP | DROP | DROP | 0.33668 | 118.3562 | 1.607 | DROP
DEF | E_HS_Tank Wrap on Water Heater | 3959.189 | 0.39659 | 0.40463 | 7 |  | 603.5434 | 0 | 296.4745 | 900.0179 |  | 2272.3621 | 154.4084 | 0 | 2518.8 | 2518.8 | 2272.3621 | blanket | 6.7759 | 0.37087 | 0.33668 | 0.90216 | -1526.7526 | -1773.1905 | DROP | DROP | DROP | DROP | DROP | DROP | [5 empty] | 0.37087 | DROP | 6.7759 | 1775.3435 | DROP | DROP | DROP | DROP | DROP | DROP | 0.33668 | 1775.3435 | 1.607 | DROP
DEF | E_IN_Tank Wrap on Water Heater | 6598.6483 | 0.66098 | 0.67439 | 7 |  | 1005.9057 | 0 | 494.1242 | 1500.0298 |  | 3787.2702 | 257.3473 | 0 | 4198 | 4198 | 3787.2702 | blanket | 6.7759 | 0.37087 | 0.33668 | 0.90216 | -2544.5876 | -2955.3175 | DROP | DROP | DROP | DROP | DROP | DROP | [5 empty] | 0.37087 | DROP | 6.7759 | 2958.9058 | DROP | DROP | DROP | DROP | DROP | DROP | 0.33668 | 2958.9058 | 1.607 | DROP
DEF | E_LG_Tank Wrap on Water Heater | 791.8378 | 0.079318 | 0.080926 | 7 |  | 120.7087 | 0 | 59.2949 | 180.0036 |  | 454.4724 | 30.8817 | 0 | 503.76 | 503.76 | 454.4724 | blanket | 6.7759 | 0.37087 | 0.33668 | 0.90216 | -305.3505 | -354.6381 | DROP | DROP | DROP | DROP | DROP | DROP | [5 empty] | 0.37087 | DROP | 6.7759 | 355.0687 | DROP | DROP | DROP | DROP | DROP | DROP | 0.33668 | 355.0687 | 1.607 | DROP
DEF | E_MS_Tank Wrap on Water Heater | 5278.9187 | 0.52878 | 0.53951 | 7 |  | 804.7245 | 0 | 395.2993 | 1200.0239 |  | 3029.8162 | 205.8778 | 0 | 3358.4 | 3358.4 | 3029.8162 | blanket | 6.7759 | 0.37087 | 0.33668 | 0.90216 | -2035.6701 | -2364.254 | DROP | DROP | DROP | DROP | DROP | DROP | [5 empty] | 0.37087 | DROP | 6.7759 | 2367.1247 | DROP | DROP | DROP | DROP | DROP | DROP | 0.33668 | 2367.1247 | 1.607 | DROP
DEF | E_OF_Tank Wrap on Water Heater | 791.8378 | 0.079318 | 0.080926 | 7 |  | 120.7087 | 0 | 59.2949 | 180.0036 |  | 454.4724 | 30.8817 | 0 | 503.76 | 503.76 | 454.4724 | blanket | 6.7759 | 0.37087 | 0.33668 | 0.90216 | -305.3505 | -354.6381 | DROP | DROP | DROP | DROP | DROP | DROP | [5 empty] | 0.37087 | DROP | 6.7759 | 355.0687 | DROP | DROP | DROP | DROP | DROP | DROP | 0.33668 | 355.0687 | 1.607 | DROP
DEF | E_RS_Tank Wrap on Water Heater | 527.8919 | 0.052878 | 0.053951 | 7 |  | 80.4725 | 0 | 39.5299 | 120.0024 |  | 302.9816 | 20.5878 | 0 | 335.84 | 335.84 | 302.9816 | blanket | 6.7759 | 0.37087 | 0.33668 | 0.90216 | -203.567 | -236.4254 | DROP | DROP | DROP | DROP | DROP | DROP | [5 empty] | 0.37087 | DROP | 6.7759 | 236.7125 | DROP | DROP | DROP | DROP | DROP | DROP | 0.33668 | 236.7125 | 1.607 | DROP
DEF | E_RT_Tank Wrap on Water Heater | 791.8378 | 0.079318 | 0.080926 | 7 |  | 120.7087 | 0 | 59.2949 | 180.0036 |  | 454.4724 | 30.8817 | 0 | 503.76 | 503.76 | 454.4724 | blanket | 6.7759 | 0.37087 | 0.33668 | 0.90216 | -305.3505 | -354.6381 | DROP | DROP | DROP | DROP | DROP | DROP | [5 empty] | 0.37087 | DROP | 6.7759 | 355.0687 | DROP | DROP | DROP | DROP | DROP | DROP | 0.33668 | 355.0687 | 1.607 | DROP
DEF | E_SC_Tank Wrap on Water Heater | 263.9459 | 0.026439 | 0.026975 | 7 |  | 40.2362 | 0 | 19.765 | 60.0012 |  | 151.4908 | 10.2939 | 0 | 167.92 | 167.92 | 151.4908 | blanket | 6.7759 | 0.37087 | 0.33668 | 0.90216 | -101.7835 | -118.2127 | DROP | DROP | DROP | DROP | DROP | DROP | [5 empty] | 0.37087 | DROP | 6.7759 | 118.3562 | DROP | DROP | DROP | DROP | DROP | DROP | 0.33668 | 118.3562 | 1.607 | DROP
DEF | E_WR_Tank Wrap on Water Heater | 263.9459 | 0.026439 | 0.026975 | 7 |  | 40.2362 | 0 | 19.765 | 60.0012 |  | 151.4908 | 10.2939 | 0 | 167.92 | 167.92 | 151.4908 | blanket | 6.7759 | 0.37087 | 0.33668 | 0.90216 | -101.7835 | -118.2127 | DROP | DROP | DROP | DROP | DROP | DROP | [5 empty] | 0.37087 | DROP | 6.7759 | 118.3562 | DROP | DROP | DROP | DROP | DROP | DROP | 0.33668 | 118.3562 | 1.607 | DROP
DEF | N_AS_Tank Wrap on Water Heater | 252.4943 | 0.025292 | 0.025805 | 7 |  | 38.4905 | 0 | 18.9074 | 57.398 |  | 144.9182 | 9.8473 | 0 | 167.92 | 167.92 | 144.9182 | blanket | 7.0832 | 0.37087 | 0.32288 | 0.86302 | -97.3675 | -120.3693 | DROP | DROP | DROP | DROP | DROP | DROP | [5 empty] | 0.37087 | DROP | 7.0832 | 120.5066 | DROP | DROP | DROP | DROP | DROP | DROP | 0.32288 | 120.5066 | 1.5807 | DROP
DEF | N_CU_Tank Wrap on Water Heater | 2524.9431 | 0.25292 | 0.25805 | 7 |  | 384.9053 | 0 | 189.0744 | 573.9797 |  | 1449.1819 | 98.4728 | 0 | 1679.2 | 1679.2 | 1449.1819 | blanket | 7.0832 | 0.37087 | 0.32288 | 0.86302 | -973.675 | -1203.6931 | DROP | DROP | DROP | DROP | DROP | DROP | [5 empty] | 0.37087 | DROP | 7.0832 | 1205.0662 | DROP | DROP | DROP | DROP | DROP | DROP | 0.32288 | 1205.0662 | 1.5807 | DROP
DEF | N_GR_Tank Wrap on Water Heater | 252.4943 | 0.025292 | 0.025805 | 7 |  | 38.4905 | 0 | 18.9074 | 57.398 |  | 144.9182 | 9.8473 | 0 | 167.92 | 167.92 | 144.9182 | blanket | 7.0832 | 0.37087 | 0.32288 | 0.86302 | -97.3675 | -120.3693 | DROP | DROP | DROP | DROP | DROP | DROP | [5 empty] | 0.37087 | DROP | 7.0832 | 120.5066 | DROP | DROP | DROP | DROP | DROP | DROP | 0.32288 | 120.5066 | 1.5807 | DROP
DEF | N_HC_Tank Wrap on Water Heater | 252.4943 | 0.025292 | 0.025805 | 7 |  | 38.4905 | 0 | 18.9074 | 57.398 |  | 144.9182 | 9.8473 | 0 | 167.92 | 167.92 | 144.9182 | blanket | 7.0832 | 0.37087 | 0.32288 | 0.86302 | -97.3675 | -120.3693 | DROP | DROP | DROP | DROP | DROP | DROP | [5 empty] | 0.37087 | DROP | 7.0832 | 120.5066 | DROP | DROP | DROP | DROP | DROP | DROP | 0.32288 | 120.5066 | 1.5807 | DROP
DEF | N_HS_Tank Wrap on Water Heater | 3787.4147 | 0.37938 | 0.38708 | 7 |  | 577.3579 | 0 | 283.6116 | 860.9695 |  | 2173.7729 | 147.7092 | 0 | 2518.8 | 2518.8 | 2173.7729 | blanket | 7.0832 | 0.37087 | 0.32288 | 0.86302 | -1460.5125 | -1805.5397 | DROP | DROP | DROP | DROP | DROP | DROP | [5 empty] | 0.37087 | DROP | 7.0832 | 1807.5993 | DROP | DROP | DROP | DROP | DROP | DROP | 0.32288 | 1807.5993 | 1.5807 | DROP
DEF | N_IN_Tank Wrap on Water Heater | 6312.3578 | 0.6323 | 0.64513 | 7 |  | 962.2632 | 0 | 472.686 | 1434.9492 |  | 3622.9548 | 246.182 | 0 | 4198 | 4198 | 3622.9548 | blanket | 7.0832 | 0.37087 | 0.32288 | 0.86302 | -2434.1875 | -3009.2328 | DROP | DROP | DROP | DROP | DROP | DROP | [5 empty] | 0.37087 | DROP | 7.0832 | 3012.6655 | DROP | DROP | DROP | DROP | DROP | DROP | 0.32288 | 3012.6655 | 1.5807 | DROP
DEF | N_LG_Tank Wrap on Water Heater | 757.4829 | 0.075876 | 0.077415 | 7 |  | 115.4716 | 0 | 56.7223 | 172.1939 |  | 434.7546 | 29.5418 | 0 | 503.76 | 503.76 | 434.7546 | blanket | 7.0832 | 0.37087 | 0.32288 | 0.86302 | -292.1025 | -361.1079 | DROP | DROP | DROP | DROP | DROP | DROP | [5 empty] | 0.37087 | DROP | 7.0832 | 361.5199 | DROP | DROP | DROP | DROP | DROP | DROP | 0.32288 | 361.5199 | 1.5807 | DROP
DEF | N_MS_Tank Wrap on Water Heater | 5049.8862 | 0.50584 | 0.5161 | 7 |  | 769.8105 | 0 | 378.1488 | 1147.9593 |  | 2898.3638 | 196.9456 | 0 | 3358.4 | 3358.4 | 2898.3638 | blanket | 7.0832 | 0.37087 | 0.32288 | 0.86302 | -1947.35 | -2407.3862 | DROP | DROP | DROP | DROP | DROP | DROP | [5 empty] | 0.37087 | DROP | 7.0832 | 2410.1324 | DROP | DROP | DROP | DROP | DROP | DROP | 0.32288 | 2410.1324 | 1.5807 | DROP
DEF | N_OF_Tank Wrap on Water Heater | 757.4829 | 0.075876 | 0.077415 | 7 |  | 115.4716 | 0 | 56.7223 | 172.1939 |  | 434.7546 | 29.5418 | 0 | 503.76 | 503.76 | 434.7546 | blanket | 7.0832 | 0.37087 | 0.32288 | 0.86302 | -292.1025 | -361.1079 | DROP | DROP | DROP | DROP | DROP | DROP | [5 empty] | 0.37087 | DROP | 7.0832 | 361.5199 | DROP | DROP | DROP | DROP | DROP | DROP | 0.32288 | 361.5199 | 1.5807 | DROP
DEF | N_RS_Tank Wrap on Water Heater | 504.9886 | 0.050584 | 0.05161 | 7 |  | 76.9811 | 0 | 37.8149 | 114.7959 |  | 289.8364 | 19.6946 | 0 | 335.84 | 335.84 | 289.8364 | blanket | 7.0832 | 0.37087 | 0.32288 | 0.86302 | -194.735 | -240.7386 | DROP | DROP | DROP | DROP | DROP | DROP | [5 empty] | 0.37087 | DROP | 7.0832 | 241.0132 | DROP | DROP | DROP | DROP | DROP | DROP | 0.32288 | 241.0132 | 1.5807 | DROP
DEF | N_RT_Tank Wrap on Water Heater | 757.4829 | 0.075876 | 0.077415 | 7 |  | 115.4716 | 0 | 56.7223 | 172.1939 |  | 434.7546 | 29.5418 | 0 | 503.76 | 503.76 | 434.7546 | blanket | 7.0832 | 0.37087 | 0.32288 | 0.86302 | -292.1025 | -361.1079 | DROP | DROP | DROP | DROP | DROP | DROP | [5 empty] | 0.37087 | DROP | 7.0832 | 361.5199 | DROP | DROP | DROP | DROP | DROP | DROP | 0.32288 | 361.5199 | 1.5807 | DROP
DEF | N_SC_Tank Wrap on Water Heater | 252.4943 | 0.025292 | 0.025805 | 7 |  | 38.4905 | 0 | 18.9074 | 57.398 |  | 144.9182 | 9.8473 | 0 | 167.92 | 167.92 | 144.9182 | blanket | 7.0832 | 0.37087 | 0.32288 | 0.86302 | -97.3675 | -120.3693 | DROP | DROP | DROP | DROP | DROP | DROP | [5 empty] | 0.37087 | DROP | 7.0832 | 120.5066 | DROP | DROP | DROP | DROP | DROP | DROP | 0.32288 | 120.5066 | 1.5807 | DROP
DEF | N_WR_Tank Wrap on Water Heater | 252.4943 | 0.025292 | 0.025805 | 7 |  | 38.4905 | 0 | 18.9074 | 57.398 |  | 144.9182 | 9.8473 | 0 | 167.92 | 167.92 | 144.9182 | blanket | 7.0832 | 0.37087 | 0.32288 | 0.86302 | -97.3675 | -120.3693 | DROP | DROP | DROP | DROP | DROP | DROP | [5 empty] | 0.37087 | DROP | 7.0832 | 120.5066 | DROP | DROP | DROP | DROP | DROP | DROP | 0.32288 | 120.5066 | 1.5807 | DROP
DEF | E_AS_Thermostatic Shower Restriction Valve | 857.6505 | 0.14494 | 0.096401 | 10 |  | 187.8089 | 52.121 | 153.8623 | 393.7921 |  | 676.2433 | 33.4484 | 0 | 29.95 | 29.95 | 676.2433 | unit | 0.37194 | 0.55488 | 6.2114 | 22.5791 | -315.8996 | 330.3938 | DROP | DROP | DROP | DROP | DROP | DROP | [5 empty] | 0.55488 | DROP | 0.37194 | 0 | DROP | DROP | DROP | DROP | DROP | DROP | 6.2114 | 0 | 22.5791 | DROP
DEF | E_CU_Thermostatic Shower Restriction Valve | 33448.368 | 2.3467 | 12.3114 | 10 |  | 7324.5452 | 4097.0031 | 12082.7916 | 23504.34 |  | 26373.4901 | 1304.4864 | 0 | 1168.05 | 1168.05 | 26373.4901 | unit | 0.37194 | 0.84921 | 9.5062 | 22.5791 | -4173.6365 | 21031.8036 | DROP | DROP | DROP | DROP | DROP | DROP | [5 empty] | 0.84921 | DROP | 0.37194 | 0 | DROP | DROP | DROP | DROP | DROP | DROP | 9.5062 | 0 | 22.5791 | DROP
DEF | E_GR_Thermostatic Shower Restriction Valve | 857.6505 | 0.060172 | 0.31568 | 10 |  | 187.8089 | 105.0514 | 309.8152 | 602.6754 |  | 676.2433 | 33.4484 | 0 | 29.95 | 29.95 | 676.2433 | unit | 0.37194 | 0.84921 | 9.5062 | 22.5791 | -107.0163 | 539.277 | DROP | DROP | DROP | DROP | DROP | DROP | [5 empty] | 0.84921 | DROP | 0.37194 | 0 | DROP | DROP | DROP | DROP | DROP | DROP | 9.5062 | 0 | 22.5791 | DROP
DEF | E_HC_Thermostatic Shower Restriction Valve | 857.6505 | 0.079067 | 0.20669 | 10 |  | 187.8089 | 68.7824 | 202.8515 | 459.4427 |  | 676.2433 | 33.4484 | 0 | 29.95 | 29.95 | 676.2433 | unit | 0.37194 | 0.64738 | 7.2469 | 22.5791 | -250.249 | 396.0443 | DROP | DROP | DROP | DROP | DROP | DROP | [5 empty] | 0.64738 | DROP | 0.37194 | 0 | DROP | DROP | DROP | DROP | DROP | DROP | 7.2469 | 0 | 22.5791 | DROP
DEF | E_HS_Thermostatic Shower Restriction Valve | 22298.912 | 2.0558 | 5.3739 | 10 |  | 4883.0302 | 1788.3418 | 5274.1383 | 11945.5102 |  | 17582.3268 | 869.6576 | 0 | 778.7 | 778.7 | 17582.3268 | unit | 0.37194 | 0.64738 | 7.2469 | 22.5791 | -6506.4741 | 10297.1526 | DROP | DROP | DROP | DROP | DROP | DROP | [5 empty] | 0.64738 | DROP | 0.37194 | 0 | DROP | DROP | DROP | DROP | DROP | DROP | 7.2469 | 0 | 22.5791 | DROP
DEF | E_IN_Thermostatic Shower Restriction Valve | 18868.3101 | 3.1886 | 2.1208 | 10 |  | 4131.7948 | 1146.662 | 3384.9698 | 8663.4266 |  | 14877.3534 | 735.8641 | 0 | 658.9 | 658.9 | 14877.3534 | unit | 0.37194 | 0.55488 | 6.2114 | 22.5791 | -6949.7909 | 7268.6625 | DROP | DROP | DROP | DROP | DROP | DROP | [5 empty] | 0.55488 | DROP | 0.37194 | 0 | DROP | DROP | DROP | DROP | DROP | DROP | 6.2114 | 0 | 22.5791 | DROP
DEF | E_LG_Thermostatic Shower Restriction Valve | 9434.1551 | 0.49923 | 4.2601 | 10 |  | 2065.8974 | 1417.6646 | 4180.9453 | 7664.5073 |  | 7438.6767 | 367.932 | 0 | 329.45 | 329.45 | 7438.6767 | unit | 0.37194 | 0.9818 | 10.9904 | 22.5791 | -142.1014 | 6967.1253 | DROP | DROP | DROP | DROP | DROP | DROP | [5 empty] | 0.9818 | DROP | 0.37194 | 0 | DROP | DROP | DROP | DROP | DROP | DROP | 10.9904 | 0 | 22.5791 | DROP
DEF | E_MS_Thermostatic Shower Restriction Valve | 14580.0578 | 2.4639 | 1.6388 | 10 |  | 3192.7505 | 886.057 | 2615.6585 | 6694.466 |  | 11496.1367 | 568.6223 | 0 | 509.15 | 509.15 | 11496.1367 | unit | 0.37194 | 0.55488 | 6.2114 | 22.5791 | -5370.293 | 5616.6938 | DROP | DROP | DROP | DROP | DROP | DROP | [5 empty] | 0.55488 | DROP | 0.37194 | 0 | DROP | DROP | DROP | DROP | DROP | DROP | 6.2114 | 0 | 22.5791 | DROP
DEF | E_OF_Thermostatic Shower Restriction Valve | 1715.3009 | 0.28987 | 0.1928 | 10 |  | 375.6177 | 104.242 | 307.7245 | 787.5842 |  | 1352.4867 | 66.8967 | 0 | 59.9 | 59.9 | 1352.4867 | unit | 0.37194 | 0.55488 | 6.2114 | 22.5791 | -631.7992 | 660.7875 | DROP | DROP | DROP | DROP | DROP | DROP | [5 empty] | 0.55488 | DROP | 0.37194 | 0 | DROP | DROP | DROP | DROP | DROP | DROP | 6.2114 | 0 | 22.5791 | DROP
DEF | E_RS_Thermostatic Shower Restriction Valve | 857.6505 | 0.060172 | 0.31568 | 10 |  | 187.8089 | 105.0514 | 309.8152 | 602.6754 |  | 676.2433 | 33.4484 | 0 | 29.95 | 29.95 | 676.2433 | unit | 0.37194 | 0.84921 | 9.5062 | 22.5791 | -107.0163 | 539.277 | DROP | DROP | DROP | DROP | DROP | DROP | [5 empty] | 0.84921 | DROP | 0.37194 | 0 | DROP | DROP | DROP | DROP | DROP | DROP | 9.5062 | 0 | 22.5791 | DROP
DEF | E_RT_Thermostatic Shower Restriction Valve | 1715.3009 | 0.12034 | 0.63135 | 10 |  | 375.6177 | 210.1027 | 619.6303 | 1205.3508 |  | 1352.4867 | 66.8967 | 0 | 59.9 | 59.9 | 1352.4867 | unit | 0.37194 | 0.84921 | 9.5062 | 22.5791 | -214.0326 | 1078.554 | DROP | DROP | DROP | DROP | DROP | DROP | [5 empty] | 0.84921 | DROP | 0.37194 | 0 | DROP | DROP | DROP | DROP | DROP | DROP | 9.5062 | 0 | 22.5791 | DROP
DEF | E_SC_Thermostatic Shower Restriction Valve | 857.6505 | 0.14494 | 0.096401 | 10 |  | 187.8089 | 52.121 | 153.8623 | 393.7921 |  | 676.2433 | 33.4484 | 0 | 29.95 | 29.95 | 676.2433 | unit | 0.37194 | 0.55488 | 6.2114 | 22.5791 | -315.8996 | 330.3938 | DROP | DROP | DROP | DROP | DROP | DROP | [5 empty] | 0.55488 | DROP | 0.37194 | 0 | DROP | DROP | DROP | DROP | DROP | DROP | 6.2114 | 0 | 22.5791 | DROP
DEF | E_WR_Thermostatic Shower Restriction Valve | 857.6505 | 0.14494 | 0.096401 | 10 |  | 187.8089 | 52.121 | 153.8623 | 393.7921 |  | 676.2433 | 33.4484 | 0 | 29.95 | 29.95 | 676.2433 | unit | 0.37194 | 0.55488 | 6.2114 | 22.5791 | -315.8996 | 330.3938 | DROP | DROP | DROP | DROP | DROP | DROP | [5 empty] | 0.55488 | DROP | 0.37194 | 0 | DROP | DROP | DROP | DROP | DROP | DROP | 6.2114 | 0 | 22.5791 | DROP
DEF | N_AS_Thermostatic Shower Restriction Valve | 857.6505 | 0.14494 | 0.096401 | 10 |  | 187.8089 | 52.121 | 153.8623 | 393.7921 |  | 676.2433 | 33.4484 | 0 | 29.95 | 29.95 | 676.2433 | unit | 0.37194 | 0.55488 | 6.2114 | 22.5791 | -315.8996 | 330.3938 | DROP | DROP | DROP | DROP | DROP | DROP | [5 empty] | 0.55488 | DROP | 0.37194 | 0 | DROP | DROP | DROP | DROP | DROP | DROP | 6.2114 | 0 | 22.5791 | DROP
DEF | N_CU_Thermostatic Shower Restriction Valve | 33448.368 | 2.3467 | 12.3114 | 10 |  | 7324.5452 | 4097.0031 | 12082.7916 | 23504.34 |  | 26373.4901 | 1304.4864 | 0 | 1168.05 | 1168.05 | 26373.4901 | unit | 0.37194 | 0.84921 | 9.5062 | 22.5791 | -4173.6365 | 21031.8036 | DROP | DROP | DROP | DROP | DROP | DROP | [5 empty] | 0.84921 | DROP | 0.37194 | 0 | DROP | DROP | DROP | DROP | DROP | DROP | 9.5062 | 0 | 22.5791 | DROP
DEF | N_GR_Thermostatic Shower Restriction Valve | 857.6505 | 0.060172 | 0.31568 | 10 |  | 187.8089 | 105.0514 | 309.8152 | 602.6754 |  | 676.2433 | 33.4484 | 0 | 29.95 | 29.95 | 676.2433 | unit | 0.37194 | 0.84921 | 9.5062 | 22.5791 | -107.0163 | 539.277 | DROP | DROP | DROP | DROP | DROP | DROP | [5 empty] | 0.84921 | DROP | 0.37194 | 0 | DROP | DROP | DROP | DROP | DROP | DROP | 9.5062 | 0 | 22.5791 | DROP
DEF | N_HC_Thermostatic Shower Restriction Valve | 857.6505 | 0.079067 | 0.20669 | 10 |  | 187.8089 | 68.7824 | 202.8515 | 459.4427 |  | 676.2433 | 33.4484 | 0 | 29.95 | 29.95 | 676.2433 | unit | 0.37194 | 0.64738 | 7.2469 | 22.5791 | -250.249 | 396.0443 | DROP | DROP | DROP | DROP | DROP | DROP | [5 empty] | 0.64738 | DROP | 0.37194 | 0 | DROP | DROP | DROP | DROP | DROP | DROP | 7.2469 | 0 | 22.5791 | DROP
DEF | N_HS_Thermostatic Shower Restriction Valve | 22298.912 | 2.0558 | 5.3739 | 10 |  | 4883.0302 | 1788.3418 | 5274.1383 | 11945.5102 |  | 17582.3268 | 869.6576 | 0 | 778.7 | 778.7 | 17582.3268 | unit | 0.37194 | 0.64738 | 7.2469 | 22.5791 | -6506.4741 | 10297.1526 | DROP | DROP | DROP | DROP | DROP | DROP | [5 empty] | 0.64738 | DROP | 0.37194 | 0 | DROP | DROP | DROP | DROP | DROP | DROP | 7.2469 | 0 | 22.5791 | DROP
DEF | N_IN_Thermostatic Shower Restriction Valve | 18868.3101 | 3.1886 | 2.1208 | 10 |  | 4131.7948 | 1146.662 | 3384.9698 | 8663.4266 |  | 14877.3534 | 735.8641 | 0 | 658.9 | 658.9 | 14877.3534 | unit | 0.37194 | 0.55488 | 6.2114 | 22.5791 | -6949.7909 | 7268.6625 | DROP | DROP | DROP | DROP | DROP | DROP | [5 empty] | 0.55488 | DROP | 0.37194 | 0 | DROP | DROP | DROP | DROP | DROP | DROP | 6.2114 | 0 | 22.5791 | DROP
DEF | N_LG_Thermostatic Shower Restriction Valve | 9434.1551 | 0.49923 | 4.2601 | 10 |  | 2065.8974 | 1417.6646 | 4180.9453 | 7664.5073 |  | 7438.6767 | 367.932 | 0 | 329.45 | 329.45 | 7438.6767 | unit | 0.37194 | 0.9818 | 10.9904 | 22.5791 | -142.1014 | 6967.1253 | DROP | DROP | DROP | DROP | DROP | DROP | [5 empty] | 0.9818 | DROP | 0.37194 | 0 | DROP | DROP | DROP | DROP | DROP | DROP | 10.9904 | 0 | 22.5791 | DROP
DEF | N_MS_Thermostatic Shower Restriction Valve | 14580.0578 | 2.4639 | 1.6388 | 10 |  | 3192.7505 | 886.057 | 2615.6585 | 6694.466 |  | 11496.1367 | 568.6223 | 0 | 509.15 | 509.15 | 11496.1367 | unit | 0.37194 | 0.55488 | 6.2114 | 22.5791 | -5370.293 | 5616.6938 | DROP | DROP | DROP | DROP | DROP | DROP | [5 empty] | 0.55488 | DROP | 0.37194 | 0 | DROP | DROP | DROP | DROP | DROP | DROP | 6.2114 | 0 | 22.5791 | DROP
DEF | N_OF_Thermostatic Shower Restriction Valve | 1715.3009 | 0.28987 | 0.1928 | 10 |  | 375.6177 | 104.242 | 307.7245 | 787.5842 |  | 1352.4867 | 66.8967 | 0 | 59.9 | 59.9 | 1352.4867 | unit | 0.37194 | 0.55488 | 6.2114 | 22.5791 | -631.7992 | 660.7875 | DROP | DROP | DROP | DROP | DROP | DROP | [5 empty] | 0.55488 | DROP | 0.37194 | 0 | DROP | DROP | DROP | DROP | DROP | DROP | 6.2114 | 0 | 22.5791 | DROP
DEF | N_RS_Thermostatic Shower Restriction Valve | 857.6505 | 0.060172 | 0.31568 | 10 |  | 187.8089 | 105.0514 | 309.8152 | 602.6754 |  | 676.2433 | 33.4484 | 0 | 29.95 | 29.95 | 676.2433 | unit | 0.37194 | 0.84921 | 9.5062 | 22.5791 | -107.0163 | 539.277 | DROP | DROP | DROP | DROP | DROP | DROP | [5 empty] | 0.84921 | DROP | 0.37194 | 0 | DROP | DROP | DROP | DROP | DROP | DROP | 9.5062 | 0 | 22.5791 | DROP
DEF | N_RT_Thermostatic Shower Restriction Valve | 1715.3009 | 0.12034 | 0.63135 | 10 |  | 375.6177 | 210.1027 | 619.6303 | 1205.3508 |  | 1352.4867 | 66.8967 | 0 | 59.9 | 59.9 | 1352.4867 | unit | 0.37194 | 0.84921 | 9.5062 | 22.5791 | -214.0326 | 1078.554 | DROP | DROP | DROP | DROP | DROP | DROP | [5 empty] | 0.84921 | DROP | 0.37194 | 0 | DROP | DROP | DROP | DROP | DROP | DROP | 9.5062 | 0 | 22.5791 | DROP
DEF | N_SC_Thermostatic Shower Restriction Valve | 857.6505 | 0.14494 | 0.096401 | 10 |  | 187.8089 | 52.121 | 153.8623 | 393.7921 |  | 676.2433 | 33.4484 | 0 | 29.95 | 29.95 | 676.2433 | unit | 0.37194 | 0.55488 | 6.2114 | 22.5791 | -315.8996 | 330.3938 | DROP | DROP | DROP | DROP | DROP | DROP | [5 empty] | 0.55488 | DROP | 0.37194 | 0 | DROP | DROP | DROP | DROP | DROP | DROP | 6.2114 | 0 | 22.5791 | DROP
DEF | N_WR_Thermostatic Shower Restriction Valve | 857.6505 | 0.14494 | 0.096401 | 10 |  | 187.8089 | 52.121 | 153.8623 | 393.7921 |  | 676.2433 | 33.4484 | 0 | 29.95 | 29.95 | 676.2433 | unit | 0.37194 | 0.55488 | 6.2114 | 22.5791 | -315.8996 | 330.3938 | DROP | DROP | DROP | DROP | DROP | DROP | [5 empty] | 0.55488 | DROP | 0.37194 | 0 | DROP | DROP | DROP | DROP | DROP | DROP | 6.2114 | 0 | 22.5791 | DROP
DEF | E_AS_Bi-Level Lighting Control (Exterior) | 1357.8 | 0 | 0 | 9 |  | 268.0686 | 0 | 0 | 268.0686 |  | 976.4744 | 52.9542 | 0 | 399 | 399 | 976.4744 | 500-watts controlled | 3.1298 | 0.26041 | 0.59313 | 2.4473 | -761.36 | -183.8856 | DROP | DROP | DROP | DROP | DROP | DROP | [5 empty] | 0.26041 | DROP | 3.1298 | 144.0323 | DROP | DROP | DROP | DROP | DROP | DROP | 0.59313 | 144.0323 | 2.8083 | DROP
DEF | E_CU_Bi-Level Lighting Control (Exterior) | 1357.8 | 0 | 0 | 9 |  | 268.0686 | 0 | 0 | 268.0686 |  | 976.4744 | 52.9542 | 0 | 399 | 399 | 976.4744 | 500-watts controlled | 3.1298 | 0.26041 | 0.59313 | 2.4473 | -761.36 | -183.8856 | DROP | DROP | DROP | DROP | DROP | DROP | [5 empty] | 0.26041 | DROP | 3.1298 | 144.0323 | DROP | DROP | DROP | DROP | DROP | DROP | 0.59313 | 144.0323 | 2.8083 | DROP
DEF | E_GR_Bi-Level Lighting Control (Exterior) | 1357.8 | 0 | 0 | 9 |  | 268.0686 | 0 | 0 | 268.0686 |  | 976.4744 | 52.9542 | 0 | 399 | 399 | 976.4744 | 500-watts controlled | 3.1298 | 0.26041 | 0.59313 | 2.4473 | -761.36 | -183.8856 | DROP | DROP | DROP | DROP | DROP | DROP | [5 empty] | 0.26041 | DROP | 3.1298 | 144.0323 | DROP | DROP | DROP | DROP | DROP | DROP | 0.59313 | 144.0323 | 2.8083 | DROP
DEF | E_HC_Bi-Level Lighting Control (Exterior) | 1357.8 | 0 | 0 | 9 |  | 268.0686 | 0 | 0 | 268.0686 |  | 976.4744 | 52.9542 | 0 | 399 | 399 | 976.4744 | 500-watts controlled | 3.1298 | 0.26041 | 0.59313 | 2.4473 | -761.36 | -183.8856 | DROP | DROP | DROP | DROP | DROP | DROP | [5 empty] | 0.26041 | DROP | 3.1298 | 144.0323 | DROP | DROP | DROP | DROP | DROP | DROP | 0.59313 | 144.0323 | 2.8083 | DROP
DEF | E_HS_Bi-Level Lighting Control (Exterior) | 1357.8 | 0 | 0 | 9 |  | 268.0686 | 0 | 0 | 268.0686 |  | 976.4744 | 52.9542 | 0 | 399 | 399 | 976.4744 | 500-watts controlled | 3.1298 | 0.26041 | 0.59313 | 2.4473 | -761.36 | -183.8856 | DROP | DROP | DROP | DROP | DROP | DROP | [5 empty] | 0.26041 | DROP | 3.1298 | 144.0323 | DROP | DROP | DROP | DROP | DROP | DROP | 0.59313 | 144.0323 | 2.8083 | DROP
DEF | E_IN_Bi-Level Lighting Control (Exterior) | 1357.8 | 0 | 0 | 9 |  | 268.0686 | 0 | 0 | 268.0686 |  | 976.4744 | 52.9542 | 0 | 399 | 399 | 976.4744 | 500-watts controlled | 3.1298 | 0.26041 | 0.59313 | 2.4473 | -761.36 | -183.8856 | DROP | DROP | DROP | DROP | DROP | DROP | [5 empty] | 0.26041 | DROP | 3.1298 | 144.0323 | DROP | DROP | DROP | DROP | DROP | DROP | 0.59313 | 144.0323 | 2.8083 | DROP
DEF | E_LG_Bi-Level Lighting Control (Exterior) | 1357.8 | 0 | 0 | 9 |  | 268.0686 | 0 | 0 | 268.0686 |  | 976.4744 | 52.9542 | 0 | 399 | 399 | 976.4744 | 500-watts controlled | 3.1298 | 0.26041 | 0.59313 | 2.4473 | -761.36 | -183.8856 | DROP | DROP | DROP | DROP | DROP | DROP | [5 empty] | 0.26041 | DROP | 3.1298 | 144.0323 | DROP | DROP | DROP | DROP | DROP | DROP | 0.59313 | 144.0323 | 2.8083 | DROP
DEF | E_MS_Bi-Level Lighting Control (Exterior) | 1357.8 | 0 | 0 | 9 |  | 268.0686 | 0 | 0 | 268.0686 |  | 976.4744 | 52.9542 | 0 | 399 | 399 | 976.4744 | 500-watts controlled | 3.1298 | 0.26041 | 0.59313 | 2.4473 | -761.36 | -183.8856 | DROP | DROP | DROP | DROP | DROP | DROP | [5 empty] | 0.26041 | DROP | 3.1298 | 144.0323 | DROP | DROP | DROP | DROP | DROP | DROP | 0.59313 | 144.0323 | 2.8083 | DROP
DEF | E_OF_Bi-Level Lighting Control (Exterior) | 1357.8 | 0 | 0 | 9 |  | 268.0686 | 0 | 0 | 268.0686 |  | 976.4744 | 52.9542 | 0 | 399 | 399 | 976.4744 | 500-watts controlled | 3.1298 | 0.26041 | 0.59313 | 2.4473 | -761.36 | -183.8856 | DROP | DROP | DROP | DROP | DROP | DROP | [5 empty] | 0.26041 | DROP | 3.1298 | 144.0323 | DROP | DROP | DROP | DROP | DROP | DROP | 0.59313 | 144.0323 | 2.8083 | DROP
DEF | E_RS_Bi-Level Lighting Control (Exterior) | 1357.8 | 0 | 0 | 9 |  | 268.0686 | 0 | 0 | 268.0686 |  | 976.4744 | 52.9542 | 0 | 399 | 399 | 976.4744 | 500-watts controlled | 3.1298 | 0.26041 | 0.59313 | 2.4473 | -761.36 | -183.8856 | DROP | DROP | DROP | DROP | DROP | DROP | [5 empty] | 0.26041 | DROP | 3.1298 | 144.0323 | DROP | DROP | DROP | DROP | DROP | DROP | 0.59313 | 144.0323 | 2.8083 | DROP
DEF | E_RT_Bi-Level Lighting Control (Exterior) | 1357.8 | 0 | 0 | 9 |  | 268.0686 | 0 | 0 | 268.0686 |  | 976.4744 | 52.9542 | 0 | 399 | 399 | 976.4744 | 500-watts controlled | 3.1298 | 0.26041 | 0.59313 | 2.4473 | -761.36 | -183.8856 | DROP | DROP | DROP | DROP | DROP | DROP | [5 empty] | 0.26041 | DROP | 3.1298 | 144.0323 | DROP | DROP | DROP | DROP | DROP | DROP | 0.59313 | 144.0323 | 2.8083 | DROP
DEF | E_SC_Bi-Level Lighting Control (Exterior) | 1357.8 | 0 | 0 | 9 |  | 268.0686 | 0 | 0 | 268.0686 |  | 976.4744 | 52.9542 | 0 | 399 | 399 | 976.4744 | 500-watts controlled | 3.1298 | 0.26041 | 0.59313 | 2.4473 | -761.36 | -183.8856 | DROP | DROP | DROP | DROP | DROP | DROP | [5 empty] | 0.26041 | DROP | 3.1298 | 144.0323 | DROP | DROP | DROP | DROP | DROP | DROP | 0.59313 | 144.0323 | 2.8083 | DROP
DEF | E_WR_Bi-Level Lighting Control (Exterior) | 1357.8 | 0 | 0 | 9 |  | 268.0686 | 0 | 0 | 268.0686 |  | 976.4744 | 52.9542 | 0 | 399 | 399 | 976.4744 | 500-watts controlled | 3.1298 | 0.26041 | 0.59313 | 2.4473 | -761.36 | -183.8856 | DROP | DROP | DROP | DROP | DROP | DROP | [5 empty] | 0.26041 | DROP | 3.1298 | 144.0323 | DROP | DROP | DROP | DROP | DROP | DROP | 0.59313 | 144.0323 | 2.8083 | DROP
DEF | N_AS_Bi-Level Lighting Control (Exterior) | 1357.8 | 0 | 0 | 9 |  | 268.0686 | 0 | 0 | 268.0686 |  | 976.4744 | 52.9542 | 0 | 399 | 399 | 976.4744 | 500-watts controlled | 3.1298 | 0.26041 | 0.59313 | 2.4473 | -761.36 | -183.8856 | DROP | DROP | DROP | DROP | DROP | DROP | [5 empty] | 0.26041 | DROP | 3.1298 | 144.0323 | DROP | DROP | DROP | DROP | DROP | DROP | 0.59313 | 144.0323 | 2.8083 | DROP
DEF | N_CU_Bi-Level Lighting Control (Exterior) | 1357.8 | 0 | 0 | 9 |  | 268.0686 | 0 | 0 | 268.0686 |  | 976.4744 | 52.9542 | 0 | 399 | 399 | 976.4744 | 500-watts controlled | 3.1298 | 0.26041 | 0.59313 | 2.4473 | -761.36 | -183.8856 | DROP | DROP | DROP | DROP | DROP | DROP | [5 empty] | 0.26041 | DROP | 3.1298 | 144.0323 | DROP | DROP | DROP | DROP | DROP | DROP | 0.59313 | 144.0323 | 2.8083 | DROP
DEF | N_GR_Bi-Level Lighting Control (Exterior) | 1357.8 | 0 | 0 | 9 |  | 268.0686 | 0 | 0 | 268.0686 |  | 976.4744 | 52.9542 | 0 | 399 | 399 | 976.4744 | 500-watts controlled | 3.1298 | 0.26041 | 0.59313 | 2.4473 | -761.36 | -183.8856 | DROP | DROP | DROP | DROP | DROP | DROP | [5 empty] | 0.26041 | DROP | 3.1298 | 144.0323 | DROP | DROP | DROP | DROP | DROP | DROP | 0.59313 | 144.0323 | 2.8083 | DROP
DEF | N_HC_Bi-Level Lighting Control (Exterior) | 1357.8 | 0 | 0 | 9 |  | 268.0686 | 0 | 0 | 268.0686 |  | 976.4744 | 52.9542 | 0 | 399 | 399 | 976.4744 | 500-watts controlled | 3.1298 | 0.26041 | 0.59313 | 2.4473 | -761.36 | -183.8856 | DROP | DROP | DROP | DROP | DROP | DROP | [5 empty] | 0.26041 | DROP | 3.1298 | 144.0323 | DROP | DROP | DROP | DROP | DROP | DROP | 0.59313 | 144.0323 | 2.8083 | DROP
DEF | N_HS_Bi-Level Lighting Control (Exterior) | 1357.8 | 0 | 0 | 9 |  | 268.0686 | 0 | 0 | 268.0686 |  | 976.4744 | 52.9542 | 0 | 399 | 399 | 976.4744 | 500-watts controlled | 3.1298 | 0.26041 | 0.59313 | 2.4473 | -761.36 | -183.8856 | DROP | DROP | DROP | DROP | DROP | DROP | [5 empty] | 0.26041 | DROP | 3.1298 | 144.0323 | DROP | DROP | DROP | DROP | DROP | DROP | 0.59313 | 144.0323 | 2.8083 | DROP
DEF | N_IN_Bi-Level Lighting Control (Exterior) | 1357.8 | 0 | 0 | 9 |  | 268.0686 | 0 | 0 | 268.0686 |  | 976.4744 | 52.9542 | 0 | 399 | 399 | 976.4744 | 500-watts controlled | 3.1298 | 0.26041 | 0.59313 | 2.4473 | -761.36 | -183.8856 | DROP | DROP | DROP | DROP | DROP | DROP | [5 empty] | 0.26041 | DROP | 3.1298 | 144.0323 | DROP | DROP | DROP | DROP | DROP | DROP | 0.59313 | 144.0323 | 2.8083 | DROP
DEF | N_LG_Bi-Level Lighting Control (Exterior) | 1357.8 | 0 | 0 | 9 |  | 268.0686 | 0 | 0 | 268.0686 |  | 976.4744 | 52.9542 | 0 | 399 | 399 | 976.4744 | 500-watts controlled | 3.1298 | 0.26041 | 0.59313 | 2.4473 | -761.36 | -183.8856 | DROP | DROP | DROP | DROP | DROP | DROP | [5 empty] | 0.26041 | DROP | 3.1298 | 144.0323 | DROP | DROP | DROP | DROP | DROP | DROP | 0.59313 | 144.0323 | 2.8083 | DROP
DEF | N_MS_Bi-Level Lighting Control (Exterior) | 1357.8 | 0 | 0 | 9 |  | 268.0686 | 0 | 0 | 268.0686 |  | 976.4744 | 52.9542 | 0 | 399 | 399 | 976.4744 | 500-watts controlled | 3.1298 | 0.26041 | 0.59313 | 2.4473 | -761.36 | -183.8856 | DROP | DROP | DROP | DROP | DROP | DROP | [5 empty] | 0.26041 | DROP | 3.1298 | 144.0323 | DROP | DROP | DROP | DROP | DROP | DROP | 0.59313 | 144.0323 | 2.8083 | DROP
DEF | N_OF_Bi-Level Lighting Control (Exterior) | 1357.8 | 0 | 0 | 9 |  | 268.0686 | 0 | 0 | 268.0686 |  | 976.4744 | 52.9542 | 0 | 399 | 399 | 976.4744 | 500-watts controlled | 3.1298 | 0.26041 | 0.59313 | 2.4473 | -761.36 | -183.8856 | DROP | DROP | DROP | DROP | DROP | DROP | [5 empty] | 0.26041 | DROP | 3.1298 | 144.0323 | DROP | DROP | DROP | DROP | DROP | DROP | 0.59313 | 144.0323 | 2.8083 | DROP
DEF | N_RS_Bi-Level Lighting Control (Exterior) | 1357.8 | 0 | 0 | 9 |  | 268.0686 | 0 | 0 | 268.0686 |  | 976.4744 | 52.9542 | 0 | 399 | 399 | 976.4744 | 500-watts controlled | 3.1298 | 0.26041 | 0.59313 | 2.4473 | -761.36 | -183.8856 | DROP | DROP | DROP | DROP | DROP | DROP | [5 empty] | 0.26041 | DROP | 3.1298 | 144.0323 | DROP | DROP | DROP | DROP | DROP | DROP | 0.59313 | 144.0323 | 2.8083 | DROP
DEF | N_RT_Bi-Level Lighting Control (Exterior) | 1357.8 | 0 | 0 | 9 |  | 268.0686 | 0 | 0 | 268.0686 |  | 976.4744 | 52.9542 | 0 | 399 | 399 | 976.4744 | 500-watts controlled | 3.1298 | 0.26041 | 0.59313 | 2.4473 | -761.36 | -183.8856 | DROP | DROP | DROP | DROP | DROP | DROP | [5 empty] | 0.26041 | DROP | 3.1298 | 144.0323 | DROP | DROP | DROP | DROP | DROP | DROP | 0.59313 | 144.0323 | 2.8083 | DROP
DEF | N_SC_Bi-Level Lighting Control (Exterior) | 1357.8 | 0 | 0 | 9 |  | 268.0686 | 0 | 0 | 268.0686 |  | 976.4744 | 52.9542 | 0 | 399 | 399 | 976.4744 | 500-watts controlled | 3.1298 | 0.26041 | 0.59313 | 2.4473 | -761.36 | -183.8856 | DROP | DROP | DROP | DROP | DROP | DROP | [5 empty] | 0.26041 | DROP | 3.1298 | 144.0323 | DROP | DROP | DROP | DROP | DROP | DROP | 0.59313 | 144.0323 | 2.8083 | DROP
DEF | N_WR_Bi-Level Lighting Control (Exterior) | 1357.8 | 0 | 0 | 9 |  | 268.0686 | 0 | 0 | 268.0686 |  | 976.4744 | 52.9542 | 0 | 399 | 399 | 976.4744 | 500-watts controlled | 3.1298 | 0.26041 | 0.59313 | 2.4473 | -761.36 | -183.8856 | DROP | DROP | DROP | DROP | DROP | DROP | [5 empty] | 0.26041 | DROP | 3.1298 | 144.0323 | DROP | DROP | DROP | DROP | DROP | DROP | 0.59313 | 144.0323 | 2.8083 | DROP
DEF | E_AS_Outdoor Lighting Controls | 562.52 | 0 | 0 | 8 |  | 98.6402 | 0 | 0 | 98.6402 |  | 364.348 | 21.9383 | 0 | 130 | 130 | 364.348 | 500-watts controlled | 2.4614 | 0.25536 | 0.64921 | 2.8027 | -287.6461 | -53.2981 | DROP | DROP | DROP | DROP | DROP | DROP | [5 empty] | 0.25536 | DROP | 2.4614 | 24.37 | DROP | DROP | DROP | DROP | DROP | DROP | 0.64921 | 24.37 | 2.9901 | DROP
DEF | E_CU_Outdoor Lighting Controls | 562.52 | 0 | 0 | 8 |  | 98.6402 | 0 | 0 | 98.6402 |  | 364.348 | 21.9383 | 0 | 130 | 130 | 364.348 | 500-watts controlled | 2.4614 | 0.25536 | 0.64921 | 2.8027 | -287.6461 | -53.2981 | DROP | DROP | DROP | DROP | DROP | DROP | [5 empty] | 0.25536 | DROP | 2.4614 | 24.37 | DROP | DROP | DROP | DROP | DROP | DROP | 0.64921 | 24.37 | 2.9901 | DROP
DEF | E_GR_Outdoor Lighting Controls | 562.52 | 0 | 0 | 8 |  | 98.6402 | 0 | 0 | 98.6402 |  | 364.348 | 21.9383 | 0 | 130 | 130 | 364.348 | 500-watts controlled | 2.4614 | 0.25536 | 0.64921 | 2.8027 | -287.6461 | -53.2981 | DROP | DROP | DROP | DROP | DROP | DROP | [5 empty] | 0.25536 | DROP | 2.4614 | 24.37 | DROP | DROP | DROP | DROP | DROP | DROP | 0.64921 | 24.37 | 2.9901 | DROP
DEF | E_HC_Outdoor Lighting Controls | 562.52 | 0 | 0 | 8 |  | 98.6402 | 0 | 0 | 98.6402 |  | 364.348 | 21.9383 | 0 | 130 | 130 | 364.348 | 500-watts controlled | 2.4614 | 0.25536 | 0.64921 | 2.8027 | -287.6461 | -53.2981 | DROP | DROP | DROP | DROP | DROP | DROP | [5 empty] | 0.25536 | DROP | 2.4614 | 24.37 | DROP | DROP | DROP | DROP | DROP | DROP | 0.64921 | 24.37 | 2.9901 | DROP
DEF | E_HS_Outdoor Lighting Controls | 562.52 | 0 | 0 | 8 |  | 98.6402 | 0 | 0 | 98.6402 |  | 364.348 | 21.9383 | 0 | 130 | 130 | 364.348 | 500-watts controlled | 2.4614 | 0.25536 | 0.64921 | 2.8027 | -287.6461 | -53.2981 | DROP | DROP | DROP | DROP | DROP | DROP | [5 empty] | 0.25536 | DROP | 2.4614 | 24.37 | DROP | DROP | DROP | DROP | DROP | DROP | 0.64921 | 24.37 | 2.9901 | DROP
DEF | E_IN_Outdoor Lighting Controls | 562.52 | 0 | 0 | 8 |  | 98.6402 | 0 | 0 | 98.6402 |  | 364.348 | 21.9383 | 0 | 130 | 130 | 364.348 | 500-watts controlled | 2.4614 | 0.25536 | 0.64921 | 2.8027 | -287.6461 | -53.2981 | DROP | DROP | DROP | DROP | DROP | DROP | [5 empty] | 0.25536 | DROP | 2.4614 | 24.37 | DROP | DROP | DROP | DROP | DROP | DROP | 0.64921 | 24.37 | 2.9901 | DROP
DEF | E_LG_Outdoor Lighting Controls | 562.52 | 0 | 0 | 8 |  | 98.6402 | 0 | 0 | 98.6402 |  | 364.348 | 21.9383 | 0 | 130 | 130 | 364.348 | 500-watts controlled | 2.4614 | 0.25536 | 0.64921 | 2.8027 | -287.6461 | -53.2981 | DROP | DROP | DROP | DROP | DROP | DROP | [5 empty] | 0.25536 | DROP | 2.4614 | 24.37 | DROP | DROP | DROP | DROP | DROP | DROP | 0.64921 | 24.37 | 2.9901 | DROP
DEF | E_MS_Outdoor Lighting Controls | 562.52 | 0 | 0 | 8 |  | 98.6402 | 0 | 0 | 98.6402 |  | 364.348 | 21.9383 | 0 | 130 | 130 | 364.348 | 500-watts controlled | 2.4614 | 0.25536 | 0.64921 | 2.8027 | -287.6461 | -53.2981 | DROP | DROP | DROP | DROP | DROP | DROP | [5 empty] | 0.25536 | DROP | 2.4614 | 24.37 | DROP | DROP | DROP | DROP | DROP | DROP | 0.64921 | 24.37 | 2.9901 | DROP
DEF | E_OF_Outdoor Lighting Controls | 562.52 | 0 | 0 | 8 |  | 98.6402 | 0 | 0 | 98.6402 |  | 364.348 | 21.9383 | 0 | 130 | 130 | 364.348 | 500-watts controlled | 2.4614 | 0.25536 | 0.64921 | 2.8027 | -287.6461 | -53.2981 | DROP | DROP | DROP | DROP | DROP | DROP | [5 empty] | 0.25536 | DROP | 2.4614 | 24.37 | DROP | DROP | DROP | DROP | DROP | DROP | 0.64921 | 24.37 | 2.9901 | DROP
DEF | E_RS_Outdoor Lighting Controls | 562.52 | 0 | 0 | 8 |  | 98.6402 | 0 | 0 | 98.6402 |  | 364.348 | 21.9383 | 0 | 130 | 130 | 364.348 | 500-watts controlled | 2.4614 | 0.25536 | 0.64921 | 2.8027 | -287.6461 | -53.2981 | DROP | DROP | DROP | DROP | DROP | DROP | [5 empty] | 0.25536 | DROP | 2.4614 | 24.37 | DROP | DROP | DROP | DROP | DROP | DROP | 0.64921 | 24.37 | 2.9901 | DROP
DEF | E_RT_Outdoor Lighting Controls | 562.52 | 0 | 0 | 8 |  | 98.6402 | 0 | 0 | 98.6402 |  | 364.348 | 21.9383 | 0 | 130 | 130 | 364.348 | 500-watts controlled | 2.4614 | 0.25536 | 0.64921 | 2.8027 | -287.6461 | -53.2981 | DROP | DROP | DROP | DROP | DROP | DROP | [5 empty] | 0.25536 | DROP | 2.4614 | 24.37 | DROP | DROP | DROP | DROP | DROP | DROP | 0.64921 | 24.37 | 2.9901 | DROP
DEF | E_SC_Outdoor Lighting Controls | 562.52 | 0 | 0 | 8 |  | 98.6402 | 0 | 0 | 98.6402 |  | 364.348 | 21.9383 | 0 | 130 | 130 | 364.348 | 500-watts controlled | 2.4614 | 0.25536 | 0.64921 | 2.8027 | -287.6461 | -53.2981 | DROP | DROP | DROP | DROP | DROP | DROP | [5 empty] | 0.25536 | DROP | 2.4614 | 24.37 | DROP | DROP | DROP | DROP | DROP | DROP | 0.64921 | 24.37 | 2.9901 | DROP
DEF | E_WR_Outdoor Lighting Controls | 562.52 | 0 | 0 | 8 |  | 98.6402 | 0 | 0 | 98.6402 |  | 364.348 | 21.9383 | 0 | 130 | 130 | 364.348 | 500-watts controlled | 2.4614 | 0.25536 | 0.64921 | 2.8027 | -287.6461 | -53.2981 | DROP | DROP | DROP | DROP | DROP | DROP | [5 empty] | 0.25536 | DROP | 2.4614 | 24.37 | DROP | DROP | DROP | DROP | DROP | DROP | 0.64921 | 24.37 | 2.9901 | DROP
DEF | N_AS_Outdoor Lighting Controls | 562.52 | 0 | 0 | 8 |  | 98.6402 | 0 | 0 | 98.6402 |  | 364.348 | 21.9383 | 0 | 130 | 130 | 364.348 | 500-watts controlled | 2.4614 | 0.25536 | 0.64921 | 2.8027 | -287.6461 | -53.2981 | DROP | DROP | DROP | DROP | DROP | DROP | [5 empty] | 0.25536 | DROP | 2.4614 | 24.37 | DROP | DROP | DROP | DROP | DROP | DROP | 0.64921 | 24.37 | 2.9901 | DROP
DEF | N_CU_Outdoor Lighting Controls | 562.52 | 0 | 0 | 8 |  | 98.6402 | 0 | 0 | 98.6402 |  | 364.348 | 21.9383 | 0 | 130 | 130 | 364.348 | 500-watts controlled | 2.4614 | 0.25536 | 0.64921 | 2.8027 | -287.6461 | -53.2981 | DROP | DROP | DROP | DROP | DROP | DROP | [5 empty] | 0.25536 | DROP | 2.4614 | 24.37 | DROP | DROP | DROP | DROP | DROP | DROP | 0.64921 | 24.37 | 2.9901 | DROP
DEF | N_GR_Outdoor Lighting Controls | 562.52 | 0 | 0 | 8 |  | 98.6402 | 0 | 0 | 98.6402 |  | 364.348 | 21.9383 | 0 | 130 | 130 | 364.348 | 500-watts controlled | 2.4614 | 0.25536 | 0.64921 | 2.8027 | -287.6461 | -53.2981 | DROP | DROP | DROP | DROP | DROP | DROP | [5 empty] | 0.25536 | DROP | 2.4614 | 24.37 | DROP | DROP | DROP | DROP | DROP | DROP | 0.64921 | 24.37 | 2.9901 | DROP
DEF | N_HC_Outdoor Lighting Controls | 562.52 | 0 | 0 | 8 |  | 98.6402 | 0 | 0 | 98.6402 |  | 364.348 | 21.9383 | 0 | 130 | 130 | 364.348 | 500-watts controlled | 2.4614 | 0.25536 | 0.64921 | 2.8027 | -287.6461 | -53.2981 | DROP | DROP | DROP | DROP | DROP | DROP | [5 empty] | 0.25536 | DROP | 2.4614 | 24.37 | DROP | DROP | DROP | DROP | DROP | DROP | 0.64921 | 24.37 | 2.9901 | DROP
DEF | N_HS_Outdoor Lighting Controls | 562.52 | 0 | 0 | 8 |  | 98.6402 | 0 | 0 | 98.6402 |  | 364.348 | 21.9383 | 0 | 130 | 130 | 364.348 | 500-watts controlled | 2.4614 | 0.25536 | 0.64921 | 2.8027 | -287.6461 | -53.2981 | DROP | DROP | DROP | DROP | DROP | DROP | [5 empty] | 0.25536 | DROP | 2.4614 | 24.37 | DROP | DROP | DROP | DROP | DROP | DROP | 0.64921 | 24.37 | 2.9901 | DROP
DEF | N_IN_Outdoor Lighting Controls | 562.52 | 0 | 0 | 8 |  | 98.6402 | 0 | 0 | 98.6402 |  | 364.348 | 21.9383 | 0 | 130 | 130 | 364.348 | 500-watts controlled | 2.4614 | 0.25536 | 0.64921 | 2.8027 | -287.6461 | -53.2981 | DROP | DROP | DROP | DROP | DROP | DROP | [5 empty] | 0.25536 | DROP | 2.4614 | 24.37 | DROP | DROP | DROP | DROP | DROP | DROP | 0.64921 | 24.37 | 2.9901 | DROP
DEF | N_LG_Outdoor Lighting Controls | 562.52 | 0 | 0 | 8 |  | 98.6402 | 0 | 0 | 98.6402 |  | 364.348 | 21.9383 | 0 | 130 | 130 | 364.348 | 500-watts controlled | 2.4614 | 0.25536 | 0.64921 | 2.8027 | -287.6461 | -53.2981 | DROP | DROP | DROP | DROP | DROP | DROP | [5 empty] | 0.25536 | DROP | 2.4614 | 24.37 | DROP | DROP | DROP | DROP | DROP | DROP | 0.64921 | 24.37 | 2.9901 | DROP
DEF | N_MS_Outdoor Lighting Controls | 562.52 | 0 | 0 | 8 |  | 98.6402 | 0 | 0 | 98.6402 |  | 364.348 | 21.9383 | 0 | 130 | 130 | 364.348 | 500-watts controlled | 2.4614 | 0.25536 | 0.64921 | 2.8027 | -287.6461 | -53.2981 | DROP | DROP | DROP | DROP | DROP | DROP | [5 empty] | 0.25536 | DROP | 2.4614 | 24.37 | DROP | DROP | DROP | DROP | DROP | DROP | 0.64921 | 24.37 | 2.9901 | DROP
DEF | N_OF_Outdoor Lighting Controls | 562.52 | 0 | 0 | 8 |  | 98.6402 | 0 | 0 | 98.6402 |  | 364.348 | 21.9383 | 0 | 130 | 130 | 364.348 | 500-watts controlled | 2.4614 | 0.25536 | 0.64921 | 2.8027 | -287.6461 | -53.2981 | DROP | DROP | DROP | DROP | DROP | DROP | [5 empty] | 0.25536 | DROP | 2.4614 | 24.37 | DROP | DROP | DROP | DROP | DROP | DROP | 0.64921 | 24.37 | 2.9901 | DROP
DEF | N_RS_Outdoor Lighting Controls | 562.52 | 0 | 0 | 8 |  | 98.6402 | 0 | 0 | 98.6402 |  | 364.348 | 21.9383 | 0 | 130 | 130 | 364.348 | 500-watts controlled | 2.4614 | 0.25536 | 0.64921 | 2.8027 | -287.6461 | -53.2981 | DROP | DROP | DROP | DROP | DROP | DROP | [5 empty] | 0.25536 | DROP | 2.4614 | 24.37 | DROP | DROP | DROP | DROP | DROP | DROP | 0.64921 | 24.37 | 2.9901 | DROP
DEF | N_RT_Outdoor Lighting Controls | 562.52 | 0 | 0 | 8 |  | 98.6402 | 0 | 0 | 98.6402 |  | 364.348 | 21.9383 | 0 | 130 | 130 | 364.348 | 500-watts controlled | 2.4614 | 0.25536 | 0.64921 | 2.8027 | -287.6461 | -53.2981 | DROP | DROP | DROP | DROP | DROP | DROP | [5 empty] | 0.25536 | DROP | 2.4614 | 24.37 | DROP | DROP | DROP | DROP | DROP | DROP | 0.64921 | 24.37 | 2.9901 | DROP
DEF | N_SC_Outdoor Lighting Controls | 562.52 | 0 | 0 | 8 |  | 98.6402 | 0 | 0 | 98.6402 |  | 364.348 | 21.9383 | 0 | 130 | 130 | 364.348 | 500-watts controlled | 2.4614 | 0.25536 | 0.64921 | 2.8027 | -287.6461 | -53.2981 | DROP | DROP | DROP | DROP | DROP | DROP | [5 empty] | 0.25536 | DROP | 2.4614 | 24.37 | DROP | DROP | DROP | DROP | DROP | DROP | 0.64921 | 24.37 | 2.9901 | DROP
DEF | N_WR_Outdoor Lighting Controls | 562.52 | 0 | 0 | 8 |  | 98.6402 | 0 | 0 | 98.6402 |  | 364.348 | 21.9383 | 0 | 130 | 130 | 364.348 | 500-watts controlled | 2.4614 | 0.25536 | 0.64921 | 2.8027 | -287.6461 | -53.2981 | DROP | DROP | DROP | DROP | DROP | DROP | [5 empty] | 0.25536 | DROP | 2.4614 | 24.37 | DROP | DROP | DROP | DROP | DROP | DROP | 0.64921 | 24.37 | 2.9901 | DROP
DEF | E_AS_Air Curtains | 81.081 | 0.011723 | 0.0032285 | 8 |  | 14.2179 | 1.3382 | 10.389 | 25.9451 |  | 52.5167 | 3.1622 | 0 | 3600 | 3600 | 52.5167 | door | 472.8943 | 0.46598 | 0.0072007 | 0.014588 | -29.7338 | -3577.217 | DROP | DROP | DROP | DROP | DROP | DROP | [5 empty] | 0.46598 | DROP | 472.8943 | 3584.7746 | DROP | DROP | DROP | DROP | DROP | DROP | 0.0072007 | 3584.7746 | 1.0104 | DROP
DEF | E_CU_Air Curtains | 81.081 | 0.010513 | 0.0088056 | 8 |  | 14.2179 | 1.2001 | 9.3167 | 24.7346 |  | 52.5167 | 3.1622 | 0 | 3600 | 3600 | 52.5167 | door | 472.8943 | 0.44424 | 0.0068647 | 0.014588 | -30.9442 | -3578.4275 | DROP | DROP | DROP | DROP | DROP | DROP | [5 empty] | 0.44424 | DROP | 472.8943 | 3584.7746 | DROP | DROP | DROP | DROP | DROP | DROP | 0.0068647 | 3584.7746 | 1.0104 | DROP
DEF | E_GR_Air Curtains | 81.081 | 0.011723 | 0.0032285 | 8 |  | 14.2179 | 1.3382 | 10.389 | 25.9451 |  | 52.5167 | 3.1622 | 0 | 3600 | 3600 | 52.5167 | door | 472.8943 | 0.46598 | 0.0072007 | 0.014588 | -29.7338 | -3577.217 | DROP | DROP | DROP | DROP | DROP | DROP | [5 empty] | 0.46598 | DROP | 472.8943 | 3584.7746 | DROP | DROP | DROP | DROP | DROP | DROP | 0.0072007 | 3584.7746 | 1.0104 | DROP
DEF | E_HC_Air Curtains | 81.081 | 0.010513 | 0.0088056 | 8 |  | 14.2179 | 1.2001 | 9.3167 | 24.7346 |  | 52.5167 | 3.1622 | 0 | 3600 | 3600 | 52.5167 | door | 472.8943 | 0.44424 | 0.0068647 | 0.014588 | -30.9442 | -3578.4275 | DROP | DROP | DROP | DROP | DROP | DROP | [5 empty] | 0.44424 | DROP | 472.8943 | 3584.7746 | DROP | DROP | DROP | DROP | DROP | DROP | 0.0068647 | 3584.7746 | 1.0104 | DROP
DEF | E_HS_Air Curtains | 81.081 | 0.010513 | 0.0088056 | 8 |  | 14.2179 | 1.2001 | 9.3167 | 24.7346 |  | 52.5167 | 3.1622 | 0 | 3600 | 3600 | 52.5167 | door | 472.8943 | 0.44424 | 0.0068647 | 0.014588 | -30.9442 | -3578.4275 | DROP | DROP | DROP | DROP | DROP | DROP | [5 empty] | 0.44424 | DROP | 472.8943 | 3584.7746 | DROP | DROP | DROP | DROP | DROP | DROP | 0.0068647 | 3584.7746 | 1.0104 | DROP
DEF | E_IN_Air Curtains | 81.081 | 0.011723 | 0.0032285 | 8 |  | 14.2179 | 1.3382 | 10.389 | 25.9451 |  | 52.5167 | 3.1622 | 0 | 3600 | 3600 | 52.5167 | door | 472.8943 | 0.46598 | 0.0072007 | 0.014588 | -29.7338 | -3577.217 | DROP | DROP | DROP | DROP | DROP | DROP | [5 empty] | 0.46598 | DROP | 472.8943 | 3584.7746 | DROP | DROP | DROP | DROP | DROP | DROP | 0.0072007 | 3584.7746 | 1.0104 | DROP
DEF | E_LG_Air Curtains | 81.081 | 0.010513 | 0.0088056 | 8 |  | 14.2179 | 1.2001 | 9.3167 | 24.7346 |  | 52.5167 | 3.1622 | 0 | 3600 | 3600 | 52.5167 | door | 472.8943 | 0.44424 | 0.0068647 | 0.014588 | -30.9442 | -3578.4275 | DROP | DROP | DROP | DROP | DROP | DROP | [5 empty] | 0.44424 | DROP | 472.8943 | 3584.7746 | DROP | DROP | DROP | DROP | DROP | DROP | 0.0068647 | 3584.7746 | 1.0104 | DROP
DEF | E_MS_Air Curtains | 81.081 | 0.011723 | 0.0032285 | 8 |  | 14.2179 | 1.3382 | 10.389 | 25.9451 |  | 52.5167 | 3.1622 | 0 | 3600 | 3600 | 52.5167 | door | 472.8943 | 0.46598 | 0.0072007 | 0.014588 | -29.7338 | -3577.217 | DROP | DROP | DROP | DROP | DROP | DROP | [5 empty] | 0.46598 | DROP | 472.8943 | 3584.7746 | DROP | DROP | DROP | DROP | DROP | DROP | 0.0072007 | 3584.7746 | 1.0104 | DROP
DEF | E_OF_Air Curtains | 81.081 | 0.011723 | 0.0032285 | 8 |  | 14.2179 | 1.3382 | 10.389 | 25.9451 |  | 52.5167 | 3.1622 | 0 | 3600 | 3600 | 52.5167 | door | 472.8943 | 0.46598 | 0.0072007 | 0.014588 | -29.7338 | -3577.217 | DROP | DROP | DROP | DROP | DROP | DROP | [5 empty] | 0.46598 | DROP | 472.8943 | 3584.7746 | DROP | DROP | DROP | DROP | DROP | DROP | 0.0072007 | 3584.7746 | 1.0104 | DROP
DEF | E_RS_Air Curtains | 81.081 | 0.010513 | 0.0088056 | 8 |  | 14.2179 | 1.2001 | 9.3167 | 24.7346 |  | 52.5167 | 3.1622 | 0 | 3600 | 3600 | 52.5167 | door | 472.8943 | 0.44424 | 0.0068647 | 0.014588 | -30.9442 | -3578.4275 | DROP | DROP | DROP | DROP | DROP | DROP | [5 empty] | 0.44424 | DROP | 472.8943 | 3584.7746 | DROP | DROP | DROP | DROP | DROP | DROP | 0.0068647 | 3584.7746 | 1.0104 | DROP
DEF | E_RT_Air Curtains | 81.081 | 0.011723 | 0.0032285 | 8 |  | 14.2179 | 1.3382 | 10.389 | 25.9451 |  | 52.5167 | 3.1622 | 0 | 3600 | 3600 | 52.5167 | door | 472.8943 | 0.46598 | 0.0072007 | 0.014588 | -29.7338 | -3577.217 | DROP | DROP | DROP | DROP | DROP | DROP | [5 empty] | 0.46598 | DROP | 472.8943 | 3584.7746 | DROP | DROP | DROP | DROP | DROP | DROP | 0.0072007 | 3584.7746 | 1.0104 | DROP
DEF | E_SC_Air Curtains | 81.081 | 0.010513 | 0.0088056 | 8 |  | 14.2179 | 1.2001 | 9.3167 | 24.7346 |  | 52.5167 | 3.1622 | 0 | 3600 | 3600 | 52.5167 | door | 472.8943 | 0.44424 | 0.0068647 | 0.014588 | -30.9442 | -3578.4275 | DROP | DROP | DROP | DROP | DROP | DROP | [5 empty] | 0.44424 | DROP | 472.8943 | 3584.7746 | DROP | DROP | DROP | DROP | DROP | DROP | 0.0068647 | 3584.7746 | 1.0104 | DROP
DEF | E_WR_Air Curtains | 81.081 | 0.011723 | 0.0032285 | 8 |  | 14.2179 | 1.3382 | 10.389 | 25.9451 |  | 52.5167 | 3.1622 | 0 | 3600 | 3600 | 52.5167 | door | 472.8943 | 0.46598 | 0.0072007 | 0.014588 | -29.7338 | -3577.217 | DROP | DROP | DROP | DROP | DROP | DROP | [5 empty] | 0.46598 | DROP | 472.8943 | 3584.7746 | DROP | DROP | DROP | DROP | DROP | DROP | 0.0072007 | 3584.7746 | 1.0104 | DROP
DEF | N_AS_Air Curtains | 81.081 | 0.011723 | 0.0032285 | 8 |  | 14.2179 | 1.3382 | 10.389 | 25.9451 |  | 52.5167 | 3.1622 | 0 | 3600 | 3600 | 52.5167 | door | 472.8943 | 0.46598 | 0.0072007 | 0.014588 | -29.7338 | -3577.217 | DROP | DROP | DROP | DROP | DROP | DROP | [5 empty] | 0.46598 | DROP | 472.8943 | 3584.7746 | DROP | DROP | DROP | DROP | DROP | DROP | 0.0072007 | 3584.7746 | 1.0104 | DROP
DEF | N_CU_Air Curtains | 81.081 | 0.010513 | 0.0088056 | 8 |  | 14.2179 | 1.2001 | 9.3167 | 24.7346 |  | 52.5167 | 3.1622 | 0 | 3600 | 3600 | 52.5167 | door | 472.8943 | 0.44424 | 0.0068647 | 0.014588 | -30.9442 | -3578.4275 | DROP | DROP | DROP | DROP | DROP | DROP | [5 empty] | 0.44424 | DROP | 472.8943 | 3584.7746 | DROP | DROP | DROP | DROP | DROP | DROP | 0.0068647 | 3584.7746 | 1.0104 | DROP
DEF | N_GR_Air Curtains | 81.081 | 0.011723 | 0.0032285 | 8 |  | 14.2179 | 1.3382 | 10.389 | 25.9451 |  | 52.5167 | 3.1622 | 0 | 3600 | 3600 | 52.5167 | door | 472.8943 | 0.46598 | 0.0072007 | 0.014588 | -29.7338 | -3577.217 | DROP | DROP | DROP | DROP | DROP | DROP | [5 empty] | 0.46598 | DROP | 472.8943 | 3584.7746 | DROP | DROP | DROP | DROP | DROP | DROP | 0.0072007 | 3584.7746 | 1.0104 | DROP
DEF | N_HC_Air Curtains | 81.081 | 0.010513 | 0.0088056 | 8 |  | 14.2179 | 1.2001 | 9.3167 | 24.7346 |  | 52.5167 | 3.1622 | 0 | 3600 | 3600 | 52.5167 | door | 472.8943 | 0.44424 | 0.0068647 | 0.014588 | -30.9442 | -3578.4275 | DROP | DROP | DROP | DROP | DROP | DROP | [5 empty] | 0.44424 | DROP | 472.8943 | 3584.7746 | DROP | DROP | DROP | DROP | DROP | DROP | 0.0068647 | 3584.7746 | 1.0104 | DROP
DEF | N_HS_Air Curtains | 81.081 | 0.010513 | 0.0088056 | 8 |  | 14.2179 | 1.2001 | 9.3167 | 24.7346 |  | 52.5167 | 3.1622 | 0 | 3600 | 3600 | 52.5167 | door | 472.8943 | 0.44424 | 0.0068647 | 0.014588 | -30.9442 | -3578.4275 | DROP | DROP | DROP | DROP | DROP | DROP | [5 empty] | 0.44424 | DROP | 472.8943 | 3584.7746 | DROP | DROP | DROP | DROP | DROP | DROP | 0.0068647 | 3584.7746 | 1.0104 | DROP
DEF | N_IN_Air Curtains | 81.081 | 0.011723 | 0.0032285 | 8 |  | 14.2179 | 1.3382 | 10.389 | 25.9451 |  | 52.5167 | 3.1622 | 0 | 3600 | 3600 | 52.5167 | door | 472.8943 | 0.46598 | 0.0072007 | 0.014588 | -29.7338 | -3577.217 | DROP | DROP | DROP | DROP | DROP | DROP | [5 empty] | 0.46598 | DROP | 472.8943 | 3584.7746 | DROP | DROP | DROP | DROP | DROP | DROP | 0.0072007 | 3584.7746 | 1.0104 | DROP
DEF | N_LG_Air Curtains | 81.081 | 0.010513 | 0.0088056 | 8 |  | 14.2179 | 1.2001 | 9.3167 | 24.7346 |  | 52.5167 | 3.1622 | 0 | 3600 | 3600 | 52.5167 | door | 472.8943 | 0.44424 | 0.0068647 | 0.014588 | -30.9442 | -3578.4275 | DROP | DROP | DROP | DROP | DROP | DROP | [5 empty] | 0.44424 | DROP | 472.8943 | 3584.7746 | DROP | DROP | DROP | DROP | DROP | DROP | 0.0068647 | 3584.7746 | 1.0104 | DROP
DEF | N_MS_Air Curtains | 81.081 | 0.011723 | 0.0032285 | 8 |  | 14.2179 | 1.3382 | 10.389 | 25.9451 |  | 52.5167 | 3.1622 | 0 | 3600 | 3600 | 52.5167 | door | 472.8943 | 0.46598 | 0.0072007 | 0.014588 | -29.7338 | -3577.217 | DROP | DROP | DROP | DROP | DROP | DROP | [5 empty] | 0.46598 | DROP | 472.8943 | 3584.7746 | DROP | DROP | DROP | DROP | DROP | DROP | 0.0072007 | 3584.7746 | 1.0104 | DROP
DEF | N_OF_Air Curtains | 81.081 | 0.011723 | 0.0032285 | 8 |  | 14.2179 | 1.3382 | 10.389 | 25.9451 |  | 52.5167 | 3.1622 | 0 | 3600 | 3600 | 52.5167 | door | 472.8943 | 0.46598 | 0.0072007 | 0.014588 | -29.7338 | -3577.217 | DROP | DROP | DROP | DROP | DROP | DROP | [5 empty] | 0.46598 | DROP | 472.8943 | 3584.7746 | DROP | DROP | DROP | DROP | DROP | DROP | 0.0072007 | 3584.7746 | 1.0104 | DROP
DEF | N_RS_Air Curtains | 81.081 | 0.010513 | 0.0088056 | 8 |  | 14.2179 | 1.2001 | 9.3167 | 24.7346 |  | 52.5167 | 3.1622 | 0 | 3600 | 3600 | 52.5167 | door | 472.8943 | 0.44424 | 0.0068647 | 0.014588 | -30.9442 | -3578.4275 | DROP | DROP | DROP | DROP | DROP | DROP | [5 empty] | 0.44424 | DROP | 472.8943 | 3584.7746 | DROP | DROP | DROP | DROP | DROP | DROP | 0.0068647 | 3584.7746 | 1.0104 | DROP
DEF | N_RT_Air Curtains | 81.081 | 0.011723 | 0.0032285 | 8 |  | 14.2179 | 1.3382 | 10.389 | 25.9451 |  | 52.5167 | 3.1622 | 0 | 3600 | 3600 | 52.5167 | door | 472.8943 | 0.46598 | 0.0072007 | 0.014588 | -29.7338 | -3577.217 | DROP | DROP | DROP | DROP | DROP | DROP | [5 empty] | 0.46598 | DROP | 472.8943 | 3584.7746 | DROP | DROP | DROP | DROP | DROP | DROP | 0.0072007 | 3584.7746 | 1.0104 | DROP
DEF | N_SC_Air Curtains | 81.081 | 0.010513 | 0.0088056 | 8 |  | 14.2179 | 1.2001 | 9.3167 | 24.7346 |  | 52.5167 | 3.1622 | 0 | 3600 | 3600 | 52.5167 | door | 472.8943 | 0.44424 | 0.0068647 | 0.014588 | -30.9442 | -3578.4275 | DROP | DROP | DROP | DROP | DROP | DROP | [5 empty] | 0.44424 | DROP | 472.8943 | 3584.7746 | DROP | DROP | DROP | DROP | DROP | DROP | 0.0068647 | 3584.7746 | 1.0104 | DROP
DEF | N_WR_Air Curtains | 81.081 | 0.011723 | 0.0032285 | 8 |  | 14.2179 | 1.3382 | 10.389 | 25.9451 |  | 52.5167 | 3.1622 | 0 | 3600 | 3600 | 52.5167 | door | 472.8943 | 0.46598 | 0.0072007 | 0.014588 | -29.7338 | -3577.217 | DROP | DROP | DROP | DROP | DROP | DROP | [5 empty] | 0.46598 | DROP | 472.8943 | 3584.7746 | DROP | DROP | DROP | DROP | DROP | DROP | 0.0072007 | 3584.7746 | 1.0104 | DROP
DEF | E_AS_Airside Economizer | 2253.2313 | -0.46324 | 2.0439e-05 | 10 |  | 493.414 | 0.0068016 | 0.020059 | 493.4409 |  | 1776.6359 | 87.876 | 0 | 55.8035 | 55.8035 | 1776.6359 | ton | 0.26378 | 0.26465 | 3.4343 | 31.8374 | -1371.0711 | 349.7614 | DROP | DROP | DROP | DROP | DROP | DROP | [5 empty] | 0.26465 | DROP | 0.26378 | 0 | DROP | DROP | DROP | DROP | DROP | DROP | 3.4343 | 0 | 31.8374 | DROP
DEF | E_CU_Airside Economizer | 13457.661 | -1.6012 | 1.8007 | 10 |  | 2946.9673 | 599.2319 | 1767.2417 | 5313.4409 |  | 10611.1452 | 524.8488 | 0 | 333.2922 | 333.2922 | 10611.1452 | ton | 0.26378 | 0.47714 | 6.1918 | 31.8374 | -5822.5531 | 4455.3 | DROP | DROP | DROP | DROP | DROP | DROP | [5 empty] | 0.47714 | DROP | 0.26378 | 0 | DROP | DROP | DROP | DROP | DROP | DROP | 6.1918 | 0 | 31.8374 | DROP
DEF | E_GR_Airside Economizer | 5424.8726 | -1.2116 | 0.036509 | 10 |  | 1187.9421 | 12.1495 | 35.8312 | 1235.9228 |  | 4277.4231 | 211.57 | 0 | 134.3523 | 134.3523 | 4277.4231 | ton | 0.26378 | 0.27532 | 3.5728 | 31.8374 | -3253.0704 | 890.0005 | DROP | DROP | DROP | DROP | DROP | DROP | [5 empty] | 0.27532 | DROP | 0.26378 | 0 | DROP | DROP | DROP | DROP | DROP | DROP | 3.5728 | 0 | 31.8374 | DROP
DEF | E_HC_Airside Economizer | 9469.1388 | -1.9468 | 8.5893e-05 | 10 |  | 2073.5581 | 0.028584 | 0.084298 | 2073.671 |  | 7466.2608 | 369.2964 | 0 | 234.5125 | 234.5125 | 7466.2608 | ton | 0.26378 | 0.26465 | 3.4343 | 31.8374 | -5761.8862 | 1469.8621 | DROP | DROP | DROP | DROP | DROP | DROP | [5 empty] | 0.26465 | DROP | 0.26378 | 0 | DROP | DROP | DROP | DROP | DROP | DROP | 3.4343 | 0 | 31.8374 | DROP
DEF | E_HS_Airside Economizer | 98666.9364 | -11.7391 | 13.202 | 10 |  | 21606.1495 | 4393.3623 | 12956.8074 | 38956.3192 |  | 77797.2628 | 3848.0105 | 0 | 2443.5835 | 2443.5835 | 77797.2628 | ton | 0.26378 | 0.47714 | 6.1918 | 31.8374 | -42688.9541 | 32664.7252 | DROP | DROP | DROP | DROP | DROP | DROP | [5 empty] | 0.47714 | DROP | 0.26378 | 0 | DROP | DROP | DROP | DROP | DROP | DROP | 6.1918 | 0 | 31.8374 | DROP
DEF | E_IN_Airside Economizer | 10946.4253 | -2.2505 | 9.9293e-05 | 10 |  | 2397.0553 | 0.033043 | 0.097449 | 2397.1858 |  | 8631.077 | 426.9106 | 0 | 271.099 | 271.099 | 8631.077 | ton | 0.26378 | 0.26465 | 3.4343 | 31.8374 | -6660.8018 | 1699.1762 | DROP | DROP | DROP | DROP | DROP | DROP | [5 empty] | 0.26465 | DROP | 0.26378 | 0 | DROP | DROP | DROP | DROP | DROP | DROP | 3.4343 | 0 | 31.8374 | DROP
DEF | E_LG_Airside Economizer | 8979.6145 | -2.0055 | 0.060432 | 10 |  | 1966.3618 | 20.1107 | 59.3102 | 2045.7827 |  | 7080.2789 | 350.205 | 0 | 222.389 | 222.389 | 7080.2789 | ton | 0.26378 | 0.27532 | 3.5728 | 31.8374 | -5384.7012 | 1473.1888 | DROP | DROP | DROP | DROP | DROP | DROP | [5 empty] | 0.27532 | DROP | 0.26378 | 0 | DROP | DROP | DROP | DROP | DROP | DROP | 3.5728 | 0 | 31.8374 | DROP
DEF | E_MS_Airside Economizer | 104359.7599 | -21.4554 | 0.00094663 | 10 |  | 22852.7677 | 0.31502 | 0.92905 | 22854.0118 |  | 82285.9608 | 4070.0306 | 0 | 2584.5719 | 2584.5719 | 82285.9608 | ton | 0.26378 | 0.26465 | 3.4343 | 31.8374 | -63501.9797 | 16199.4092 | DROP | DROP | DROP | DROP | DROP | DROP | [5 empty] | 0.26465 | DROP | 0.26378 | 0 | DROP | DROP | DROP | DROP | DROP | DROP | 3.4343 | 0 | 31.8374 | DROP
DEF | E_OF_Airside Economizer | 7800.9322 | -1.6038 | 7.0761e-05 | 10 |  | 1708.2532 | 0.023548 | 0.069447 | 1708.3462 |  | 6150.9072 | 304.2364 | 0 | 193.1977 | 193.1977 | 6150.9072 | ton | 0.26378 | 0.26465 | 3.4343 | 31.8374 | -4746.7974 | 1210.9121 | DROP | DROP | DROP | DROP | DROP | DROP | [5 empty] | 0.26465 | DROP | 0.26378 | 0 | DROP | DROP | DROP | DROP | DROP | DROP | 3.4343 | 0 | 31.8374 | DROP
DEF | E_RS_Airside Economizer | 5652.7504 | -1.2625 | 0.038043 | 10 |  | 1237.8429 | 12.6599 | 37.3363 | 1287.8391 |  | 4457.101 | 220.4573 | 0 | 139.9959 | 139.9959 | 4457.101 | ton | 0.26378 | 0.27532 | 3.5728 | 31.8374 | -3389.7192 | 927.386 | DROP | DROP | DROP | DROP | DROP | DROP | [5 empty] | 0.27532 | DROP | 0.26378 | 0 | DROP | DROP | DROP | DROP | DROP | DROP | 3.5728 | 0 | 31.8374 | DROP
DEF | E_RT_Airside Economizer | 2468.9837 | -0.55142 | 0.016616 | 10 |  | 540.6596 | 5.5295 | 16.3076 | 562.4968 |  | 1946.7532 | 96.2904 | 0 | 61.1468 | 61.1468 | 1946.7532 | ton | 0.26378 | 0.27532 | 3.5728 | 31.8374 | -1480.5468 | 405.0596 | DROP | DROP | DROP | DROP | DROP | DROP | [5 empty] | 0.27532 | DROP | 0.26378 | 0 | DROP | DROP | DROP | DROP | DROP | DROP | 3.5728 | 0 | 31.8374 | DROP
DEF | E_SC_Airside Economizer | 9226.8228 | -1.8969 | 8.3695e-05 | 10 |  | 2020.4956 | 0.027852 | 0.082141 | 2020.6056 |  | 7275.1986 | 359.8461 | 0 | 228.5113 | 228.5113 | 7275.1986 | ton | 0.26378 | 0.26465 | 3.4343 | 31.8374 | -5614.4391 | 1432.2482 | DROP | DROP | DROP | DROP | DROP | DROP | [5 empty] | 0.26465 | DROP | 0.26378 | 0 | DROP | DROP | DROP | DROP | DROP | DROP | 3.4343 | 0 | 31.8374 | DROP
DEF | E_WR_Airside Economizer | 916.5961 | -0.18844 | 8.3143e-06 | 10 |  | 200.7168 | 0.0027668 | 0.0081599 | 200.7277 |  | 722.721 | 35.7472 | 0 | 22.7004 | 22.7004 | 722.721 | ton | 0.26378 | 0.26465 | 3.4343 | 31.8374 | -557.7405 | 142.2801 | DROP | DROP | DROP | DROP | DROP | DROP | [5 empty] | 0.26465 | DROP | 0.26378 | 0 | DROP | DROP | DROP | DROP | DROP | DROP | 3.4343 | 0 | 31.8374 | DROP
DEF | N_AS_Airside Economizer | 2253.2313 | -0.46324 | 2.0439e-05 | 10 |  | 493.414 | 0.0068016 | 0.020059 | 493.4409 |  | 1776.6359 | 87.876 | 0 | 55.8035 | 55.8035 | 1776.6359 | ton | 0.26378 | 0.26465 | 3.4343 | 31.8374 | -1371.0711 | 349.7614 | DROP | DROP | DROP | DROP | DROP | DROP | [5 empty] | 0.26465 | DROP | 0.26378 | 0 | DROP | DROP | DROP | DROP | DROP | DROP | 3.4343 | 0 | 31.8374 | DROP
DEF | N_CU_Airside Economizer | 13457.661 | -1.6012 | 1.8007 | 10 |  | 2946.9673 | 599.2319 | 1767.2417 | 5313.4409 |  | 10611.1452 | 524.8488 | 0 | 333.2922 | 333.2922 | 10611.1452 | ton | 0.26378 | 0.47714 | 6.1918 | 31.8374 | -5822.5531 | 4455.3 | DROP | DROP | DROP | DROP | DROP | DROP | [5 empty] | 0.47714 | DROP | 0.26378 | 0 | DROP | DROP | DROP | DROP | DROP | DROP | 6.1918 | 0 | 31.8374 | DROP
DEF | N_GR_Airside Economizer | 5424.8726 | -1.2116 | 0.036509 | 10 |  | 1187.9421 | 12.1495 | 35.8312 | 1235.9228 |  | 4277.4231 | 211.57 | 0 | 134.3523 | 134.3523 | 4277.4231 | ton | 0.26378 | 0.27532 | 3.5728 | 31.8374 | -3253.0704 | 890.0005 | DROP | DROP | DROP | DROP | DROP | DROP | [5 empty] | 0.27532 | DROP | 0.26378 | 0 | DROP | DROP | DROP | DROP | DROP | DROP | 3.5728 | 0 | 31.8374 | DROP
DEF | N_HC_Airside Economizer | 9469.1388 | -1.9468 | 8.5893e-05 | 10 |  | 2073.5581 | 0.028584 | 0.084298 | 2073.671 |  | 7466.2608 | 369.2964 | 0 | 234.5125 | 234.5125 | 7466.2608 | ton | 0.26378 | 0.26465 | 3.4343 | 31.8374 | -5761.8862 | 1469.8621 | DROP | DROP | DROP | DROP | DROP | DROP | [5 empty] | 0.26465 | DROP | 0.26378 | 0 | DROP | DROP | DROP | DROP | DROP | DROP | 3.4343 | 0 | 31.8374 | DROP
DEF | N_HS_Airside Economizer | 98666.9364 | -11.7391 | 13.202 | 10 |  | 21606.1495 | 4393.3623 | 12956.8074 | 38956.3192 |  | 77797.2628 | 3848.0105 | 0 | 2443.5835 | 2443.5835 | 77797.2628 | ton | 0.26378 | 0.47714 | 6.1918 | 31.8374 | -42688.9541 | 32664.7252 | DROP | DROP | DROP | DROP | DROP | DROP | [5 empty] | 0.47714 | DROP | 0.26378 | 0 | DROP | DROP | DROP | DROP | DROP | DROP | 6.1918 | 0 | 31.8374 | DROP
DEF | N_IN_Airside Economizer | 10946.4253 | -2.2505 | 9.9293e-05 | 10 |  | 2397.0553 | 0.033043 | 0.097449 | 2397.1858 |  | 8631.077 | 426.9106 | 0 | 271.099 | 271.099 | 8631.077 | ton | 0.26378 | 0.26465 | 3.4343 | 31.8374 | -6660.8018 | 1699.1762 | DROP | DROP | DROP | DROP | DROP | DROP | [5 empty] | 0.26465 | DROP | 0.26378 | 0 | DROP | DROP | DROP | DROP | DROP | DROP | 3.4343 | 0 | 31.8374 | DROP
DEF | N_LG_Airside Economizer | 8979.6145 | -2.0055 | 0.060432 | 10 |  | 1966.3618 | 20.1107 | 59.3102 | 2045.7827 |  | 7080.2789 | 350.205 | 0 | 222.389 | 222.389 | 7080.2789 | ton | 0.26378 | 0.27532 | 3.5728 | 31.8374 | -5384.7012 | 1473.1888 | DROP | DROP | DROP | DROP | DROP | DROP | [5 empty] | 0.27532 | DROP | 0.26378 | 0 | DROP | DROP | DROP | DROP | DROP | DROP | 3.5728 | 0 | 31.8374 | DROP
DEF | N_MS_Airside Economizer | 104359.7599 | -21.4554 | 0.00094663 | 10 |  | 22852.7677 | 0.31502 | 0.92905 | 22854.0118 |  | 82285.9608 | 4070.0306 | 0 | 2584.5719 | 2584.5719 | 82285.9608 | ton | 0.26378 | 0.26465 | 3.4343 | 31.8374 | -63501.9797 | 16199.4092 | DROP | DROP | DROP | DROP | DROP | DROP | [5 empty] | 0.26465 | DROP | 0.26378 | 0 | DROP | DROP | DROP | DROP | DROP | DROP | 3.4343 | 0 | 31.8374 | DROP
DEF | N_OF_Airside Economizer | 7800.9322 | -1.6038 | 7.0761e-05 | 10 |  | 1708.2532 | 0.023548 | 0.069447 | 1708.3462 |  | 6150.9072 | 304.2364 | 0 | 193.1977 | 193.1977 | 6150.9072 | ton | 0.26378 | 0.26465 | 3.4343 | 31.8374 | -4746.7974 | 1210.9121 | DROP | DROP | DROP | DROP | DROP | DROP | [5 empty] | 0.26465 | DROP | 0.26378 | 0 | DROP | DROP | DROP | DROP | DROP | DROP | 3.4343 | 0 | 31.8374 | DROP
DEF | N_RS_Airside Economizer | 5652.7504 | -1.2625 | 0.038043 | 10 |  | 1237.8429 | 12.6599 | 37.3363 | 1287.8391 |  | 4457.101 | 220.4573 | 0 | 139.9959 | 139.9959 | 4457.101 | ton | 0.26378 | 0.27532 | 3.5728 | 31.8374 | -3389.7192 | 927.386 | DROP | DROP | DROP | DROP | DROP | DROP | [5 empty] | 0.27532 | DROP | 0.26378 | 0 | DROP | DROP | DROP | DROP | DROP | DROP | 3.5728 | 0 | 31.8374 | DROP
DEF | N_RT_Airside Economizer | 2468.9837 | -0.55142 | 0.016616 | 10 |  | 540.6596 | 5.5295 | 16.3076 | 562.4968 |  | 1946.7532 | 96.2904 | 0 | 61.1468 | 61.1468 | 1946.7532 | ton | 0.26378 | 0.27532 | 3.5728 | 31.8374 | -1480.5468 | 405.0596 | DROP | DROP | DROP | DROP | DROP | DROP | [5 empty] | 0.27532 | DROP | 0.26378 | 0 | DROP | DROP | DROP | DROP | DROP | DROP | 3.5728 | 0 | 31.8374 | DROP
DEF | N_SC_Airside Economizer | 9226.8228 | -1.8969 | 8.3695e-05 | 10 |  | 2020.4956 | 0.027852 | 0.082141 | 2020.6056 |  | 7275.1986 | 359.8461 | 0 | 228.5113 | 228.5113 | 7275.1986 | ton | 0.26378 | 0.26465 | 3.4343 | 31.8374 | -5614.4391 | 1432.2482 | DROP | DROP | DROP | DROP | DROP | DROP | [5 empty] | 0.26465 | DROP | 0.26378 | 0 | DROP | DROP | DROP | DROP | DROP | DROP | 3.4343 | 0 | 31.8374 | DROP
DEF | N_WR_Airside Economizer | 916.5961 | -0.18844 | 8.3143e-06 | 10 |  | 200.7168 | 0.0027668 | 0.0081599 | 200.7277 |  | 722.721 | 35.7472 | 0 | 22.7004 | 22.7004 | 722.721 | ton | 0.26378 | 0.26465 | 3.4343 | 31.8374 | -557.7405 | 142.2801 | DROP | DROP | DROP | DROP | DROP | DROP | [5 empty] | 0.26465 | DROP | 0.26378 | 0 | DROP | DROP | DROP | DROP | DROP | DROP | 3.4343 | 0 | 31.8374 | DROP
DEF | E_AS_Ceiling Insulation(R12 to R38) | 0.21678 | 4.3378e-06 | 9.7784e-05 | 20 |  | 0.088141 | 0.11663 | 0.15654 | 0.36131 |  | 0.29663 | 0.0084544 | 0 | 0.53388 | 0.53388 | 0.29663 | sq ft | 26.2307 | 1.1843 | 0.66621 | 0.55561 | 0.056223 | -0.18103 | DROP | DROP | DROP | DROP | DROP | DROP | [5 empty] | 1.1843 | 0.056223 | 26.2307 | 0.49317 | KEEP | 0.056223 | 1.024 | 23.4683 | 0.66092 | DROP | 0.66621 | 0.49317 | 1.4794 | DROP
DEF | E_CU_Ceiling Insulation(R12 to R38) | 0.21678 | 8.9655e-05 | 5.281e-05 | 20 |  | 0.088141 | 0.11581 | 0.15525 | 0.3592 |  | 0.29663 | 0.0084544 | 0 | 0.53388 | 0.53388 | 0.29663 | sq ft | 26.2307 | 1.1774 | 0.66232 | 0.55561 | 0.054112 | -0.18314 | DROP | DROP | DROP | DROP | DROP | DROP | [5 empty] | 1.1774 | 0.054112 | 26.2307 | 0.49317 | KEEP | 0.054112 | 1.0241 | 23.572 | 0.65697 | DROP | 0.66232 | 0.49317 | 1.4794 | DROP
DEF | E_GR_Ceiling Insulation(R12 to R38) | 0.21678 | 4.4238e-05 | 0.00010117 | 20 |  | 0.088141 | 0.12067 | 0.16196 | 0.37077 |  | 0.29663 | 0.0084544 | 0 | 0.53388 | 0.53388 | 0.29663 | sq ft | 26.2307 | 1.2153 | 0.68366 | 0.55561 | 0.065685 | -0.17156 | DROP | DROP | DROP | DROP | DROP | DROP | [5 empty] | 1.2153 | 0.065685 | 26.2307 | 0.49317 | KEEP | 0.065685 | 1.0233 | 23.0034 | 0.67865 | DROP | 0.68366 | 0.49317 | 1.4794 | DROP
DEF | E_HC_Ceiling Insulation(R12 to R38) | 0.21678 | 4.3378e-06 | 9.7784e-05 | 20 |  | 0.088141 | 0.11663 | 0.15654 | 0.36131 |  | 0.29663 | 0.0084544 | 0 | 0.53388 | 0.53388 | 0.29663 | sq ft | 26.2307 | 1.1843 | 0.66621 | 0.55561 | 0.056223 | -0.18103 | DROP | DROP | DROP | DROP | DROP | DROP | [5 empty] | 1.1843 | 0.056223 | 26.2307 | 0.49317 | KEEP | 0.056223 | 1.024 | 23.4683 | 0.66092 | DROP | 0.66621 | 0.49317 | 1.4794 | DROP
DEF | E_HS_Ceiling Insulation(R12 to R38) | 0.21678 | 8.9655e-05 | 5.281e-05 | 20 |  | 0.088141 | 0.11581 | 0.15525 | 0.3592 |  | 0.29663 | 0.0084544 | 0 | 0.53388 | 0.53388 | 0.29663 | sq ft | 26.2307 | 1.1774 | 0.66232 | 0.55561 | 0.054112 | -0.18314 | DROP | DROP | DROP | DROP | DROP | DROP | [5 empty] | 1.1774 | 0.054112 | 26.2307 | 0.49317 | KEEP | 0.054112 | 1.0241 | 23.572 | 0.65697 | DROP | 0.66232 | 0.49317 | 1.4794 | DROP
DEF | E_IN_Ceiling Insulation(R12 to R38) | 0.21678 | 4.3378e-06 | 9.7784e-05 | 20 |  | 0.088141 | 0.11663 | 0.15654 | 0.36131 |  | 0.29663 | 0.0084544 | 0 | 0.53388 | 0.53388 | 0.29663 | sq ft | 26.2307 | 1.1843 | 0.66621 | 0.55561 | 0.056223 | -0.18103 | DROP | DROP | DROP | DROP | DROP | DROP | [5 empty] | 1.1843 | 0.056223 | 26.2307 | 0.49317 | KEEP | 0.056223 | 1.024 | 23.4683 | 0.66092 | DROP | 0.66621 | 0.49317 | 1.4794 | DROP
DEF | E_LG_Ceiling Insulation(R12 to R38) | 0.21678 | 8.9655e-05 | 5.281e-05 | 20 |  | 0.088141 | 0.11581 | 0.15525 | 0.3592 |  | 0.29663 | 0.0084544 | 0 | 0.53388 | 0.53388 | 0.29663 | sq ft | 26.2307 | 1.1774 | 0.66232 | 0.55561 | 0.054112 | -0.18314 | DROP | DROP | DROP | DROP | DROP | DROP | [5 empty] | 1.1774 | 0.054112 | 26.2307 | 0.49317 | KEEP | 0.054112 | 1.0241 | 23.572 | 0.65697 | DROP | 0.66232 | 0.49317 | 1.4794 | DROP
DEF | E_MS_Ceiling Insulation(R12 to R38) | 0.21678 | 4.3378e-06 | 9.7784e-05 | 20 |  | 0.088141 | 0.11663 | 0.15654 | 0.36131 |  | 0.29663 | 0.0084544 | 0 | 0.53388 | 0.53388 | 0.29663 | sq ft | 26.2307 | 1.1843 | 0.66621 | 0.55561 | 0.056223 | -0.18103 | DROP | DROP | DROP | DROP | DROP | DROP | [5 empty] | 1.1843 | 0.056223 | 26.2307 | 0.49317 | KEEP | 0.056223 | 1.024 | 23.4683 | 0.66092 | DROP | 0.66621 | 0.49317 | 1.4794 | DROP
DEF | E_OF_Ceiling Insulation(R12 to R38) | 0.21678 | 4.3378e-06 | 9.7784e-05 | 20 |  | 0.088141 | 0.11663 | 0.15654 | 0.36131 |  | 0.29663 | 0.0084544 | 0 | 0.53388 | 0.53388 | 0.29663 | sq ft | 26.2307 | 1.1843 | 0.66621 | 0.55561 | 0.056223 | -0.18103 | DROP | DROP | DROP | DROP | DROP | DROP | [5 empty] | 1.1843 | 0.056223 | 26.2307 | 0.49317 | KEEP | 0.056223 | 1.024 | 23.4683 | 0.66092 | DROP | 0.66621 | 0.49317 | 1.4794 | DROP
DEF | E_RS_Ceiling Insulation(R12 to R38) | 0.21678 | 4.4238e-05 | 0.00010117 | 20 |  | 0.088141 | 0.12067 | 0.16196 | 0.37077 |  | 0.29663 | 0.0084544 | 0 | 0.53388 | 0.53388 | 0.29663 | sq ft | 26.2307 | 1.2153 | 0.68366 | 0.55561 | 0.065685 | -0.17156 | DROP | DROP | DROP | DROP | DROP | DROP | [5 empty] | 1.2153 | 0.065685 | 26.2307 | 0.49317 | KEEP | 0.065685 | 1.0233 | 23.0034 | 0.67865 | DROP | 0.68366 | 0.49317 | 1.4794 | DROP
DEF | E_RT_Ceiling Insulation(R12 to R38) | 0.21678 | 4.4238e-05 | 0.00010117 | 20 |  | 0.088141 | 0.12067 | 0.16196 | 0.37077 |  | 0.29663 | 0.0084544 | 0 | 0.53388 | 0.53388 | 0.29663 | sq ft | 26.2307 | 1.2153 | 0.68366 | 0.55561 | 0.065685 | -0.17156 | DROP | DROP | DROP | DROP | DROP | DROP | [5 empty] | 1.2153 | 0.065685 | 26.2307 | 0.49317 | KEEP | 0.065685 | 1.0233 | 23.0034 | 0.67865 | DROP | 0.68366 | 0.49317 | 1.4794 | DROP
DEF | E_SC_Ceiling Insulation(R12 to R38) | 0.21678 | 4.3378e-06 | 9.7784e-05 | 20 |  | 0.088141 | 0.11663 | 0.15654 | 0.36131 |  | 0.29663 | 0.0084544 | 0 | 0.53388 | 0.53388 | 0.29663 | sq ft | 26.2307 | 1.1843 | 0.66621 | 0.55561 | 0.056223 | -0.18103 | DROP | DROP | DROP | DROP | DROP | DROP | [5 empty] | 1.1843 | 0.056223 | 26.2307 | 0.49317 | KEEP | 0.056223 | 1.024 | 23.4683 | 0.66092 | DROP | 0.66621 | 0.49317 | 1.4794 | DROP
DEF | E_WR_Ceiling Insulation(R12 to R38) | 0.21678 | 2.4599e-05 | 4.3891e-05 | 20 |  | 0.088141 | 0.052348 | 0.070265 | 0.21075 |  | 0.29663 | 0.0084544 | 0 | 0.53388 | 0.53388 | 0.29663 | sq ft | 26.2307 | 0.6908 | 0.38861 | 0.55561 | -0.094332 | -0.33158 | DROP | DROP | DROP | DROP | DROP | DROP | [5 empty] | 0.6908 | DROP | 26.2307 | 0.49317 | DROP | DROP | DROP | DROP | DROP | DROP | 0.38861 | 0.49317 | 1.4794 | DROP
DEF | N_AS_Ceiling Insulation(R12 to R38) | 0.21268 | 4.2558e-06 | 9.5934e-05 | 20 |  | 0.086474 | 0.11442 | 0.15358 | 0.35447 |  | 0.29102 | 0.0082944 | 0 | 0.53388 | 0.53388 | 0.29102 | sq ft | 26.7365 | 1.1843 | 0.6538 | 0.5451 | 0.05516 | -0.1877 | DROP | DROP | DROP | DROP | DROP | DROP | [5 empty] | 1.1843 | 0.05516 | 26.7365 | 0.49394 | KEEP | 0.05516 | 1.024 | 23.9741 | 0.64842 | DROP | 0.6538 | 0.49394 | 1.4703 | DROP
DEF | N_CU_Ceiling Insulation(R12 to R38) | 0.21268 | 8.7959e-05 | 5.1811e-05 | 20 |  | 0.086474 | 0.11362 | 0.15231 | 0.3524 |  | 0.29102 | 0.0082944 | 0 | 0.53388 | 0.53388 | 0.29102 | sq ft | 26.7365 | 1.1774 | 0.64998 | 0.5451 | 0.053089 | -0.18977 | DROP | DROP | DROP | DROP | DROP | DROP | [5 empty] | 1.1774 | 0.053089 | 26.7365 | 0.49394 | KEEP | 0.053089 | 1.0241 | 24.0778 | 0.64454 | DROP | 0.64998 | 0.49394 | 1.4703 | DROP
DEF | N_GR_Ceiling Insulation(R12 to R38) | 0.21268 | 4.3401e-05 | 9.9257e-05 | 20 |  | 0.086474 | 0.11838 | 0.1589 | 0.36376 |  | 0.29102 | 0.0082944 | 0 | 0.53388 | 0.53388 | 0.29102 | sq ft | 26.7365 | 1.2153 | 0.67092 | 0.5451 | 0.064442 | -0.17842 | DROP | DROP | DROP | DROP | DROP | DROP | [5 empty] | 1.2153 | 0.064442 | 26.7365 | 0.49394 | KEEP | 0.064442 | 1.0233 | 23.5093 | 0.66581 | DROP | 0.67092 | 0.49394 | 1.4703 | DROP
DEF | N_HC_Ceiling Insulation(R12 to R38) | 0.21268 | 4.2558e-06 | 9.5934e-05 | 20 |  | 0.086474 | 0.11442 | 0.15358 | 0.35447 |  | 0.29102 | 0.0082944 | 0 | 0.53388 | 0.53388 | 0.29102 | sq ft | 26.7365 | 1.1843 | 0.6538 | 0.5451 | 0.05516 | -0.1877 | DROP | DROP | DROP | DROP | DROP | DROP | [5 empty] | 1.1843 | 0.05516 | 26.7365 | 0.49394 | KEEP | 0.05516 | 1.024 | 23.9741 | 0.64842 | DROP | 0.6538 | 0.49394 | 1.4703 | DROP
DEF | N_HS_Ceiling Insulation(R12 to R38) | 0.21268 | 8.7959e-05 | 5.1811e-05 | 20 |  | 0.086474 | 0.11362 | 0.15231 | 0.3524 |  | 0.29102 | 0.0082944 | 0 | 0.53388 | 0.53388 | 0.29102 | sq ft | 26.7365 | 1.1774 | 0.64998 | 0.5451 | 0.053089 | -0.18977 | DROP | DROP | DROP | DROP | DROP | DROP | [5 empty] | 1.1774 | 0.053089 | 26.7365 | 0.49394 | KEEP | 0.053089 | 1.0241 | 24.0778 | 0.64454 | DROP | 0.64998 | 0.49394 | 1.4703 | DROP
DEF | N_IN_Ceiling Insulation(R12 to R38) | 0.21268 | 4.2558e-06 | 9.5934e-05 | 20 |  | 0.086474 | 0.11442 | 0.15358 | 0.35447 |  | 0.29102 | 0.0082944 | 0 | 0.53388 | 0.53388 | 0.29102 | sq ft | 26.7365 | 1.1843 | 0.6538 | 0.5451 | 0.05516 | -0.1877 | DROP | DROP | DROP | DROP | DROP | DROP | [5 empty] | 1.1843 | 0.05516 | 26.7365 | 0.49394 | KEEP | 0.05516 | 1.024 | 23.9741 | 0.64842 | DROP | 0.6538 | 0.49394 | 1.4703 | DROP
DEF | N_LG_Ceiling Insulation(R12 to R38) | 0.21268 | 8.7959e-05 | 5.1811e-05 | 20 |  | 0.086474 | 0.11362 | 0.15231 | 0.3524 |  | 0.29102 | 0.0082944 | 0 | 0.53388 | 0.53388 | 0.29102 | sq ft | 26.7365 | 1.1774 | 0.64998 | 0.5451 | 0.053089 | -0.18977 | DROP | DROP | DROP | DROP | DROP | DROP | [5 empty] | 1.1774 | 0.053089 | 26.7365 | 0.49394 | KEEP | 0.053089 | 1.0241 | 24.0778 | 0.64454 | DROP | 0.64998 | 0.49394 | 1.4703 | DROP
DEF | N_MS_Ceiling Insulation(R12 to R38) | 0.21268 | 4.2558e-06 | 9.5934e-05 | 20 |  | 0.086474 | 0.11442 | 0.15358 | 0.35447 |  | 0.29102 | 0.0082944 | 0 | 0.53388 | 0.53388 | 0.29102 | sq ft | 26.7365 | 1.1843 | 0.6538 | 0.5451 | 0.05516 | -0.1877 | DROP | DROP | DROP | DROP | DROP | DROP | [5 empty] | 1.1843 | 0.05516 | 26.7365 | 0.49394 | KEEP | 0.05516 | 1.024 | 23.9741 | 0.64842 | DROP | 0.6538 | 0.49394 | 1.4703 | DROP
DEF | N_OF_Ceiling Insulation(R12 to R38) | 0.21268 | 4.2558e-06 | 9.5934e-05 | 20 |  | 0.086474 | 0.11442 | 0.15358 | 0.35447 |  | 0.29102 | 0.0082944 | 0 | 0.53388 | 0.53388 | 0.29102 | sq ft | 26.7365 | 1.1843 | 0.6538 | 0.5451 | 0.05516 | -0.1877 | DROP | DROP | DROP | DROP | DROP | DROP | [5 empty] | 1.1843 | 0.05516 | 26.7365 | 0.49394 | KEEP | 0.05516 | 1.024 | 23.9741 | 0.64842 | DROP | 0.6538 | 0.49394 | 1.4703 | DROP
DEF | N_RS_Ceiling Insulation(R12 to R38) | 0.21268 | 4.3401e-05 | 9.9257e-05 | 20 |  | 0.086474 | 0.11838 | 0.1589 | 0.36376 |  | 0.29102 | 0.0082944 | 0 | 0.53388 | 0.53388 | 0.29102 | sq ft | 26.7365 | 1.2153 | 0.67092 | 0.5451 | 0.064442 | -0.17842 | DROP | DROP | DROP | DROP | DROP | DROP | [5 empty] | 1.2153 | 0.064442 | 26.7365 | 0.49394 | KEEP | 0.064442 | 1.0233 | 23.5093 | 0.66581 | DROP | 0.67092 | 0.49394 | 1.4703 | DROP
DEF | N_RT_Ceiling Insulation(R12 to R38) | 0.21268 | 4.3401e-05 | 9.9257e-05 | 20 |  | 0.086474 | 0.11838 | 0.1589 | 0.36376 |  | 0.29102 | 0.0082944 | 0 | 0.53388 | 0.53388 | 0.29102 | sq ft | 26.7365 | 1.2153 | 0.67092 | 0.5451 | 0.064442 | -0.17842 | DROP | DROP | DROP | DROP | DROP | DROP | [5 empty] | 1.2153 | 0.064442 | 26.7365 | 0.49394 | KEEP | 0.064442 | 1.0233 | 23.5093 | 0.66581 | DROP | 0.67092 | 0.49394 | 1.4703 | DROP
DEF | N_SC_Ceiling Insulation(R12 to R38) | 0.21268 | 4.2558e-06 | 9.5934e-05 | 20 |  | 0.086474 | 0.11442 | 0.15358 | 0.35447 |  | 0.29102 | 0.0082944 | 0 | 0.53388 | 0.53388 | 0.29102 | sq ft | 26.7365 | 1.1843 | 0.6538 | 0.5451 | 0.05516 | -0.1877 | DROP | DROP | DROP | DROP | DROP | DROP | [5 empty] | 1.1843 | 0.05516 | 26.7365 | 0.49394 | KEEP | 0.05516 | 1.024 | 23.9741 | 0.64842 | DROP | 0.6538 | 0.49394 | 1.4703 | DROP
DEF | N_WR_Ceiling Insulation(R12 to R38) | 0.21268 | 2.4134e-05 | 4.3061e-05 | 20 |  | 0.086474 | 0.051358 | 0.068936 | 0.20677 |  | 0.29102 | 0.0082944 | 0 | 0.53388 | 0.53388 | 0.29102 | sq ft | 26.7365 | 0.6908 | 0.38137 | 0.5451 | -0.092547 | -0.33541 | DROP | DROP | DROP | DROP | DROP | DROP | [5 empty] | 0.6908 | DROP | 26.7365 | 0.49394 | DROP | DROP | DROP | DROP | DROP | DROP | 0.38137 | 0.49394 | 1.4703 | DROP
DEF | E_AS_Ceiling Insulation(R19 to R38) | 0.10005 | 2.0021e-06 | 4.5131e-05 | 20 |  | 0.04068 | 0.053827 | 0.072251 | 0.16676 |  | 0.13691 | 0.003902 | 0 | 0.45751 | 0.45751 | 0.13691 | sq ft | 48.7027 | 1.1843 | 0.36141 | 0.29925 | 0.025949 | -0.29465 | DROP | DROP | DROP | DROP | DROP | DROP | [5 empty] | 1.1843 | 0.025949 | 48.7027 | 0.43872 | KEEP | 0.025949 | 1.024 | 45.9403 | 0.35597 | DROP | 0.36141 | 0.43872 | 1.2582 | DROP
DEF | E_CU_Ceiling Insulation(R19 to R38) | 0.10005 | 4.1379e-05 | 2.4374e-05 | 20 |  | 0.04068 | 0.053449 | 0.071654 | 0.16578 |  | 0.13691 | 0.003902 | 0 | 0.45751 | 0.45751 | 0.13691 | sq ft | 48.7027 | 1.1774 | 0.3593 | 0.29925 | 0.024975 | -0.29562 | DROP | DROP | DROP | DROP | DROP | DROP | [5 empty] | 1.1774 | 0.024975 | 48.7027 | 0.43872 | KEEP | 0.024975 | 1.0241 | 46.044 | 0.35384 | DROP | 0.3593 | 0.43872 | 1.2582 | DROP
DEF | E_GR_Ceiling Insulation(R19 to R38) | 0.10005 | 2.0418e-05 | 4.6694e-05 | 20 |  | 0.04068 | 0.055692 | 0.074753 | 0.17113 |  | 0.13691 | 0.003902 | 0 | 0.45751 | 0.45751 | 0.13691 | sq ft | 48.7027 | 1.2153 | 0.37088 | 0.29925 | 0.030316 | -0.29028 | DROP | DROP | DROP | DROP | DROP | DROP | [5 empty] | 1.2153 | 0.030316 | 48.7027 | 0.43872 | KEEP | 0.030316 | 1.0233 | 45.4755 | 0.36551 | DROP | 0.37088 | 0.43872 | 1.2582 | DROP
DEF | E_HC_Ceiling Insulation(R19 to R38) | 0.10005 | 2.0021e-06 | 4.5131e-05 | 20 |  | 0.04068 | 0.053827 | 0.072251 | 0.16676 |  | 0.13691 | 0.003902 | 0 | 0.45751 | 0.45751 | 0.13691 | sq ft | 48.7027 | 1.1843 | 0.36141 | 0.29925 | 0.025949 | -0.29465 | DROP | DROP | DROP | DROP | DROP | DROP | [5 empty] | 1.1843 | 0.025949 | 48.7027 | 0.43872 | KEEP | 0.025949 | 1.024 | 45.9403 | 0.35597 | DROP | 0.36141 | 0.43872 | 1.2582 | DROP
DEF | E_HS_Ceiling Insulation(R19 to R38) | 0.10005 | 4.1379e-05 | 2.4374e-05 | 20 |  | 0.04068 | 0.053449 | 0.071654 | 0.16578 |  | 0.13691 | 0.003902 | 0 | 0.45751 | 0.45751 | 0.13691 | sq ft | 48.7027 | 1.1774 | 0.3593 | 0.29925 | 0.024975 | -0.29562 | DROP | DROP | DROP | DROP | DROP | DROP | [5 empty] | 1.1774 | 0.024975 | 48.7027 | 0.43872 | KEEP | 0.024975 | 1.0241 | 46.044 | 0.35384 | DROP | 0.3593 | 0.43872 | 1.2582 | DROP
DEF | E_IN_Ceiling Insulation(R19 to R38) | 0.10005 | 2.0021e-06 | 4.5131e-05 | 20 |  | 0.04068 | 0.053827 | 0.072251 | 0.16676 |  | 0.13691 | 0.003902 | 0 | 0.45751 | 0.45751 | 0.13691 | sq ft | 48.7027 | 1.1843 | 0.36141 | 0.29925 | 0.025949 | -0.29465 | DROP | DROP | DROP | DROP | DROP | DROP | [5 empty] | 1.1843 | 0.025949 | 48.7027 | 0.43872 | KEEP | 0.025949 | 1.024 | 45.9403 | 0.35597 | DROP | 0.36141 | 0.43872 | 1.2582 | DROP
DEF | E_LG_Ceiling Insulation(R19 to R38) | 0.10005 | 4.1379e-05 | 2.4374e-05 | 20 |  | 0.04068 | 0.053449 | 0.071654 | 0.16578 |  | 0.13691 | 0.003902 | 0 | 0.45751 | 0.45751 | 0.13691 | sq ft | 48.7027 | 1.1774 | 0.3593 | 0.29925 | 0.024975 | -0.29562 | DROP | DROP | DROP | DROP | DROP | DROP | [5 empty] | 1.1774 | 0.024975 | 48.7027 | 0.43872 | KEEP | 0.024975 | 1.0241 | 46.044 | 0.35384 | DROP | 0.3593 | 0.43872 | 1.2582 | DROP
DEF | E_MS_Ceiling Insulation(R19 to R38) | 0.10005 | 2.0021e-06 | 4.5131e-05 | 20 |  | 0.04068 | 0.053827 | 0.072251 | 0.16676 |  | 0.13691 | 0.003902 | 0 | 0.45751 | 0.45751 | 0.13691 | sq ft | 48.7027 | 1.1843 | 0.36141 | 0.29925 | 0.025949 | -0.29465 | DROP | DROP | DROP | DROP | DROP | DROP | [5 empty] | 1.1843 | 0.025949 | 48.7027 | 0.43872 | KEEP | 0.025949 | 1.024 | 45.9403 | 0.35597 | DROP | 0.36141 | 0.43872 | 1.2582 | DROP
DEF | E_OF_Ceiling Insulation(R19 to R38) | 0.10005 | 2.0021e-06 | 4.5131e-05 | 20 |  | 0.04068 | 0.053827 | 0.072251 | 0.16676 |  | 0.13691 | 0.003902 | 0 | 0.45751 | 0.45751 | 0.13691 | sq ft | 48.7027 | 1.1843 | 0.36141 | 0.29925 | 0.025949 | -0.29465 | DROP | DROP | DROP | DROP | DROP | DROP | [5 empty] | 1.1843 | 0.025949 | 48.7027 | 0.43872 | KEEP | 0.025949 | 1.024 | 45.9403 | 0.35597 | DROP | 0.36141 | 0.43872 | 1.2582 | DROP
DEF | E_RS_Ceiling Insulation(R19 to R38) | 0.10005 | 2.0418e-05 | 4.6694e-05 | 20 |  | 0.04068 | 0.055692 | 0.074753 | 0.17113 |  | 0.13691 | 0.003902 | 0 | 0.45751 | 0.45751 | 0.13691 | sq ft | 48.7027 | 1.2153 | 0.37088 | 0.29925 | 0.030316 | -0.29028 | DROP | DROP | DROP | DROP | DROP | DROP | [5 empty] | 1.2153 | 0.030316 | 48.7027 | 0.43872 | KEEP | 0.030316 | 1.0233 | 45.4755 | 0.36551 | DROP | 0.37088 | 0.43872 | 1.2582 | DROP
DEF | E_RT_Ceiling Insulation(R19 to R38) | 0.10005 | 2.0418e-05 | 4.6694e-05 | 20 |  | 0.04068 | 0.055692 | 0.074753 | 0.17113 |  | 0.13691 | 0.003902 | 0 | 0.45751 | 0.45751 | 0.13691 | sq ft | 48.7027 | 1.2153 | 0.37088 | 0.29925 | 0.030316 | -0.29028 | DROP | DROP | DROP | DROP | DROP | DROP | [5 empty] | 1.2153 | 0.030316 | 48.7027 | 0.43872 | KEEP | 0.030316 | 1.0233 | 45.4755 | 0.36551 | DROP | 0.37088 | 0.43872 | 1.2582 | DROP
DEF | E_SC_Ceiling Insulation(R19 to R38) | 0.10005 | 2.0021e-06 | 4.5131e-05 | 20 |  | 0.04068 | 0.053827 | 0.072251 | 0.16676 |  | 0.13691 | 0.003902 | 0 | 0.45751 | 0.45751 | 0.13691 | sq ft | 48.7027 | 1.1843 | 0.36141 | 0.29925 | 0.025949 | -0.29465 | DROP | DROP | DROP | DROP | DROP | DROP | [5 empty] | 1.1843 | 0.025949 | 48.7027 | 0.43872 | KEEP | 0.025949 | 1.024 | 45.9403 | 0.35597 | DROP | 0.36141 | 0.43872 | 1.2582 | DROP
DEF | E_WR_Ceiling Insulation(R19 to R38) | 0.10005 | 1.1354e-05 | 2.0257e-05 | 20 |  | 0.04068 | 0.024161 | 0.03243 | 0.097271 |  | 0.13691 | 0.003902 | 0 | 0.45751 | 0.45751 | 0.13691 | sq ft | 48.7027 | 0.6908 | 0.21081 | 0.29925 | -0.043538 | -0.36414 | DROP | DROP | DROP | DROP | DROP | DROP | [5 empty] | 0.6908 | DROP | 48.7027 | 0.43872 | DROP | DROP | DROP | DROP | DROP | DROP | 0.21081 | 0.43872 | 1.2582 | DROP
DEF | N_AS_Ceiling Insulation(R19 to R38) | 0.098159 | 1.9642e-06 | 4.4277e-05 | 20 |  | 0.039911 | 0.052809 | 0.070884 | 0.1636 |  | 0.13432 | 0.0038282 | 0 | 0.45751 | 0.45751 | 0.13432 | sq ft | 49.6418 | 1.1843 | 0.35463 | 0.29359 | 0.025458 | -0.29773 | DROP | DROP | DROP | DROP | DROP | DROP | [5 empty] | 1.1843 | 0.025458 | 49.6418 | 0.43907 | KEEP | 0.025458 | 1.024 | 46.8795 | 0.34923 | DROP | 0.35463 | 0.43907 | 1.2533 | DROP
DEF | N_CU_Ceiling Insulation(R19 to R38) | 0.098159 | 4.0597e-05 | 2.3913e-05 | 20 |  | 0.039911 | 0.052438 | 0.070299 | 0.16265 |  | 0.13432 | 0.0038282 | 0 | 0.45751 | 0.45751 | 0.13432 | sq ft | 49.6418 | 1.1774 | 0.35256 | 0.29359 | 0.024502 | -0.29869 | DROP | DROP | DROP | DROP | DROP | DROP | [5 empty] | 1.1774 | 0.024502 | 49.6418 | 0.43907 | KEEP | 0.024502 | 1.0241 | 46.9832 | 0.34714 | DROP | 0.35256 | 0.43907 | 1.2533 | DROP
DEF | N_GR_Ceiling Insulation(R19 to R38) | 0.098159 | 2.0031e-05 | 4.5811e-05 | 20 |  | 0.039911 | 0.054638 | 0.073339 | 0.16789 |  | 0.13432 | 0.0038282 | 0 | 0.45751 | 0.45751 | 0.13432 | sq ft | 49.6418 | 1.2153 | 0.36392 | 0.29359 | 0.029742 | -0.29345 | DROP | DROP | DROP | DROP | DROP | DROP | [5 empty] | 1.2153 | 0.029742 | 49.6418 | 0.43907 | KEEP | 0.029742 | 1.0233 | 46.4146 | 0.3586 | DROP | 0.36392 | 0.43907 | 1.2533 | DROP
DEF | N_HC_Ceiling Insulation(R19 to R38) | 0.098159 | 1.9642e-06 | 4.4277e-05 | 20 |  | 0.039911 | 0.052809 | 0.070884 | 0.1636 |  | 0.13432 | 0.0038282 | 0 | 0.45751 | 0.45751 | 0.13432 | sq ft | 49.6418 | 1.1843 | 0.35463 | 0.29359 | 0.025458 | -0.29773 | DROP | DROP | DROP | DROP | DROP | DROP | [5 empty] | 1.1843 | 0.025458 | 49.6418 | 0.43907 | KEEP | 0.025458 | 1.024 | 46.8795 | 0.34923 | DROP | 0.35463 | 0.43907 | 1.2533 | DROP
DEF | N_HS_Ceiling Insulation(R19 to R38) | 0.098159 | 4.0597e-05 | 2.3913e-05 | 20 |  | 0.039911 | 0.052438 | 0.070299 | 0.16265 |  | 0.13432 | 0.0038282 | 0 | 0.45751 | 0.45751 | 0.13432 | sq ft | 49.6418 | 1.1774 | 0.35256 | 0.29359 | 0.024502 | -0.29869 | DROP | DROP | DROP | DROP | DROP | DROP | [5 empty] | 1.1774 | 0.024502 | 49.6418 | 0.43907 | KEEP | 0.024502 | 1.0241 | 46.9832 | 0.34714 | DROP | 0.35256 | 0.43907 | 1.2533 | DROP
DEF | N_IN_Ceiling Insulation(R19 to R38) | 0.098159 | 1.9642e-06 | 4.4277e-05 | 20 |  | 0.039911 | 0.052809 | 0.070884 | 0.1636 |  | 0.13432 | 0.0038282 | 0 | 0.45751 | 0.45751 | 0.13432 | sq ft | 49.6418 | 1.1843 | 0.35463 | 0.29359 | 0.025458 | -0.29773 | DROP | DROP | DROP | DROP | DROP | DROP | [5 empty] | 1.1843 | 0.025458 | 49.6418 | 0.43907 | KEEP | 0.025458 | 1.024 | 46.8795 | 0.34923 | DROP | 0.35463 | 0.43907 | 1.2533 | DROP
DEF | N_LG_Ceiling Insulation(R19 to R38) | 0.098159 | 4.0597e-05 | 2.3913e-05 | 20 |  | 0.039911 | 0.052438 | 0.070299 | 0.16265 |  | 0.13432 | 0.0038282 | 0 | 0.45751 | 0.45751 | 0.13432 | sq ft | 49.6418 | 1.1774 | 0.35256 | 0.29359 | 0.024502 | -0.29869 | DROP | DROP | DROP | DROP | DROP | DROP | [5 empty] | 1.1774 | 0.024502 | 49.6418 | 0.43907 | KEEP | 0.024502 | 1.0241 | 46.9832 | 0.34714 | DROP | 0.35256 | 0.43907 | 1.2533 | DROP
DEF | N_MS_Ceiling Insulation(R19 to R38) | 0.098159 | 1.9642e-06 | 4.4277e-05 | 20 |  | 0.039911 | 0.052809 | 0.070884 | 0.1636 |  | 0.13432 | 0.0038282 | 0 | 0.45751 | 0.45751 | 0.13432 | sq ft | 49.6418 | 1.1843 | 0.35463 | 0.29359 | 0.025458 | -0.29773 | DROP | DROP | DROP | DROP | DROP | DROP | [5 empty] | 1.1843 | 0.025458 | 49.6418 | 0.43907 | KEEP | 0.025458 | 1.024 | 46.8795 | 0.34923 | DROP | 0.35463 | 0.43907 | 1.2533 | DROP
DEF | N_OF_Ceiling Insulation(R19 to R38) | 0.098159 | 1.9642e-06 | 4.4277e-05 | 20 |  | 0.039911 | 0.052809 | 0.070884 | 0.1636 |  | 0.13432 | 0.0038282 | 0 | 0.45751 | 0.45751 | 0.13432 | sq ft | 49.6418 | 1.1843 | 0.35463 | 0.29359 | 0.025458 | -0.29773 | DROP | DROP | DROP | DROP | DROP | DROP | [5 empty] | 1.1843 | 0.025458 | 49.6418 | 0.43907 | KEEP | 0.025458 | 1.024 | 46.8795 | 0.34923 | DROP | 0.35463 | 0.43907 | 1.2533 | DROP
DEF | N_RS_Ceiling Insulation(R19 to R38) | 0.098159 | 2.0031e-05 | 4.5811e-05 | 20 |  | 0.039911 | 0.054638 | 0.073339 | 0.16789 |  | 0.13432 | 0.0038282 | 0 | 0.45751 | 0.45751 | 0.13432 | sq ft | 49.6418 | 1.2153 | 0.36392 | 0.29359 | 0.029742 | -0.29345 | DROP | DROP | DROP | DROP | DROP | DROP | [5 empty] | 1.2153 | 0.029742 | 49.6418 | 0.43907 | KEEP | 0.029742 | 1.0233 | 46.4146 | 0.3586 | DROP | 0.36392 | 0.43907 | 1.2533 | DROP
DEF | N_RT_Ceiling Insulation(R19 to R38) | 0.098159 | 2.0031e-05 | 4.5811e-05 | 20 |  | 0.039911 | 0.054638 | 0.073339 | 0.16789 |  | 0.13432 | 0.0038282 | 0 | 0.45751 | 0.45751 | 0.13432 | sq ft | 49.6418 | 1.2153 | 0.36392 | 0.29359 | 0.029742 | -0.29345 | DROP | DROP | DROP | DROP | DROP | DROP | [5 empty] | 1.2153 | 0.029742 | 49.6418 | 0.43907 | KEEP | 0.029742 | 1.0233 | 46.4146 | 0.3586 | DROP | 0.36392 | 0.43907 | 1.2533 | DROP
DEF | N_SC_Ceiling Insulation(R19 to R38) | 0.098159 | 1.9642e-06 | 4.4277e-05 | 20 |  | 0.039911 | 0.052809 | 0.070884 | 0.1636 |  | 0.13432 | 0.0038282 | 0 | 0.45751 | 0.45751 | 0.13432 | sq ft | 49.6418 | 1.1843 | 0.35463 | 0.29359 | 0.025458 | -0.29773 | DROP | DROP | DROP | DROP | DROP | DROP | [5 empty] | 1.1843 | 0.025458 | 49.6418 | 0.43907 | KEEP | 0.025458 | 1.024 | 46.8795 | 0.34923 | DROP | 0.35463 | 0.43907 | 1.2533 | DROP
DEF | N_WR_Ceiling Insulation(R19 to R38) | 0.098159 | 1.1139e-05 | 1.9874e-05 | 20 |  | 0.039911 | 0.023704 | 0.031817 | 0.095431 |  | 0.13432 | 0.0038282 | 0 | 0.45751 | 0.45751 | 0.13432 | sq ft | 49.6418 | 0.6908 | 0.20686 | 0.29359 | -0.042714 | -0.3659 | DROP | DROP | DROP | DROP | DROP | DROP | [5 empty] | 0.6908 | DROP | 49.6418 | 0.43907 | DROP | DROP | DROP | DROP | DROP | DROP | 0.20686 | 0.43907 | 1.2533 | DROP
DEF | E_AS_Ceiling Insulation(R2 to R38) | 1.8009 | 3.6037e-05 | 0.00081236 | 20 |  | 0.73225 | 0.96889 | 1.3005 | 3.0016 |  | 2.4643 | 0.070236 | 0 | 0.64299 | 0.64299 | 2.4643 | sq ft | 3.8027 | 1.1843 | 4.2086 | 3.8326 | 0.46709 | 2.2884 | KEEP | KEEP | KEEP | KEEP | KEEP | KEEP | [5 empty] | 1.1843 | 0.46709 | 3.8027 | 0.30481 | KEEP | 0.30481 | 1.084 | 2 | 4.3067 | KEEP | 4.2086 | 0.30481 | 4.3067 | KEEP
DEF | E_CU_Ceiling Insulation(R2 to R38) | 1.8009 | 0.00074483 | 0.00043873 | 20 |  | 0.73225 | 0.96209 | 1.2898 | 2.9841 |  | 2.4643 | 0.070236 | 0 | 0.64299 | 0.64299 | 2.4643 | sq ft | 3.8027 | 1.1774 | 4.184 | 3.8326 | 0.44955 | 2.2709 | KEEP | KEEP | KEEP | KEEP | KEEP | KEEP | [5 empty] | 1.1774 | 0.44955 | 3.8027 | 0.30481 | KEEP | 0.30481 | 1.0776 | 2 | 4.3067 | KEEP | 4.184 | 0.30481 | 4.3067 | KEEP
DEF | E_GR_Ceiling Insulation(R2 to R38) | 1.8009 | 0.00036752 | 0.0008405 | 20 |  | 0.73225 | 1.0024 | 1.3456 | 3.0803 |  | 2.4643 | 0.070236 | 0 | 0.64299 | 0.64299 | 2.4643 | sq ft | 3.8027 | 1.2153 | 4.3188 | 3.8326 | 0.54569 | 2.367 | KEEP | KEEP | KEEP | KEEP | KEEP | KEEP | [5 empty] | 1.2153 | 0.54569 | 3.8027 | 0.30481 | KEEP | 0.30481 | 1.1123 | 2 | 4.3067 | KEEP | 4.3188 | 0.30481 | 4.3067 | KEEP
DEF | E_HC_Ceiling Insulation(R2 to R38) | 1.8009 | 3.6037e-05 | 0.00081236 | 20 |  | 0.73225 | 0.96889 | 1.3005 | 3.0016 |  | 2.4643 | 0.070236 | 0 | 0.64299 | 0.64299 | 2.4643 | sq ft | 3.8027 | 1.1843 | 4.2086 | 3.8326 | 0.46709 | 2.2884 | KEEP | KEEP | KEEP | KEEP | KEEP | KEEP | [5 empty] | 1.1843 | 0.46709 | 3.8027 | 0.30481 | KEEP | 0.30481 | 1.084 | 2 | 4.3067 | KEEP | 4.2086 | 0.30481 | 4.3067 | KEEP
DEF | E_HS_Ceiling Insulation(R2 to R38) | 1.8009 | 0.00074483 | 0.00043873 | 20 |  | 0.73225 | 0.96209 | 1.2898 | 2.9841 |  | 2.4643 | 0.070236 | 0 | 0.64299 | 0.64299 | 2.4643 | sq ft | 3.8027 | 1.1774 | 4.184 | 3.8326 | 0.44955 | 2.2709 | KEEP | KEEP | KEEP | KEEP | KEEP | KEEP | [5 empty] | 1.1774 | 0.44955 | 3.8027 | 0.30481 | KEEP | 0.30481 | 1.0776 | 2 | 4.3067 | KEEP | 4.184 | 0.30481 | 4.3067 | KEEP
DEF | E_IN_Ceiling Insulation(R2 to R38) | 1.8009 | 3.6037e-05 | 0.00081236 | 20 |  | 0.73225 | 0.96889 | 1.3005 | 3.0016 |  | 2.4643 | 0.070236 | 0 | 0.64299 | 0.64299 | 2.4643 | sq ft | 3.8027 | 1.1843 | 4.2086 | 3.8326 | 0.46709 | 2.2884 | KEEP | KEEP | KEEP | KEEP | KEEP | KEEP | [5 empty] | 1.1843 | 0.46709 | 3.8027 | 0.30481 | KEEP | 0.30481 | 1.084 | 2 | 4.3067 | KEEP | 4.2086 | 0.30481 | 4.3067 | KEEP
DEF | E_LG_Ceiling Insulation(R2 to R38) | 1.8009 | 0.00074483 | 0.00043873 | 20 |  | 0.73225 | 0.96209 | 1.2898 | 2.9841 |  | 2.4643 | 0.070236 | 0 | 0.64299 | 0.64299 | 2.4643 | sq ft | 3.8027 | 1.1774 | 4.184 | 3.8326 | 0.44955 | 2.2709 | KEEP | KEEP | KEEP | KEEP | KEEP | KEEP | [5 empty] | 1.1774 | 0.44955 | 3.8027 | 0.30481 | KEEP | 0.30481 | 1.0776 | 2 | 4.3067 | KEEP | 4.184 | 0.30481 | 4.3067 | KEEP
DEF | E_MS_Ceiling Insulation(R2 to R38) | 1.8009 | 3.6037e-05 | 0.00081236 | 20 |  | 0.73225 | 0.96889 | 1.3005 | 3.0016 |  | 2.4643 | 0.070236 | 0 | 0.64299 | 0.64299 | 2.4643 | sq ft | 3.8027 | 1.1843 | 4.2086 | 3.8326 | 0.46709 | 2.2884 | KEEP | KEEP | KEEP | KEEP | KEEP | KEEP | [5 empty] | 1.1843 | 0.46709 | 3.8027 | 0.30481 | KEEP | 0.30481 | 1.084 | 2 | 4.3067 | KEEP | 4.2086 | 0.30481 | 4.3067 | KEEP
DEF | E_OF_Ceiling Insulation(R2 to R38) | 1.8009 | 3.6037e-05 | 0.00081236 | 20 |  | 0.73225 | 0.96889 | 1.3005 | 3.0016 |  | 2.4643 | 0.070236 | 0 | 0.64299 | 0.64299 | 2.4643 | sq ft | 3.8027 | 1.1843 | 4.2086 | 3.8326 | 0.46709 | 2.2884 | KEEP | KEEP | KEEP | KEEP | KEEP | KEEP | [5 empty] | 1.1843 | 0.46709 | 3.8027 | 0.30481 | KEEP | 0.30481 | 1.084 | 2 | 4.3067 | KEEP | 4.2086 | 0.30481 | 4.3067 | KEEP
DEF | E_RS_Ceiling Insulation(R2 to R38) | 1.8009 | 0.00036752 | 0.0008405 | 20 |  | 0.73225 | 1.0024 | 1.3456 | 3.0803 |  | 2.4643 | 0.070236 | 0 | 0.64299 | 0.64299 | 2.4643 | sq ft | 3.8027 | 1.2153 | 4.3188 | 3.8326 | 0.54569 | 2.367 | KEEP | KEEP | KEEP | KEEP | KEEP | KEEP | [5 empty] | 1.2153 | 0.54569 | 3.8027 | 0.30481 | KEEP | 0.30481 | 1.1123 | 2 | 4.3067 | KEEP | 4.3188 | 0.30481 | 4.3067 | KEEP
DEF | E_RT_Ceiling Insulation(R2 to R38) | 1.8009 | 0.00036752 | 0.0008405 | 20 |  | 0.73225 | 1.0024 | 1.3456 | 3.0803 |  | 2.4643 | 0.070236 | 0 | 0.64299 | 0.64299 | 2.4643 | sq ft | 3.8027 | 1.2153 | 4.3188 | 3.8326 | 0.54569 | 2.367 | KEEP | KEEP | KEEP | KEEP | KEEP | KEEP | [5 empty] | 1.2153 | 0.54569 | 3.8027 | 0.30481 | KEEP | 0.30481 | 1.1123 | 2 | 4.3067 | KEEP | 4.3188 | 0.30481 | 4.3067 | KEEP
DEF | E_SC_Ceiling Insulation(R2 to R38) | 1.8009 | 3.6037e-05 | 0.00081236 | 20 |  | 0.73225 | 0.96889 | 1.3005 | 3.0016 |  | 2.4643 | 0.070236 | 0 | 0.64299 | 0.64299 | 2.4643 | sq ft | 3.8027 | 1.1843 | 4.2086 | 3.8326 | 0.46709 | 2.2884 | KEEP | KEEP | KEEP | KEEP | KEEP | KEEP | [5 empty] | 1.1843 | 0.46709 | 3.8027 | 0.30481 | KEEP | 0.30481 | 1.084 | 2 | 4.3067 | KEEP | 4.2086 | 0.30481 | 4.3067 | KEEP
DEF | E_WR_Ceiling Insulation(R2 to R38) | 1.3287 | 0.00015078 | 0.00026903 | 20 |  | 0.54026 | 0.32087 | 0.43069 | 1.2918 |  | 1.8182 | 0.051821 | 0 | 0.64299 | 0.64299 | 1.8182 | sq ft | 5.154 | 0.6908 | 1.8592 | 2.8277 | -0.5782 | 0.59701 | DROP | DROP | DROP | KEEP | KEEP | KEEP | [5 empty] | 0.6908 | DROP | 5.154 | 0.39348 | DROP | DROP | DROP | DROP | DROP | DROP | 1.8592 | 0.39348 | 3.4397 | KEEP
DEF | N_AS_Ceiling Insulation(R2 to R38) | 1.7669 | 3.5356e-05 | 0.00079699 | 20 |  | 0.7184 | 0.95056 | 1.2759 | 2.9449 |  | 2.4177 | 0.068907 | 0 | 0.64299 | 0.64299 | 2.4177 | sq ft | 3.876 | 1.1843 | 4.1366 | 3.7601 | 0.45825 | 2.233 | KEEP | KEEP | KEEP | KEEP | KEEP | KEEP | [5 empty] | 1.1843 | 0.45825 | 3.876 | 0.31121 | KEEP | 0.31121 | 1.0791 | 2 | 4.2441 | KEEP | 4.1366 | 0.31121 | 4.2441 | KEEP
DEF | N_CU_Ceiling Insulation(R2 to R38) | 1.7669 | 0.00073074 | 0.00043043 | 20 |  | 0.7184 | 0.94389 | 1.2654 | 2.9277 |  | 2.4177 | 0.068907 | 0 | 0.64299 | 0.64299 | 2.4177 | sq ft | 3.876 | 1.1774 | 4.1125 | 3.7601 | 0.44104 | 2.2158 | KEEP | KEEP | KEEP | KEEP | KEEP | KEEP | [5 empty] | 1.1774 | 0.44104 | 3.876 | 0.31121 | KEEP | 0.31121 | 1.0728 | 2 | 4.2441 | KEEP | 4.1125 | 0.31121 | 4.2441 | KEEP
DEF | N_GR_Ceiling Insulation(R2 to R38) | 1.7669 | 0.00036056 | 0.0008246 | 20 |  | 0.7184 | 0.98348 | 1.3201 | 3.022 |  | 2.4177 | 0.068907 | 0 | 0.64299 | 0.64299 | 2.4177 | sq ft | 3.876 | 1.2153 | 4.245 | 3.7601 | 0.53536 | 2.3101 | KEEP | KEEP | KEEP | KEEP | KEEP | KEEP | [5 empty] | 1.2153 | 0.53536 | 3.876 | 0.31121 | KEEP | 0.31121 | 1.1074 | 2 | 4.2441 | KEEP | 4.245 | 0.31121 | 4.2441 | KEEP
DEF | N_HC_Ceiling Insulation(R2 to R38) | 1.7669 | 3.5356e-05 | 0.00079699 | 20 |  | 0.7184 | 0.95056 | 1.2759 | 2.9449 |  | 2.4177 | 0.068907 | 0 | 0.64299 | 0.64299 | 2.4177 | sq ft | 3.876 | 1.1843 | 4.1366 | 3.7601 | 0.45825 | 2.233 | KEEP | KEEP | KEEP | KEEP | KEEP | KEEP | [5 empty] | 1.1843 | 0.45825 | 3.876 | 0.31121 | KEEP | 0.31121 | 1.0791 | 2 | 4.2441 | KEEP | 4.1366 | 0.31121 | 4.2441 | KEEP
DEF | N_HS_Ceiling Insulation(R2 to R38) | 1.7669 | 0.00073074 | 0.00043043 | 20 |  | 0.7184 | 0.94389 | 1.2654 | 2.9277 |  | 2.4177 | 0.068907 | 0 | 0.64299 | 0.64299 | 2.4177 | sq ft | 3.876 | 1.1774 | 4.1125 | 3.7601 | 0.44104 | 2.2158 | KEEP | KEEP | KEEP | KEEP | KEEP | KEEP | [5 empty] | 1.1774 | 0.44104 | 3.876 | 0.31121 | KEEP | 0.31121 | 1.0728 | 2 | 4.2441 | KEEP | 4.1125 | 0.31121 | 4.2441 | KEEP
DEF | N_IN_Ceiling Insulation(R2 to R38) | 1.7669 | 3.5356e-05 | 0.00079699 | 20 |  | 0.7184 | 0.95056 | 1.2759 | 2.9449 |  | 2.4177 | 0.068907 | 0 | 0.64299 | 0.64299 | 2.4177 | sq ft | 3.876 | 1.1843 | 4.1366 | 3.7601 | 0.45825 | 2.233 | KEEP | KEEP | KEEP | KEEP | KEEP | KEEP | [5 empty] | 1.1843 | 0.45825 | 3.876 | 0.31121 | KEEP | 0.31121 | 1.0791 | 2 | 4.2441 | KEEP | 4.1366 | 0.31121 | 4.2441 | KEEP
DEF | N_LG_Ceiling Insulation(R2 to R38) | 1.7669 | 0.00073074 | 0.00043043 | 20 |  | 0.7184 | 0.94389 | 1.2654 | 2.9277 |  | 2.4177 | 0.068907 | 0 | 0.64299 | 0.64299 | 2.4177 | sq ft | 3.876 | 1.1774 | 4.1125 | 3.7601 | 0.44104 | 2.2158 | KEEP | KEEP | KEEP | KEEP | KEEP | KEEP | [5 empty] | 1.1774 | 0.44104 | 3.876 | 0.31121 | KEEP | 0.31121 | 1.0728 | 2 | 4.2441 | KEEP | 4.1125 | 0.31121 | 4.2441 | KEEP
DEF | N_MS_Ceiling Insulation(R2 to R38) | 1.7669 | 3.5356e-05 | 0.00079699 | 20 |  | 0.7184 | 0.95056 | 1.2759 | 2.9449 |  | 2.4177 | 0.068907 | 0 | 0.64299 | 0.64299 | 2.4177 | sq ft | 3.876 | 1.1843 | 4.1366 | 3.7601 | 0.45825 | 2.233 | KEEP | KEEP | KEEP | KEEP | KEEP | KEEP | [5 empty] | 1.1843 | 0.45825 | 3.876 | 0.31121 | KEEP | 0.31121 | 1.0791 | 2 | 4.2441 | KEEP | 4.1366 | 0.31121 | 4.2441 | KEEP
DEF | N_OF_Ceiling Insulation(R2 to R38) | 1.7669 | 3.5356e-05 | 0.00079699 | 20 |  | 0.7184 | 0.95056 | 1.2759 | 2.9449 |  | 2.4177 | 0.068907 | 0 | 0.64299 | 0.64299 | 2.4177 | sq ft | 3.876 | 1.1843 | 4.1366 | 3.7601 | 0.45825 | 2.233 | KEEP | KEEP | KEEP | KEEP | KEEP | KEEP | [5 empty] | 1.1843 | 0.45825 | 3.876 | 0.31121 | KEEP | 0.31121 | 1.0791 | 2 | 4.2441 | KEEP | 4.1366 | 0.31121 | 4.2441 | KEEP
DEF | N_RS_Ceiling Insulation(R2 to R38) | 1.7669 | 0.00036056 | 0.0008246 | 20 |  | 0.7184 | 0.98348 | 1.3201 | 3.022 |  | 2.4177 | 0.068907 | 0 | 0.64299 | 0.64299 | 2.4177 | sq ft | 3.876 | 1.2153 | 4.245 | 3.7601 | 0.53536 | 2.3101 | KEEP | KEEP | KEEP | KEEP | KEEP | KEEP | [5 empty] | 1.2153 | 0.53536 | 3.876 | 0.31121 | KEEP | 0.31121 | 1.1074 | 2 | 4.2441 | KEEP | 4.245 | 0.31121 | 4.2441 | KEEP
DEF | N_RT_Ceiling Insulation(R2 to R38) | 1.7669 | 0.00036056 | 0.0008246 | 20 |  | 0.7184 | 0.98348 | 1.3201 | 3.022 |  | 2.4177 | 0.068907 | 0 | 0.64299 | 0.64299 | 2.4177 | sq ft | 3.876 | 1.2153 | 4.245 | 3.7601 | 0.53536 | 2.3101 | KEEP | KEEP | KEEP | KEEP | KEEP | KEEP | [5 empty] | 1.2153 | 0.53536 | 3.876 | 0.31121 | KEEP | 0.31121 | 1.1074 | 2 | 4.2441 | KEEP | 4.245 | 0.31121 | 4.2441 | KEEP
DEF | N_SC_Ceiling Insulation(R2 to R38) | 1.7669 | 3.5356e-05 | 0.00079699 | 20 |  | 0.7184 | 0.95056 | 1.2759 | 2.9449 |  | 2.4177 | 0.068907 | 0 | 0.64299 | 0.64299 | 2.4177 | sq ft | 3.876 | 1.1843 | 4.1366 | 3.7601 | 0.45825 | 2.233 | KEEP | KEEP | KEEP | KEEP | KEEP | KEEP | [5 empty] | 1.1843 | 0.45825 | 3.876 | 0.31121 | KEEP | 0.31121 | 1.0791 | 2 | 4.2441 | KEEP | 4.1366 | 0.31121 | 4.2441 | KEEP
DEF | N_WR_Ceiling Insulation(R2 to R38) | 1.3287 | 0.00015078 | 0.00026903 | 20 |  | 0.54026 | 0.32087 | 0.43069 | 1.2918 |  | 1.8182 | 0.051821 | 0 | 0.64299 | 0.64299 | 1.8182 | sq ft | 5.154 | 0.6908 | 1.8592 | 2.8277 | -0.5782 | 0.59701 | DROP | DROP | DROP | KEEP | KEEP | KEEP | [5 empty] | 0.6908 | DROP | 5.154 | 0.39348 | DROP | DROP | DROP | DROP | DROP | DROP | 1.8592 | 0.39348 | 3.4397 | KEEP
DEF | E_AS_Ceiling Insulation(R30 to R38) | 0.02668 | 5.3389e-07 | 1.2035e-05 | 20 |  | 0.010848 | 0.014354 | 0.019267 | 0.044469 |  | 0.036509 | 0.0010405 | 0 | 0.3484 | 0.3484 | 0.036509 | sq ft | 139.0793 | 1.1843 | 0.12726 | 0.10479 | 0.0069198 | -0.30497 | DROP | DROP | DROP | DROP | DROP | DROP | [5 empty] | 1.1843 | 0.0069198 | 139.0793 | 0.34339 | KEEP | 0.0069198 | 1.024 | 136.317 | 0.12465 | DROP | 0.12726 | 0.34339 | 1.0904 | DROP
DEF | E_CU_Ceiling Insulation(R30 to R38) | 0.02668 | 1.1035e-05 | 6.4997e-06 | 20 |  | 0.010848 | 0.014253 | 0.019108 | 0.044209 |  | 0.036509 | 0.0010405 | 0 | 0.3484 | 0.3484 | 0.036509 | sq ft | 139.0793 | 1.1774 | 0.12651 | 0.10479 | 0.00666 | -0.30523 | DROP | DROP | DROP | DROP | DROP | DROP | [5 empty] | 1.1774 | 0.00666 | 139.0793 | 0.34339 | KEEP | 0.00666 | 1.0241 | 136.4207 | 0.12391 | DROP | 0.12651 | 0.34339 | 1.0904 | DROP
DEF | E_GR_Ceiling Insulation(R30 to R38) | 0.02668 | 5.4447e-06 | 1.2452e-05 | 20 |  | 0.010848 | 0.014851 | 0.019934 | 0.045633 |  | 0.036509 | 0.0010405 | 0 | 0.3484 | 0.3484 | 0.036509 | sq ft | 139.0793 | 1.2153 | 0.13059 | 0.10479 | 0.0080843 | -0.3038 | DROP | DROP | DROP | DROP | DROP | DROP | [5 empty] | 1.2153 | 0.0080843 | 139.0793 | 0.34339 | KEEP | 0.0080843 | 1.0233 | 135.8521 | 0.12799 | DROP | 0.13059 | 0.34339 | 1.0904 | DROP
DEF | E_HC_Ceiling Insulation(R30 to R38) | 0.02668 | 5.3389e-07 | 1.2035e-05 | 20 |  | 0.010848 | 0.014354 | 0.019267 | 0.044469 |  | 0.036509 | 0.0010405 | 0 | 0.3484 | 0.3484 | 0.036509 | sq ft | 139.0793 | 1.1843 | 0.12726 | 0.10479 | 0.0069198 | -0.30497 | DROP | DROP | DROP | DROP | DROP | DROP | [5 empty] | 1.1843 | 0.0069198 | 139.0793 | 0.34339 | KEEP | 0.0069198 | 1.024 | 136.317 | 0.12465 | DROP | 0.12726 | 0.34339 | 1.0904 | DROP
DEF | E_HS_Ceiling Insulation(R30 to R38) | 0.02668 | 1.1035e-05 | 6.4997e-06 | 20 |  | 0.010848 | 0.014253 | 0.019108 | 0.044209 |  | 0.036509 | 0.0010405 | 0 | 0.3484 | 0.3484 | 0.036509 | sq ft | 139.0793 | 1.1774 | 0.12651 | 0.10479 | 0.00666 | -0.30523 | DROP | DROP | DROP | DROP | DROP | DROP | [5 empty] | 1.1774 | 0.00666 | 139.0793 | 0.34339 | KEEP | 0.00666 | 1.0241 | 136.4207 | 0.12391 | DROP | 0.12651 | 0.34339 | 1.0904 | DROP
DEF | E_IN_Ceiling Insulation(R30 to R38) | 0.02668 | 5.3389e-07 | 1.2035e-05 | 20 |  | 0.010848 | 0.014354 | 0.019267 | 0.044469 |  | 0.036509 | 0.0010405 | 0 | 0.3484 | 0.3484 | 0.036509 | sq ft | 139.0793 | 1.1843 | 0.12726 | 0.10479 | 0.0069198 | -0.30497 | DROP | DROP | DROP | DROP | DROP | DROP | [5 empty] | 1.1843 | 0.0069198 | 139.0793 | 0.34339 | KEEP | 0.0069198 | 1.024 | 136.317 | 0.12465 | DROP | 0.12726 | 0.34339 | 1.0904 | DROP
DEF | E_LG_Ceiling Insulation(R30 to R38) | 0.02668 | 1.1035e-05 | 6.4997e-06 | 20 |  | 0.010848 | 0.014253 | 0.019108 | 0.044209 |  | 0.036509 | 0.0010405 | 0 | 0.3484 | 0.3484 | 0.036509 | sq ft | 139.0793 | 1.1774 | 0.12651 | 0.10479 | 0.00666 | -0.30523 | DROP | DROP | DROP | DROP | DROP | DROP | [5 empty] | 1.1774 | 0.00666 | 139.0793 | 0.34339 | KEEP | 0.00666 | 1.0241 | 136.4207 | 0.12391 | DROP | 0.12651 | 0.34339 | 1.0904 | DROP
DEF | E_MS_Ceiling Insulation(R30 to R38) | 0.02668 | 5.3389e-07 | 1.2035e-05 | 20 |  | 0.010848 | 0.014354 | 0.019267 | 0.044469 |  | 0.036509 | 0.0010405 | 0 | 0.3484 | 0.3484 | 0.036509 | sq ft | 139.0793 | 1.1843 | 0.12726 | 0.10479 | 0.0069198 | -0.30497 | DROP | DROP | DROP | DROP | DROP | DROP | [5 empty] | 1.1843 | 0.0069198 | 139.0793 | 0.34339 | KEEP | 0.0069198 | 1.024 | 136.317 | 0.12465 | DROP | 0.12726 | 0.34339 | 1.0904 | DROP
DEF | E_OF_Ceiling Insulation(R30 to R38) | 0.02668 | 5.3389e-07 | 1.2035e-05 | 20 |  | 0.010848 | 0.014354 | 0.019267 | 0.044469 |  | 0.036509 | 0.0010405 | 0 | 0.3484 | 0.3484 | 0.036509 | sq ft | 139.0793 | 1.1843 | 0.12726 | 0.10479 | 0.0069198 | -0.30497 | DROP | DROP | DROP | DROP | DROP | DROP | [5 empty] | 1.1843 | 0.0069198 | 139.0793 | 0.34339 | KEEP | 0.0069198 | 1.024 | 136.317 | 0.12465 | DROP | 0.12726 | 0.34339 | 1.0904 | DROP
DEF | E_RS_Ceiling Insulation(R30 to R38) | 0.02668 | 5.4447e-06 | 1.2452e-05 | 20 |  | 0.010848 | 0.014851 | 0.019934 | 0.045633 |  | 0.036509 | 0.0010405 | 0 | 0.3484 | 0.3484 | 0.036509 | sq ft | 139.0793 | 1.2153 | 0.13059 | 0.10479 | 0.0080843 | -0.3038 | DROP | DROP | DROP | DROP | DROP | DROP | [5 empty] | 1.2153 | 0.0080843 | 139.0793 | 0.34339 | KEEP | 0.0080843 | 1.0233 | 135.8521 | 0.12799 | DROP | 0.13059 | 0.34339 | 1.0904 | DROP
DEF | E_RT_Ceiling Insulation(R30 to R38) | 0.02668 | 5.4447e-06 | 1.2452e-05 | 20 |  | 0.010848 | 0.014851 | 0.019934 | 0.045633 |  | 0.036509 | 0.0010405 | 0 | 0.3484 | 0.3484 | 0.036509 | sq ft | 139.0793 | 1.2153 | 0.13059 | 0.10479 | 0.0080843 | -0.3038 | DROP | DROP | DROP | DROP | DROP | DROP | [5 empty] | 1.2153 | 0.0080843 | 139.0793 | 0.34339 | KEEP | 0.0080843 | 1.0233 | 135.8521 | 0.12799 | DROP | 0.13059 | 0.34339 | 1.0904 | DROP
DEF | E_SC_Ceiling Insulation(R30 to R38) | 0.02668 | 5.3389e-07 | 1.2035e-05 | 20 |  | 0.010848 | 0.014354 | 0.019267 | 0.044469 |  | 0.036509 | 0.0010405 | 0 | 0.3484 | 0.3484 | 0.036509 | sq ft | 139.0793 | 1.1843 | 0.12726 | 0.10479 | 0.0069198 | -0.30497 | DROP | DROP | DROP | DROP | DROP | DROP | [5 empty] | 1.1843 | 0.0069198 | 139.0793 | 0.34339 | KEEP | 0.0069198 | 1.024 | 136.317 | 0.12465 | DROP | 0.12726 | 0.34339 | 1.0904 | DROP
DEF | E_WR_Ceiling Insulation(R30 to R38) | 0.02668 | 3.0276e-06 | 5.402e-06 | 20 |  | 0.010848 | 0.0064429 | 0.008648 | 0.025939 |  | 0.036509 | 0.0010405 | 0 | 0.3484 | 0.3484 | 0.036509 | sq ft | 139.0793 | 0.6908 | 0.074231 | 0.10479 | -0.01161 | -0.3235 | DROP | DROP | DROP | DROP | DROP | DROP | [5 empty] | 0.6908 | DROP | 139.0793 | 0.34339 | DROP | DROP | DROP | DROP | DROP | DROP | 0.074231 | 0.34339 | 1.0904 | DROP
DEF | N_AS_Ceiling Insulation(R30 to R38) | 0.026176 | 5.2379e-07 | 1.1807e-05 | 20 |  | 0.010643 | 0.014082 | 0.018902 | 0.043628 |  | 0.035818 | 0.0010209 | 0 | 0.3484 | 0.3484 | 0.035818 | sq ft | 141.7613 | 1.1843 | 0.12486 | 0.10281 | 0.0067889 | -0.30579 | DROP | DROP | DROP | DROP | DROP | DROP | [5 empty] | 1.1843 | 0.0067889 | 141.7613 | 0.34348 | KEEP | 0.0067889 | 1.024 | 138.9989 | 0.12229 | DROP | 0.12486 | 0.34348 | 1.0887 | DROP
DEF | N_CU_Ceiling Insulation(R30 to R38) | 0.026176 | 1.0826e-05 | 6.3767e-06 | 20 |  | 0.010643 | 0.013984 | 0.018746 | 0.043373 |  | 0.035818 | 0.0010209 | 0 | 0.3484 | 0.3484 | 0.035818 | sq ft | 141.7613 | 1.1774 | 0.12413 | 0.10281 | 0.006534 | -0.30605 | DROP | DROP | DROP | DROP | DROP | DROP | [5 empty] | 1.1774 | 0.006534 | 141.7613 | 0.34348 | KEEP | 0.006534 | 1.0241 | 139.1027 | 0.12156 | DROP | 0.12413 | 0.34348 | 1.0887 | DROP
DEF | N_GR_Ceiling Insulation(R30 to R38) | 0.026176 | 5.3417e-06 | 1.2216e-05 | 20 |  | 0.010643 | 0.01457 | 0.019557 | 0.04477 |  | 0.035818 | 0.0010209 | 0 | 0.3484 | 0.3484 | 0.035818 | sq ft | 141.7613 | 1.2153 | 0.12813 | 0.10281 | 0.0079313 | -0.30465 | DROP | DROP | DROP | DROP | DROP | DROP | [5 empty] | 1.2153 | 0.0079313 | 141.7613 | 0.34348 | KEEP | 0.0079313 | 1.0233 | 138.5341 | 0.12557 | DROP | 0.12813 | 0.34348 | 1.0887 | DROP
DEF | N_HC_Ceiling Insulation(R30 to R38) | 0.026176 | 5.2379e-07 | 1.1807e-05 | 20 |  | 0.010643 | 0.014082 | 0.018902 | 0.043628 |  | 0.035818 | 0.0010209 | 0 | 0.3484 | 0.3484 | 0.035818 | sq ft | 141.7613 | 1.1843 | 0.12486 | 0.10281 | 0.0067889 | -0.30579 | DROP | DROP | DROP | DROP | DROP | DROP | [5 empty] | 1.1843 | 0.0067889 | 141.7613 | 0.34348 | KEEP | 0.0067889 | 1.024 | 138.9989 | 0.12229 | DROP | 0.12486 | 0.34348 | 1.0887 | DROP
DEF | N_HS_Ceiling Insulation(R30 to R38) | 0.026176 | 1.0826e-05 | 6.3767e-06 | 20 |  | 0.010643 | 0.013984 | 0.018746 | 0.043373 |  | 0.035818 | 0.0010209 | 0 | 0.3484 | 0.3484 | 0.035818 | sq ft | 141.7613 | 1.1774 | 0.12413 | 0.10281 | 0.006534 | -0.30605 | DROP | DROP | DROP | DROP | DROP | DROP | [5 empty] | 1.1774 | 0.006534 | 141.7613 | 0.34348 | KEEP | 0.006534 | 1.0241 | 139.1027 | 0.12156 | DROP | 0.12413 | 0.34348 | 1.0887 | DROP
DEF | N_IN_Ceiling Insulation(R30 to R38) | 0.026176 | 5.2379e-07 | 1.1807e-05 | 20 |  | 0.010643 | 0.014082 | 0.018902 | 0.043628 |  | 0.035818 | 0.0010209 | 0 | 0.3484 | 0.3484 | 0.035818 | sq ft | 141.7613 | 1.1843 | 0.12486 | 0.10281 | 0.0067889 | -0.30579 | DROP | DROP | DROP | DROP | DROP | DROP | [5 empty] | 1.1843 | 0.0067889 | 141.7613 | 0.34348 | KEEP | 0.0067889 | 1.024 | 138.9989 | 0.12229 | DROP | 0.12486 | 0.34348 | 1.0887 | DROP
DEF | N_LG_Ceiling Insulation(R30 to R38) | 0.026176 | 1.0826e-05 | 6.3767e-06 | 20 |  | 0.010643 | 0.013984 | 0.018746 | 0.043373 |  | 0.035818 | 0.0010209 | 0 | 0.3484 | 0.3484 | 0.035818 | sq ft | 141.7613 | 1.1774 | 0.12413 | 0.10281 | 0.006534 | -0.30605 | DROP | DROP | DROP | DROP | DROP | DROP | [5 empty] | 1.1774 | 0.006534 | 141.7613 | 0.34348 | KEEP | 0.006534 | 1.0241 | 139.1027 | 0.12156 | DROP | 0.12413 | 0.34348 | 1.0887 | DROP
DEF | N_MS_Ceiling Insulation(R30 to R38) | 0.026176 | 5.2379e-07 | 1.1807e-05 | 20 |  | 0.010643 | 0.014082 | 0.018902 | 0.043628 |  | 0.035818 | 0.0010209 | 0 | 0.3484 | 0.3484 | 0.035818 | sq ft | 141.7613 | 1.1843 | 0.12486 | 0.10281 | 0.0067889 | -0.30579 | DROP | DROP | DROP | DROP | DROP | DROP | [5 empty] | 1.1843 | 0.0067889 | 141.7613 | 0.34348 | KEEP | 0.0067889 | 1.024 | 138.9989 | 0.12229 | DROP | 0.12486 | 0.34348 | 1.0887 | DROP
DEF | N_OF_Ceiling Insulation(R30 to R38) | 0.026176 | 5.2379e-07 | 1.1807e-05 | 20 |  | 0.010643 | 0.014082 | 0.018902 | 0.043628 |  | 0.035818 | 0.0010209 | 0 | 0.3484 | 0.3484 | 0.035818 | sq ft | 141.7613 | 1.1843 | 0.12486 | 0.10281 | 0.0067889 | -0.30579 | DROP | DROP | DROP | DROP | DROP | DROP | [5 empty] | 1.1843 | 0.0067889 | 141.7613 | 0.34348 | KEEP | 0.0067889 | 1.024 | 138.9989 | 0.12229 | DROP | 0.12486 | 0.34348 | 1.0887 | DROP
DEF | N_RS_Ceiling Insulation(R30 to R38) | 0.026176 | 5.3417e-06 | 1.2216e-05 | 20 |  | 0.010643 | 0.01457 | 0.019557 | 0.04477 |  | 0.035818 | 0.0010209 | 0 | 0.3484 | 0.3484 | 0.035818 | sq ft | 141.7613 | 1.2153 | 0.12813 | 0.10281 | 0.0079313 | -0.30465 | DROP | DROP | DROP | DROP | DROP | DROP | [5 empty] | 1.2153 | 0.0079313 | 141.7613 | 0.34348 | KEEP | 0.0079313 | 1.0233 | 138.5341 | 0.12557 | DROP | 0.12813 | 0.34348 | 1.0887 | DROP
DEF | N_RT_Ceiling Insulation(R30 to R38) | 0.026176 | 5.3417e-06 | 1.2216e-05 | 20 |  | 0.010643 | 0.01457 | 0.019557 | 0.04477 |  | 0.035818 | 0.0010209 | 0 | 0.3484 | 0.3484 | 0.035818 | sq ft | 141.7613 | 1.2153 | 0.12813 | 0.10281 | 0.0079313 | -0.30465 | DROP | DROP | DROP | DROP | DROP | DROP | [5 empty] | 1.2153 | 0.0079313 | 141.7613 | 0.34348 | KEEP | 0.0079313 | 1.0233 | 138.5341 | 0.12557 | DROP | 0.12813 | 0.34348 | 1.0887 | DROP
DEF | N_SC_Ceiling Insulation(R30 to R38) | 0.026176 | 5.2379e-07 | 1.1807e-05 | 20 |  | 0.010643 | 0.014082 | 0.018902 | 0.043628 |  | 0.035818 | 0.0010209 | 0 | 0.3484 | 0.3484 | 0.035818 | sq ft | 141.7613 | 1.1843 | 0.12486 | 0.10281 | 0.0067889 | -0.30579 | DROP | DROP | DROP | DROP | DROP | DROP | [5 empty] | 1.1843 | 0.0067889 | 141.7613 | 0.34348 | KEEP | 0.0067889 | 1.024 | 138.9989 | 0.12229 | DROP | 0.12486 | 0.34348 | 1.0887 | DROP
DEF | N_WR_Ceiling Insulation(R30 to R38) | 0.026176 | 2.9703e-06 | 5.2998e-06 | 20 |  | 0.010643 | 0.006321 | 0.0084844 | 0.025448 |  | 0.035818 | 0.0010209 | 0 | 0.3484 | 0.3484 | 0.035818 | sq ft | 141.7613 | 0.6908 | 0.07283 | 0.10281 | -0.01139 | -0.32397 | DROP | DROP | DROP | DROP | DROP | DROP | [5 empty] | 0.6908 | DROP | 141.7613 | 0.34348 | DROP | DROP | DROP | DROP | DROP | DROP | 0.07283 | 0.34348 | 1.0887 | DROP
DEF | E_AS_Chilled Water Controls Optimization | 2376.3284 | 0.96406 | 0.00096082 | 10 |  | 520.3699 | 346.6854 | 1023.4225 | 1890.4779 |  | 1873.696 | 92.6768 | 0 | 108 | 108 | 1873.696 | system | 0.48406 | 0.9614 | 9.4205 | 17.349 | -75.8949 | 1689.8011 | DROP | DROP | DROP | DROP | DROP | DROP | [5 empty] | 0.9614 | DROP | 0.48406 | 0 | DROP | DROP | DROP | DROP | DROP | DROP | 9.4205 | 0 | 17.349 | DROP
DEF | E_CU_Chilled Water Controls Optimization | 7606.3342 | 1.7881 | 0.85267 | 10 |  | 1665.64 | 643.03 | 1898.2377 | 4206.9077 |  | 5997.4699 | 296.647 | 0 | 108 | 108 | 5997.4699 | system | 0.15123 | 0.66839 | 10.3965 | 55.5321 | -2087.2093 | 3802.2607 | DROP | DROP | DROP | DROP | DROP | DROP | [5 empty] | 0.66839 | DROP | 0.15123 | 0 | DROP | DROP | DROP | DROP | DROP | DROP | 10.3965 | 0 | 55.5321 | DROP
DEF | E_GR_Chilled Water Controls Optimization | 0 | 0 | 0 | 10 |  | 0 | 0 | 0 | 0 |  | 0 | 0 | 0 | 108 | 108 | 0 | system | 0 | 0 | 0 | 0 | 0 | -108 | DROP | DROP | DROP | DROP | DROP | DROP | [5 empty] | #DIV/0! | #DIV/0! | 0 | 0 | #DIV/0! | #DIV/0! | #DIV/0! | #DIV/0! | #DIV/0! | DROP | 0 | 0 | 0 | DROP
DEF | E_HC_Chilled Water Controls Optimization | 3627.4972 | 1.4716 | 0.0014667 | 10 |  | 794.3517 | 529.22 | 1562.2683 | 2885.8399 |  | 2860.2221 | 141.4724 | 0 | 108 | 108 | 2860.2221 | system | 0.3171 | 0.9614 | 11.5678 | 26.4835 | -115.8545 | 2636.3676 | DROP | DROP | DROP | DROP | DROP | DROP | [5 empty] | 0.9614 | DROP | 0.3171 | 0 | DROP | DROP | DROP | DROP | DROP | DROP | 11.5678 | 0 | 26.4835 | DROP
DEF | E_HS_Chilled Water Controls Optimization | 21066.8673 | 4.9525 | 2.3616 | 10 |  | 4613.2362 | 1780.9666 | 5257.45 | 11651.6529 |  | 16610.8797 | 821.6078 | 0 | 108 | 108 | 16610.8797 | system | 0.054601 | 0.66839 | 12.5339 | 153.8044 | -5780.8347 | 10722.0451 | DROP | DROP | DROP | DROP | DROP | DROP | [5 empty] | 0.66839 | DROP | 0.054601 | 0 | DROP | DROP | DROP | DROP | DROP | DROP | 12.5339 | 0 | 153.8044 | DROP
DEF | E_IN_Chilled Water Controls Optimization | 1283.6173 | 0.52075 | 0.000519 | 10 |  | 281.0873 | 187.2685 | 552.8204 | 1021.1763 |  | 1012.1112 | 50.0611 | 0 | 108 | 108 | 1012.1112 | system | 0.89613 | 0.9614 | 6.4606 | 9.3714 | -40.996 | 863.1152 | DROP | DROP | DROP | DROP | DROP | DROP | [5 empty] | 0.9614 | DROP | 0.89613 | 0 | DROP | DROP | DROP | DROP | DROP | DROP | 6.4606 | 0 | 9.3714 | DROP
DEF | E_LG_Chilled Water Controls Optimization | 9873.5733 | 4.0056 | 0.0039922 | 10 |  | 2162.1215 | 1440.4677 | 4252.2901 | 7854.8792 |  | 7785.1508 | 385.0694 | 0 | 108 | 108 | 7785.1508 | system | 0.1165 | 0.9614 | 15.9306 | 72.0847 | -315.3409 | 7361.8099 | DROP | DROP | DROP | DROP | DROP | DROP | [5 empty] | 0.9614 | DROP | 0.1165 | 0 | DROP | DROP | DROP | DROP | DROP | DROP | 15.9306 | 0 | 72.0847 | DROP
DEF | E_MS_Chilled Water Controls Optimization | 3057.4222 | 1.2404 | 0.0012362 | 10 |  | 669.5163 | 446.0511 | 1316.7518 | 2432.3192 |  | 2410.7273 | 119.2395 | 0 | 108 | 108 | 2410.7273 | system | 0.37623 | 0.9614 | 10.7038 | 22.3215 | -97.6476 | 2205.0797 | DROP | DROP | DROP | DROP | DROP | DROP | [5 empty] | 0.9614 | DROP | 0.37623 | 0 | DROP | DROP | DROP | DROP | DROP | DROP | 10.7038 | 0 | 22.3215 | DROP
DEF | E_OF_Chilled Water Controls Optimization | 3131.6279 | 1.2705 | 0.0012662 | 10 |  | 685.7659 | 456.877 | 1348.7103 | 2491.3533 |  | 2469.2373 | 122.1335 | 0 | 108 | 108 | 2469.2373 | system | 0.36731 | 0.9614 | 10.8257 | 22.8633 | -100.0175 | 2261.2198 | DROP | DROP | DROP | DROP | DROP | DROP | [5 empty] | 0.9614 | DROP | 0.36731 | 0 | DROP | DROP | DROP | DROP | DROP | DROP | 10.8257 | 0 | 22.8633 | DROP
DEF | E_RS_Chilled Water Controls Optimization | 3850.8519 | 1.5623 | 0.001557 | 10 |  | 843.262 | 561.8055 | 1658.4613 | 3063.5289 |  | 3036.3337 | 150.1832 | 0 | 108 | 108 | 3036.3337 | system | 0.29871 | 0.9614 | 11.8657 | 28.1142 | -122.988 | 2805.3456 | DROP | DROP | DROP | DROP | DROP | DROP | [5 empty] | 0.9614 | DROP | 0.29871 | 0 | DROP | DROP | DROP | DROP | DROP | DROP | 11.8657 | 0 | 28.1142 | DROP
DEF | E_RT_Chilled Water Controls Optimization | 2817.9545 | 1.1432 | 0.0011394 | 10 |  | 617.0775 | 411.1148 | 1213.6194 | 2241.8117 |  | 2221.9109 | 109.9002 | 0 | 108 | 108 | 2221.9109 | system | 0.4082 | 0.9614 | 10.2882 | 20.5732 | -89.9995 | 2023.9115 | DROP | DROP | DROP | DROP | DROP | DROP | [5 empty] | 0.9614 | DROP | 0.4082 | 0 | DROP | DROP | DROP | DROP | DROP | DROP | 10.2882 | 0 | 20.5732 | DROP
DEF | E_SC_Chilled Water Controls Optimization | 2161.7907 | 0.87702 | 0.00087407 | 10 |  | 473.3903 | 315.3863 | 931.0268 | 1719.8034 |  | 1704.5366 | 84.3098 | 0 | 108 | 108 | 1704.5366 | system | 0.5321 | 0.9614 | 8.9429 | 15.7827 | -69.043 | 1527.4936 | DROP | DROP | DROP | DROP | DROP | DROP | [5 empty] | 0.9614 | DROP | 0.5321 | 0 | DROP | DROP | DROP | DROP | DROP | DROP | 8.9429 | 0 | 15.7827 | DROP
DEF | E_WR_Chilled Water Controls Optimization | 835.1268 | 0.3388 | 0.00033767 | 10 |  | 182.8766 | 121.8377 | 359.6673 | 664.3815 |  | 658.4838 | 32.5699 | 0 | 108 | 108 | 658.4838 | system | 1.3774 | 0.9614 | 4.7263 | 6.0971 | -26.6722 | 523.8116 | DROP | DROP | DROP | DROP | DROP | KEEP | [5 empty] | 0.9614 | DROP | 1.3774 | 0 | DROP | DROP | DROP | DROP | DROP | DROP | 4.7263 | 0 | 6.0971 | DROP
DEF | N_AS_Chilled Water Controls Optimization | 2376.3284 | 0.96406 | 0.00096082 | 10 |  | 520.3699 | 346.6854 | 1023.4225 | 1890.4779 |  | 1873.696 | 92.6768 | 0 | 108 | 108 | 1873.696 | system | 0.48406 | 0.9614 | 9.4205 | 17.349 | -75.8949 | 1689.8011 | DROP | DROP | DROP | DROP | DROP | DROP | [5 empty] | 0.9614 | DROP | 0.48406 | 0 | DROP | DROP | DROP | DROP | DROP | DROP | 9.4205 | 0 | 17.349 | DROP
DEF | N_CU_Chilled Water Controls Optimization | 7606.3342 | 1.7881 | 0.85267 | 10 |  | 1665.64 | 643.03 | 1898.2377 | 4206.9077 |  | 5997.4699 | 296.647 | 0 | 108 | 108 | 5997.4699 | system | 0.15123 | 0.66839 | 10.3965 | 55.5321 | -2087.2093 | 3802.2607 | DROP | DROP | DROP | DROP | DROP | DROP | [5 empty] | 0.66839 | DROP | 0.15123 | 0 | DROP | DROP | DROP | DROP | DROP | DROP | 10.3965 | 0 | 55.5321 | DROP
DEF | N_GR_Chilled Water Controls Optimization | 0 | 0 | 0 | 10 |  | 0 | 0 | 0 | 0 |  | 0 | 0 | 0 | 108 | 108 | 0 | system | 0 | 0 | 0 | 0 | 0 | -108 | DROP | DROP | DROP | DROP | DROP | DROP | [5 empty] | #DIV/0! | #DIV/0! | 0 | 0 | #DIV/0! | #DIV/0! | #DIV/0! | #DIV/0! | #DIV/0! | DROP | 0 | 0 | 0 | DROP
DEF | N_HC_Chilled Water Controls Optimization | 3627.4972 | 1.4716 | 0.0014667 | 10 |  | 794.3517 | 529.22 | 1562.2683 | 2885.8399 |  | 2860.2221 | 141.4724 | 0 | 108 | 108 | 2860.2221 | system | 0.3171 | 0.9614 | 11.5678 | 26.4835 | -115.8545 | 2636.3676 | DROP | DROP | DROP | DROP | DROP | DROP | [5 empty] | 0.9614 | DROP | 0.3171 | 0 | DROP | DROP | DROP | DROP | DROP | DROP | 11.5678 | 0 | 26.4835 | DROP
DEF | N_HS_Chilled Water Controls Optimization | 21066.8673 | 4.9525 | 2.3616 | 10 |  | 4613.2362 | 1780.9666 | 5257.45 | 11651.6529 |  | 16610.8797 | 821.6078 | 0 | 108 | 108 | 16610.8797 | system | 0.054601 | 0.66839 | 12.5339 | 153.8044 | -5780.8347 | 10722.0451 | DROP | DROP | DROP | DROP | DROP | DROP | [5 empty] | 0.66839 | DROP | 0.054601 | 0 | DROP | DROP | DROP | DROP | DROP | DROP | 12.5339 | 0 | 153.8044 | DROP
DEF | N_IN_Chilled Water Controls Optimization | 1283.6173 | 0.52075 | 0.000519 | 10 |  | 281.0873 | 187.2685 | 552.8204 | 1021.1763 |  | 1012.1112 | 50.0611 | 0 | 108 | 108 | 1012.1112 | system | 0.89613 | 0.9614 | 6.4606 | 9.3714 | -40.996 | 863.1152 | DROP | DROP | DROP | DROP | DROP | DROP | [5 empty] | 0.9614 | DROP | 0.89613 | 0 | DROP | DROP | DROP | DROP | DROP | DROP | 6.4606 | 0 | 9.3714 | DROP
DEF | N_LG_Chilled Water Controls Optimization | 9873.5733 | 4.0056 | 0.0039922 | 10 |  | 2162.1215 | 1440.4677 | 4252.2901 | 7854.8792 |  | 7785.1508 | 385.0694 | 0 | 108 | 108 | 7785.1508 | system | 0.1165 | 0.9614 | 15.9306 | 72.0847 | -315.3409 | 7361.8099 | DROP | DROP | DROP | DROP | DROP | DROP | [5 empty] | 0.9614 | DROP | 0.1165 | 0 | DROP | DROP | DROP | DROP | DROP | DROP | 15.9306 | 0 | 72.0847 | DROP
DEF | N_MS_Chilled Water Controls Optimization | 3057.4222 | 1.2404 | 0.0012362 | 10 |  | 669.5163 | 446.0511 | 1316.7518 | 2432.3192 |  | 2410.7273 | 119.2395 | 0 | 108 | 108 | 2410.7273 | system | 0.37623 | 0.9614 | 10.7038 | 22.3215 | -97.6476 | 2205.0797 | DROP | DROP | DROP | DROP | DROP | DROP | [5 empty] | 0.9614 | DROP | 0.37623 | 0 | DROP | DROP | DROP | DROP | DROP | DROP | 10.7038 | 0 | 22.3215 | DROP
DEF | N_OF_Chilled Water Controls Optimization | 3131.6279 | 1.2705 | 0.0012662 | 10 |  | 685.7659 | 456.877 | 1348.7103 | 2491.3533 |  | 2469.2373 | 122.1335 | 0 | 108 | 108 | 2469.2373 | system | 0.36731 | 0.9614 | 10.8257 | 22.8633 | -100.0175 | 2261.2198 | DROP | DROP | DROP | DROP | DROP | DROP | [5 empty] | 0.9614 | DROP | 0.36731 | 0 | DROP | DROP | DROP | DROP | DROP | DROP | 10.8257 | 0 | 22.8633 | DROP
DEF | N_RS_Chilled Water Controls Optimization | 3850.8519 | 1.5623 | 0.001557 | 10 |  | 843.262 | 561.8055 | 1658.4613 | 3063.5289 |  | 3036.3337 | 150.1832 | 0 | 108 | 108 | 3036.3337 | system | 0.29871 | 0.9614 | 11.8657 | 28.1142 | -122.988 | 2805.3456 | DROP | DROP | DROP | DROP | DROP | DROP | [5 empty] | 0.9614 | DROP | 0.29871 | 0 | DROP | DROP | DROP | DROP | DROP | DROP | 11.8657 | 0 | 28.1142 | DROP
DEF | N_RT_Chilled Water Controls Optimization | 2817.9545 | 1.1432 | 0.0011394 | 10 |  | 617.0775 | 411.1148 | 1213.6194 | 2241.8117 |  | 2221.9109 | 109.9002 | 0 | 108 | 108 | 2221.9109 | system | 0.4082 | 0.9614 | 10.2882 | 20.5732 | -89.9995 | 2023.9115 | DROP | DROP | DROP | DROP | DROP | DROP | [5 empty] | 0.9614 | DROP | 0.4082 | 0 | DROP | DROP | DROP | DROP | DROP | DROP | 10.2882 | 0 | 20.5732 | DROP
DEF | N_SC_Chilled Water Controls Optimization | 2161.7907 | 0.87702 | 0.00087407 | 10 |  | 473.3903 | 315.3863 | 931.0268 | 1719.8034 |  | 1704.5366 | 84.3098 | 0 | 108 | 108 | 1704.5366 | system | 0.5321 | 0.9614 | 8.9429 | 15.7827 | -69.043 | 1527.4936 | DROP | DROP | DROP | DROP | DROP | DROP | [5 empty] | 0.9614 | DROP | 0.5321 | 0 | DROP | DROP | DROP | DROP | DROP | DROP | 8.9429 | 0 | 15.7827 | DROP
DEF | N_WR_Chilled Water Controls Optimization | 835.1268 | 0.3388 | 0.00033767 | 10 |  | 182.8766 | 121.8377 | 359.6673 | 664.3815 |  | 658.4838 | 32.5699 | 0 | 108 | 108 | 658.4838 | system | 1.3774 | 0.9614 | 4.7263 | 6.0971 | -26.6722 | 523.8116 | DROP | DROP | DROP | DROP | DROP | KEEP | [5 empty] | 0.9614 | DROP | 1.3774 | 0 | DROP | DROP | DROP | DROP | DROP | DROP | 4.7263 | 0 | 6.0971 | DROP
DEF | E_AS_Chilled Water System - Variable Speed Drives | 9027.4109 | 1.0305 | 1.0305 | 13 |  | 2555.4017 | 723.3972 | 1336.0204 | 4614.8193 |  | 8903.7925 | 352.069 | 0 | 1898 | 1898 | 8903.7925 | motor (10 hp) | 2.2393 | 0.49858 | 2.051 | 4.6911 | -4641.0423 | 2364.7502 | DROP | DROP | DROP | KEEP | DROP | KEEP | [5 empty] | 0.49858 | DROP | 2.2393 | 202.8328 | DROP | DROP | DROP | DROP | DROP | DROP | 2.051 | 202.8328 | 4.798 | KEEP
DEF | E_CU_Chilled Water System - Variable Speed Drives | 9027.4109 | 1.0305 | 1.0305 | 13 |  | 2555.4017 | 723.3972 | 1336.0204 | 4614.8193 |  | 8903.7925 | 352.069 | 0 | 1898 | 1898 | 8903.7925 | motor (10 hp) | 2.2393 | 0.49858 | 2.051 | 4.6911 | -4641.0423 | 2364.7502 | DROP | DROP | DROP | KEEP | DROP | KEEP | [5 empty] | 0.49858 | DROP | 2.2393 | 202.8328 | DROP | DROP | DROP | DROP | DROP | DROP | 2.051 | 202.8328 | 4.798 | KEEP
DEF | E_GR_Chilled Water System - Variable Speed Drives | 9027.4109 | 1.0305 | 1.0305 | 13 |  | 2555.4017 | 723.3972 | 1336.0204 | 4614.8193 |  | 8903.7925 | 352.069 | 0 | 1898 | 1898 | 8903.7925 | motor (10 hp) | 2.2393 | 0.49858 | 2.051 | 4.6911 | -4641.0423 | 2364.7502 | DROP | DROP | DROP | KEEP | DROP | KEEP | [5 empty] | 0.49858 | DROP | 2.2393 | 202.8328 | DROP | DROP | DROP | DROP | DROP | DROP | 2.051 | 202.8328 | 4.798 | KEEP
DEF | E_HC_Chilled Water System - Variable Speed Drives | 9027.4109 | 1.0305 | 1.0305 | 13 |  | 2555.4017 | 723.3972 | 1336.0204 | 4614.8193 |  | 8903.7925 | 352.069 | 0 | 1898 | 1898 | 8903.7925 | motor (10 hp) | 2.2393 | 0.49858 | 2.051 | 4.6911 | -4641.0423 | 2364.7502 | DROP | DROP | DROP | KEEP | DROP | KEEP | [5 empty] | 0.49858 | DROP | 2.2393 | 202.8328 | DROP | DROP | DROP | DROP | DROP | DROP | 2.051 | 202.8328 | 4.798 | KEEP
DEF | E_HS_Chilled Water System - Variable Speed Drives | 9027.4109 | 1.0305 | 1.0305 | 13 |  | 2555.4017 | 723.3972 | 1336.0204 | 4614.8193 |  | 8903.7925 | 352.069 | 0 | 1898 | 1898 | 8903.7925 | motor (10 hp) | 2.2393 | 0.49858 | 2.051 | 4.6911 | -4641.0423 | 2364.7502 | DROP | DROP | DROP | KEEP | DROP | KEEP | [5 empty] | 0.49858 | DROP | 2.2393 | 202.8328 | DROP | DROP | DROP | DROP | DROP | DROP | 2.051 | 202.8328 | 4.798 | KEEP
DEF | E_IN_Chilled Water System - Variable Speed Drives | 9027.4109 | 1.0305 | 1.0305 | 13 |  | 2555.4017 | 723.3972 | 1336.0204 | 4614.8193 |  | 8903.7925 | 352.069 | 0 | 1898 | 1898 | 8903.7925 | motor (10 hp) | 2.2393 | 0.49858 | 2.051 | 4.6911 | -4641.0423 | 2364.7502 | DROP | DROP | DROP | KEEP | DROP | KEEP | [5 empty] | 0.49858 | DROP | 2.2393 | 202.8328 | DROP | DROP | DROP | DROP | DROP | DROP | 2.051 | 202.8328 | 4.798 | KEEP
DEF | E_LG_Chilled Water System - Variable Speed Drives | 9027.4109 | 1.0305 | 1.0305 | 13 |  | 2555.4017 | 723.3972 | 1336.0204 | 4614.8193 |  | 8903.7925 | 352.069 | 0 | 1898 | 1898 | 8903.7925 | motor (10 hp) | 2.2393 | 0.49858 | 2.051 | 4.6911 | -4641.0423 | 2364.7502 | DROP | DROP | DROP | KEEP | DROP | KEEP | [5 empty] | 0.49858 | DROP | 2.2393 | 202.8328 | DROP | DROP | DROP | DROP | DROP | DROP | 2.051 | 202.8328 | 4.798 | KEEP
DEF | E_MS_Chilled Water System - Variable Speed Drives | 9027.4109 | 1.0305 | 1.0305 | 13 |  | 2555.4017 | 723.3972 | 1336.0204 | 4614.8193 |  | 8903.7925 | 352.069 | 0 | 1898 | 1898 | 8903.7925 | motor (10 hp) | 2.2393 | 0.49858 | 2.051 | 4.6911 | -4641.0423 | 2364.7502 | DROP | DROP | DROP | KEEP | DROP | KEEP | [5 empty] | 0.49858 | DROP | 2.2393 | 202.8328 | DROP | DROP | DROP | DROP | DROP | DROP | 2.051 | 202.8328 | 4.798 | KEEP
DEF | E_OF_Chilled Water System - Variable Speed Drives | 9027.4109 | 1.0305 | 1.0305 | 13 |  | 2555.4017 | 723.3972 | 1336.0204 | 4614.8193 |  | 8903.7925 | 352.069 | 0 | 1898 | 1898 | 8903.7925 | motor (10 hp) | 2.2393 | 0.49858 | 2.051 | 4.6911 | -4641.0423 | 2364.7502 | DROP | DROP | DROP | KEEP | DROP | KEEP | [5 empty] | 0.49858 | DROP | 2.2393 | 202.8328 | DROP | DROP | DROP | DROP | DROP | DROP | 2.051 | 202.8328 | 4.798 | KEEP
DEF | E_RS_Chilled Water System - Variable Speed Drives | 9027.4109 | 1.0305 | 1.0305 | 13 |  | 2555.4017 | 723.3972 | 1336.0204 | 4614.8193 |  | 8903.7925 | 352.069 | 0 | 1898 | 1898 | 8903.7925 | motor (10 hp) | 2.2393 | 0.49858 | 2.051 | 4.6911 | -4641.0423 | 2364.7502 | DROP | DROP | DROP | KEEP | DROP | KEEP | [5 empty] | 0.49858 | DROP | 2.2393 | 202.8328 | DROP | DROP | DROP | DROP | DROP | DROP | 2.051 | 202.8328 | 4.798 | KEEP
DEF | E_RT_Chilled Water System - Variable Speed Drives | 9027.4109 | 1.0305 | 1.0305 | 13 |  | 2555.4017 | 723.3972 | 1336.0204 | 4614.8193 |  | 8903.7925 | 352.069 | 0 | 1898 | 1898 | 8903.7925 | motor (10 hp) | 2.2393 | 0.49858 | 2.051 | 4.6911 | -4641.0423 | 2364.7502 | DROP | DROP | DROP | KEEP | DROP | KEEP | [5 empty] | 0.49858 | DROP | 2.2393 | 202.8328 | DROP | DROP | DROP | DROP | DROP | DROP | 2.051 | 202.8328 | 4.798 | KEEP
DEF | E_SC_Chilled Water System - Variable Speed Drives | 9027.4109 | 1.0305 | 1.0305 | 13 |  | 2555.4017 | 723.3972 | 1336.0204 | 4614.8193 |  | 8903.7925 | 352.069 | 0 | 1898 | 1898 | 8903.7925 | motor (10 hp) | 2.2393 | 0.49858 | 2.051 | 4.6911 | -4641.0423 | 2364.7502 | DROP | DROP | DROP | KEEP | DROP | KEEP | [5 empty] | 0.49858 | DROP | 2.2393 | 202.8328 | DROP | DROP | DROP | DROP | DROP | DROP | 2.051 | 202.8328 | 4.798 | KEEP
DEF | E_WR_Chilled Water System - Variable Speed Drives | 9027.4109 | 1.0305 | 1.0305 | 13 |  | 2555.4017 | 723.3972 | 1336.0204 | 4614.8193 |  | 8903.7925 | 352.069 | 0 | 1898 | 1898 | 8903.7925 | motor (10 hp) | 2.2393 | 0.49858 | 2.051 | 4.6911 | -4641.0423 | 2364.7502 | DROP | DROP | DROP | KEEP | DROP | KEEP | [5 empty] | 0.49858 | DROP | 2.2393 | 202.8328 | DROP | DROP | DROP | DROP | DROP | DROP | 2.051 | 202.8328 | 4.798 | KEEP
DEF | N_AS_Chilled Water System - Variable Speed Drives | 9027.4109 | 1.0305 | 1.0305 | 13 |  | 2555.4017 | 723.3972 | 1336.0204 | 4614.8193 |  | 8903.7925 | 352.069 | 0 | 1898 | 1898 | 8903.7925 | motor (10 hp) | 2.2393 | 0.49858 | 2.051 | 4.6911 | -4641.0423 | 2364.7502 | DROP | DROP | DROP | KEEP | DROP | KEEP | [5 empty] | 0.49858 | DROP | 2.2393 | 202.8328 | DROP | DROP | DROP | DROP | DROP | DROP | 2.051 | 202.8328 | 4.798 | KEEP
DEF | N_CU_Chilled Water System - Variable Speed Drives | 9027.4109 | 1.0305 | 1.0305 | 13 |  | 2555.4017 | 723.3972 | 1336.0204 | 4614.8193 |  | 8903.7925 | 352.069 | 0 | 1898 | 1898 | 8903.7925 | motor (10 hp) | 2.2393 | 0.49858 | 2.051 | 4.6911 | -4641.0423 | 2364.7502 | DROP | DROP | DROP | KEEP | DROP | KEEP | [5 empty] | 0.49858 | DROP | 2.2393 | 202.8328 | DROP | DROP | DROP | DROP | DROP | DROP | 2.051 | 202.8328 | 4.798 | KEEP
DEF | N_GR_Chilled Water System - Variable Speed Drives | 9027.4109 | 1.0305 | 1.0305 | 13 |  | 2555.4017 | 723.3972 | 1336.0204 | 4614.8193 |  | 8903.7925 | 352.069 | 0 | 1898 | 1898 | 8903.7925 | motor (10 hp) | 2.2393 | 0.49858 | 2.051 | 4.6911 | -4641.0423 | 2364.7502 | DROP | DROP | DROP | KEEP | DROP | KEEP | [5 empty] | 0.49858 | DROP | 2.2393 | 202.8328 | DROP | DROP | DROP | DROP | DROP | DROP | 2.051 | 202.8328 | 4.798 | KEEP
DEF | N_HC_Chilled Water System - Variable Speed Drives | 9027.4109 | 1.0305 | 1.0305 | 13 |  | 2555.4017 | 723.3972 | 1336.0204 | 4614.8193 |  | 8903.7925 | 352.069 | 0 | 1898 | 1898 | 8903.7925 | motor (10 hp) | 2.2393 | 0.49858 | 2.051 | 4.6911 | -4641.0423 | 2364.7502 | DROP | DROP | DROP | KEEP | DROP | KEEP | [5 empty] | 0.49858 | DROP | 2.2393 | 202.8328 | DROP | DROP | DROP | DROP | DROP | DROP | 2.051 | 202.8328 | 4.798 | KEEP
DEF | N_HS_Chilled Water System - Variable Speed Drives | 9027.4109 | 1.0305 | 1.0305 | 13 |  | 2555.4017 | 723.3972 | 1336.0204 | 4614.8193 |  | 8903.7925 | 352.069 | 0 | 1898 | 1898 | 8903.7925 | motor (10 hp) | 2.2393 | 0.49858 | 2.051 | 4.6911 | -4641.0423 | 2364.7502 | DROP | DROP | DROP | KEEP | DROP | KEEP | [5 empty] | 0.49858 | DROP | 2.2393 | 202.8328 | DROP | DROP | DROP | DROP | DROP | DROP | 2.051 | 202.8328 | 4.798 | KEEP
DEF | N_IN_Chilled Water System - Variable Speed Drives | 9027.4109 | 1.0305 | 1.0305 | 13 |  | 2555.4017 | 723.3972 | 1336.0204 | 4614.8193 |  | 8903.7925 | 352.069 | 0 | 1898 | 1898 | 8903.7925 | motor (10 hp) | 2.2393 | 0.49858 | 2.051 | 4.6911 | -4641.0423 | 2364.7502 | DROP | DROP | DROP | KEEP | DROP | KEEP | [5 empty] | 0.49858 | DROP | 2.2393 | 202.8328 | DROP | DROP | DROP | DROP | DROP | DROP | 2.051 | 202.8328 | 4.798 | KEEP
DEF | N_LG_Chilled Water System - Variable Speed Drives | 9027.4109 | 1.0305 | 1.0305 | 13 |  | 2555.4017 | 723.3972 | 1336.0204 | 4614.8193 |  | 8903.7925 | 352.069 | 0 | 1898 | 1898 | 8903.7925 | motor (10 hp) | 2.2393 | 0.49858 | 2.051 | 4.6911 | -4641.0423 | 2364.7502 | DROP | DROP | DROP | KEEP | DROP | KEEP | [5 empty] | 0.49858 | DROP | 2.2393 | 202.8328 | DROP | DROP | DROP | DROP | DROP | DROP | 2.051 | 202.8328 | 4.798 | KEEP
DEF | N_MS_Chilled Water System - Variable Speed Drives | 9027.4109 | 1.0305 | 1.0305 | 13 |  | 2555.4017 | 723.3972 | 1336.0204 | 4614.8193 |  | 8903.7925 | 352.069 | 0 | 1898 | 1898 | 8903.7925 | motor (10 hp) | 2.2393 | 0.49858 | 2.051 | 4.6911 | -4641.0423 | 2364.7502 | DROP | DROP | DROP | KEEP | DROP | KEEP | [5 empty] | 0.49858 | DROP | 2.2393 | 202.8328 | DROP | DROP | DROP | DROP | DROP | DROP | 2.051 | 202.8328 | 4.798 | KEEP
DEF | N_OF_Chilled Water System - Variable Speed Drives | 9027.4109 | 1.0305 | 1.0305 | 13 |  | 2555.4017 | 723.3972 | 1336.0204 | 4614.8193 |  | 8903.7925 | 352.069 | 0 | 1898 | 1898 | 8903.7925 | motor (10 hp) | 2.2393 | 0.49858 | 2.051 | 4.6911 | -4641.0423 | 2364.7502 | DROP | DROP | DROP | KEEP | DROP | KEEP | [5 empty] | 0.49858 | DROP | 2.2393 | 202.8328 | DROP | DROP | DROP | DROP | DROP | DROP | 2.051 | 202.8328 | 4.798 | KEEP
DEF | N_RS_Chilled Water System - Variable Speed Drives | 9027.4109 | 1.0305 | 1.0305 | 13 |  | 2555.4017 | 723.3972 | 1336.0204 | 4614.8193 |  | 8903.7925 | 352.069 | 0 | 1898 | 1898 | 8903.7925 | motor (10 hp) | 2.2393 | 0.49858 | 2.051 | 4.6911 | -4641.0423 | 2364.7502 | DROP | DROP | DROP | KEEP | DROP | KEEP | [5 empty] | 0.49858 | DROP | 2.2393 | 202.8328 | DROP | DROP | DROP | DROP | DROP | DROP | 2.051 | 202.8328 | 4.798 | KEEP
DEF | N_RT_Chilled Water System - Variable Speed Drives | 9027.4109 | 1.0305 | 1.0305 | 13 |  | 2555.4017 | 723.3972 | 1336.0204 | 4614.8193 |  | 8903.7925 | 352.069 | 0 | 1898 | 1898 | 8903.7925 | motor (10 hp) | 2.2393 | 0.49858 | 2.051 | 4.6911 | -4641.0423 | 2364.7502 | DROP | DROP | DROP | KEEP | DROP | KEEP | [5 empty] | 0.49858 | DROP | 2.2393 | 202.8328 | DROP | DROP | DROP | DROP | DROP | DROP | 2.051 | 202.8328 | 4.798 | KEEP
DEF | N_SC_Chilled Water System - Variable Speed Drives | 9027.4109 | 1.0305 | 1.0305 | 13 |  | 2555.4017 | 723.3972 | 1336.0204 | 4614.8193 |  | 8903.7925 | 352.069 | 0 | 1898 | 1898 | 8903.7925 | motor (10 hp) | 2.2393 | 0.49858 | 2.051 | 4.6911 | -4641.0423 | 2364.7502 | DROP | DROP | DROP | KEEP | DROP | KEEP | [5 empty] | 0.49858 | DROP | 2.2393 | 202.8328 | DROP | DROP | DROP | DROP | DROP | DROP | 2.051 | 202.8328 | 4.798 | KEEP
DEF | N_WR_Chilled Water System - Variable Speed Drives | 9027.4109 | 1.0305 | 1.0305 | 13 |  | 2555.4017 | 723.3972 | 1336.0204 | 4614.8193 |  | 8903.7925 | 352.069 | 0 | 1898 | 1898 | 8903.7925 | motor (10 hp) | 2.2393 | 0.49858 | 2.051 | 4.6911 | -4641.0423 | 2364.7502 | DROP | DROP | DROP | KEEP | DROP | KEEP | [5 empty] | 0.49858 | DROP | 2.2393 | 202.8328 | DROP | DROP | DROP | DROP | DROP | DROP | 2.051 | 202.8328 | 4.798 | KEEP
DEF | E_AS_Cool Roof | 0.17819 | 7.5697e-05 | 0 | 15 |  | 0.057585 | 0.066556 | 0.10868 | 0.23282 |  | 0.19734 | 0.0069493 | 0 | 1.5929 | 1.5929 | 0.19734 | sq ft | 95.2126 | 1.1397 | 0.14553 | 0.12388 | 0.028535 | -1.367 | DROP | DROP | DROP | DROP | DROP | DROP | [5 empty] | 1.1397 | 0.028535 | 95.2126 | 1.5594 | KEEP | 0.028535 | 1.0308 | 93.507 | 0.1418 | DROP | 0.14553 | 1.5594 | 1.1029 | DROP
DEF | E_CU_Cool Roof | 0.17819 | 7.5697e-05 | 0 | 15 |  | 0.057585 | 0.066556 | 0.10868 | 0.23282 |  | 0.19734 | 0.0069493 | 0 | 1.5929 | 1.5929 | 0.19734 | sq ft | 95.2126 | 1.1397 | 0.14553 | 0.12388 | 0.028535 | -1.367 | DROP | DROP | DROP | DROP | DROP | DROP | [5 empty] | 1.1397 | 0.028535 | 95.2126 | 1.5594 | KEEP | 0.028535 | 1.0308 | 93.507 | 0.1418 | DROP | 0.14553 | 1.5594 | 1.1029 | DROP
DEF | E_GR_Cool Roof | 0.17819 | 7.5697e-05 | 0 | 15 |  | 0.057585 | 0.066556 | 0.10868 | 0.23282 |  | 0.19734 | 0.0069493 | 0 | 1.5929 | 1.5929 | 0.19734 | sq ft | 95.2126 | 1.1397 | 0.14553 | 0.12388 | 0.028535 | -1.367 | DROP | DROP | DROP | DROP | DROP | DROP | [5 empty] | 1.1397 | 0.028535 | 95.2126 | 1.5594 | KEEP | 0.028535 | 1.0308 | 93.507 | 0.1418 | DROP | 0.14553 | 1.5594 | 1.1029 | DROP
DEF | E_HC_Cool Roof | 0.17819 | 7.5697e-05 | 0 | 15 |  | 0.057585 | 0.066556 | 0.10868 | 0.23282 |  | 0.19734 | 0.0069493 | 0 | 1.5929 | 1.5929 | 0.19734 | sq ft | 95.2126 | 1.1397 | 0.14553 | 0.12388 | 0.028535 | -1.367 | DROP | DROP | DROP | DROP | DROP | DROP | [5 empty] | 1.1397 | 0.028535 | 95.2126 | 1.5594 | KEEP | 0.028535 | 1.0308 | 93.507 | 0.1418 | DROP | 0.14553 | 1.5594 | 1.1029 | DROP
DEF | E_HS_Cool Roof | 0.17819 | 7.5697e-05 | 0 | 15 |  | 0.057585 | 0.066556 | 0.10868 | 0.23282 |  | 0.19734 | 0.0069493 | 0 | 1.5929 | 1.5929 | 0.19734 | sq ft | 95.2126 | 1.1397 | 0.14553 | 0.12388 | 0.028535 | -1.367 | DROP | DROP | DROP | DROP | DROP | DROP | [5 empty] | 1.1397 | 0.028535 | 95.2126 | 1.5594 | KEEP | 0.028535 | 1.0308 | 93.507 | 0.1418 | DROP | 0.14553 | 1.5594 | 1.1029 | DROP
DEF | E_IN_Cool Roof | 0.17819 | 7.5697e-05 | 0 | 15 |  | 0.057585 | 0.066556 | 0.10868 | 0.23282 |  | 0.19734 | 0.0069493 | 0 | 1.5929 | 1.5929 | 0.19734 | sq ft | 95.2126 | 1.1397 | 0.14553 | 0.12388 | 0.028535 | -1.367 | DROP | DROP | DROP | DROP | DROP | DROP | [5 empty] | 1.1397 | 0.028535 | 95.2126 | 1.5594 | KEEP | 0.028535 | 1.0308 | 93.507 | 0.1418 | DROP | 0.14553 | 1.5594 | 1.1029 | DROP
DEF | E_LG_Cool Roof | 0.17819 | 0.00010041 | 0 | 15 |  | 0.057585 | 0.088284 | 0.14416 | 0.29003 |  | 0.19734 | 0.0069493 | 0 | 1.5929 | 1.5929 | 0.19734 | sq ft | 95.2126 | 1.4197 | 0.18128 | 0.12388 | 0.085741 | -1.3098 | DROP | DROP | DROP | DROP | DROP | DROP | [5 empty] | 1.4197 | 0.085741 | 95.2126 | 1.5594 | KEEP | 0.085741 | 1.0245 | 90.0876 | 0.17771 | DROP | 0.18128 | 1.5594 | 1.1029 | DROP
DEF | E_MS_Cool Roof | 0.17819 | 2.2991e-05 | 0 | 15 |  | 0.057585 | 0.020215 | 0.033009 | 0.11081 |  | 0.19734 | 0.0069493 | 0 | 1.5929 | 1.5929 | 0.19734 | sq ft | 95.2126 | 0.54242 | 0.069261 | 0.12388 | -0.093478 | -1.489 | DROP | DROP | DROP | DROP | DROP | DROP | [5 empty] | 0.54242 | DROP | 95.2126 | 1.5594 | DROP | DROP | DROP | DROP | DROP | DROP | 0.069261 | 1.5594 | 1.1029 | DROP
DEF | E_OF_Cool Roof | 0.17819 | 7.5697e-05 | 0 | 15 |  | 0.057585 | 0.066556 | 0.10868 | 0.23282 |  | 0.19734 | 0.0069493 | 0 | 1.5929 | 1.5929 | 0.19734 | sq ft | 95.2126 | 1.1397 | 0.14553 | 0.12388 | 0.028535 | -1.367 | DROP | DROP | DROP | DROP | DROP | DROP | [5 empty] | 1.1397 | 0.028535 | 95.2126 | 1.5594 | KEEP | 0.028535 | 1.0308 | 93.507 | 0.1418 | DROP | 0.14553 | 1.5594 | 1.1029 | DROP
DEF | E_RS_Cool Roof | 0.17819 | 7.5697e-05 | 0 | 15 |  | 0.057585 | 0.066556 | 0.10868 | 0.23282 |  | 0.19734 | 0.0069493 | 0 | 1.5929 | 1.5929 | 0.19734 | sq ft | 95.2126 | 1.1397 | 0.14553 | 0.12388 | 0.028535 | -1.367 | DROP | DROP | DROP | DROP | DROP | DROP | [5 empty] | 1.1397 | 0.028535 | 95.2126 | 1.5594 | KEEP | 0.028535 | 1.0308 | 93.507 | 0.1418 | DROP | 0.14553 | 1.5594 | 1.1029 | DROP
DEF | E_RT_Cool Roof | 0.17819 | 7.5697e-05 | 0 | 15 |  | 0.057585 | 0.066556 | 0.10868 | 0.23282 |  | 0.19734 | 0.0069493 | 0 | 1.5929 | 1.5929 | 0.19734 | sq ft | 95.2126 | 1.1397 | 0.14553 | 0.12388 | 0.028535 | -1.367 | DROP | DROP | DROP | DROP | DROP | DROP | [5 empty] | 1.1397 | 0.028535 | 95.2126 | 1.5594 | KEEP | 0.028535 | 1.0308 | 93.507 | 0.1418 | DROP | 0.14553 | 1.5594 | 1.1029 | DROP
DEF | E_SC_Cool Roof | 0.17819 | 7.5697e-05 | 0 | 15 |  | 0.057585 | 0.066556 | 0.10868 | 0.23282 |  | 0.19734 | 0.0069493 | 0 | 1.5929 | 1.5929 | 0.19734 | sq ft | 95.2126 | 1.1397 | 0.14553 | 0.12388 | 0.028535 | -1.367 | DROP | DROP | DROP | DROP | DROP | DROP | [5 empty] | 1.1397 | 0.028535 | 95.2126 | 1.5594 | KEEP | 0.028535 | 1.0308 | 93.507 | 0.1418 | DROP | 0.14553 | 1.5594 | 1.1029 | DROP
DEF | E_WR_Cool Roof | 0.17819 | 2.2991e-05 | 0 | 15 |  | 0.057585 | 0.020215 | 0.033009 | 0.11081 |  | 0.19734 | 0.0069493 | 0 | 1.5929 | 1.5929 | 0.19734 | sq ft | 95.2126 | 0.54242 | 0.069261 | 0.12388 | -0.093478 | -1.489 | DROP | DROP | DROP | DROP | DROP | DROP | [5 empty] | 0.54242 | DROP | 95.2126 | 1.5594 | DROP | DROP | DROP | DROP | DROP | DROP | 0.069261 | 1.5594 | 1.1029 | DROP
DEF | N_AS_Cool Roof | 0.17775 | 7.5512e-05 | 0 | 15 |  | 0.057444 | 0.066393 | 0.10841 | 0.23225 |  | 0.19685 | 0.0069323 | 0 | 1.5929 | 1.5929 | 0.19685 | sq ft | 95.4461 | 1.1397 | 0.14517 | 0.12358 | 0.028465 | -1.3676 | DROP | DROP | DROP | DROP | DROP | DROP | [5 empty] | 1.1397 | 0.028465 | 95.4461 | 1.5595 | KEEP | 0.028465 | 1.0308 | 93.7405 | 0.14145 | DROP | 0.14517 | 1.5595 | 1.1026 | DROP
DEF | N_CU_Cool Roof | 0.17775 | 7.5512e-05 | 0 | 15 |  | 0.057444 | 0.066393 | 0.10841 | 0.23225 |  | 0.19685 | 0.0069323 | 0 | 1.5929 | 1.5929 | 0.19685 | sq ft | 95.4461 | 1.1397 | 0.14517 | 0.12358 | 0.028465 | -1.3676 | DROP | DROP | DROP | DROP | DROP | DROP | [5 empty] | 1.1397 | 0.028465 | 95.4461 | 1.5595 | KEEP | 0.028465 | 1.0308 | 93.7405 | 0.14145 | DROP | 0.14517 | 1.5595 | 1.1026 | DROP
DEF | N_GR_Cool Roof | 0.17775 | 7.5512e-05 | 0 | 15 |  | 0.057444 | 0.066393 | 0.10841 | 0.23225 |  | 0.19685 | 0.0069323 | 0 | 1.5929 | 1.5929 | 0.19685 | sq ft | 95.4461 | 1.1397 | 0.14517 | 0.12358 | 0.028465 | -1.3676 | DROP | DROP | DROP | DROP | DROP | DROP | [5 empty] | 1.1397 | 0.028465 | 95.4461 | 1.5595 | KEEP | 0.028465 | 1.0308 | 93.7405 | 0.14145 | DROP | 0.14517 | 1.5595 | 1.1026 | DROP
DEF | N_HC_Cool Roof | 0.17775 | 7.5512e-05 | 0 | 15 |  | 0.057444 | 0.066393 | 0.10841 | 0.23225 |  | 0.19685 | 0.0069323 | 0 | 1.5929 | 1.5929 | 0.19685 | sq ft | 95.4461 | 1.1397 | 0.14517 | 0.12358 | 0.028465 | -1.3676 | DROP | DROP | DROP | DROP | DROP | DROP | [5 empty] | 1.1397 | 0.028465 | 95.4461 | 1.5595 | KEEP | 0.028465 | 1.0308 | 93.7405 | 0.14145 | DROP | 0.14517 | 1.5595 | 1.1026 | DROP
DEF | N_HS_Cool Roof | 0.17775 | 7.5512e-05 | 0 | 15 |  | 0.057444 | 0.066393 | 0.10841 | 0.23225 |  | 0.19685 | 0.0069323 | 0 | 1.5929 | 1.5929 | 0.19685 | sq ft | 95.4461 | 1.1397 | 0.14517 | 0.12358 | 0.028465 | -1.3676 | DROP | DROP | DROP | DROP | DROP | DROP | [5 empty] | 1.1397 | 0.028465 | 95.4461 | 1.5595 | KEEP | 0.028465 | 1.0308 | 93.7405 | 0.14145 | DROP | 0.14517 | 1.5595 | 1.1026 | DROP
DEF | N_IN_Cool Roof | 0.17775 | 7.5512e-05 | 0 | 15 |  | 0.057444 | 0.066393 | 0.10841 | 0.23225 |  | 0.19685 | 0.0069323 | 0 | 1.5929 | 1.5929 | 0.19685 | sq ft | 95.4461 | 1.1397 | 0.14517 | 0.12358 | 0.028465 | -1.3676 | DROP | DROP | DROP | DROP | DROP | DROP | [5 empty] | 1.1397 | 0.028465 | 95.4461 | 1.5595 | KEEP | 0.028465 | 1.0308 | 93.7405 | 0.14145 | DROP | 0.14517 | 1.5595 | 1.1026 | DROP
DEF | N_LG_Cool Roof | 0.17775 | 0.00010016 | 0 | 15 |  | 0.057444 | 0.088068 | 0.14381 | 0.28932 |  | 0.19685 | 0.0069323 | 0 | 1.5929 | 1.5929 | 0.19685 | sq ft | 95.4461 | 1.4197 | 0.18084 | 0.12358 | 0.085532 | -1.3105 | DROP | DROP | DROP | DROP | DROP | DROP | [5 empty] | 1.4197 | 0.085532 | 95.4461 | 1.5595 | KEEP | 0.085532 | 1.0245 | 90.321 | 0.17728 | DROP | 0.18084 | 1.5595 | 1.1026 | DROP
DEF | N_MS_Cool Roof | 0.17775 | 2.2935e-05 | 0 | 15 |  | 0.057444 | 0.020165 | 0.032928 | 0.11054 |  | 0.19685 | 0.0069323 | 0 | 1.5929 | 1.5929 | 0.19685 | sq ft | 95.4461 | 0.54242 | 0.069093 | 0.12358 | -0.093249 | -1.4893 | DROP | DROP | DROP | DROP | DROP | DROP | [5 empty] | 0.54242 | DROP | 95.4461 | 1.5595 | DROP | DROP | DROP | DROP | DROP | DROP | 0.069093 | 1.5595 | 1.1026 | DROP
DEF | N_OF_Cool Roof | 0.17775 | 7.5512e-05 | 0 | 15 |  | 0.057444 | 0.066393 | 0.10841 | 0.23225 |  | 0.19685 | 0.0069323 | 0 | 1.5929 | 1.5929 | 0.19685 | sq ft | 95.4461 | 1.1397 | 0.14517 | 0.12358 | 0.028465 | -1.3676 | DROP | DROP | DROP | DROP | DROP | DROP | [5 empty] | 1.1397 | 0.028465 | 95.4461 | 1.5595 | KEEP | 0.028465 | 1.0308 | 93.7405 | 0.14145 | DROP | 0.14517 | 1.5595 | 1.1026 | DROP
DEF | N_RS_Cool Roof | 0.17775 | 7.5512e-05 | 0 | 15 |  | 0.057444 | 0.066393 | 0.10841 | 0.23225 |  | 0.19685 | 0.0069323 | 0 | 1.5929 | 1.5929 | 0.19685 | sq ft | 95.4461 | 1.1397 | 0.14517 | 0.12358 | 0.028465 | -1.3676 | DROP | DROP | DROP | DROP | DROP | DROP | [5 empty] | 1.1397 | 0.028465 | 95.4461 | 1.5595 | KEEP | 0.028465 | 1.0308 | 93.7405 | 0.14145 | DROP | 0.14517 | 1.5595 | 1.1026 | DROP
DEF | N_RT_Cool Roof | 0.17775 | 7.5512e-05 | 0 | 15 |  | 0.057444 | 0.066393 | 0.10841 | 0.23225 |  | 0.19685 | 0.0069323 | 0 | 1.5929 | 1.5929 | 0.19685 | sq ft | 95.4461 | 1.1397 | 0.14517 | 0.12358 | 0.028465 | -1.3676 | DROP | DROP | DROP | DROP | DROP | DROP | [5 empty] | 1.1397 | 0.028465 | 95.4461 | 1.5595 | KEEP | 0.028465 | 1.0308 | 93.7405 | 0.14145 | DROP | 0.14517 | 1.5595 | 1.1026 | DROP
DEF | N_SC_Cool Roof | 0.17775 | 7.5512e-05 | 0 | 15 |  | 0.057444 | 0.066393 | 0.10841 | 0.23225 |  | 0.19685 | 0.0069323 | 0 | 1.5929 | 1.5929 | 0.19685 | sq ft | 95.4461 | 1.1397 | 0.14517 | 0.12358 | 0.028465 | -1.3676 | DROP | DROP | DROP | DROP | DROP | DROP | [5 empty] | 1.1397 | 0.028465 | 95.4461 | 1.5595 | KEEP | 0.028465 | 1.0308 | 93.7405 | 0.14145 | DROP | 0.14517 | 1.5595 | 1.1026 | DROP
DEF | N_WR_Cool Roof | 0.17775 | 2.2935e-05 | 0 | 15 |  | 0.057444 | 0.020165 | 0.032928 | 0.11054 |  | 0.19685 | 0.0069323 | 0 | 1.5929 | 1.5929 | 0.19685 | sq ft | 95.4461 | 0.54242 | 0.069093 | 0.12358 | -0.093249 | -1.4893 | DROP | DROP | DROP | DROP | DROP | DROP | [5 empty] | 0.54242 | DROP | 95.4461 | 1.5595 | DROP | DROP | DROP | DROP | DROP | DROP | 0.069093 | 1.5595 | 1.1026 | DROP
DEF | E_AS_Dedicated Outdoor Air System on VRF unit | 800.1307 | 0.24347 | 0.24609 | 15 |  | 258.5787 | 199.8617 | 326.6363 | 785.0767 |  | 886.1187 | 31.2051 | 0 | 1000.58 | 1000.58 | 886.1187 | unit (4 tons) | 13.319 | 0.85583 | 0.76089 | 0.88561 | -132.2471 | -246.7084 | DROP | DROP | DROP | DROP | DROP | DROP | [5 empty] | 0.85583 | DROP | 13.319 | 850.3315 | DROP | DROP | DROP | DROP | DROP | DROP | 0.76089 | 850.3315 | 1.7354 | DROP
DEF | E_CU_Dedicated Outdoor Air System on VRF unit | 884.2265 | 0.1876 | 0.13783 | 15 |  | 285.756 | 164.9483 | 269.345 | 720.0493 |  | 979.2521 | 34.4848 | 0 | 1000.58 | 1000.58 | 979.2521 | unit (4 tons) | 12.0523 | 0.71029 | 0.69566 | 0.97868 | -293.6876 | -315.0155 | DROP | DROP | DROP | DROP | DROP | DROP | [5 empty] | 0.71029 | DROP | 12.0523 | 834.5399 | DROP | DROP | DROP | DROP | DROP | DROP | 0.69566 | 834.5399 | 1.8127 | DROP
DEF | E_GR_Dedicated Outdoor Air System on VRF unit | 478.7875 | 0.14569 | 0.14726 | 15 |  | 154.73 | 119.5946 | 195.4548 | 469.7794 |  | 530.2416 | 18.6727 | 0 | 1000.58 | 1000.58 | 530.2416 | unit (4 tons) | 22.2582 | 0.85583 | 0.46091 | 0.52993 | -79.1349 | -549.4733 | DROP | DROP | DROP | DROP | DROP | DROP | [5 empty] | 0.85583 | DROP | 22.2582 | 910.6733 | DROP | DROP | DROP | DROP | DROP | DROP | 0.46091 | 910.6733 | 1.4401 | DROP
DEF | E_HC_Dedicated Outdoor Air System on VRF unit | 1721.9094 | 0.52396 | 0.52959 | 15 |  | 556.4704 | 430.1094 | 702.9327 | 1689.5126 |  | 1906.9586 | 67.1545 | 0 | 1000.58 | 1000.58 | 1906.9586 | unit (4 tons) | 6.189 | 0.85583 | 1.5823 | 1.9059 | -284.6004 | 621.7781 | DROP | DROP | DROP | KEEP | KEEP | KEEP | [5 empty] | 0.85583 | DROP | 6.189 | 677.2399 | DROP | DROP | DROP | DROP | DROP | DROP | 1.5823 | 677.2399 | 2.5827 | KEEP
DEF | E_HS_Dedicated Outdoor Air System on VRF unit | 1640.5025 | 0.49919 | 0.50455 | 15 |  | 530.1621 | 409.7751 | 669.7001 | 1609.6374 |  | 1816.8031 | 63.9796 | 0 | 1000.58 | 1000.58 | 1816.8031 | unit (4 tons) | 6.4961 | 0.85583 | 1.512 | 1.8157 | -271.1453 | 545.0778 | DROP | DROP | DROP | KEEP | KEEP | KEEP | [5 empty] | 0.85583 | DROP | 6.4961 | 692.5264 | DROP | DROP | DROP | DROP | DROP | DROP | 1.512 | 692.5264 | 2.5079 | KEEP
DEF | E_IN_Dedicated Outdoor Air System on VRF unit | 442.6603 | 0.1347 | 0.13614 | 15 |  | 143.0548 | 110.5705 | 180.7066 | 434.3319 |  | 490.2319 | 17.2638 | 0 | 1000.58 | 1000.58 | 490.2319 | unit (4 tons) | 24.0748 | 0.85583 | 0.42672 | 0.48995 | -73.1637 | -583.5119 | DROP | DROP | DROP | DROP | DROP | DROP | [5 empty] | 0.85583 | DROP | 24.0748 | 917.4573 | DROP | DROP | DROP | DROP | DROP | DROP | 0.42672 | 917.4573 | 1.4069 | DROP
DEF | E_LG_Dedicated Outdoor Air System on VRF unit | 1302.9413 | 0.27644 | 0.2031 | 15 |  | 421.0723 | 243.0576 | 396.8901 | 1061.02 |  | 1442.9651 | 50.8147 | 0 | 1000.58 | 1000.58 | 1442.9651 | unit (4 tons) | 8.1791 | 0.71029 | 1.0092 | 1.4421 | -432.7598 | 9.6253 | DROP | DROP | DROP | KEEP | KEEP | KEEP | [5 empty] | 0.71029 | DROP | 8.1791 | 755.9137 | DROP | DROP | DROP | DROP | DROP | DROP | 1.0092 | 755.9137 | 2.1976 | KEEP
DEF | E_MS_Dedicated Outdoor Air System on VRF unit | 446.692 | 0.13592 | 0.13738 | 15 |  | 144.3577 | 111.5776 | 182.3525 | 438.2878 |  | 494.6969 | 17.421 | 0 | 1000.58 | 1000.58 | 494.6969 | unit (4 tons) | 23.8575 | 0.85583 | 0.43054 | 0.49441 | -73.8301 | -579.7132 | DROP | DROP | DROP | DROP | DROP | DROP | [5 empty] | 0.85583 | DROP | 23.8575 | 916.7002 | DROP | DROP | DROP | DROP | DROP | DROP | 0.43054 | 916.7002 | 1.4106 | DROP
DEF | E_OF_Dedicated Outdoor Air System on VRF unit | 883.4693 | 0.26883 | 0.27172 | 15 |  | 285.5113 | 220.6786 | 360.6575 | 866.8473 |  | 978.4135 | 34.4553 | 0 | 1000.58 | 1000.58 | 978.4135 | unit (4 tons) | 12.0626 | 0.85583 | 0.83751 | 0.97785 | -146.0215 | -168.188 | DROP | DROP | DROP | DROP | DROP | DROP | [5 empty] | 0.85583 | DROP | 12.0626 | 834.6821 | DROP | DROP | DROP | DROP | DROP | DROP | 0.83751 | 834.6821 | 1.812 | DROP
DEF | E_RS_Dedicated Outdoor Air System on VRF unit | 1361.7563 | 0.41437 | 0.41882 | 15 |  | 440.0796 | 340.1481 | 555.908 | 1336.1356 |  | 1508.1008 | 53.1085 | 0 | 1000.58 | 1000.58 | 1508.1008 | unit (4 tons) | 7.8259 | 0.85583 | 1.2681 | 1.5072 | -225.0737 | 282.4471 | DROP | DROP | DROP | KEEP | KEEP | KEEP | [5 empty] | 0.85583 | DROP | 7.8259 | 744.8694 | DROP | DROP | DROP | DROP | DROP | DROP | 1.2681 | 744.8694 | 2.2517 | KEEP
DEF | E_RT_Dedicated Outdoor Air System on VRF unit | 1049.061 | 0.31922 | 0.32265 | 15 |  | 339.0256 | 262.0411 | 428.2567 | 1029.3235 |  | 1161.8009 | 40.9134 | 0 | 1000.58 | 1000.58 | 1161.8009 | unit (4 tons) | 10.1586 | 0.85583 | 0.98831 | 1.1611 | -173.3908 | -12.1699 | DROP | DROP | DROP | DROP | DROP | DROP | [5 empty] | 0.85583 | DROP | 10.1586 | 803.5873 | DROP | DROP | DROP | DROP | DROP | DROP | 0.98831 | 803.5873 | 1.9642 | DROP
DEF | E_SC_Dedicated Outdoor Air System on VRF unit | 915.6498 | 0.27862 | 0.28162 | 15 |  | 295.9111 | 228.7168 | 373.7945 | 898.4224 |  | 1014.0523 | 35.7103 | 0 | 1000.58 | 1000.58 | 1014.0523 | unit (4 tons) | 11.6387 | 0.85583 | 0.86696 | 1.0135 | -151.3403 | -137.868 | DROP | DROP | DROP | DROP | DROP | DROP | [5 empty] | 0.85583 | DROP | 11.6387 | 828.6393 | DROP | DROP | DROP | DROP | DROP | DROP | 0.86696 | 828.6393 | 1.8416 | DROP
DEF | E_WR_Dedicated Outdoor Air System on VRF unit | 203.814 | 0.062019 | 0.062685 | 15 |  | 65.8667 | 50.9099 | 83.2027 | 199.9793 |  | 225.7174 | 7.9487 | 0 | 1000.58 | 1000.58 | 225.7174 | unit (4 tons) | 52.2876 | 0.85583 | 0.19829 | 0.22559 | -33.6868 | -808.5494 | DROP | DROP | DROP | DROP | DROP | DROP | [5 empty] | 0.85583 | DROP | 52.2876 | 962.3078 | DROP | DROP | DROP | DROP | DROP | DROP | 0.19829 | 962.3078 | 1.1873 | DROP
DEF | N_AS_Dedicated Outdoor Air System on VRF unit | 800.1307 | 0.24347 | 0.24609 | 15 |  | 258.5787 | 199.8617 | 326.6363 | 785.0767 |  | 886.1187 | 31.2051 | 0 | 1000.58 | 1000.58 | 886.1187 | unit (4 tons) | 13.319 | 0.85583 | 0.76089 | 0.88561 | -132.2471 | -246.7084 | DROP | DROP | DROP | DROP | DROP | DROP | [5 empty] | 0.85583 | DROP | 13.319 | 850.3315 | DROP | DROP | DROP | DROP | DROP | DROP | 0.76089 | 850.3315 | 1.7354 | DROP
DEF | N_CU_Dedicated Outdoor Air System on VRF unit | 884.2265 | 0.1876 | 0.13783 | 15 |  | 285.756 | 164.9483 | 269.345 | 720.0493 |  | 979.2521 | 34.4848 | 0 | 1000.58 | 1000.58 | 979.2521 | unit (4 tons) | 12.0523 | 0.71029 | 0.69566 | 0.97868 | -293.6876 | -315.0155 | DROP | DROP | DROP | DROP | DROP | DROP | [5 empty] | 0.71029 | DROP | 12.0523 | 834.5399 | DROP | DROP | DROP | DROP | DROP | DROP | 0.69566 | 834.5399 | 1.8127 | DROP
DEF | N_GR_Dedicated Outdoor Air System on VRF unit | 478.7875 | 0.14569 | 0.14726 | 15 |  | 154.73 | 119.5946 | 195.4548 | 469.7794 |  | 530.2416 | 18.6727 | 0 | 1000.58 | 1000.58 | 530.2416 | unit (4 tons) | 22.2582 | 0.85583 | 0.46091 | 0.52993 | -79.1349 | -549.4733 | DROP | DROP | DROP | DROP | DROP | DROP | [5 empty] | 0.85583 | DROP | 22.2582 | 910.6733 | DROP | DROP | DROP | DROP | DROP | DROP | 0.46091 | 910.6733 | 1.4401 | DROP
DEF | N_HC_Dedicated Outdoor Air System on VRF unit | 1721.9094 | 0.52396 | 0.52959 | 15 |  | 556.4704 | 430.1094 | 702.9327 | 1689.5126 |  | 1906.9586 | 67.1545 | 0 | 1000.58 | 1000.58 | 1906.9586 | unit (4 tons) | 6.189 | 0.85583 | 1.5823 | 1.9059 | -284.6004 | 621.7781 | DROP | DROP | DROP | KEEP | KEEP | KEEP | [5 empty] | 0.85583 | DROP | 6.189 | 677.2399 | DROP | DROP | DROP | DROP | DROP | DROP | 1.5823 | 677.2399 | 2.5827 | KEEP
DEF | N_HS_Dedicated Outdoor Air System on VRF unit | 1640.5025 | 0.49919 | 0.50455 | 15 |  | 530.1621 | 409.7751 | 669.7001 | 1609.6374 |  | 1816.8031 | 63.9796 | 0 | 1000.58 | 1000.58 | 1816.8031 | unit (4 tons) | 6.4961 | 0.85583 | 1.512 | 1.8157 | -271.1453 | 545.0778 | DROP | DROP | DROP | KEEP | KEEP | KEEP | [5 empty] | 0.85583 | DROP | 6.4961 | 692.5264 | DROP | DROP | DROP | DROP | DROP | DROP | 1.512 | 692.5264 | 2.5079 | KEEP
DEF | N_IN_Dedicated Outdoor Air System on VRF unit | 442.6603 | 0.1347 | 0.13614 | 15 |  | 143.0548 | 110.5705 | 180.7066 | 434.3319 |  | 490.2319 | 17.2638 | 0 | 1000.58 | 1000.58 | 490.2319 | unit (4 tons) | 24.0748 | 0.85583 | 0.42672 | 0.48995 | -73.1637 | -583.5119 | DROP | DROP | DROP | DROP | DROP | DROP | [5 empty] | 0.85583 | DROP | 24.0748 | 917.4573 | DROP | DROP | DROP | DROP | DROP | DROP | 0.42672 | 917.4573 | 1.4069 | DROP
DEF | N_LG_Dedicated Outdoor Air System on VRF unit | 1302.9413 | 0.27644 | 0.2031 | 15 |  | 421.0723 | 243.0576 | 396.8901 | 1061.02 |  | 1442.9651 | 50.8147 | 0 | 1000.58 | 1000.58 | 1442.9651 | unit (4 tons) | 8.1791 | 0.71029 | 1.0092 | 1.4421 | -432.7598 | 9.6253 | DROP | DROP | DROP | KEEP | KEEP | KEEP | [5 empty] | 0.71029 | DROP | 8.1791 | 755.9137 | DROP | DROP | DROP | DROP | DROP | DROP | 1.0092 | 755.9137 | 2.1976 | KEEP
DEF | N_MS_Dedicated Outdoor Air System on VRF unit | 446.692 | 0.13592 | 0.13738 | 15 |  | 144.3577 | 111.5776 | 182.3525 | 438.2878 |  | 494.6969 | 17.421 | 0 | 1000.58 | 1000.58 | 494.6969 | unit (4 tons) | 23.8575 | 0.85583 | 0.43054 | 0.49441 | -73.8301 | -579.7132 | DROP | DROP | DROP | DROP | DROP | DROP | [5 empty] | 0.85583 | DROP | 23.8575 | 916.7002 | DROP | DROP | DROP | DROP | DROP | DROP | 0.43054 | 916.7002 | 1.4106 | DROP
DEF | N_OF_Dedicated Outdoor Air System on VRF unit | 883.4693 | 0.26883 | 0.27172 | 15 |  | 285.5113 | 220.6786 | 360.6575 | 866.8473 |  | 978.4135 | 34.4553 | 0 | 1000.58 | 1000.58 | 978.4135 | unit (4 tons) | 12.0626 | 0.85583 | 0.83751 | 0.97785 | -146.0215 | -168.188 | DROP | DROP | DROP | DROP | DROP | DROP | [5 empty] | 0.85583 | DROP | 12.0626 | 834.6821 | DROP | DROP | DROP | DROP | DROP | DROP | 0.83751 | 834.6821 | 1.812 | DROP
DEF | N_RS_Dedicated Outdoor Air System on VRF unit | 1361.7563 | 0.41437 | 0.41882 | 15 |  | 440.0796 | 340.1481 | 555.908 | 1336.1356 |  | 1508.1008 | 53.1085 | 0 | 1000.58 | 1000.58 | 1508.1008 | unit (4 tons) | 7.8259 | 0.85583 | 1.2681 | 1.5072 | -225.0737 | 282.4471 | DROP | DROP | DROP | KEEP | KEEP | KEEP | [5 empty] | 0.85583 | DROP | 7.8259 | 744.8694 | DROP | DROP | DROP | DROP | DROP | DROP | 1.2681 | 744.8694 | 2.2517 | KEEP
DEF | N_RT_Dedicated Outdoor Air System on VRF unit | 1049.061 | 0.31922 | 0.32265 | 15 |  | 339.0256 | 262.0411 | 428.2567 | 1029.3235 |  | 1161.8009 | 40.9134 | 0 | 1000.58 | 1000.58 | 1161.8009 | unit (4 tons) | 10.1586 | 0.85583 | 0.98831 | 1.1611 | -173.3908 | -12.1699 | DROP | DROP | DROP | DROP | DROP | DROP | [5 empty] | 0.85583 | DROP | 10.1586 | 803.5873 | DROP | DROP | DROP | DROP | DROP | DROP | 0.98831 | 803.5873 | 1.9642 | DROP
DEF | N_SC_Dedicated Outdoor Air System on VRF unit | 915.6498 | 0.27862 | 0.28162 | 15 |  | 295.9111 | 228.7168 | 373.7945 | 898.4224 |  | 1014.0523 | 35.7103 | 0 | 1000.58 | 1000.58 | 1014.0523 | unit (4 tons) | 11.6387 | 0.85583 | 0.86696 | 1.0135 | -151.3403 | -137.868 | DROP | DROP | DROP | DROP | DROP | DROP | [5 empty] | 0.85583 | DROP | 11.6387 | 828.6393 | DROP | DROP | DROP | DROP | DROP | DROP | 0.86696 | 828.6393 | 1.8416 | DROP
DEF | N_WR_Dedicated Outdoor Air System on VRF unit | 203.814 | 0.062019 | 0.062685 | 15 |  | 65.8667 | 50.9099 | 83.2027 | 199.9793 |  | 225.7174 | 7.9487 | 0 | 1000.58 | 1000.58 | 225.7174 | unit (4 tons) | 52.2876 | 0.85583 | 0.19829 | 0.22559 | -33.6868 | -808.5494 | DROP | DROP | DROP | DROP | DROP | DROP | [5 empty] | 0.85583 | DROP | 52.2876 | 962.3078 | DROP | DROP | DROP | DROP | DROP | DROP | 0.19829 | 962.3078 | 1.1873 | DROP
DEF | E_AS_Destratification Fans | 901.1833 | 0 | 0.18246 | 10 |  | 197.3417 | 60.72 | 179.074 | 437.1357 |  | 710.5683 | 35.1462 | 0 | 6800 | 6800 | 710.5683 | unit | 80.3668 | 0.5862 | 0.063954 | 0.1045 | -308.5787 | -6398.0104 | DROP | DROP | DROP | DROP | DROP | DROP | [5 empty] | 0.5862 | DROP | 80.3668 | 6630.7758 | DROP | DROP | DROP | DROP | DROP | DROP | 0.063954 | 6630.7758 | 1.0796 | DROP
DEF | E_CU_Destratification Fans | 1639.3701 | 0 | 0.33192 | 10 |  | 358.9903 | 110.4576 | 325.7591 | 795.207 |  | 1292.6165 | 63.9354 | 0 | 6800 | 6800 | 1292.6165 | unit | 44.1787 | 0.5862 | 0.11585 | 0.19009 | -561.345 | -6068.7285 | DROP | DROP | DROP | DROP | DROP | DROP | [5 empty] | 0.5862 | DROP | 44.1787 | 6492.1591 | DROP | DROP | DROP | DROP | DROP | DROP | 0.11585 | 6492.1591 | 1.1448 | DROP
DEF | E_GR_Destratification Fans | 590.4442 | 0 | 0.11955 | 10 |  | 129.2958 | 39.783 | 117.3271 | 286.4059 |  | 465.5555 | 23.0273 | 0 | 6800 | 6800 | 465.5555 | unit | 122.6622 | 0.5862 | 0.041976 | 0.068464 | -202.177 | -6536.6214 | DROP | DROP | DROP | DROP | DROP | DROP | [5 empty] | 0.5862 | DROP | 122.6622 | 6689.1264 | DROP | DROP | DROP | DROP | DROP | DROP | 0.041976 | 6689.1264 | 1.0522 | DROP
DEF | E_HC_Destratification Fans | 1476.7832 | 0 | 0.299 | 10 |  | 323.3869 | 99.5028 | 293.4514 | 716.3411 |  | 1164.4193 | 57.5945 | 0 | 6800 | 6800 | 1164.4193 | unit | 49.0425 | 0.5862 | 0.10446 | 0.17124 | -505.6728 | -6141.2534 | DROP | DROP | DROP | DROP | DROP | DROP | [5 empty] | 0.5862 | DROP | 49.0425 | 6522.6897 | DROP | DROP | DROP | DROP | DROP | DROP | 0.10446 | 6522.6897 | 1.1305 | DROP
DEF | E_HS_Destratification Fans | 2916.1137 | 0 | 0.59042 | 10 |  | 638.5725 | 196.4821 | 579.4606 | 1414.5152 |  | 2299.3079 | 113.7284 | 0 | 6800 | 6800 | 2299.3079 | unit | 24.8362 | 0.5862 | 0.2046 | 0.33813 | -998.5211 | -5499.2133 | DROP | DROP | DROP | DROP | DROP | DROP | [5 empty] | 0.5862 | DROP | 24.8362 | 6252.4122 | DROP | DROP | DROP | DROP | DROP | DROP | 0.2046 | 6252.4122 | 1.2576 | DROP
DEF | E_IN_Destratification Fans | 324.6124 | 0 | 0.065724 | 10 |  | 71.0838 | 21.8718 | 64.5037 | 157.4593 |  | 255.9516 | 12.6599 | 0 | 6800 | 6800 | 255.9516 | unit | 223.1128 | 0.5862 | 0.023113 | 0.03764 | -111.1522 | -6655.2006 | DROP | DROP | DROP | DROP | DROP | DROP | [5 empty] | 0.5862 | DROP | 223.1128 | 6739.0443 | DROP | DROP | DROP | DROP | DROP | DROP | 0.023113 | 6739.0443 | 1.0287 | DROP
DEF | E_LG_Destratification Fans | 489.6897 | 0 | 0.099147 | 10 |  | 107.2326 | 32.9943 | 97.3062 | 237.5331 |  | 386.1123 | 19.0979 | 0 | 6800 | 6800 | 386.1123 | unit | 147.9002 | 0.5862 | 0.034834 | 0.056781 | -167.6771 | -6581.5648 | DROP | DROP | DROP | DROP | DROP | DROP | [5 empty] | 0.5862 | DROP | 147.9002 | 6708.0461 | DROP | DROP | DROP | DROP | DROP | DROP | 0.034834 | 6708.0461 | 1.0433 | DROP
DEF | E_MS_Destratification Fans | 748.3798 | 0 | 0.15152 | 10 |  | 163.8807 | 50.4244 | 148.7105 | 363.0156 |  | 590.0852 | 29.1868 | 0 | 6800 | 6800 | 590.0852 | unit | 96.776 | 0.5862 | 0.053156 | 0.086777 | -256.2565 | -6466.1713 | DROP | DROP | DROP | DROP | DROP | DROP | [5 empty] | 0.5862 | DROP | 96.776 | 6659.4692 | DROP | DROP | DROP | DROP | DROP | DROP | 0.053156 | 6659.4692 | 1.0661 | DROP
DEF | E_OF_Destratification Fans | 163.9054 | 0 | 0.033186 | 10 |  | 35.8921 | 11.0436 | 32.5696 | 79.5053 |  | 129.2367 | 6.3923 | 0 | 6800 | 6800 | 129.2367 | unit | 441.8719 | 0.5862 | 0.011681 | 0.019005 | -56.1237 | -6726.887 | DROP | DROP | DROP | DROP | DROP | DROP | [5 empty] | 0.5862 | DROP | 441.8719 | 6769.2219 | DROP | DROP | DROP | DROP | DROP | DROP | 0.011681 | 6769.2219 | 1.0145 | DROP
DEF | E_RS_Destratification Fans | 1295.4284 | 0 | 0.26228 | 10 |  | 283.6738 | 87.2835 | 257.4144 | 628.3716 |  | 1021.4241 | 50.5217 | 0 | 6800 | 6800 | 1021.4241 | unit | 55.9083 | 0.5862 | 0.091726 | 0.15021 | -443.5742 | -6222.1501 | DROP | DROP | DROP | DROP | DROP | DROP | [5 empty] | 0.5862 | DROP | 55.9083 | 6556.7445 | DROP | DROP | DROP | DROP | DROP | DROP | 0.091726 | 6556.7445 | 1.1144 | DROP
DEF | E_RT_Destratification Fans | 1550.2054 | 0 | 0.31387 | 10 |  | 339.465 | 104.4498 | 308.0411 | 751.9559 |  | 1222.3115 | 60.458 | 0 | 6800 | 6800 | 1222.3115 | unit | 46.7197 | 0.5862 | 0.10961 | 0.17975 | -530.8136 | -6108.5021 | DROP | DROP | DROP | DROP | DROP | DROP | [5 empty] | 0.5862 | DROP | 46.7197 | 6508.9024 | DROP | DROP | DROP | DROP | DROP | DROP | 0.10961 | 6508.9024 | 1.1369 | DROP
DEF | E_SC_Destratification Fans | 4901.5791 | 0 | 0.99242 | 10 |  | 1073.351 | 330.2589 | 973.9922 | 2377.602 |  | 3864.8148 | 191.1616 | 0 | 6800 | 6800 | 3864.8148 | unit | 14.7759 | 0.5862 | 0.34009 | 0.56836 | -1678.3743 | -4613.5595 | DROP | DROP | DROP | DROP | DROP | DROP | [5 empty] | 0.5862 | DROP | 14.7759 | 5879.5815 | DROP | DROP | DROP | DROP | DROP | DROP | 0.34009 | 5879.5815 | 1.433 | DROP
DEF | E_WR_Destratification Fans | 537.3126 | 0 | 0.10879 | 10 |  | 117.6611 | 36.2031 | 106.7693 | 260.6335 |  | 423.6622 | 20.9552 | 0 | 6800 | 6800 | 423.6622 | unit | 134.7915 | 0.5862 | 0.038211 | 0.062303 | -183.9839 | -6560.3217 | DROP | DROP | DROP | DROP | DROP | DROP | [5 empty] | 0.5862 | DROP | 134.7915 | 6699.1034 | DROP | DROP | DROP | DROP | DROP | DROP | 0.038211 | 6699.1034 | 1.0475 | DROP
DEF | N_AS_Destratification Fans | 901.1833 | 0 | 0.18246 | 10 |  | 197.3417 | 60.72 | 179.074 | 437.1357 |  | 710.5683 | 35.1462 | 0 | 6800 | 6800 | 710.5683 | unit | 80.3668 | 0.5862 | 0.063954 | 0.1045 | -308.5787 | -6398.0104 | DROP | DROP | DROP | DROP | DROP | DROP | [5 empty] | 0.5862 | DROP | 80.3668 | 6630.7758 | DROP | DROP | DROP | DROP | DROP | DROP | 0.063954 | 6630.7758 | 1.0796 | DROP
DEF | N_CU_Destratification Fans | 1639.3701 | 0 | 0.33192 | 10 |  | 358.9903 | 110.4576 | 325.7591 | 795.207 |  | 1292.6165 | 63.9354 | 0 | 6800 | 6800 | 1292.6165 | unit | 44.1787 | 0.5862 | 0.11585 | 0.19009 | -561.345 | -6068.7285 | DROP | DROP | DROP | DROP | DROP | DROP | [5 empty] | 0.5862 | DROP | 44.1787 | 6492.1591 | DROP | DROP | DROP | DROP | DROP | DROP | 0.11585 | 6492.1591 | 1.1448 | DROP
DEF | N_GR_Destratification Fans | 590.4442 | 0 | 0.11955 | 10 |  | 129.2958 | 39.783 | 117.3271 | 286.4059 |  | 465.5555 | 23.0273 | 0 | 6800 | 6800 | 465.5555 | unit | 122.6622 | 0.5862 | 0.041976 | 0.068464 | -202.177 | -6536.6214 | DROP | DROP | DROP | DROP | DROP | DROP | [5 empty] | 0.5862 | DROP | 122.6622 | 6689.1264 | DROP | DROP | DROP | DROP | DROP | DROP | 0.041976 | 6689.1264 | 1.0522 | DROP
DEF | N_HC_Destratification Fans | 1476.7832 | 0 | 0.299 | 10 |  | 323.3869 | 99.5028 | 293.4514 | 716.3411 |  | 1164.4193 | 57.5945 | 0 | 6800 | 6800 | 1164.4193 | unit | 49.0425 | 0.5862 | 0.10446 | 0.17124 | -505.6728 | -6141.2534 | DROP | DROP | DROP | DROP | DROP | DROP | [5 empty] | 0.5862 | DROP | 49.0425 | 6522.6897 | DROP | DROP | DROP | DROP | DROP | DROP | 0.10446 | 6522.6897 | 1.1305 | DROP
DEF | N_HS_Destratification Fans | 2916.1137 | 0 | 0.59042 | 10 |  | 638.5725 | 196.4821 | 579.4606 | 1414.5152 |  | 2299.3079 | 113.7284 | 0 | 6800 | 6800 | 2299.3079 | unit | 24.8362 | 0.5862 | 0.2046 | 0.33813 | -998.5211 | -5499.2133 | DROP | DROP | DROP | DROP | DROP | DROP | [5 empty] | 0.5862 | DROP | 24.8362 | 6252.4122 | DROP | DROP | DROP | DROP | DROP | DROP | 0.2046 | 6252.4122 | 1.2576 | DROP
DEF | N_IN_Destratification Fans | 324.6124 | 0 | 0.065724 | 10 |  | 71.0838 | 21.8718 | 64.5037 | 157.4593 |  | 255.9516 | 12.6599 | 0 | 6800 | 6800 | 255.9516 | unit | 223.1128 | 0.5862 | 0.023113 | 0.03764 | -111.1522 | -6655.2006 | DROP | DROP | DROP | DROP | DROP | DROP | [5 empty] | 0.5862 | DROP | 223.1128 | 6739.0443 | DROP | DROP | DROP | DROP | DROP | DROP | 0.023113 | 6739.0443 | 1.0287 | DROP
DEF | N_LG_Destratification Fans | 489.6897 | 0 | 0.099147 | 10 |  | 107.2326 | 32.9943 | 97.3062 | 237.5331 |  | 386.1123 | 19.0979 | 0 | 6800 | 6800 | 386.1123 | unit | 147.9002 | 0.5862 | 0.034834 | 0.056781 | -167.6771 | -6581.5648 | DROP | DROP | DROP | DROP | DROP | DROP | [5 empty] | 0.5862 | DROP | 147.9002 | 6708.0461 | DROP | DROP | DROP | DROP | DROP | DROP | 0.034834 | 6708.0461 | 1.0433 | DROP
DEF | N_MS_Destratification Fans | 748.3798 | 0 | 0.15152 | 10 |  | 163.8807 | 50.4244 | 148.7105 | 363.0156 |  | 590.0852 | 29.1868 | 0 | 6800 | 6800 | 590.0852 | unit | 96.776 | 0.5862 | 0.053156 | 0.086777 | -256.2565 | -6466.1713 | DROP | DROP | DROP | DROP | DROP | DROP | [5 empty] | 0.5862 | DROP | 96.776 | 6659.4692 | DROP | DROP | DROP | DROP | DROP | DROP | 0.053156 | 6659.4692 | 1.0661 | DROP
DEF | N_OF_Destratification Fans | 163.9054 | 0 | 0.033186 | 10 |  | 35.8921 | 11.0436 | 32.5696 | 79.5053 |  | 129.2367 | 6.3923 | 0 | 6800 | 6800 | 129.2367 | unit | 441.8719 | 0.5862 | 0.011681 | 0.019005 | -56.1237 | -6726.887 | DROP | DROP | DROP | DROP | DROP | DROP | [5 empty] | 0.5862 | DROP | 441.8719 | 6769.2219 | DROP | DROP | DROP | DROP | DROP | DROP | 0.011681 | 6769.2219 | 1.0145 | DROP
DEF | N_RS_Destratification Fans | 1295.4284 | 0 | 0.26228 | 10 |  | 283.6738 | 87.2835 | 257.4144 | 628.3716 |  | 1021.4241 | 50.5217 | 0 | 6800 | 6800 | 1021.4241 | unit | 55.9083 | 0.5862 | 0.091726 | 0.15021 | -443.5742 | -6222.1501 | DROP | DROP | DROP | DROP | DROP | DROP | [5 empty] | 0.5862 | DROP | 55.9083 | 6556.7445 | DROP | DROP | DROP | DROP | DROP | DROP | 0.091726 | 6556.7445 | 1.1144 | DROP
DEF | N_RT_Destratification Fans | 1550.2054 | 0 | 0.31387 | 10 |  | 339.465 | 104.4498 | 308.0411 | 751.9559 |  | 1222.3115 | 60.458 | 0 | 6800 | 6800 | 1222.3115 | unit | 46.7197 | 0.5862 | 0.10961 | 0.17975 | -530.8136 | -6108.5021 | DROP | DROP | DROP | DROP | DROP | DROP | [5 empty] | 0.5862 | DROP | 46.7197 | 6508.9024 | DROP | DROP | DROP | DROP | DROP | DROP | 0.10961 | 6508.9024 | 1.1369 | DROP
DEF | N_SC_Destratification Fans | 4901.5791 | 0 | 0.99242 | 10 |  | 1073.351 | 330.2589 | 973.9922 | 2377.602 |  | 3864.8148 | 191.1616 | 0 | 6800 | 6800 | 3864.8148 | unit | 14.7759 | 0.5862 | 0.34009 | 0.56836 | -1678.3743 | -4613.5595 | DROP | DROP | DROP | DROP | DROP | DROP | [5 empty] | 0.5862 | DROP | 14.7759 | 5879.5815 | DROP | DROP | DROP | DROP | DROP | DROP | 0.34009 | 5879.5815 | 1.433 | DROP
DEF | N_WR_Destratification Fans | 537.3126 | 0 | 0.10879 | 10 |  | 117.6611 | 36.2031 | 106.7693 | 260.6335 |  | 423.6622 | 20.9552 | 0 | 6800 | 6800 | 423.6622 | unit | 134.7915 | 0.5862 | 0.038211 | 0.062303 | -183.9839 | -6560.3217 | DROP | DROP | DROP | DROP | DROP | DROP | [5 empty] | 0.5862 | DROP | 134.7915 | 6699.1034 | DROP | DROP | DROP | DROP | DROP | DROP | 0.038211 | 6699.1034 | 1.0475 | DROP
DEF | E_AS_Duct Insulation | 983.3201 | 0.26713 | 0.57411 | 15 |  | 317.7801 | 466.27 | 762.0304 | 1546.0806 |  | 1088.995 | 38.3495 | 0 | 18520.6472 | 18520.6472 | 1088.995 | sq ft | 200.6051 | 1.3714 | 0.083306 | 0.058799 | 418.7361 | -17012.9161 | DROP | DROP | DROP | DROP | DROP | DROP | [5 empty] | 1.3714 | 418.7361 | 200.6051 | 18335.9994 | KEEP | 418.7361 | 1.0254 | 196.0696 | 0.081408 | DROP | 0.083306 | 18335.9994 | 1.0488 | DROP
DEF | E_CU_Duct Insulation | 5872.9828 | 1.5955 | 3.429 | 15 |  | 1897.9752 | 2784.8469 | 4551.307 | 9234.1291 |  | 6504.1373 | 229.0463 | 0 | 72990.798 | 72990.798 | 6504.1373 | sq ft | 132.3701 | 1.3714 | 0.12612 | 0.089109 | 2500.9455 | -63985.7152 | DROP | DROP | DROP | DROP | DROP | DROP | [5 empty] | 1.3714 | 2500.9455 | 132.3701 | 71887.9693 | KEEP | 2500.9455 | 1.0254 | 127.8346 | 0.12337 | DROP | 0.12612 | 71887.9693 | 1.074 | DROP
DEF | E_GR_Duct Insulation | 2367.4384 | 0.64315 | 1.3822 | 15 |  | 765.0864 | 1122.5903 | 1834.6621 | 3722.3388 |  | 2621.861 | 92.3301 | 0 | 4529.1185 | 4529.1185 | 2621.861 | sq ft | 20.3758 | 1.3714 | 0.80545 | 0.57889 | 1008.1477 | -899.1098 | DROP | DROP | DROP | DROP | DROP | DROP | [5 empty] | 1.3714 | 1008.1477 | 20.3758 | 4084.561 | KEEP | 1008.1477 | 1.0254 | 15.8403 | 0.80148 | DROP | 0.80545 | 4084.561 | 1.4807 | DROP
DEF | E_HC_Duct Insulation | 4132.3741 | 1.1226 | 2.4127 | 15 |  | 1335.4617 | 1959.4862 | 3202.4107 | 6497.3586 |  | 4576.4698 | 161.1626 | 0 | 19341.0859 | 19341.0859 | 4576.4698 | sq ft | 49.8496 | 1.3714 | 0.33316 | 0.23662 | 1759.7263 | -13004.8898 | DROP | DROP | DROP | DROP | DROP | DROP | [5 empty] | 1.3714 | 1759.7263 | 49.8496 | 18565.1087 | KEEP | 1759.7263 | 1.0254 | 45.3141 | 0.3276 | DROP | 0.33316 | 18565.1087 | 1.1965 | DROP
DEF | E_HS_Duct Insulation | 43058.6877 | 11.6976 | 25.1399 | 15 |  | 13915.3009 | 20417.5383 | 33368.6156 | 67701.4548 |  | 47686.0951 | 1679.2888 | 0 | 201531.0716 | 201531.0716 | 47686.0951 | sq ft | 49.8496 | 1.3714 | 0.33316 | 0.23662 | 18336.0709 | -135508.9056 | DROP | DROP | DROP | DROP | DROP | DROP | [5 empty] | 1.3714 | 18336.0709 | 49.8496 | 193445.5112 | KEEP | 18336.0709 | 1.0254 | 45.3141 | 0.3276 | DROP | 0.33316 | 193445.5112 | 1.1965 | DROP
DEF | E_IN_Duct Insulation | 4777.0684 | 1.2978 | 2.7891 | 15 |  | 1543.808 | 2265.187 | 3702.0209 | 7511.0158 |  | 5290.4478 | 186.3057 | 0 | 19830.8626 | 19830.8626 | 5290.4478 | sq ft | 44.2141 | 1.3714 | 0.37523 | 0.26678 | 2034.2623 | -12506.1525 | DROP | DROP | DROP | DROP | DROP | DROP | [5 empty] | 1.3714 | 2034.2623 | 44.2141 | 18933.8247 | KEEP | 2034.2623 | 1.0254 | 39.6786 | 0.36936 | DROP | 0.37523 | 18933.8247 | 1.2215 | DROP
DEF | E_LG_Duct Insulation | 3918.7435 | 1.0646 | 2.288 | 15 |  | 1266.4226 | 1858.187 | 3036.8563 | 6161.4659 |  | 4339.8809 | 152.831 | 0 | 32495.3786 | 32495.3786 | 4339.8809 | sq ft | 88.3193 | 1.3714 | 0.18872 | 0.13355 | 1668.754 | -26486.7437 | DROP | DROP | DROP | DROP | DROP | DROP | [5 empty] | 1.3714 | 1668.754 | 88.3193 | 31759.5169 | KEEP | 1668.754 | 1.0254 | 83.7838 | 0.18491 | DROP | 0.18872 | 31759.5169 | 1.1109 | DROP
DEF | E_MS_Duct Insulation | 45543.0611 | 12.3725 | 26.5904 | 15 |  | 14718.1773 | 21595.5767 | 35293.8972 | 71607.6512 |  | 50437.4577 | 1776.1794 | 0 | 277506.4746 | 277506.4746 | 50437.4577 | sq ft | 64.898 | 1.3714 | 0.2564 | 0.18175 | 19394.0141 | -207675.0028 | DROP | DROP | DROP | DROP | DROP | DROP | [5 empty] | 1.3714 | 19394.0141 | 64.898 | 268954.3986 | KEEP | 19394.0141 | 1.0254 | 60.3625 | 0.25164 | DROP | 0.2564 | 268954.3986 | 1.1509 | DROP
DEF | E_OF_Duct Insulation | 3404.3613 | 0.92485 | 1.9876 | 15 |  | 1100.1894 | 1614.2777 | 2638.2324 | 5352.6995 |  | 3770.2194 | 132.7701 | 0 | 15442.5127 | 15442.5127 | 3770.2194 | sq ft | 48.3129 | 1.3714 | 0.34367 | 0.24415 | 1449.71 | -10222.5834 | DROP | DROP | DROP | DROP | DROP | DROP | [5 empty] | 1.3714 | 1449.71 | 48.3129 | 14803.2418 | KEEP | 1449.71 | 1.0254 | 43.7774 | 0.33802 | DROP | 0.34367 | 14803.2418 | 1.2027 | DROP
DEF | E_RS_Duct Insulation | 2466.8853 | 0.67017 | 1.4403 | 15 |  | 797.2247 | 1169.7459 | 1911.7291 | 3878.6998 |  | 2731.9951 | 96.2085 | 0 | 4882.9475 | 4882.9475 | 2731.9951 | sq ft | 21.0821 | 1.3714 | 0.77899 | 0.5595 | 1050.4961 | -1100.4563 | DROP | DROP | DROP | DROP | DROP | DROP | [5 empty] | 1.3714 | 1050.4961 | 21.0821 | 4419.7158 | KEEP | 1050.4961 | 1.0254 | 16.5466 | 0.77463 | DROP | 0.77899 | 4419.7158 | 1.4646 | DROP
DEF | E_RT_Duct Insulation | 1077.4754 | 0.29271 | 0.62909 | 15 |  | 348.2084 | 510.9165 | 834.9967 | 1694.1216 |  | 1193.2689 | 42.0215 | 0 | 11000.3969 | 11000.3969 | 1193.2689 | sq ft | 108.7381 | 1.3714 | 0.15342 | 0.10848 | 458.8311 | -9348.2969 | DROP | DROP | DROP | DROP | DROP | DROP | [5 empty] | 1.3714 | 458.8311 | 108.7381 | 10798.0686 | KEEP | 458.8311 | 1.0254 | 104.2026 | 0.15019 | DROP | 0.15342 | 10798.0686 | 1.0901 | DROP
DEF | E_SC_Duct Insulation | 4026.6263 | 1.0939 | 2.351 | 15 |  | 1301.2871 | 1909.3428 | 3120.4607 | 6331.0907 |  | 4459.3576 | 157.0384 | 0 | 50043.8492 | 50043.8492 | 4459.3576 | sq ft | 132.3701 | 1.3714 | 0.12612 | 0.089109 | 1714.6947 | -43869.7969 | DROP | DROP | DROP | DROP | DROP | DROP | [5 empty] | 1.3714 | 1714.6947 | 132.3701 | 49287.7293 | KEEP | 1714.6947 | 1.0254 | 127.8346 | 0.12337 | DROP | 0.12612 | 49287.7293 | 1.074 | DROP
DEF | E_WR_Duct Insulation | 400.0066 | 0.10867 | 0.23354 | 15 |  | 129.2704 | 189.6749 | 309.9878 | 628.933 |  | 442.9943 | 15.6003 | 0 | 15441.5127 | 15441.5127 | 442.9943 | sq ft | 411.1529 | 1.3714 | 0.040689 | 0.028689 | 170.3384 | -14828.18 | DROP | DROP | DROP | DROP | DROP | DROP | [5 empty] | 1.3714 | 170.3384 | 411.1529 | 15366.3995 | KEEP | 170.3384 | 1.0254 | 406.6174 | 0.03972 | DROP | 0.040689 | 15366.3995 | 1.0238 | DROP
DEF | N_AS_Duct Insulation | 983.3201 | 0.26713 | 0.57411 | 15 |  | 317.7801 | 466.27 | 762.0304 | 1546.0806 |  | 1088.995 | 38.3495 | 0 | 18520.6472 | 18520.6472 | 1088.995 | sq ft | 200.6051 | 1.3714 | 0.083306 | 0.058799 | 418.7361 | -17012.9161 | DROP | DROP | DROP | DROP | DROP | DROP | [5 empty] | 1.3714 | 418.7361 | 200.6051 | 18335.9994 | KEEP | 418.7361 | 1.0254 | 196.0696 | 0.081408 | DROP | 0.083306 | 18335.9994 | 1.0488 | DROP
DEF | N_CU_Duct Insulation | 5872.9828 | 1.5955 | 3.429 | 15 |  | 1897.9752 | 2784.8469 | 4551.307 | 9234.1291 |  | 6504.1373 | 229.0463 | 0 | 72990.798 | 72990.798 | 6504.1373 | sq ft | 132.3701 | 1.3714 | 0.12612 | 0.089109 | 2500.9455 | -63985.7152 | DROP | DROP | DROP | DROP | DROP | DROP | [5 empty] | 1.3714 | 2500.9455 | 132.3701 | 71887.9693 | KEEP | 2500.9455 | 1.0254 | 127.8346 | 0.12337 | DROP | 0.12612 | 71887.9693 | 1.074 | DROP
DEF | N_GR_Duct Insulation | 2367.4384 | 0.64315 | 1.3822 | 15 |  | 765.0864 | 1122.5903 | 1834.6621 | 3722.3388 |  | 2621.861 | 92.3301 | 0 | 4529.1185 | 4529.1185 | 2621.861 | sq ft | 20.3758 | 1.3714 | 0.80545 | 0.57889 | 1008.1477 | -899.1098 | DROP | DROP | DROP | DROP | DROP | DROP | [5 empty] | 1.3714 | 1008.1477 | 20.3758 | 4084.561 | KEEP | 1008.1477 | 1.0254 | 15.8403 | 0.80148 | DROP | 0.80545 | 4084.561 | 1.4807 | DROP
DEF | N_HC_Duct Insulation | 4132.3741 | 1.1226 | 2.4127 | 15 |  | 1335.4617 | 1959.4862 | 3202.4107 | 6497.3586 |  | 4576.4698 | 161.1626 | 0 | 19341.0859 | 19341.0859 | 4576.4698 | sq ft | 49.8496 | 1.3714 | 0.33316 | 0.23662 | 1759.7263 | -13004.8898 | DROP | DROP | DROP | DROP | DROP | DROP | [5 empty] | 1.3714 | 1759.7263 | 49.8496 | 18565.1087 | KEEP | 1759.7263 | 1.0254 | 45.3141 | 0.3276 | DROP | 0.33316 | 18565.1087 | 1.1965 | DROP
DEF | N_HS_Duct Insulation | 43058.6877 | 11.6976 | 25.1399 | 15 |  | 13915.3009 | 20417.5383 | 33368.6156 | 67701.4548 |  | 47686.0951 | 1679.2888 | 0 | 201531.0716 | 201531.0716 | 47686.0951 | sq ft | 49.8496 | 1.3714 | 0.33316 | 0.23662 | 18336.0709 | -135508.9056 | DROP | DROP | DROP | DROP | DROP | DROP | [5 empty] | 1.3714 | 18336.0709 | 49.8496 | 193445.5112 | KEEP | 18336.0709 | 1.0254 | 45.3141 | 0.3276 | DROP | 0.33316 | 193445.5112 | 1.1965 | DROP
DEF | N_IN_Duct Insulation | 4777.0684 | 1.2978 | 2.7891 | 15 |  | 1543.808 | 2265.187 | 3702.0209 | 7511.0158 |  | 5290.4478 | 186.3057 | 0 | 19830.8626 | 19830.8626 | 5290.4478 | sq ft | 44.2141 | 1.3714 | 0.37523 | 0.26678 | 2034.2623 | -12506.1525 | DROP | DROP | DROP | DROP | DROP | DROP | [5 empty] | 1.3714 | 2034.2623 | 44.2141 | 18933.8247 | KEEP | 2034.2623 | 1.0254 | 39.6786 | 0.36936 | DROP | 0.37523 | 18933.8247 | 1.2215 | DROP
DEF | N_LG_Duct Insulation | 3918.7435 | 1.0646 | 2.288 | 15 |  | 1266.4226 | 1858.187 | 3036.8563 | 6161.4659 |  | 4339.8809 | 152.831 | 0 | 32495.3786 | 32495.3786 | 4339.8809 | sq ft | 88.3193 | 1.3714 | 0.18872 | 0.13355 | 1668.754 | -26486.7437 | DROP | DROP | DROP | DROP | DROP | DROP | [5 empty] | 1.3714 | 1668.754 | 88.3193 | 31759.5169 | KEEP | 1668.754 | 1.0254 | 83.7838 | 0.18491 | DROP | 0.18872 | 31759.5169 | 1.1109 | DROP
DEF | N_MS_Duct Insulation | 45543.0611 | 12.3725 | 26.5904 | 15 |  | 14718.1773 | 21595.5767 | 35293.8972 | 71607.6512 |  | 50437.4577 | 1776.1794 | 0 | 277506.4746 | 277506.4746 | 50437.4577 | sq ft | 64.898 | 1.3714 | 0.2564 | 0.18175 | 19394.0141 | -207675.0028 | DROP | DROP | DROP | DROP | DROP | DROP | [5 empty] | 1.3714 | 19394.0141 | 64.898 | 268954.3986 | KEEP | 19394.0141 | 1.0254 | 60.3625 | 0.25164 | DROP | 0.2564 | 268954.3986 | 1.1509 | DROP
DEF | N_OF_Duct Insulation | 3404.3613 | 0.92485 | 1.9876 | 15 |  | 1100.1894 | 1614.2777 | 2638.2324 | 5352.6995 |  | 3770.2194 | 132.7701 | 0 | 15442.5127 | 15442.5127 | 3770.2194 | sq ft | 48.3129 | 1.3714 | 0.34367 | 0.24415 | 1449.71 | -10222.5834 | DROP | DROP | DROP | DROP | DROP | DROP | [5 empty] | 1.3714 | 1449.71 | 48.3129 | 14803.2418 | KEEP | 1449.71 | 1.0254 | 43.7774 | 0.33802 | DROP | 0.34367 | 14803.2418 | 1.2027 | DROP
DEF | N_RS_Duct Insulation | 2466.8853 | 0.67017 | 1.4403 | 15 |  | 797.2247 | 1169.7459 | 1911.7291 | 3878.6998 |  | 2731.9951 | 96.2085 | 0 | 4882.9475 | 4882.9475 | 2731.9951 | sq ft | 21.0821 | 1.3714 | 0.77899 | 0.5595 | 1050.4961 | -1100.4563 | DROP | DROP | DROP | DROP | DROP | DROP | [5 empty] | 1.3714 | 1050.4961 | 21.0821 | 4419.7158 | KEEP | 1050.4961 | 1.0254 | 16.5466 | 0.77463 | DROP | 0.77899 | 4419.7158 | 1.4646 | DROP
DEF | N_RT_Duct Insulation | 1077.4754 | 0.29271 | 0.62909 | 15 |  | 348.2084 | 510.9165 | 834.9967 | 1694.1216 |  | 1193.2689 | 42.0215 | 0 | 11000.3969 | 11000.3969 | 1193.2689 | sq ft | 108.7381 | 1.3714 | 0.15342 | 0.10848 | 458.8311 | -9348.2969 | DROP | DROP | DROP | DROP | DROP | DROP | [5 empty] | 1.3714 | 458.8311 | 108.7381 | 10798.0686 | KEEP | 458.8311 | 1.0254 | 104.2026 | 0.15019 | DROP | 0.15342 | 10798.0686 | 1.0901 | DROP
DEF | N_SC_Duct Insulation | 4026.6263 | 1.0939 | 2.351 | 15 |  | 1301.2871 | 1909.3428 | 3120.4607 | 6331.0907 |  | 4459.3576 | 157.0384 | 0 | 50043.8492 | 50043.8492 | 4459.3576 | sq ft | 132.3701 | 1.3714 | 0.12612 | 0.089109 | 1714.6947 | -43869.7969 | DROP | DROP | DROP | DROP | DROP | DROP | [5 empty] | 1.3714 | 1714.6947 | 132.3701 | 49287.7293 | KEEP | 1714.6947 | 1.0254 | 127.8346 | 0.12337 | DROP | 0.12612 | 49287.7293 | 1.074 | DROP
DEF | N_WR_Duct Insulation | 400.0066 | 0.10867 | 0.23354 | 15 |  | 129.2704 | 189.6749 | 309.9878 | 628.933 |  | 442.9943 | 15.6003 | 0 | 15441.5127 | 15441.5127 | 442.9943 | sq ft | 411.1529 | 1.3714 | 0.040689 | 0.028689 | 170.3384 | -14828.18 | DROP | DROP | DROP | DROP | DROP | DROP | [5 empty] | 1.3714 | 170.3384 | 411.1529 | 15366.3995 | KEEP | 170.3384 | 1.0254 | 406.6174 | 0.03972 | DROP | 0.040689 | 15366.3995 | 1.0238 | DROP
DEF | E_AS_Duct Sealing Repair | 5769.3882 | 1.1367 | 4.0258 | 15 |  | 1864.4965 | 3269.6151 | 5343.5693 | 10477.6809 |  | 6389.4097 | 225.0061 | 0 | 2119.3979 | 2119.3979 | 6389.4097 | sq ft | 3.9126 | 1.5841 | 4.4692 | 3.0147 | 3863.2651 | 8133.2769 | KEEP | KEEP | KEEP | KEEP | KEEP | KEEP | [5 empty] | 1.5841 | 3863.2651 | 3.9126 | 1036.0221 | KEEP | 1036.0221 | 1.4111 | 2 | 3.5036 | KEEP | 4.4692 | 1036.0221 | 3.5036 | KEEP
DEF | E_CU_Duct Sealing Repair | 34458.2784 | 6.789 | 24.0448 | 15 |  | 11135.9017 | 19528.1205 | 31915.03 | 62579.0522 |  | 38161.4217 | 1343.8729 | 0 | 8352.6531 | 8352.6531 | 38161.4217 | sq ft | 2.5817 | 1.5841 | 6.4538 | 4.5688 | 23073.7577 | 52882.5263 | KEEP | DROP | KEEP | KEEP | DROP | KEEP | [5 empty] | 1.5841 | 23073.7577 | 2.5817 | 1882.0776 | KEEP | 1882.0776 | 1.5628 | 2 | 4.7941 | KEEP | 6.4538 | 1882.0776 | 4.7941 | KEEP
DEF | E_GR_Duct Sealing Repair | 13890.361 | 2.7367 | 9.6926 | 15 |  | 4488.956 | 7871.9152 | 12865.1607 | 25226.0318 |  | 15383.1227 | 541.7241 | 0 | 518.2866 | 518.2866 | 15383.1227 | sq ft | 0.39741 | 1.5841 | 23.7979 | 29.6807 | 9301.1851 | 24166.0211 | DROP | DROP | DROP | DROP | DROP | DROP | [5 empty] | 1.5841 | 9301.1851 | 0.39741 | 0 | DROP | DROP | DROP | DROP | DROP | DROP | 23.7979 | 0 | 29.6807 | DROP
DEF | E_HC_Duct Sealing Repair | 24245.6858 | 4.7769 | 16.9185 | 15 |  | 7835.4923 | 13740.4623 | 22456.1942 | 44032.1488 |  | 26851.3078 | 945.5817 | 0 | 2213.2842 | 2213.2842 | 26851.3078 | sq ft | 0.97226 | 1.5841 | 13.9392 | 12.1319 | 16235.2592 | 40873.2828 | DROP | DROP | DROP | DROP | DROP | DROP | [5 empty] | 1.5841 | 16235.2592 | 0.97226 | 0 | DROP | DROP | DROP | DROP | DROP | DROP | 13.9392 | 0 | 12.1319 | DROP
DEF | E_HS_Duct Sealing Repair | 252636.2315 | 49.7747 | 176.288 | 15 |  | 81644.5965 | 143173.4554 | 233990.0101 | 458808.062 |  | 279786.403 | 9852.813 | 0 | 23062.0732 | 23062.0732 | 279786.403 | sq ft | 0.97226 | 1.5841 | 13.9392 | 12.1319 | 169168.846 | 425893.1758 | DROP | DROP | DROP | DROP | DROP | DROP | [5 empty] | 1.5841 | 169168.846 | 0.97226 | 0 | DROP | DROP | DROP | DROP | DROP | DROP | 13.9392 | 0 | 12.1319 | DROP
DEF | E_IN_Duct Sealing Repair | 28028.271 | 5.5222 | 19.558 | 15 |  | 9057.9125 | 15884.1208 | 25959.5996 | 50901.6329 |  | 31040.3978 | 1093.1026 | 0 | 2269.3315 | 2269.3315 | 31040.3978 | sq ft | 0.86235 | 1.5841 | 15.1383 | 13.6782 | 18768.1325 | 47539.1988 | DROP | DROP | DROP | DROP | DROP | DROP | [5 empty] | 1.5841 | 18768.1325 | 0.86235 | 0 | DROP | DROP | DROP | DROP | DROP | DROP | 15.1383 | 0 | 13.6782 | DROP
DEF | E_LG_Duct Sealing Repair | 22992.2611 | 4.53 | 16.0439 | 15 |  | 7430.4223 | 13030.1242 | 21295.2805 | 41755.827 |  | 25463.1808 | 896.6982 | 0 | 3718.5869 | 3718.5869 | 25463.1808 | sq ft | 1.7226 | 1.5841 | 9.0473 | 6.8475 | 15395.948 | 37140.5419 | DROP | DROP | KEEP | DROP | DROP | KEEP | [5 empty] | 1.5841 | 15395.948 | 1.7226 | 0 | DROP | DROP | DROP | DROP | DROP | DROP | 9.0473 | 0 | 6.8475 | DROP
DEF | E_MS_Duct Sealing Repair | 267212.6796 | 52.6466 | 186.4593 | 15 |  | 86355.2757 | 151434.1884 | 247490.6201 | 485280.0842 |  | 295929.3448 | 10421.2945 | 0 | 31756.2676 | 31756.2676 | 295929.3448 | sq ft | 1.2658 | 1.5841 | 11.5056 | 9.3188 | 178929.4449 | 443102.5221 | DROP | DROP | KEEP | DROP | DROP | KEEP | [5 empty] | 1.5841 | 178929.4449 | 1.2658 | 0 | DROP | DROP | DROP | DROP | DROP | DROP | 11.5056 | 0 | 9.3188 | DROP
DEF | E_OF_Duct Sealing Repair | 19974.2506 | 3.9354 | 13.9379 | 15 |  | 6455.0901 | 11319.7638 | 18500.019 | 36274.8729 |  | 22120.8323 | 778.9958 | 0 | 1767.1536 | 1767.1536 | 22120.8323 | sq ft | 0.94229 | 1.5841 | 14.247 | 12.5178 | 13375.0448 | 33728.7236 | DROP | DROP | DROP | DROP | DROP | DROP | [5 empty] | 1.5841 | 13375.0448 | 0.94229 | 0 | DROP | DROP | DROP | DROP | DROP | DROP | 14.247 | 0 | 12.5178 | DROP
DEF | E_RS_Duct Sealing Repair | 14473.841 | 2.8517 | 10.0998 | 15 |  | 4677.5195 | 8202.5837 | 13405.576 | 26285.6792 |  | 16029.3078 | 564.4798 | 0 | 558.7768 | 558.7768 | 16029.3078 | sq ft | 0.41118 | 1.5841 | 23.4013 | 28.6864 | 9691.8916 | 25162.4226 | DROP | DROP | DROP | DROP | DROP | DROP | [5 empty] | 1.5841 | 9691.8916 | 0.41118 | 0 | DROP | DROP | DROP | DROP | DROP | DROP | 23.4013 | 0 | 28.6864 | DROP
DEF | E_RT_Duct Sealing Repair | 6321.8213 | 1.2455 | 4.4113 | 15 |  | 2043.0266 | 3582.6888 | 5855.2291 | 11480.9446 |  | 7001.2113 | 246.551 | 0 | 1258.8231 | 1258.8231 | 7001.2113 | sq ft | 2.1208 | 1.5841 | 7.6266 | 5.5617 | 4233.1822 | 9975.5705 | KEEP | DROP | KEEP | KEEP | DROP | KEEP | [5 empty] | 1.5841 | 4233.1822 | 2.1208 | 71.7115 | KEEP | 71.7115 | 1.6232 | 2 | 5.6187 | KEEP | 7.6266 | 71.7115 | 5.6187 | KEEP
DEF | E_SC_Duct Sealing Repair | 23625.2368 | 4.6547 | 16.4855 | 15 |  | 7634.9814 | 13388.8428 | 21881.5384 | 42905.3625 |  | 26164.1807 | 921.3842 | 0 | 5726.7344 | 5726.7344 | 26164.1807 | sq ft | 2.5817 | 1.5841 | 6.4538 | 4.5688 | 15819.7976 | 36257.2439 | KEEP | DROP | KEEP | KEEP | DROP | KEEP | [5 empty] | 1.5841 | 15819.7976 | 2.5817 | 1290.3874 | KEEP | 1290.3874 | 1.5628 | 2 | 4.7941 | KEEP | 6.4538 | 1290.3874 | 4.7941 | KEEP
DEF | E_WR_Duct Sealing Repair | 2346.9401 | 0.4624 | 1.6377 | 15 |  | 758.462 | 1330.0528 | 2173.7204 | 4262.2352 |  | 2599.1598 | 91.5307 | 0 | 1767.0392 | 1767.0392 | 2599.1598 | sq ft | 8.0191 | 1.5841 | 2.2933 | 1.4709 | 1571.5448 | 2403.6654 | KEEP | KEEP | KEEP | KEEP | KEEP | KEEP | [5 empty] | 1.5841 | 1571.5448 | 8.0191 | 1326.3308 | KEEP | 1326.3308 | 1.0858 | 2 | 2.2215 | KEEP | 2.2933 | 1326.3308 | 2.2215 | KEEP
DEF | N_AS_Duct Sealing Repair | 5769.3882 | 1.1367 | 4.0258 | 15 |  | 1864.4965 | 3269.6151 | 5343.5693 | 10477.6809 |  | 6389.4097 | 225.0061 | 0 | 2119.3979 | 2119.3979 | 6389.4097 | sq ft | 3.9126 | 1.5841 | 4.4692 | 3.0147 | 3863.2651 | 8133.2769 | KEEP | KEEP | KEEP | KEEP | KEEP | KEEP | [5 empty] | 1.5841 | 3863.2651 | 3.9126 | 1036.0221 | KEEP | 1036.0221 | 1.4111 | 2 | 3.5036 | KEEP | 4.4692 | 1036.0221 | 3.5036 | KEEP
DEF | N_CU_Duct Sealing Repair | 34458.2784 | 6.789 | 24.0448 | 15 |  | 11135.9017 | 19528.1205 | 31915.03 | 62579.0522 |  | 38161.4217 | 1343.8729 | 0 | 8352.6531 | 8352.6531 | 38161.4217 | sq ft | 2.5817 | 1.5841 | 6.4538 | 4.5688 | 23073.7577 | 52882.5263 | KEEP | DROP | KEEP | KEEP | DROP | KEEP | [5 empty] | 1.5841 | 23073.7577 | 2.5817 | 1882.0776 | KEEP | 1882.0776 | 1.5628 | 2 | 4.7941 | KEEP | 6.4538 | 1882.0776 | 4.7941 | KEEP
DEF | N_GR_Duct Sealing Repair | 13890.361 | 2.7367 | 9.6926 | 15 |  | 4488.956 | 7871.9152 | 12865.1607 | 25226.0318 |  | 15383.1227 | 541.7241 | 0 | 518.2866 | 518.2866 | 15383.1227 | sq ft | 0.39741 | 1.5841 | 23.7979 | 29.6807 | 9301.1851 | 24166.0211 | DROP | DROP | DROP | DROP | DROP | DROP | [5 empty] | 1.5841 | 9301.1851 | 0.39741 | 0 | DROP | DROP | DROP | DROP | DROP | DROP | 23.7979 | 0 | 29.6807 | DROP
DEF | N_HC_Duct Sealing Repair | 24245.6858 | 4.7769 | 16.9185 | 15 |  | 7835.4923 | 13740.4623 | 22456.1942 | 44032.1488 |  | 26851.3078 | 945.5817 | 0 | 2213.2842 | 2213.2842 | 26851.3078 | sq ft | 0.97226 | 1.5841 | 13.9392 | 12.1319 | 16235.2592 | 40873.2828 | DROP | DROP | DROP | DROP | DROP | DROP | [5 empty] | 1.5841 | 16235.2592 | 0.97226 | 0 | DROP | DROP | DROP | DROP | DROP | DROP | 13.9392 | 0 | 12.1319 | DROP
DEF | N_HS_Duct Sealing Repair | 252636.2315 | 49.7747 | 176.288 | 15 |  | 81644.5965 | 143173.4554 | 233990.0101 | 458808.062 |  | 279786.403 | 9852.813 | 0 | 23062.0732 | 23062.0732 | 279786.403 | sq ft | 0.97226 | 1.5841 | 13.9392 | 12.1319 | 169168.846 | 425893.1758 | DROP | DROP | DROP | DROP | DROP | DROP | [5 empty] | 1.5841 | 169168.846 | 0.97226 | 0 | DROP | DROP | DROP | DROP | DROP | DROP | 13.9392 | 0 | 12.1319 | DROP
DEF | N_IN_Duct Sealing Repair | 28028.271 | 5.5222 | 19.558 | 15 |  | 9057.9125 | 15884.1208 | 25959.5996 | 50901.6329 |  | 31040.3978 | 1093.1026 | 0 | 2269.3315 | 2269.3315 | 31040.3978 | sq ft | 0.86235 | 1.5841 | 15.1383 | 13.6782 | 18768.1325 | 47539.1988 | DROP | DROP | DROP | DROP | DROP | DROP | [5 empty] | 1.5841 | 18768.1325 | 0.86235 | 0 | DROP | DROP | DROP | DROP | DROP | DROP | 15.1383 | 0 | 13.6782 | DROP
DEF | N_LG_Duct Sealing Repair | 22992.2611 | 4.53 | 16.0439 | 15 |  | 7430.4223 | 13030.1242 | 21295.2805 | 41755.827 |  | 25463.1808 | 896.6982 | 0 | 3718.5869 | 3718.5869 | 25463.1808 | sq ft | 1.7226 | 1.5841 | 9.0473 | 6.8475 | 15395.948 | 37140.5419 | DROP | DROP | KEEP | DROP | DROP | KEEP | [5 empty] | 1.5841 | 15395.948 | 1.7226 | 0 | DROP | DROP | DROP | DROP | DROP | DROP | 9.0473 | 0 | 6.8475 | DROP
DEF | N_MS_Duct Sealing Repair | 267212.6796 | 52.6466 | 186.4593 | 15 |  | 86355.2757 | 151434.1884 | 247490.6201 | 485280.0842 |  | 295929.3448 | 10421.2945 | 0 | 31756.2676 | 31756.2676 | 295929.3448 | sq ft | 1.2658 | 1.5841 | 11.5056 | 9.3188 | 178929.4449 | 443102.5221 | DROP | DROP | KEEP | DROP | DROP | KEEP | [5 empty] | 1.5841 | 178929.4449 | 1.2658 | 0 | DROP | DROP | DROP | DROP | DROP | DROP | 11.5056 | 0 | 9.3188 | DROP
DEF | N_OF_Duct Sealing Repair | 19974.2506 | 3.9354 | 13.9379 | 15 |  | 6455.0901 | 11319.7638 | 18500.019 | 36274.8729 |  | 22120.8323 | 778.9958 | 0 | 1767.1536 | 1767.1536 | 22120.8323 | sq ft | 0.94229 | 1.5841 | 14.247 | 12.5178 | 13375.0448 | 33728.7236 | DROP | DROP | DROP | DROP | DROP | DROP | [5 empty] | 1.5841 | 13375.0448 | 0.94229 | 0 | DROP | DROP | DROP | DROP | DROP | DROP | 14.247 | 0 | 12.5178 | DROP
DEF | N_RS_Duct Sealing Repair | 14473.841 | 2.8517 | 10.0998 | 15 |  | 4677.5195 | 8202.5837 | 13405.576 | 26285.6792 |  | 16029.3078 | 564.4798 | 0 | 558.7768 | 558.7768 | 16029.3078 | sq ft | 0.41118 | 1.5841 | 23.4013 | 28.6864 | 9691.8916 | 25162.4226 | DROP | DROP | DROP | DROP | DROP | DROP | [5 empty] | 1.5841 | 9691.8916 | 0.41118 | 0 | DROP | DROP | DROP | DROP | DROP | DROP | 23.4013 | 0 | 28.6864 | DROP
DEF | N_RT_Duct Sealing Repair | 6321.8213 | 1.2455 | 4.4113 | 15 |  | 2043.0266 | 3582.6888 | 5855.2291 | 11480.9446 |  | 7001.2113 | 246.551 | 0 | 1258.8231 | 1258.8231 | 7001.2113 | sq ft | 2.1208 | 1.5841 | 7.6266 | 5.5617 | 4233.1822 | 9975.5705 | KEEP | DROP | KEEP | KEEP | DROP | KEEP | [5 empty] | 1.5841 | 4233.1822 | 2.1208 | 71.7115 | KEEP | 71.7115 | 1.6232 | 2 | 5.6187 | KEEP | 7.6266 | 71.7115 | 5.6187 | KEEP
DEF | N_SC_Duct Sealing Repair | 23625.2368 | 4.6547 | 16.4855 | 15 |  | 7634.9814 | 13388.8428 | 21881.5384 | 42905.3625 |  | 26164.1807 | 921.3842 | 0 | 5726.7344 | 5726.7344 | 26164.1807 | sq ft | 2.5817 | 1.5841 | 6.4538 | 4.5688 | 15819.7976 | 36257.2439 | KEEP | DROP | KEEP | KEEP | DROP | KEEP | [5 empty] | 1.5841 | 15819.7976 | 2.5817 | 1290.3874 | KEEP | 1290.3874 | 1.5628 | 2 | 4.7941 | KEEP | 6.4538 | 1290.3874 | 4.7941 | KEEP
DEF | N_WR_Duct Sealing Repair | 2346.9401 | 0.4624 | 1.6377 | 15 |  | 758.462 | 1330.0528 | 2173.7204 | 4262.2352 |  | 2599.1598 | 91.5307 | 0 | 1767.0392 | 1767.0392 | 2599.1598 | sq ft | 8.0191 | 1.5841 | 2.2933 | 1.4709 | 1571.5448 | 2403.6654 | KEEP | KEEP | KEEP | KEEP | KEEP | KEEP | [5 empty] | 1.5841 | 1571.5448 | 8.0191 | 1326.3308 | KEEP | 1326.3308 | 1.0858 | 2 | 2.2215 | KEEP | 2.2933 | 1326.3308 | 2.2215 | KEEP
DEF | E_AS_ECM Motors on Furnaces | 567.1256 | 0 | 0 | 15 |  | 165.3629 | 0 | 0 | 165.3629 |  | 628.0732 | 22.1179 | 0 | 287 | 287 | 628.0732 | furnace | 5.3899 | 0.25433 | 0.53495 | 2.1884 | -484.8282 | -143.755 | DROP | DROP | DROP | DROP | DROP | DROP | [5 empty] | 0.25433 | DROP | 5.3899 | 180.5051 | DROP | DROP | DROP | DROP | DROP | DROP | 0.53495 | 180.5051 | 2.8173 | DROP
DEF | E_CU_ECM Motors on Furnaces | 567.1256 | 0 | 0.086538 | 15 |  | 165.3629 | 70.2822 | 114.863 | 350.5081 |  | 628.0732 | 22.1179 | 0 | 287 | 287 | 628.0732 | furnace | 5.3899 | 0.53908 | 1.1339 | 2.1884 | -299.683 | 41.3902 | DROP | DROP | DROP | KEEP | KEEP | KEEP | [5 empty] | 0.53908 | DROP | 5.3899 | 180.5051 | DROP | DROP | DROP | DROP | DROP | DROP | 1.1339 | 180.5051 | 2.8173 | KEEP
DEF | E_GR_ECM Motors on Furnaces | 975.4561 | 0 | 0.11135 | 15 |  | 284.4242 | 90.4364 | 147.8013 | 522.6619 |  | 1080.2859 | 38.0428 | 0 | 287 | 287 | 1080.2859 | furnace | 3.1337 | 0.46736 | 1.608 | 3.7641 | -595.6668 | 197.6191 | DROP | DROP | DROP | KEEP | KEEP | KEEP | [5 empty] | 0.46736 | DROP | 3.1337 | 103.8289 | DROP | DROP | DROP | DROP | DROP | DROP | 1.608 | 103.8289 | 4.1258 | KEEP
DEF | E_HC_ECM Motors on Furnaces | 889.253 | 0 | 0 | 15 |  | 259.289 | 0 | 0 | 259.289 |  | 984.8188 | 34.6809 | 0 | 287 | 287 | 984.8188 | furnace | 3.4375 | 0.25433 | 0.80604 | 3.4314 | -760.2106 | -62.3919 | DROP | DROP | DROP | DROP | DROP | DROP | [5 empty] | 0.25433 | DROP | 3.4375 | 120.0161 | DROP | DROP | DROP | DROP | DROP | DROP | 0.80604 | 120.0161 | 3.8496 | DROP
DEF | E_HS_ECM Motors on Furnaces | 1011.7522 | 0 | 0.15438 | 15 |  | 295.0074 | 125.3835 | 204.9156 | 625.3065 |  | 1120.4826 | 39.4583 | 0 | 287 | 287 | 1120.4826 | furnace | 3.0213 | 0.53908 | 1.9154 | 3.9041 | -534.6344 | 298.8482 | DROP | DROP | DROP | KEEP | KEEP | KEEP | [5 empty] | 0.53908 | DROP | 3.0213 | 97.0132 | DROP | DROP | DROP | DROP | DROP | DROP | 1.9154 | 97.0132 | 4.2421 | KEEP
DEF | E_IN_ECM Motors on Furnaces | 494.5336 | 0 | 0 | 15 |  | 144.1964 | 0 | 0 | 144.1964 |  | 547.6798 | 19.2868 | 0 | 287 | 287 | 547.6798 | furnace | 6.1811 | 0.25433 | 0.47079 | 1.9083 | -422.7702 | -162.0904 | DROP | DROP | DROP | DROP | DROP | DROP | [5 empty] | 0.25433 | DROP | 6.1811 | 194.1365 | DROP | DROP | DROP | DROP | DROP | DROP | 0.47079 | 194.1365 | 2.5847 | DROP
DEF | E_LG_ECM Motors on Furnaces | 598.8847 | 0 | 0.068366 | 15 |  | 174.6232 | 55.5238 | 90.7431 | 320.8901 |  | 663.2453 | 23.3565 | 0 | 287 | 287 | 663.2453 | furnace | 5.1041 | 0.46736 | 1.0339 | 2.311 | -365.7117 | 10.5336 | DROP | DROP | DROP | KEEP | KEEP | KEEP | [5 empty] | 0.46736 | DROP | 5.1041 | 174.5414 | DROP | DROP | DROP | DROP | DROP | DROP | 1.0339 | 174.5414 | 2.9191 | KEEP
DEF | E_MS_ECM Motors on Furnaces | 313.0534 | 0 | 0 | 15 |  | 91.2803 | 0 | 0 | 91.2803 |  | 346.6964 | 12.2091 | 0 | 287 | 287 | 346.6964 | furnace | 9.7644 | 0.25433 | 0.30507 | 1.208 | -267.6252 | -207.9288 | DROP | DROP | DROP | DROP | DROP | DROP | [5 empty] | 0.25433 | DROP | 9.7644 | 228.2148 | DROP | DROP | DROP | DROP | DROP | DROP | 0.30507 | 228.2148 | 2.0032 | DROP
DEF | E_OF_ECM Motors on Furnaces | 331.2014 | 0 | 0 | 15 |  | 96.5719 | 0 | 0 | 96.5719 |  | 366.7947 | 12.9169 | 0 | 287 | 287 | 366.7947 | furnace | 9.2293 | 0.25433 | 0.322 | 1.278 | -283.1397 | -203.3449 | DROP | DROP | DROP | DROP | DROP | DROP | [5 empty] | 0.25433 | DROP | 9.2293 | 224.807 | DROP | DROP | DROP | DROP | DROP | DROP | 0.322 | 224.807 | 2.0613 | DROP
DEF | E_RS_ECM Motors on Furnaces | 2091.5594 | 0 | 0.23876 | 15 |  | 609.8583 | 193.9125 | 316.9134 | 1120.6843 |  | 2316.3339 | 81.5708 | 0 | 287 | 287 | 2316.3339 | furnace | 1.4615 | 0.46736 | 3.0406 | 8.0708 | -1277.2204 | 752.1135 | DROP | DROP | DROP | DROP | DROP | KEEP | [5 empty] | 0.46736 | DROP | 1.4615 | 0 | DROP | DROP | DROP | DROP | DROP | DROP | 3.0406 | 0 | 8.0708 | DROP
DEF | E_RT_ECM Motors on Furnaces | 1311.1945 | 0 | 0.14968 | 15 |  | 382.319 | 121.5634 | 198.6724 | 702.5548 |  | 1452.1052 | 51.1366 | 0 | 287 | 287 | 1452.1052 | furnace | 2.3313 | 0.46736 | 2.0777 | 5.0596 | -800.687 | 364.4182 | DROP | DROP | DROP | KEEP | DROP | KEEP | [5 empty] | 0.46736 | DROP | 2.3313 | 40.7839 | DROP | DROP | DROP | DROP | DROP | DROP | 2.0777 | 40.7839 | 5.2017 | KEEP
DEF | E_SC_ECM Motors on Furnaces | 1206.8434 | 0 | 0 | 15 |  | 351.8922 | 0 | 0 | 351.8922 |  | 1336.5398 | 47.0669 | 0 | 287 | 287 | 1336.5398 | furnace | 2.5329 | 0.25433 | 1.0534 | 4.6569 | -1031.7144 | 17.8253 | DROP | DROP | DROP | KEEP | DROP | KEEP | [5 empty] | 0.25433 | DROP | 2.5329 | 60.379 | DROP | DROP | DROP | DROP | DROP | DROP | 1.0534 | 60.379 | 4.8673 | KEEP
DEF | E_WR_ECM Motors on Furnaces | 313.0534 | 0 | 0 | 15 |  | 91.2803 | 0 | 0 | 91.2803 |  | 346.6964 | 12.2091 | 0 | 287 | 287 | 346.6964 | furnace | 9.7644 | 0.25433 | 0.30507 | 1.208 | -267.6252 | -207.9288 | DROP | DROP | DROP | DROP | DROP | DROP | [5 empty] | 0.25433 | DROP | 9.7644 | 228.2148 | DROP | DROP | DROP | DROP | DROP | DROP | 0.30507 | 228.2148 | 2.0032 | DROP
DEF | N_AS_ECM Motors on Furnaces | 567.1256 | 0 | 0 | 15 |  | 165.3629 | 0 | 0 | 165.3629 |  | 628.0732 | 22.1179 | 0 | 287 | 287 | 628.0732 | furnace | 5.3899 | 0.25433 | 0.53495 | 2.1884 | -484.8282 | -143.755 | DROP | DROP | DROP | DROP | DROP | DROP | [5 empty] | 0.25433 | DROP | 5.3899 | 180.5051 | DROP | DROP | DROP | DROP | DROP | DROP | 0.53495 | 180.5051 | 2.8173 | DROP
DEF | N_CU_ECM Motors on Furnaces | 567.1256 | 0 | 0.086538 | 15 |  | 165.3629 | 70.2822 | 114.863 | 350.5081 |  | 628.0732 | 22.1179 | 0 | 287 | 287 | 628.0732 | furnace | 5.3899 | 0.53908 | 1.1339 | 2.1884 | -299.683 | 41.3902 | DROP | DROP | DROP | KEEP | KEEP | KEEP | [5 empty] | 0.53908 | DROP | 5.3899 | 180.5051 | DROP | DROP | DROP | DROP | DROP | DROP | 1.1339 | 180.5051 | 2.8173 | KEEP
DEF | N_GR_ECM Motors on Furnaces | 975.4561 | 0 | 0.11135 | 15 |  | 284.4242 | 90.4364 | 147.8013 | 522.6619 |  | 1080.2859 | 38.0428 | 0 | 287 | 287 | 1080.2859 | furnace | 3.1337 | 0.46736 | 1.608 | 3.7641 | -595.6668 | 197.6191 | DROP | DROP | DROP | KEEP | KEEP | KEEP | [5 empty] | 0.46736 | DROP | 3.1337 | 103.8289 | DROP | DROP | DROP | DROP | DROP | DROP | 1.608 | 103.8289 | 4.1258 | KEEP
DEF | N_HC_ECM Motors on Furnaces | 889.253 | 0 | 0 | 15 |  | 259.289 | 0 | 0 | 259.289 |  | 984.8188 | 34.6809 | 0 | 287 | 287 | 984.8188 | furnace | 3.4375 | 0.25433 | 0.80604 | 3.4314 | -760.2106 | -62.3919 | DROP | DROP | DROP | DROP | DROP | DROP | [5 empty] | 0.25433 | DROP | 3.4375 | 120.0161 | DROP | DROP | DROP | DROP | DROP | DROP | 0.80604 | 120.0161 | 3.8496 | DROP
DEF | N_HS_ECM Motors on Furnaces | 1011.7522 | 0 | 0.15438 | 15 |  | 295.0074 | 125.3835 | 204.9156 | 625.3065 |  | 1120.4826 | 39.4583 | 0 | 287 | 287 | 1120.4826 | furnace | 3.0213 | 0.53908 | 1.9154 | 3.9041 | -534.6344 | 298.8482 | DROP | DROP | DROP | KEEP | KEEP | KEEP | [5 empty] | 0.53908 | DROP | 3.0213 | 97.0132 | DROP | DROP | DROP | DROP | DROP | DROP | 1.9154 | 97.0132 | 4.2421 | KEEP
DEF | N_IN_ECM Motors on Furnaces | 494.5336 | 0 | 0 | 15 |  | 144.1964 | 0 | 0 | 144.1964 |  | 547.6798 | 19.2868 | 0 | 287 | 287 | 547.6798 | furnace | 6.1811 | 0.25433 | 0.47079 | 1.9083 | -422.7702 | -162.0904 | DROP | DROP | DROP | DROP | DROP | DROP | [5 empty] | 0.25433 | DROP | 6.1811 | 194.1365 | DROP | DROP | DROP | DROP | DROP | DROP | 0.47079 | 194.1365 | 2.5847 | DROP
DEF | N_LG_ECM Motors on Furnaces | 598.8847 | 0 | 0.068366 | 15 |  | 174.6232 | 55.5238 | 90.7431 | 320.8901 |  | 663.2453 | 23.3565 | 0 | 287 | 287 | 663.2453 | furnace | 5.1041 | 0.46736 | 1.0339 | 2.311 | -365.7117 | 10.5336 | DROP | DROP | DROP | KEEP | KEEP | KEEP | [5 empty] | 0.46736 | DROP | 5.1041 | 174.5414 | DROP | DROP | DROP | DROP | DROP | DROP | 1.0339 | 174.5414 | 2.9191 | KEEP
DEF | N_MS_ECM Motors on Furnaces | 313.0534 | 0 | 0 | 15 |  | 91.2803 | 0 | 0 | 91.2803 |  | 346.6964 | 12.2091 | 0 | 287 | 287 | 346.6964 | furnace | 9.7644 | 0.25433 | 0.30507 | 1.208 | -267.6252 | -207.9288 | DROP | DROP | DROP | DROP | DROP | DROP | [5 empty] | 0.25433 | DROP | 9.7644 | 228.2148 | DROP | DROP | DROP | DROP | DROP | DROP | 0.30507 | 228.2148 | 2.0032 | DROP
DEF | N_OF_ECM Motors on Furnaces | 331.2014 | 0 | 0 | 15 |  | 96.5719 | 0 | 0 | 96.5719 |  | 366.7947 | 12.9169 | 0 | 287 | 287 | 366.7947 | furnace | 9.2293 | 0.25433 | 0.322 | 1.278 | -283.1397 | -203.3449 | DROP | DROP | DROP | DROP | DROP | DROP | [5 empty] | 0.25433 | DROP | 9.2293 | 224.807 | DROP | DROP | DROP | DROP | DROP | DROP | 0.322 | 224.807 | 2.0613 | DROP
DEF | N_RS_ECM Motors on Furnaces | 2091.5594 | 0 | 0.23876 | 15 |  | 609.8583 | 193.9125 | 316.9134 | 1120.6843 |  | 2316.3339 | 81.5708 | 0 | 287 | 287 | 2316.3339 | furnace | 1.4615 | 0.46736 | 3.0406 | 8.0708 | -1277.2204 | 752.1135 | DROP | DROP | DROP | DROP | DROP | KEEP | [5 empty] | 0.46736 | DROP | 1.4615 | 0 | DROP | DROP | DROP | DROP | DROP | DROP | 3.0406 | 0 | 8.0708 | DROP
DEF | N_RT_ECM Motors on Furnaces | 1311.1945 | 0 | 0.14968 | 15 |  | 382.319 | 121.5634 | 198.6724 | 702.5548 |  | 1452.1052 | 51.1366 | 0 | 287 | 287 | 1452.1052 | furnace | 2.3313 | 0.46736 | 2.0777 | 5.0596 | -800.687 | 364.4182 | DROP | DROP | DROP | KEEP | DROP | KEEP | [5 empty] | 0.46736 | DROP | 2.3313 | 40.7839 | DROP | DROP | DROP | DROP | DROP | DROP | 2.0777 | 40.7839 | 5.2017 | KEEP
DEF | N_SC_ECM Motors on Furnaces | 1206.8434 | 0 | 0 | 15 |  | 351.8922 | 0 | 0 | 351.8922 |  | 1336.5398 | 47.0669 | 0 | 287 | 287 | 1336.5398 | furnace | 2.5329 | 0.25433 | 1.0534 | 4.6569 | -1031.7144 | 17.8253 | DROP | DROP | DROP | KEEP | DROP | KEEP | [5 empty] | 0.25433 | DROP | 2.5329 | 60.379 | DROP | DROP | DROP | DROP | DROP | DROP | 1.0534 | 60.379 | 4.8673 | KEEP
DEF | N_WR_ECM Motors on Furnaces | 313.0534 | 0 | 0 | 15 |  | 91.2803 | 0 | 0 | 91.2803 |  | 346.6964 | 12.2091 | 0 | 287 | 287 | 346.6964 | furnace | 9.7644 | 0.25433 | 0.30507 | 1.208 | -267.6252 | -207.9288 | DROP | DROP | DROP | DROP | DROP | DROP | [5 empty] | 0.25433 | DROP | 9.7644 | 228.2148 | DROP | DROP | DROP | DROP | DROP | DROP | 0.30507 | 228.2148 | 2.0032 | DROP
DEF | E_AS_Energy Recovery Ventilation System (ERV) | 7397.8089 | 13.3127 | 11.3508 | 15 |  | 2390.7542 | 11705.0063 | 19113.17 | 33208.9305 |  | 8192.8326 | 288.5145 | 0 | 115603.5198 | 115603.5198 | 8192.8326 | CFM | 166.4365 | 3.9155 | 0.28655 | 0.07087 | 24727.5833 | -82683.1039 | DROP | DROP | DROP | DROP | DROP | DROP | [5 empty] | 3.9155 | 24727.5833 | 166.4365 | 114214.3592 | KEEP | 24727.5833 | 1.0088 | 130.8358 | 0.28477 | DROP | 0.28655 | 114214.3592 | 1.0589 | DROP
DEF | E_CU_Energy Recovery Ventilation System (ERV) | 24805.1607 | 44.638 | 38.0597 | 15 |  | 8016.2981 | 39247.3725 | 64087.253 | 111350.9236 |  | 27470.9081 | 967.4013 | 0 | 455599.2594 | 455599.2594 | 27470.9081 | CFM | 195.6238 | 3.9155 | 0.24389 | 0.060296 | 82912.6142 | -345215.737 | DROP | DROP | DROP | DROP | DROP | DROP | [5 empty] | 3.9155 | 82912.6142 | 195.6238 | 450941.3463 | KEEP | 82912.6142 | 1.0088 | 160.023 | 0.24228 | DROP | 0.24389 | 450941.3463 | 1.0501 | DROP
DEF | E_GR_Energy Recovery Ventilation System (ERV) | 9701.2996 | 17.4579 | 14.8851 | 15 |  | 3135.1746 | 15349.6494 | 25064.5279 | 43549.3519 |  | 10743.8736 | 378.3507 | 0 | 28270.1807 | 28270.1807 | 10743.8736 | CFM | 31.037 | 3.9155 | 1.5201 | 0.38004 | 32427.1276 | 14900.8205 | DROP | DROP | DROP | DROP | DROP | DROP | [5 empty] | 3.9155 | 32427.1276 | 31.037 | 26448.4707 | KEEP | 26448.4707 | 1.1709 | 2 | 1.3156 | DROP | 1.5201 | 26448.4707 | 1.3156 | DROP
DEF | E_HC_Energy Recovery Ventilation System (ERV) | 16933.6609 | 30.4729 | 25.9821 | 15 |  | 5472.461 | 26792.8801 | 43750.243 | 76015.5841 |  | 18753.4783 | 660.4128 | 0 | 120724.5932 | 120724.5932 | 18753.4783 | CFM | 75.9321 | 3.9155 | 0.62624 | 0.15534 | 56601.693 | -45369.4219 | DROP | DROP | DROP | DROP | DROP | DROP | [5 empty] | 3.9155 | 56601.693 | 75.9321 | 117544.7904 | KEEP | 56601.693 | 1.0088 | 40.3314 | 0.62419 | DROP | 0.62624 | 117544.7904 | 1.129 | DROP
DEF | E_HS_Energy Recovery Ventilation System (ERV) | 176446.0823 | 317.5226 | 270.7292 | 15 |  | 57022.1821 | 279177.5947 | 455870.6486 | 792070.4254 |  | 195408.2928 | 6881.3972 | 0 | 1257931.2662 | 1257931.2662 | 195408.2928 | CFM | 75.9321 | 3.9155 | 0.62624 | 0.15534 | 589780.7355 | -472742.2379 | DROP | DROP | DROP | DROP | DROP | DROP | [5 empty] | 3.9155 | 589780.7355 | 75.9321 | 1224798.2208 | KEEP | 589780.7355 | 1.0088 | 40.3314 | 0.62419 | DROP | 0.62624 | 1224798.2208 | 1.129 | DROP
DEF | E_IN_Energy Recovery Ventilation System (ERV) | 19575.4923 | 35.227 | 30.0356 | 15 |  | 6326.2231 | 30972.8547 | 50575.7468 | 87874.8246 |  | 21679.2206 | 763.4442 | 0 | 123781.7172 | 123781.7172 | 21679.2206 | CFM | 67.348 | 3.9155 | 0.70557 | 0.17514 | 65432.1599 | -36670.3368 | DROP | DROP | DROP | DROP | DROP | DROP | [5 empty] | 3.9155 | 65432.1599 | 67.348 | 120105.8313 | KEEP | 65432.1599 | 1.0088 | 31.7472 | 0.70375 | DROP | 0.70557 | 120105.8313 | 1.1454 | DROP
DEF | E_LG_Energy Recovery Ventilation System (ERV) | 16058.2446 | 28.8975 | 24.6389 | 15 |  | 5189.5522 | 25407.7736 | 41488.4949 | 72085.8206 |  | 17783.9832 | 626.2715 | 0 | 202832.0121 | 202832.0121 | 17783.9832 | CFM | 134.53 | 3.9155 | 0.3543 | 0.087678 | 53675.5659 | -131372.463 | DROP | DROP | DROP | DROP | DROP | DROP | [5 empty] | 3.9155 | 53675.5659 | 134.53 | 199816.5949 | KEEP | 53675.5659 | 1.0088 | 98.9292 | 0.35231 | DROP | 0.3543 | 199816.5949 | 1.0728 | DROP
DEF | E_MS_Energy Recovery Ventilation System (ERV) | 186626.5586 | 335.8429 | 286.3496 | 15 |  | 60312.2125 | 295285.4099 | 482173.1897 | 837770.8121 |  | 206682.8389 | 7278.4358 | 0 | 1731577.3664 | 1731577.3664 | 206682.8389 | CFM | 98.821 | 3.9155 | 0.48179 | 0.11936 | 623809.5374 | -901084.9901 | DROP | DROP | DROP | DROP | DROP | DROP | [5 empty] | 3.9155 | 623809.5374 | 98.821 | 1696532.6312 | KEEP | 623809.5374 | 1.0088 | 63.2202 | 0.47962 | DROP | 0.48179 | 1696532.6312 | 1.0991 | DROP
DEF | E_OF_Energy Recovery Ventilation System (ERV) | 8593.5069 | 15.4644 | 13.1854 | 15 |  | 2777.1686 | 13596.8708 | 22202.406 | 38576.4454 |  | 9517.0292 | 335.1468 | 0 | 96390.1965 | 96390.1965 | 9517.0292 | CFM | 119.4657 | 3.9155 | 0.39882 | 0.098734 | 28724.2695 | -58148.8979 | DROP | DROP | DROP | DROP | DROP | DROP | [5 empty] | 3.9155 | 28724.2695 | 119.4657 | 94776.5078 | KEEP | 28724.2695 | 1.0088 | 83.8649 | 0.39673 | DROP | 0.39882 | 94776.5078 | 1.082 | DROP
DEF | E_RS_Energy Recovery Ventilation System (ERV) | 11090.6962 | 19.9582 | 17.017 | 15 |  | 3584.1867 | 17547.9889 | 28654.2087 | 49786.3843 |  | 12282.585 | 432.5372 | 0 | 30478.736 | 30478.736 | 12282.585 | CFM | 29.2697 | 3.9155 | 1.6106 | 0.40299 | 37071.2621 | 18875.1111 | DROP | DROP | DROP | DROP | DROP | DROP | [5 empty] | 3.9155 | 37071.2621 | 29.2697 | 28396.1251 | KEEP | 28396.1251 | 1.2239 | 2 | 1.3347 | DROP | 1.6106 | 28396.1251 | 1.3347 | DROP
DEF | E_RT_Energy Recovery Ventilation System (ERV) | 5546.325 | 9.9809 | 8.51 | 15 |  | 1792.409 | 8775.5401 | 14329.6283 | 24897.5774 |  | 6142.3744 | 216.3067 | 0 | 68663.0757 | 68663.0757 | 6142.3744 | CFM | 131.8556 | 3.9155 | 0.36147 | 0.089457 | 18538.8963 | -43981.805 | DROP | DROP | DROP | DROP | DROP | DROP | [5 empty] | 3.9155 | 18538.8963 | 131.8556 | 67621.5868 | KEEP | 18538.8963 | 1.0088 | 96.2549 | 0.35945 | DROP | 0.36147 | 67621.5868 | 1.0743 | DROP
DEF | E_SC_Energy Recovery Ventilation System (ERV) | 17006.8797 | 30.6046 | 26.0944 | 15 |  | 5496.1231 | 26908.7288 | 43939.4131 | 76344.265 |  | 18834.5657 | 663.2683 | 0 | 312367.3292 | 312367.3292 | 18834.5657 | CFM | 195.6238 | 3.9155 | 0.24389 | 0.060296 | 56846.431 | -236686.3324 | DROP | DROP | DROP | DROP | DROP | DROP | [5 empty] | 3.9155 | 56846.431 | 195.6238 | 309173.7773 | KEEP | 56846.431 | 1.0088 | 160.023 | 0.24228 | DROP | 0.24389 | 309173.7773 | 1.0501 | DROP
DEF | E_WR_Energy Recovery Ventilation System (ERV) | 1639.1488 | 2.9497 | 2.515 | 15 |  | 529.7247 | 2593.5041 | 4234.9472 | 7358.1759 |  | 1815.304 | 63.9268 | 0 | 96383.9547 | 96383.9547 | 1815.304 | CFM | 626.2778 | 3.9155 | 0.076292 | 0.018834 | 5478.9452 | -89089.7056 | DROP | DROP | DROP | DROP | DROP | DROP | [5 empty] | 3.9155 | 5478.9452 | 626.2778 | 96076.1554 | KEEP | 5478.9452 | 1.0088 | 590.677 | 0.075679 | DROP | 0.076292 | 96076.1554 | 1.0156 | DROP
DEF | N_AS_Energy Recovery Ventilation System (ERV) | 7397.8089 | 13.3127 | 11.3508 | 15 |  | 2390.7542 | 11705.0063 | 19113.17 | 33208.9305 |  | 8192.8326 | 288.5145 | 0 | 115603.5198 | 115603.5198 | 8192.8326 | CFM | 166.4365 | 3.9155 | 0.28655 | 0.07087 | 24727.5833 | -82683.1039 | DROP | DROP | DROP | DROP | DROP | DROP | [5 empty] | 3.9155 | 24727.5833 | 166.4365 | 114214.3592 | KEEP | 24727.5833 | 1.0088 | 130.8358 | 0.28477 | DROP | 0.28655 | 114214.3592 | 1.0589 | DROP
DEF | N_CU_Energy Recovery Ventilation System (ERV) | 24805.1607 | 44.638 | 38.0597 | 15 |  | 8016.2981 | 39247.3725 | 64087.253 | 111350.9236 |  | 27470.9081 | 967.4013 | 0 | 455599.2594 | 455599.2594 | 27470.9081 | CFM | 195.6238 | 3.9155 | 0.24389 | 0.060296 | 82912.6142 | -345215.737 | DROP | DROP | DROP | DROP | DROP | DROP | [5 empty] | 3.9155 | 82912.6142 | 195.6238 | 450941.3463 | KEEP | 82912.6142 | 1.0088 | 160.023 | 0.24228 | DROP | 0.24389 | 450941.3463 | 1.0501 | DROP
DEF | N_GR_Energy Recovery Ventilation System (ERV) | 9701.2996 | 17.4579 | 14.8851 | 15 |  | 3135.1746 | 15349.6494 | 25064.5279 | 43549.3519 |  | 10743.8736 | 378.3507 | 0 | 28270.1807 | 28270.1807 | 10743.8736 | CFM | 31.037 | 3.9155 | 1.5201 | 0.38004 | 32427.1276 | 14900.8205 | DROP | DROP | DROP | DROP | DROP | DROP | [5 empty] | 3.9155 | 32427.1276 | 31.037 | 26448.4707 | KEEP | 26448.4707 | 1.1709 | 2 | 1.3156 | DROP | 1.5201 | 26448.4707 | 1.3156 | DROP
DEF | N_HC_Energy Recovery Ventilation System (ERV) | 16933.6609 | 30.4729 | 25.9821 | 15 |  | 5472.461 | 26792.8801 | 43750.243 | 76015.5841 |  | 18753.4783 | 660.4128 | 0 | 120724.5932 | 120724.5932 | 18753.4783 | CFM | 75.9321 | 3.9155 | 0.62624 | 0.15534 | 56601.693 | -45369.4219 | DROP | DROP | DROP | DROP | DROP | DROP | [5 empty] | 3.9155 | 56601.693 | 75.9321 | 117544.7904 | KEEP | 56601.693 | 1.0088 | 40.3314 | 0.62419 | DROP | 0.62624 | 117544.7904 | 1.129 | DROP
DEF | N_HS_Energy Recovery Ventilation System (ERV) | 176446.0823 | 317.5226 | 270.7292 | 15 |  | 57022.1821 | 279177.5947 | 455870.6486 | 792070.4254 |  | 195408.2928 | 6881.3972 | 0 | 1257931.2662 | 1257931.2662 | 195408.2928 | CFM | 75.9321 | 3.9155 | 0.62624 | 0.15534 | 589780.7355 | -472742.2379 | DROP | DROP | DROP | DROP | DROP | DROP | [5 empty] | 3.9155 | 589780.7355 | 75.9321 | 1224798.2208 | KEEP | 589780.7355 | 1.0088 | 40.3314 | 0.62419 | DROP | 0.62624 | 1224798.2208 | 1.129 | DROP
DEF | N_IN_Energy Recovery Ventilation System (ERV) | 19575.4923 | 35.227 | 30.0356 | 15 |  | 6326.2231 | 30972.8547 | 50575.7468 | 87874.8246 |  | 21679.2206 | 763.4442 | 0 | 123781.7172 | 123781.7172 | 21679.2206 | CFM | 67.348 | 3.9155 | 0.70557 | 0.17514 | 65432.1599 | -36670.3368 | DROP | DROP | DROP | DROP | DROP | DROP | [5 empty] | 3.9155 | 65432.1599 | 67.348 | 120105.8313 | KEEP | 65432.1599 | 1.0088 | 31.7472 | 0.70375 | DROP | 0.70557 | 120105.8313 | 1.1454 | DROP
DEF | N_LG_Energy Recovery Ventilation System (ERV) | 16058.2446 | 28.8975 | 24.6389 | 15 |  | 5189.5522 | 25407.7736 | 41488.4949 | 72085.8206 |  | 17783.9832 | 626.2715 | 0 | 202832.0121 | 202832.0121 | 17783.9832 | CFM | 134.53 | 3.9155 | 0.3543 | 0.087678 | 53675.5659 | -131372.463 | DROP | DROP | DROP | DROP | DROP | DROP | [5 empty] | 3.9155 | 53675.5659 | 134.53 | 199816.5949 | KEEP | 53675.5659 | 1.0088 | 98.9292 | 0.35231 | DROP | 0.3543 | 199816.5949 | 1.0728 | DROP
DEF | N_MS_Energy Recovery Ventilation System (ERV) | 186626.5586 | 335.8429 | 286.3496 | 15 |  | 60312.2125 | 295285.4099 | 482173.1897 | 837770.8121 |  | 206682.8389 | 7278.4358 | 0 | 1731577.3664 | 1731577.3664 | 206682.8389 | CFM | 98.821 | 3.9155 | 0.48179 | 0.11936 | 623809.5374 | -901084.9901 | DROP | DROP | DROP | DROP | DROP | DROP | [5 empty] | 3.9155 | 623809.5374 | 98.821 | 1696532.6312 | KEEP | 623809.5374 | 1.0088 | 63.2202 | 0.47962 | DROP | 0.48179 | 1696532.6312 | 1.0991 | DROP
DEF | N_OF_Energy Recovery Ventilation System (ERV) | 8593.5069 | 15.4644 | 13.1854 | 15 |  | 2777.1686 | 13596.8708 | 22202.406 | 38576.4454 |  | 9517.0292 | 335.1468 | 0 | 96390.1965 | 96390.1965 | 9517.0292 | CFM | 119.4657 | 3.9155 | 0.39882 | 0.098734 | 28724.2695 | -58148.8979 | DROP | DROP | DROP | DROP | DROP | DROP | [5 empty] | 3.9155 | 28724.2695 | 119.4657 | 94776.5078 | KEEP | 28724.2695 | 1.0088 | 83.8649 | 0.39673 | DROP | 0.39882 | 94776.5078 | 1.082 | DROP
DEF | N_RS_Energy Recovery Ventilation System (ERV) | 11090.6962 | 19.9582 | 17.017 | 15 |  | 3584.1867 | 17547.9889 | 28654.2087 | 49786.3843 |  | 12282.585 | 432.5372 | 0 | 30478.736 | 30478.736 | 12282.585 | CFM | 29.2697 | 3.9155 | 1.6106 | 0.40299 | 37071.2621 | 18875.1111 | DROP | DROP | DROP | DROP | DROP | DROP | [5 empty] | 3.9155 | 37071.2621 | 29.2697 | 28396.1251 | KEEP | 28396.1251 | 1.2239 | 2 | 1.3347 | DROP | 1.6106 | 28396.1251 | 1.3347 | DROP
DEF | N_RT_Energy Recovery Ventilation System (ERV) | 5546.325 | 9.9809 | 8.51 | 15 |  | 1792.409 | 8775.5401 | 14329.6283 | 24897.5774 |  | 6142.3744 | 216.3067 | 0 | 68663.0757 | 68663.0757 | 6142.3744 | CFM | 131.8556 | 3.9155 | 0.36147 | 0.089457 | 18538.8963 | -43981.805 | DROP | DROP | DROP | DROP | DROP | DROP | [5 empty] | 3.9155 | 18538.8963 | 131.8556 | 67621.5868 | KEEP | 18538.8963 | 1.0088 | 96.2549 | 0.35945 | DROP | 0.36147 | 67621.5868 | 1.0743 | DROP
DEF | N_SC_Energy Recovery Ventilation System (ERV) | 17006.8797 | 30.6046 | 26.0944 | 15 |  | 5496.1231 | 26908.7288 | 43939.4131 | 76344.265 |  | 18834.5657 | 663.2683 | 0 | 312367.3292 | 312367.3292 | 18834.5657 | CFM | 195.6238 | 3.9155 | 0.24389 | 0.060296 | 56846.431 | -236686.3324 | DROP | DROP | DROP | DROP | DROP | DROP | [5 empty] | 3.9155 | 56846.431 | 195.6238 | 309173.7773 | KEEP | 56846.431 | 1.0088 | 160.023 | 0.24228 | DROP | 0.24389 | 309173.7773 | 1.0501 | DROP
DEF | N_WR_Energy Recovery Ventilation System (ERV) | 1639.1488 | 2.9497 | 2.515 | 15 |  | 529.7247 | 2593.5041 | 4234.9472 | 7358.1759 |  | 1815.304 | 63.9268 | 0 | 96383.9547 | 96383.9547 | 1815.304 | CFM | 626.2778 | 3.9155 | 0.076292 | 0.018834 | 5478.9452 | -89089.7056 | DROP | DROP | DROP | DROP | DROP | DROP | [5 empty] | 3.9155 | 5478.9452 | 626.2778 | 96076.1554 | KEEP | 5478.9452 | 1.0088 | 590.677 | 0.075679 | DROP | 0.076292 | 96076.1554 | 1.0156 | DROP
DEF | E_AS_Facility Commissioning | 0 | 0 | 0 | 10 |  | 0 | 0 | 0 | 0 |  | 0 | 0 | 0 | 22350.0138 | 22350.0138 | 0 | sq ft | 0 | 0 | 0 | 0 | 0 | -22350.0138 | DROP | DROP | DROP | DROP | DROP | DROP | [5 empty] | #DIV/0! | #DIV/0! | 0 | 0 | #DIV/0! | #DIV/0! | #DIV/0! | #DIV/0! | #DIV/0! | DROP | 0 | 0 | 0 | DROP
DEF | E_CU_Facility Commissioning | 0 | 0 | 0 | 10 |  | 0 | 0 | 0 | 0 |  | 0 | 0 | 0 | 88082.5235 | 88082.5235 | 0 | sq ft | 0 | 0 | 0 | 0 | 0 | -88082.5235 | DROP | DROP | DROP | DROP | DROP | DROP | [5 empty] | #DIV/0! | #DIV/0! | 0 | 0 | #DIV/0! | #DIV/0! | #DIV/0! | #DIV/0! | #DIV/0! | DROP | 0 | 0 | 0 | DROP
DEF | E_GR_Facility Commissioning | 0 | 0 | 0 | 10 |  | 0 | 0 | 0 | 0 |  | 0 | 0 | 0 | 5465.5683 | 5465.5683 | 0 | sq ft | 0 | 0 | 0 | 0 | 0 | -5465.5683 | DROP | DROP | DROP | DROP | DROP | DROP | [5 empty] | #DIV/0! | #DIV/0! | 0 | 0 | #DIV/0! | #DIV/0! | #DIV/0! | #DIV/0! | #DIV/0! | DROP | 0 | 0 | 0 | DROP
DEF | E_HC_Facility Commissioning | 0 | 0 | 0 | 10 |  | 0 | 0 | 0 | 0 |  | 0 | 0 | 0 | 23340.088 | 23340.088 | 0 | sq ft | 0 | 0 | 0 | 0 | 0 | -23340.088 | DROP | DROP | DROP | DROP | DROP | DROP | [5 empty] | #DIV/0! | #DIV/0! | 0 | 0 | #DIV/0! | #DIV/0! | #DIV/0! | #DIV/0! | #DIV/0! | DROP | 0 | 0 | 0 | DROP
DEF | E_HS_Facility Commissioning | 0 | 0 | 0 | 10 |  | 0 | 0 | 0 | 0 |  | 0 | 0 | 0 | 243200.0448 | 243200.0448 | 0 | sq ft | 0 | 0 | 0 | 0 | 0 | -243200.0448 | DROP | DROP | DROP | DROP | DROP | DROP | [5 empty] | #DIV/0! | #DIV/0! | 0 | 0 | #DIV/0! | #DIV/0! | #DIV/0! | #DIV/0! | #DIV/0! | DROP | 0 | 0 | 0 | DROP
DEF | E_IN_Facility Commissioning | 0 | 0 | 0 | 10 |  | 0 | 0 | 0 | 0 |  | 0 | 0 | 0 | 23931.132 | 23931.132 | 0 | sq ft | 0 | 0 | 0 | 0 | 0 | -23931.132 | DROP | DROP | DROP | DROP | DROP | DROP | [5 empty] | #DIV/0! | #DIV/0! | 0 | 0 | #DIV/0! | #DIV/0! | #DIV/0! | #DIV/0! | #DIV/0! | DROP | 0 | 0 | 0 | DROP
DEF | E_LG_Facility Commissioning | 0 | 0 | 0 | 10 |  | 0 | 0 | 0 | 0 |  | 0 | 0 | 0 | 39214.189 | 39214.189 | 0 | sq ft | 0 | 0 | 0 | 0 | 0 | -39214.189 | DROP | DROP | DROP | DROP | DROP | DROP | [5 empty] | #DIV/0! | #DIV/0! | 0 | 0 | #DIV/0! | #DIV/0! | #DIV/0! | #DIV/0! | #DIV/0! | DROP | 0 | 0 | 0 | DROP
DEF | E_MS_Facility Commissioning | 0 | 0 | 0 | 10 |  | 0 | 0 | 0 | 0 |  | 0 | 0 | 0 | 334055.5551 | 334055.5551 | 0 | sq ft | 0 | 0 | 0 | 0 | 0 | -334055.5551 | DROP | DROP | DROP | DROP | DROP | DROP | [5 empty] | #DIV/0! | #DIV/0! | 0 | 0 | #DIV/0! | #DIV/0! | #DIV/0! | #DIV/0! | #DIV/0! | DROP | 0 | 0 | 0 | DROP
DEF | E_OF_Facility Commissioning | 0 | 0 | 0 | 10 |  | 0 | 0 | 0 | 0 |  | 0 | 0 | 0 | 18635.438 | 18635.438 | 0 | sq ft | 0 | 0 | 0 | 0 | 0 | -18635.438 | DROP | DROP | DROP | DROP | DROP | DROP | [5 empty] | #DIV/0! | #DIV/0! | 0 | 0 | #DIV/0! | #DIV/0! | #DIV/0! | #DIV/0! | #DIV/0! | DROP | 0 | 0 | 0 | DROP
DEF | E_RS_Facility Commissioning | 0 | 0 | 0 | 10 |  | 0 | 0 | 0 | 0 |  | 0 | 0 | 0 | 5892.5556 | 5892.5556 | 0 | sq ft | 0 | 0 | 0 | 0 | 0 | -5892.5556 | DROP | DROP | DROP | DROP | DROP | DROP | [5 empty] | #DIV/0! | #DIV/0! | 0 | 0 | #DIV/0! | #DIV/0! | #DIV/0! | #DIV/0! | #DIV/0! | DROP | 0 | 0 | 0 | DROP
DEF | E_RT_Facility Commissioning | 0 | 0 | 0 | 10 |  | 0 | 0 | 0 | 0 |  | 0 | 0 | 0 | 13274.8613 | 13274.8613 | 0 | sq ft | 0 | 0 | 0 | 0 | 0 | -13274.8613 | DROP | DROP | DROP | DROP | DROP | DROP | [5 empty] | #DIV/0! | #DIV/0! | 0 | 0 | #DIV/0! | #DIV/0! | #DIV/0! | #DIV/0! | #DIV/0! | DROP | 0 | 0 | 0 | DROP
DEF | E_SC_Facility Commissioning | 0 | 0 | 0 | 10 |  | 0 | 0 | 0 | 0 |  | 0 | 0 | 0 | 60391.017 | 60391.017 | 0 | sq ft | 0 | 0 | 0 | 0 | 0 | -60391.017 | DROP | DROP | DROP | DROP | DROP | DROP | [5 empty] | #DIV/0! | #DIV/0! | 0 | 0 | #DIV/0! | #DIV/0! | #DIV/0! | #DIV/0! | #DIV/0! | DROP | 0 | 0 | 0 | DROP
DEF | E_WR_Facility Commissioning | 0 | 0 | 0 | 10 |  | 0 | 0 | 0 | 0 |  | 0 | 0 | 0 | 18634.2312 | 18634.2312 | 0 | sq ft | 0 | 0 | 0 | 0 | 0 | -18634.2312 | DROP | DROP | DROP | DROP | DROP | DROP | [5 empty] | #DIV/0! | #DIV/0! | 0 | 0 | #DIV/0! | #DIV/0! | #DIV/0! | #DIV/0! | #DIV/0! | DROP | 0 | 0 | 0 | DROP
DEF | N_AS_Facility Commissioning | 6489.3061 | 1.3944 | 0.13997 | 10 |  | 1421.0324 | 501.443 | 1480.27 | 3402.7454 |  | 5116.7115 | 253.0829 | 0 | 22350.0138 | 22350.0138 | 5116.7115 | sq ft | 36.6826 | 0.63368 | 0.15054 | 0.22894 | -1967.049 | -19200.3513 | DROP | DROP | DROP | DROP | DROP | DROP | [5 empty] | 0.63368 | DROP | 36.6826 | 21131.4519 | DROP | DROP | DROP | DROP | DROP | DROP | 0.15054 | 21131.4519 | 1.1744 | DROP
DEF | N_CU_Facility Commissioning | 38758.0637 | 7.1769 | 5.9242 | 10 |  | 8487.2658 | 2580.9019 | 7618.8752 | 18687.0429 |  | 30560.0982 | 1511.5645 | 0 | 88082.5235 | 88082.5235 | 30560.0982 | sq ft | 24.2052 | 0.58267 | 0.20857 | 0.34695 | -13384.6197 | -70907.045 | DROP | DROP | DROP | DROP | DROP | DROP | [5 empty] | 0.58267 | DROP | 24.2052 | 80804.5343 | DROP | DROP | DROP | DROP | DROP | DROP | 0.20857 | 80804.5343 | 1.2643 | DROP
DEF | N_GR_Facility Commissioning | 15623.633 | 3.3572 | 0.33698 | 10 |  | 3421.2733 | 1207.2726 | 3563.8934 | 8192.4393 |  | 12318.9787 | 609.3217 | 0 | 5465.5683 | 5465.5683 | 12318.9787 | sq ft | 3.7259 | 0.63368 | 1.3486 | 2.2539 | -4735.8611 | 2117.5493 | DROP | DROP | DROP | KEEP | KEEP | KEEP | [5 empty] | 0.63368 | DROP | 3.7259 | 2531.7625 | DROP | DROP | DROP | DROP | DROP | DROP | 1.3486 | 2531.7625 | 2.7171 | KEEP
DEF | N_HC_Facility Commissioning | 27271.1197 | 5.8599 | 0.5882 | 10 |  | 5971.8474 | 2107.2996 | 6220.7916 | 14299.9386 |  | 21502.8311 | 1063.5737 | 0 | 23340.088 | 23340.088 | 21502.8311 | sq ft | 9.1155 | 0.63368 | 0.58598 | 0.92128 | -8266.4662 | -10103.7231 | DROP | DROP | DROP | DROP | DROP | DROP | [5 empty] | 0.63368 | DROP | 9.1155 | 18219.1172 | DROP | DROP | DROP | DROP | DROP | DROP | 0.58598 | 18219.1172 | 1.7019 | DROP
DEF | N_HS_Facility Commissioning | 284160.7767 | 52.6188 | 43.4343 | 10 |  | 62225.7107 | 18922.2838 | 55858.9695 | 137006.964 |  | 224056.1168 | 11082.2703 | 0 | 243200.0448 | 243200.0448 | 224056.1168 | sq ft | 9.1155 | 0.58267 | 0.5388 | 0.92128 | -98131.4231 | -117275.3511 | DROP | DROP | DROP | DROP | DROP | DROP | [5 empty] | 0.58267 | DROP | 9.1155 | 189840.3341 | DROP | DROP | DROP | DROP | DROP | DROP | 0.5388 | 189840.3341 | 1.7019 | DROP
DEF | N_IN_Facility Commissioning | 31525.7048 | 6.7742 | 0.67996 | 10 |  | 6903.5192 | 2436.0608 | 7191.3013 | 16530.8813 |  | 24857.5017 | 1229.5025 | 0 | 23931.132 | 23931.132 | 24857.5017 | sq ft | 8.085 | 0.63368 | 0.65701 | 1.0387 | -9556.1229 | -8629.7532 | DROP | DROP | DROP | DROP | DROP | DROP | [5 empty] | 0.63368 | DROP | 8.085 | 18011.2352 | DROP | DROP | DROP | DROP | DROP | DROP | 0.65701 | 18011.2352 | 1.7913 | DROP
DEF | N_LG_Facility Commissioning | 25861.2898 | 5.557 | 0.55779 | 10 |  | 5663.122 | 1998.3589 | 5899.1965 | 13560.6773 |  | 20391.2033 | 1008.5903 | 0 | 39214.189 | 39214.189 | 20391.2033 | sq ft | 16.15 | 0.63368 | 0.33714 | 0.52 | -7839.1162 | -26662.102 | DROP | DROP | DROP | DROP | DROP | DROP | [5 empty] | 0.63368 | DROP | 16.15 | 34357.956 | DROP | DROP | DROP | DROP | DROP | DROP | 0.33714 | 34357.956 | 1.3962 | DROP
DEF | N_MS_Facility Commissioning | 300556.1084 | 64.5827 | 6.4826 | 10 |  | 65815.971 | 23224.6336 | 68559.5942 | 157600.1988 |  | 236983.5672 | 11721.6882 | 0 | 334055.5551 | 334055.5551 | 236983.5672 | sq ft | 11.8379 | 0.63368 | 0.45579 | 0.70941 | -91105.0566 | -188177.0445 | DROP | DROP | DROP | DROP | DROP | DROP | [5 empty] | 0.63368 | DROP | 11.8379 | 277617.129 | DROP | DROP | DROP | DROP | DROP | DROP | 0.45579 | 277617.129 | 1.5405 | DROP
DEF | N_OF_Facility Commissioning | 22466.6847 | 4.8276 | 0.48457 | 10 |  | 4919.7691 | 1736.0503 | 5124.856 | 11780.6755 |  | 17714.6128 | 876.2007 | 0 | 18635.438 | 18635.438 | 17714.6128 | sq ft | 8.8345 | 0.63368 | 0.60378 | 0.95059 | -6810.138 | -7730.9632 | DROP | DROP | DROP | DROP | DROP | DROP | [5 empty] | 0.63368 | DROP | 8.8345 | 14416.6439 | DROP | DROP | DROP | DROP | DROP | DROP | 0.60378 | 14416.6439 | 1.7242 | DROP
DEF | N_RS_Facility Commissioning | 16279.921 | 3.4982 | 0.35113 | 10 |  | 3564.9876 | 1257.9854 | 3713.5987 | 8536.5718 |  | 12836.451 | 634.9169 | 0 | 5892.5556 | 5892.5556 | 12836.451 | sq ft | 3.8551 | 0.63368 | 1.3078 | 2.1784 | -4934.7962 | 2009.0992 | DROP | DROP | DROP | KEEP | KEEP | KEEP | [5 empty] | 0.63368 | DROP | 3.8551 | 2835.5121 | DROP | DROP | DROP | DROP | DROP | DROP | 1.3078 | 2835.5121 | 2.6596 | KEEP
DEF | N_RT_Facility Commissioning | 7110.6731 | 1.5279 | 0.15337 | 10 |  | 1557.0998 | 549.4574 | 1622.0095 | 3728.5667 |  | 5606.6492 | 277.3162 | 0 | 13274.8613 | 13274.8613 | 5606.6492 | sq ft | 19.8838 | 0.63368 | 0.27513 | 0.42235 | -2155.3988 | -9823.6109 | DROP | DROP | DROP | DROP | DROP | DROP | [5 empty] | 0.63368 | DROP | 19.8838 | 11939.6191 | DROP | DROP | DROP | DROP | DROP | DROP | 0.27513 | 11939.6191 | 1.3218 | DROP
DEF | N_SC_Facility Commissioning | 26573.2496 | 5.71 | 0.57315 | 10 |  | 5819.0274 | 2053.3736 | 6061.601 | 13934.002 |  | 20952.5719 | 1036.3567 | 0 | 60391.017 | 60391.017 | 20952.5719 | sq ft | 24.2052 | 0.63368 | 0.22684 | 0.34695 | -8054.9267 | -47493.3717 | DROP | DROP | DROP | DROP | DROP | DROP | [5 empty] | 0.63368 | DROP | 24.2052 | 55401.0922 | DROP | DROP | DROP | DROP | DROP | DROP | 0.22684 | 55401.0922 | 1.2643 | DROP
DEF | N_WR_Facility Commissioning | 2639.7968 | 0.56723 | 0.056937 | 10 |  | 578.0644 | 203.9829 | 602.1618 | 1384.2091 |  | 2081.4365 | 102.9521 | 0 | 18634.2312 | 18634.2312 | 2081.4365 | sq ft | 75.1833 | 0.63368 | 0.073875 | 0.1117 | -800.1795 | -17352.9742 | DROP | DROP | DROP | DROP | DROP | DROP | [5 empty] | 0.63368 | DROP | 75.1833 | 18138.5302 | DROP | DROP | DROP | DROP | DROP | DROP | 0.073875 | 18138.5302 | 1.0851 | DROP
DEF | E_AS_Facility Energy Management System | 18398.4231 | 3.8562 | 0.3316 | 15 |  | 5945.829 | 3390.5072 | 5536.3781 | 14872.7143 |  | 20375.6547 | 717.5385 | 0 | 14450.44 | 14450.44 | 20375.6547 | sq ft | 8.3653 | 0.7051 | 0.98053 | 1.41 | -6220.479 | -295.2642 | DROP | DROP | DROP | DROP | DROP | DROP | [5 empty] | 0.7051 | DROP | 8.3653 | 10995.5841 | DROP | DROP | DROP | DROP | DROP | DROP | 0.98053 | 10995.5841 | 2.171 | DROP
DEF | E_CU_Facility Energy Management System | 109886.5187 | 16.2679 | 14.0526 | 15 |  | 35512.0896 | 14303.3126 | 23355.9588 | 73171.361 |  | 121695.7426 | 4285.5742 | 0 | 56949.9074 | 56949.9074 | 121695.7426 | sq ft | 5.5199 | 0.58081 | 1.1949 | 2.1369 | -52809.9559 | 11935.8793 | DROP | DROP | DROP | KEEP | KEEP | KEEP | [5 empty] | 0.58081 | DROP | 5.5199 | 36315.4169 | DROP | DROP | DROP | DROP | DROP | DROP | 1.1949 | 36315.4169 | 2.7746 | KEEP
DEF | E_GR_Facility Energy Management System | 44295.9859 | 11.5595 | 5.3149 | 15 |  | 14315.1593 | 10163.527 | 16596.0798 | 41074.7661 |  | 49056.3626 | 1727.5435 | 0 | 3533.7726 | 3533.7726 | 49056.3626 | sq ft | 0.84968 | 0.80881 | 7.8069 | 13.8822 | -9709.1399 | 35813.4501 | DROP | DROP | DROP | DROP | DROP | DROP | [5 empty] | 0.80881 | DROP | 0.84968 | 0 | DROP | DROP | DROP | DROP | DROP | DROP | 7.8069 | 0 | 13.8822 | DROP
DEF | E_HC_Facility Energy Management System | 77318.837 | 16.2055 | 1.3935 | 15 |  | 24987.1731 | 14248.5076 | 23266.4674 | 62502.1482 |  | 85628.0953 | 3015.4346 | 0 | 15090.5742 | 15090.5742 | 85628.0953 | sq ft | 2.0787 | 0.7051 | 3.452 | 5.6743 | -26141.3817 | 44396.1394 | DROP | DROP | DROP | KEEP | DROP | KEEP | [5 empty] | 0.7051 | DROP | 2.0787 | 571.6429 | DROP | DROP | DROP | DROP | DROP | DROP | 3.452 | 571.6429 | 5.7122 | KEEP
DEF | E_HS_Facility Energy Management System | 805650.1165 | 119.2704 | 103.029 | 15 |  | 260362.4125 | 104866.9628 | 171237.8474 | 536467.2227 |  | 892231.2799 | 31420.3545 | 0 | 157241.4083 | 157241.4083 | 892231.2799 | sq ft | 2.0787 | 0.58081 | 2.8435 | 5.6743 | -387184.4118 | 347805.4599 | DROP | DROP | DROP | KEEP | DROP | KEEP | [5 empty] | 0.58081 | DROP | 2.0787 | 5956.4294 | DROP | DROP | DROP | DROP | DROP | DROP | 2.8435 | 5956.4294 | 5.7122 | KEEP
DEF | E_IN_Facility Energy Management System | 89381.399 | 18.7338 | 1.6109 | 15 |  | 28885.4382 | 16471.4266 | 26896.2841 | 72253.1489 |  | 98986.99 | 3485.8746 | 0 | 15472.7147 | 15472.7147 | 98986.99 | sq ft | 1.8437 | 0.7051 | 3.8111 | 6.3975 | -30219.7156 | 53294.5597 | DROP | DROP | DROP | DROP | DROP | KEEP | [5 empty] | 0.7051 | DROP | 1.8437 | 0 | DROP | DROP | DROP | DROP | DROP | DROP | 3.8111 | 0 | 6.3975 | DROP
DEF | E_LG_Facility Energy Management System | 73321.6996 | 19.134 | 8.7976 | 15 |  | 23695.4159 | 16823.3545 | 27470.9492 | 67989.7195 |  | 81201.3956 | 2859.5463 | 0 | 25354.0015 | 25354.0015 | 81201.3956 | sq ft | 3.6829 | 0.80881 | 2.4098 | 3.2027 | -16071.2224 | 39776.1718 | DROP | DROP | DROP | KEEP | KEEP | KEEP | [5 empty] | 0.80881 | DROP | 3.6829 | 11585.6528 | DROP | DROP | DROP | DROP | DROP | DROP | 2.4098 | 11585.6528 | 3.6597 | KEEP
DEF | E_MS_Facility Energy Management System | 852134.0156 | 178.6019 | 15.3582 | 15 |  | 275384.641 | 157033.3763 | 256420.6744 | 688838.6916 |  | 943710.6852 | 33233.2266 | 0 | 216520.0062 | 216520.0062 | 943710.6852 | sq ft | 2.7063 | 0.7051 | 2.7581 | 4.3585 | -288105.2202 | 439085.4588 | DROP | DROP | DROP | KEEP | DROP | KEEP | [5 empty] | 0.7051 | DROP | 2.7063 | 56506.2807 | DROP | DROP | DROP | DROP | DROP | DROP | 2.7581 | 56506.2807 | 4.6195 | KEEP
DEF | E_OF_Facility Energy Management System | 63697.3454 | 13.3506 | 1.148 | 15 |  | 20585.1078 | 11738.3053 | 19167.544 | 51490.9571 |  | 70542.7367 | 2484.1965 | 0 | 12048.7746 | 12048.7746 | 70542.7367 | sq ft | 2.0147 | 0.7051 | 3.543 | 5.8548 | -21535.976 | 36957.9861 | DROP | DROP | DROP | KEEP | DROP | KEEP | [5 empty] | 0.7051 | DROP | 2.0147 | 87.687 | DROP | DROP | DROP | DROP | DROP | DROP | 3.543 | 87.687 | 5.862 | KEEP
DEF | E_RS_Facility Energy Management System | 46156.6879 | 12.0451 | 5.5382 | 15 |  | 14916.4834 | 10590.4572 | 17293.2165 | 42800.1571 |  | 51117.0294 | 1800.1108 | 0 | 3809.842 | 3809.842 | 51117.0294 | sq ft | 0.87913 | 0.80881 | 7.6293 | 13.4171 | -10116.9831 | 37190.2043 | DROP | DROP | DROP | DROP | DROP | DROP | [5 empty] | 0.80881 | DROP | 0.87913 | 0 | DROP | DROP | DROP | DROP | DROP | DROP | 7.6293 | 0 | 13.4171 | DROP
DEF | E_RT_Facility Energy Management System | 20160.1173 | 5.261 | 2.419 | 15 |  | 6515.1567 | 4625.6538 | 7553.2559 | 18694.0664 |  | 22326.6736 | 786.2446 | 0 | 8582.8845 | 8582.8845 | 22326.6736 | sq ft | 4.5344 | 0.80881 | 1.9953 | 2.6013 | -4418.8518 | 9324.9373 | DROP | DROP | DROP | KEEP | KEEP | KEEP | [5 empty] | 0.80881 | DROP | 4.5344 | 4797.2176 | DROP | DROP | DROP | DROP | DROP | DROP | 1.9953 | 4797.2176 | 3.1602 | KEEP
DEF | E_SC_Facility Energy Management System | 75340.2418 | 15.7908 | 1.3579 | 15 |  | 24347.7494 | 13883.8872 | 22671.0767 | 60902.7132 |  | 83436.8654 | 2938.2694 | 0 | 39045.9161 | 39045.9161 | 83436.8654 | sq ft | 5.5199 | 0.7051 | 1.4506 | 2.1369 | -25472.4216 | 18918.5276 | DROP | DROP | DROP | KEEP | KEEP | KEEP | [5 empty] | 0.7051 | DROP | 5.5199 | 24898.5255 | DROP | DROP | DROP | DROP | DROP | DROP | 1.4506 | 24898.5255 | 2.7746 | KEEP
DEF | E_WR_Facility Energy Management System | 7484.3286 | 1.5687 | 0.13489 | 15 |  | 2418.7148 | 1379.2307 | 2252.1535 | 6050.0989 |  | 8288.6503 | 291.8888 | 0 | 12047.9943 | 12047.9943 | 8288.6503 | sq ft | 17.1452 | 0.7051 | 0.49029 | 0.68797 | -2530.4402 | -6289.7842 | DROP | DROP | DROP | DROP | DROP | DROP | [5 empty] | 0.7051 | DROP | 17.1452 | 10642.5871 | DROP | DROP | DROP | DROP | DROP | DROP | 0.49029 | 10642.5871 | 1.5713 | DROP
DEF | N_AS_Facility Energy Management System | 18398.4231 | 3.8562 | 0.3316 | 15 |  | 5945.829 | 3390.5072 | 5536.3781 | 14872.7143 |  | 20375.6547 | 717.5385 | 0 | 14450.44 | 14450.44 | 20375.6547 | sq ft | 8.3653 | 0.7051 | 0.98053 | 1.41 | -6220.479 | -295.2642 | DROP | DROP | DROP | DROP | DROP | DROP | [5 empty] | 0.7051 | DROP | 8.3653 | 10995.5841 | DROP | DROP | DROP | DROP | DROP | DROP | 0.98053 | 10995.5841 | 2.171 | DROP
DEF | N_CU_Facility Energy Management System | 109886.5187 | 16.2679 | 14.0526 | 15 |  | 35512.0896 | 14303.3126 | 23355.9588 | 73171.361 |  | 121695.7426 | 4285.5742 | 0 | 56949.9074 | 56949.9074 | 121695.7426 | sq ft | 5.5199 | 0.58081 | 1.1949 | 2.1369 | -52809.9559 | 11935.8793 | DROP | DROP | DROP | KEEP | KEEP | KEEP | [5 empty] | 0.58081 | DROP | 5.5199 | 36315.4169 | DROP | DROP | DROP | DROP | DROP | DROP | 1.1949 | 36315.4169 | 2.7746 | KEEP
DEF | N_GR_Facility Energy Management System | 44295.9859 | 11.5595 | 5.3149 | 15 |  | 14315.1593 | 10163.527 | 16596.0798 | 41074.7661 |  | 49056.3626 | 1727.5435 | 0 | 3533.7726 | 3533.7726 | 49056.3626 | sq ft | 0.84968 | 0.80881 | 7.8069 | 13.8822 | -9709.1399 | 35813.4501 | DROP | DROP | DROP | DROP | DROP | DROP | [5 empty] | 0.80881 | DROP | 0.84968 | 0 | DROP | DROP | DROP | DROP | DROP | DROP | 7.8069 | 0 | 13.8822 | DROP
DEF | N_HC_Facility Energy Management System | 77318.837 | 16.2055 | 1.3935 | 15 |  | 24987.1731 | 14248.5076 | 23266.4674 | 62502.1482 |  | 85628.0953 | 3015.4346 | 0 | 15090.5742 | 15090.5742 | 85628.0953 | sq ft | 2.0787 | 0.7051 | 3.452 | 5.6743 | -26141.3817 | 44396.1394 | DROP | DROP | DROP | KEEP | DROP | KEEP | [5 empty] | 0.7051 | DROP | 2.0787 | 571.6429 | DROP | DROP | DROP | DROP | DROP | DROP | 3.452 | 571.6429 | 5.7122 | KEEP
DEF | N_HS_Facility Energy Management System | 805650.1165 | 119.2704 | 103.029 | 15 |  | 260362.4125 | 104866.9628 | 171237.8474 | 536467.2227 |  | 892231.2799 | 31420.3545 | 0 | 157241.4083 | 157241.4083 | 892231.2799 | sq ft | 2.0787 | 0.58081 | 2.8435 | 5.6743 | -387184.4118 | 347805.4599 | DROP | DROP | DROP | KEEP | DROP | KEEP | [5 empty] | 0.58081 | DROP | 2.0787 | 5956.4294 | DROP | DROP | DROP | DROP | DROP | DROP | 2.8435 | 5956.4294 | 5.7122 | KEEP
DEF | N_IN_Facility Energy Management System | 89381.399 | 18.7338 | 1.6109 | 15 |  | 28885.4382 | 16471.4266 | 26896.2841 | 72253.1489 |  | 98986.99 | 3485.8746 | 0 | 15472.7147 | 15472.7147 | 98986.99 | sq ft | 1.8437 | 0.7051 | 3.8111 | 6.3975 | -30219.7156 | 53294.5597 | DROP | DROP | DROP | DROP | DROP | KEEP | [5 empty] | 0.7051 | DROP | 1.8437 | 0 | DROP | DROP | DROP | DROP | DROP | DROP | 3.8111 | 0 | 6.3975 | DROP
DEF | N_LG_Facility Energy Management System | 73321.6996 | 19.134 | 8.7976 | 15 |  | 23695.4159 | 16823.3545 | 27470.9492 | 67989.7195 |  | 81201.3956 | 2859.5463 | 0 | 25354.0015 | 25354.0015 | 81201.3956 | sq ft | 3.6829 | 0.80881 | 2.4098 | 3.2027 | -16071.2224 | 39776.1718 | DROP | DROP | DROP | KEEP | KEEP | KEEP | [5 empty] | 0.80881 | DROP | 3.6829 | 11585.6528 | DROP | DROP | DROP | DROP | DROP | DROP | 2.4098 | 11585.6528 | 3.6597 | KEEP
DEF | N_MS_Facility Energy Management System | 852134.0156 | 178.6019 | 15.3582 | 15 |  | 275384.641 | 157033.3763 | 256420.6744 | 688838.6916 |  | 943710.6852 | 33233.2266 | 0 | 216520.0062 | 216520.0062 | 943710.6852 | sq ft | 2.7063 | 0.7051 | 2.7581 | 4.3585 | -288105.2202 | 439085.4588 | DROP | DROP | DROP | KEEP | DROP | KEEP | [5 empty] | 0.7051 | DROP | 2.7063 | 56506.2807 | DROP | DROP | DROP | DROP | DROP | DROP | 2.7581 | 56506.2807 | 4.6195 | KEEP
DEF | N_OF_Facility Energy Management System | 63697.3454 | 13.3506 | 1.148 | 15 |  | 20585.1078 | 11738.3053 | 19167.544 | 51490.9571 |  | 70542.7367 | 2484.1965 | 0 | 12048.7746 | 12048.7746 | 70542.7367 | sq ft | 2.0147 | 0.7051 | 3.543 | 5.8548 | -21535.976 | 36957.9861 | DROP | DROP | DROP | KEEP | DROP | KEEP | [5 empty] | 0.7051 | DROP | 2.0147 | 87.687 | DROP | DROP | DROP | DROP | DROP | DROP | 3.543 | 87.687 | 5.862 | KEEP
DEF | N_RS_Facility Energy Management System | 46156.6879 | 12.0451 | 5.5382 | 15 |  | 14916.4834 | 10590.4572 | 17293.2165 | 42800.1571 |  | 51117.0294 | 1800.1108 | 0 | 3809.842 | 3809.842 | 51117.0294 | sq ft | 0.87913 | 0.80881 | 7.6293 | 13.4171 | -10116.9831 | 37190.2043 | DROP | DROP | DROP | DROP | DROP | DROP | [5 empty] | 0.80881 | DROP | 0.87913 | 0 | DROP | DROP | DROP | DROP | DROP | DROP | 7.6293 | 0 | 13.4171 | DROP
DEF | N_RT_Facility Energy Management System | 20160.1173 | 5.261 | 2.419 | 15 |  | 6515.1567 | 4625.6538 | 7553.2559 | 18694.0664 |  | 22326.6736 | 786.2446 | 0 | 8582.8845 | 8582.8845 | 22326.6736 | sq ft | 4.5344 | 0.80881 | 1.9953 | 2.6013 | -4418.8518 | 9324.9373 | DROP | DROP | DROP | KEEP | KEEP | KEEP | [5 empty] | 0.80881 | DROP | 4.5344 | 4797.2176 | DROP | DROP | DROP | DROP | DROP | DROP | 1.9953 | 4797.2176 | 3.1602 | KEEP
DEF | N_SC_Facility Energy Management System | 75340.2418 | 15.7908 | 1.3579 | 15 |  | 24347.7494 | 13883.8872 | 22671.0767 | 60902.7132 |  | 83436.8654 | 2938.2694 | 0 | 39045.9161 | 39045.9161 | 83436.8654 | sq ft | 5.5199 | 0.7051 | 1.4506 | 2.1369 | -25472.4216 | 18918.5276 | DROP | DROP | DROP | KEEP | KEEP | KEEP | [5 empty] | 0.7051 | DROP | 5.5199 | 24898.5255 | DROP | DROP | DROP | DROP | DROP | DROP | 1.4506 | 24898.5255 | 2.7746 | KEEP
DEF | N_WR_Facility Energy Management System | 7484.3286 | 1.5687 | 0.13489 | 15 |  | 2418.7148 | 1379.2307 | 2252.1535 | 6050.0989 |  | 8288.6503 | 291.8888 | 0 | 12047.9943 | 12047.9943 | 8288.6503 | sq ft | 17.1452 | 0.7051 | 0.49029 | 0.68797 | -2530.4402 | -6289.7842 | DROP | DROP | DROP | DROP | DROP | DROP | [5 empty] | 0.7051 | DROP | 17.1452 | 10642.5871 | DROP | DROP | DROP | DROP | DROP | DROP | 0.49029 | 10642.5871 | 1.5713 | DROP
DEF | E_AS_Floor Insulation | 0.069267 | 1.3861e-06 | 3.1245e-05 | 20 |  | 0.028163 | 0.037265 | 0.05002 | 0.11545 |  | 0.094782 | 0.0027014 | 0 | 1.3958 | 1.3958 | 0.094782 | sq ft | 214.6257 | 1.1843 | 0.082551 | 0.067905 | 0.017965 | -1.2831 | DROP | DROP | DROP | DROP | DROP | DROP | [5 empty] | 1.1843 | 0.017965 | 214.6257 | 1.3828 | KEEP | 0.017965 | 1.024 | 211.8633 | 0.080775 | DROP | 0.082551 | 1.3828 | 1.0586 | DROP
DEF | E_CU_Floor Insulation | 0.069267 | 2.8647e-05 | 1.6874e-05 | 20 |  | 0.028163 | 0.037003 | 0.049607 | 0.11477 |  | 0.094782 | 0.0027014 | 0 | 1.3958 | 1.3958 | 0.094782 | sq ft | 214.6257 | 1.1774 | 0.082069 | 0.067905 | 0.01729 | -1.2837 | DROP | DROP | DROP | DROP | DROP | DROP | [5 empty] | 1.1774 | 0.01729 | 214.6257 | 1.3828 | KEEP | 0.01729 | 1.0241 | 211.967 | 0.080292 | DROP | 0.082069 | 1.3828 | 1.0586 | DROP
DEF | E_GR_Floor Insulation | 0.069267 | 1.4135e-05 | 3.2327e-05 | 20 |  | 0.028163 | 0.038556 | 0.051752 | 0.11847 |  | 0.094782 | 0.0027014 | 0 | 1.3958 | 1.3958 | 0.094782 | sq ft | 214.6257 | 1.2153 | 0.084713 | 0.067905 | 0.020988 | -1.28 | DROP | DROP | DROP | DROP | DROP | DROP | [5 empty] | 1.2153 | 0.020988 | 214.6257 | 1.3828 | KEEP | 0.020988 | 1.0233 | 211.3984 | 0.082941 | DROP | 0.084713 | 1.3828 | 1.0586 | DROP
DEF | E_HC_Floor Insulation | 0.069267 | 1.3861e-06 | 3.1245e-05 | 20 |  | 0.028163 | 0.037265 | 0.05002 | 0.11545 |  | 0.094782 | 0.0027014 | 0 | 1.3958 | 1.3958 | 0.094782 | sq ft | 214.6257 | 1.1843 | 0.082551 | 0.067905 | 0.017965 | -1.2831 | DROP | DROP | DROP | DROP | DROP | DROP | [5 empty] | 1.1843 | 0.017965 | 214.6257 | 1.3828 | KEEP | 0.017965 | 1.024 | 211.8633 | 0.080775 | DROP | 0.082551 | 1.3828 | 1.0586 | DROP
DEF | E_HS_Floor Insulation | 0.069267 | 2.8647e-05 | 1.6874e-05 | 20 |  | 0.028163 | 0.037003 | 0.049607 | 0.11477 |  | 0.094782 | 0.0027014 | 0 | 1.3958 | 1.3958 | 0.094782 | sq ft | 214.6257 | 1.1774 | 0.082069 | 0.067905 | 0.01729 | -1.2837 | DROP | DROP | DROP | DROP | DROP | DROP | [5 empty] | 1.1774 | 0.01729 | 214.6257 | 1.3828 | KEEP | 0.01729 | 1.0241 | 211.967 | 0.080292 | DROP | 0.082069 | 1.3828 | 1.0586 | DROP
DEF | E_IN_Floor Insulation | 0.069267 | 1.3861e-06 | 3.1245e-05 | 20 |  | 0.028163 | 0.037265 | 0.05002 | 0.11545 |  | 0.094782 | 0.0027014 | 0 | 1.3958 | 1.3958 | 0.094782 | sq ft | 214.6257 | 1.1843 | 0.082551 | 0.067905 | 0.017965 | -1.2831 | DROP | DROP | DROP | DROP | DROP | DROP | [5 empty] | 1.1843 | 0.017965 | 214.6257 | 1.3828 | KEEP | 0.017965 | 1.024 | 211.8633 | 0.080775 | DROP | 0.082551 | 1.3828 | 1.0586 | DROP
DEF | E_LG_Floor Insulation | 0.069267 | 2.8647e-05 | 1.6874e-05 | 20 |  | 0.028163 | 0.037003 | 0.049607 | 0.11477 |  | 0.094782 | 0.0027014 | 0 | 1.3958 | 1.3958 | 0.094782 | sq ft | 214.6257 | 1.1774 | 0.082069 | 0.067905 | 0.01729 | -1.2837 | DROP | DROP | DROP | DROP | DROP | DROP | [5 empty] | 1.1774 | 0.01729 | 214.6257 | 1.3828 | KEEP | 0.01729 | 1.0241 | 211.967 | 0.080292 | DROP | 0.082069 | 1.3828 | 1.0586 | DROP
DEF | E_MS_Floor Insulation | 0.069267 | 1.3861e-06 | 3.1245e-05 | 20 |  | 0.028163 | 0.037265 | 0.05002 | 0.11545 |  | 0.094782 | 0.0027014 | 0 | 1.3958 | 1.3958 | 0.094782 | sq ft | 214.6257 | 1.1843 | 0.082551 | 0.067905 | 0.017965 | -1.2831 | DROP | DROP | DROP | DROP | DROP | DROP | [5 empty] | 1.1843 | 0.017965 | 214.6257 | 1.3828 | KEEP | 0.017965 | 1.024 | 211.8633 | 0.080775 | DROP | 0.082551 | 1.3828 | 1.0586 | DROP
DEF | E_OF_Floor Insulation | 0.069267 | 1.3861e-06 | 3.1245e-05 | 20 |  | 0.028163 | 0.037265 | 0.05002 | 0.11545 |  | 0.094782 | 0.0027014 | 0 | 1.3958 | 1.3958 | 0.094782 | sq ft | 214.6257 | 1.1843 | 0.082551 | 0.067905 | 0.017965 | -1.2831 | DROP | DROP | DROP | DROP | DROP | DROP | [5 empty] | 1.1843 | 0.017965 | 214.6257 | 1.3828 | KEEP | 0.017965 | 1.024 | 211.8633 | 0.080775 | DROP | 0.082551 | 1.3828 | 1.0586 | DROP
DEF | E_RS_Floor Insulation | 0.069267 | 1.4135e-05 | 3.2327e-05 | 20 |  | 0.028163 | 0.038556 | 0.051752 | 0.11847 |  | 0.094782 | 0.0027014 | 0 | 1.3958 | 1.3958 | 0.094782 | sq ft | 214.6257 | 1.2153 | 0.084713 | 0.067905 | 0.020988 | -1.28 | DROP | DROP | DROP | DROP | DROP | DROP | [5 empty] | 1.2153 | 0.020988 | 214.6257 | 1.3828 | KEEP | 0.020988 | 1.0233 | 211.3984 | 0.082941 | DROP | 0.084713 | 1.3828 | 1.0586 | DROP
DEF | E_RT_Floor Insulation | 0.069267 | 1.4135e-05 | 3.2327e-05 | 20 |  | 0.028163 | 0.038556 | 0.051752 | 0.11847 |  | 0.094782 | 0.0027014 | 0 | 1.3958 | 1.3958 | 0.094782 | sq ft | 214.6257 | 1.2153 | 0.084713 | 0.067905 | 0.020988 | -1.28 | DROP | DROP | DROP | DROP | DROP | DROP | [5 empty] | 1.2153 | 0.020988 | 214.6257 | 1.3828 | KEEP | 0.020988 | 1.0233 | 211.3984 | 0.082941 | DROP | 0.084713 | 1.3828 | 1.0586 | DROP
DEF | E_SC_Floor Insulation | 0.069267 | 1.3861e-06 | 3.1245e-05 | 20 |  | 0.028163 | 0.037265 | 0.05002 | 0.11545 |  | 0.094782 | 0.0027014 | 0 | 1.3958 | 1.3958 | 0.094782 | sq ft | 214.6257 | 1.1843 | 0.082551 | 0.067905 | 0.017965 | -1.2831 | DROP | DROP | DROP | DROP | DROP | DROP | [5 empty] | 1.1843 | 0.017965 | 214.6257 | 1.3828 | KEEP | 0.017965 | 1.024 | 211.8633 | 0.080775 | DROP | 0.082551 | 1.3828 | 1.0586 | DROP
DEF | E_WR_Floor Insulation | 0.069267 | 7.8602e-06 | 1.4024e-05 | 20 |  | 0.028163 | 0.016727 | 0.022452 | 0.067342 |  | 0.094782 | 0.0027014 | 0 | 1.3958 | 1.3958 | 0.094782 | sq ft | 214.6257 | 0.6908 | 0.048153 | 0.067905 | -0.030141 | -1.3312 | DROP | DROP | DROP | DROP | DROP | DROP | [5 empty] | 0.6908 | DROP | 214.6257 | 1.3828 | DROP | DROP | DROP | DROP | DROP | DROP | 0.048153 | 1.3828 | 1.0586 | DROP
DEF | N_AS_Floor Insulation | 0.067956 | 1.3598e-06 | 3.0654e-05 | 20 |  | 0.027631 | 0.03656 | 0.049073 | 0.11326 |  | 0.092989 | 0.0026503 | 0 | 1.3958 | 1.3958 | 0.092989 | sq ft | 218.7644 | 1.1843 | 0.080992 | 0.06662 | 0.017625 | -1.2852 | DROP | DROP | DROP | DROP | DROP | DROP | [5 empty] | 1.1843 | 0.017625 | 218.7644 | 1.383 | KEEP | 0.017625 | 1.024 | 216.0021 | 0.079247 | DROP | 0.080992 | 1.383 | 1.0575 | DROP
DEF | N_CU_Floor Insulation | 0.067956 | 2.8105e-05 | 1.6555e-05 | 20 |  | 0.027631 | 0.036303 | 0.048668 | 0.1126 |  | 0.092989 | 0.0026503 | 0 | 1.3958 | 1.3958 | 0.092989 | sq ft | 218.7644 | 1.1774 | 0.080519 | 0.06662 | 0.016963 | -1.2859 | DROP | DROP | DROP | DROP | DROP | DROP | [5 empty] | 1.1774 | 0.016963 | 218.7644 | 1.383 | KEEP | 0.016963 | 1.0241 | 216.1058 | 0.078773 | DROP | 0.080519 | 1.383 | 1.0575 | DROP
DEF | N_GR_Floor Insulation | 0.067956 | 1.3868e-05 | 3.1715e-05 | 20 |  | 0.027631 | 0.037826 | 0.050773 | 0.11623 |  | 0.092989 | 0.0026503 | 0 | 1.3958 | 1.3958 | 0.092989 | sq ft | 218.7644 | 1.2153 | 0.083113 | 0.06662 | 0.020591 | -1.2822 | DROP | DROP | DROP | DROP | DROP | DROP | [5 empty] | 1.2153 | 0.020591 | 218.7644 | 1.383 | KEEP | 0.020591 | 1.0233 | 215.5372 | 0.081372 | DROP | 0.083113 | 1.383 | 1.0575 | DROP
DEF | N_HC_Floor Insulation | 0.067956 | 1.3598e-06 | 3.0654e-05 | 20 |  | 0.027631 | 0.03656 | 0.049073 | 0.11326 |  | 0.092989 | 0.0026503 | 0 | 1.3958 | 1.3958 | 0.092989 | sq ft | 218.7644 | 1.1843 | 0.080992 | 0.06662 | 0.017625 | -1.2852 | DROP | DROP | DROP | DROP | DROP | DROP | [5 empty] | 1.1843 | 0.017625 | 218.7644 | 1.383 | KEEP | 0.017625 | 1.024 | 216.0021 | 0.079247 | DROP | 0.080992 | 1.383 | 1.0575 | DROP
DEF | N_HS_Floor Insulation | 0.067956 | 2.8105e-05 | 1.6555e-05 | 20 |  | 0.027631 | 0.036303 | 0.048668 | 0.1126 |  | 0.092989 | 0.0026503 | 0 | 1.3958 | 1.3958 | 0.092989 | sq ft | 218.7644 | 1.1774 | 0.080519 | 0.06662 | 0.016963 | -1.2859 | DROP | DROP | DROP | DROP | DROP | DROP | [5 empty] | 1.1774 | 0.016963 | 218.7644 | 1.383 | KEEP | 0.016963 | 1.0241 | 216.1058 | 0.078773 | DROP | 0.080519 | 1.383 | 1.0575 | DROP
DEF | N_IN_Floor Insulation | 0.067956 | 1.3598e-06 | 3.0654e-05 | 20 |  | 0.027631 | 0.03656 | 0.049073 | 0.11326 |  | 0.092989 | 0.0026503 | 0 | 1.3958 | 1.3958 | 0.092989 | sq ft | 218.7644 | 1.1843 | 0.080992 | 0.06662 | 0.017625 | -1.2852 | DROP | DROP | DROP | DROP | DROP | DROP | [5 empty] | 1.1843 | 0.017625 | 218.7644 | 1.383 | KEEP | 0.017625 | 1.024 | 216.0021 | 0.079247 | DROP | 0.080992 | 1.383 | 1.0575 | DROP
DEF | N_LG_Floor Insulation | 0.067956 | 2.8105e-05 | 1.6555e-05 | 20 |  | 0.027631 | 0.036303 | 0.048668 | 0.1126 |  | 0.092989 | 0.0026503 | 0 | 1.3958 | 1.3958 | 0.092989 | sq ft | 218.7644 | 1.1774 | 0.080519 | 0.06662 | 0.016963 | -1.2859 | DROP | DROP | DROP | DROP | DROP | DROP | [5 empty] | 1.1774 | 0.016963 | 218.7644 | 1.383 | KEEP | 0.016963 | 1.0241 | 216.1058 | 0.078773 | DROP | 0.080519 | 1.383 | 1.0575 | DROP
DEF | N_MS_Floor Insulation | 0.067956 | 1.3598e-06 | 3.0654e-05 | 20 |  | 0.027631 | 0.03656 | 0.049073 | 0.11326 |  | 0.092989 | 0.0026503 | 0 | 1.3958 | 1.3958 | 0.092989 | sq ft | 218.7644 | 1.1843 | 0.080992 | 0.06662 | 0.017625 | -1.2852 | DROP | DROP | DROP | DROP | DROP | DROP | [5 empty] | 1.1843 | 0.017625 | 218.7644 | 1.383 | KEEP | 0.017625 | 1.024 | 216.0021 | 0.079247 | DROP | 0.080992 | 1.383 | 1.0575 | DROP
DEF | N_OF_Floor Insulation | 0.067956 | 1.3598e-06 | 3.0654e-05 | 20 |  | 0.027631 | 0.03656 | 0.049073 | 0.11326 |  | 0.092989 | 0.0026503 | 0 | 1.3958 | 1.3958 | 0.092989 | sq ft | 218.7644 | 1.1843 | 0.080992 | 0.06662 | 0.017625 | -1.2852 | DROP | DROP | DROP | DROP | DROP | DROP | [5 empty] | 1.1843 | 0.017625 | 218.7644 | 1.383 | KEEP | 0.017625 | 1.024 | 216.0021 | 0.079247 | DROP | 0.080992 | 1.383 | 1.0575 | DROP
DEF | N_RS_Floor Insulation | 0.067956 | 1.3868e-05 | 3.1715e-05 | 20 |  | 0.027631 | 0.037826 | 0.050773 | 0.11623 |  | 0.092989 | 0.0026503 | 0 | 1.3958 | 1.3958 | 0.092989 | sq ft | 218.7644 | 1.2153 | 0.083113 | 0.06662 | 0.020591 | -1.2822 | DROP | DROP | DROP | DROP | DROP | DROP | [5 empty] | 1.2153 | 0.020591 | 218.7644 | 1.383 | KEEP | 0.020591 | 1.0233 | 215.5372 | 0.081372 | DROP | 0.083113 | 1.383 | 1.0575 | DROP
DEF | N_RT_Floor Insulation | 0.067956 | 1.3868e-05 | 3.1715e-05 | 20 |  | 0.027631 | 0.037826 | 0.050773 | 0.11623 |  | 0.092989 | 0.0026503 | 0 | 1.3958 | 1.3958 | 0.092989 | sq ft | 218.7644 | 1.2153 | 0.083113 | 0.06662 | 0.020591 | -1.2822 | DROP | DROP | DROP | DROP | DROP | DROP | [5 empty] | 1.2153 | 0.020591 | 218.7644 | 1.383 | KEEP | 0.020591 | 1.0233 | 215.5372 | 0.081372 | DROP | 0.083113 | 1.383 | 1.0575 | DROP
DEF | N_SC_Floor Insulation | 0.067956 | 1.3598e-06 | 3.0654e-05 | 20 |  | 0.027631 | 0.03656 | 0.049073 | 0.11326 |  | 0.092989 | 0.0026503 | 0 | 1.3958 | 1.3958 | 0.092989 | sq ft | 218.7644 | 1.1843 | 0.080992 | 0.06662 | 0.017625 | -1.2852 | DROP | DROP | DROP | DROP | DROP | DROP | [5 empty] | 1.1843 | 0.017625 | 218.7644 | 1.383 | KEEP | 0.017625 | 1.024 | 216.0021 | 0.079247 | DROP | 0.080992 | 1.383 | 1.0575 | DROP
DEF | N_WR_Floor Insulation | 0.067956 | 7.7115e-06 | 1.3759e-05 | 20 |  | 0.027631 | 0.01641 | 0.022027 | 0.066068 |  | 0.092989 | 0.0026503 | 0 | 1.3958 | 1.3958 | 0.092989 | sq ft | 218.7644 | 0.6908 | 0.047243 | 0.06662 | -0.029571 | -1.3324 | DROP | DROP | DROP | DROP | DROP | DROP | [5 empty] | 0.6908 | DROP | 218.7644 | 1.383 | DROP | DROP | DROP | DROP | DROP | DROP | 0.047243 | 1.383 | 1.0575 | DROP
DEF | E_AS_Green Roof | 0.16331 | 6.9375e-05 | 0 | 15 |  | 0.052776 | 0.060997 | 0.099603 | 0.21338 |  | 0.18086 | 0.0063689 | 0 | 16.0523 | 16.0523 | 0.18086 | sq ft | 1046.9289 | 1.1397 | 0.013287 | 0.011267 | 0.026152 | -15.8453 | DROP | DROP | DROP | DROP | DROP | DROP | [5 empty] | 1.1397 | 0.026152 | 1046.9289 | 16.0217 | KEEP | 0.026152 | 1.0308 | 1045.2233 | 0.012896 | DROP | 0.013287 | 16.0217 | 1.0094 | DROP
DEF | E_CU_Green Roof | 0.16331 | 6.9375e-05 | 0 | 15 |  | 0.052776 | 0.060997 | 0.099603 | 0.21338 |  | 0.18086 | 0.0063689 | 0 | 16.0523 | 16.0523 | 0.18086 | sq ft | 1046.9289 | 1.1397 | 0.013287 | 0.011267 | 0.026152 | -15.8453 | DROP | DROP | DROP | DROP | DROP | DROP | [5 empty] | 1.1397 | 0.026152 | 1046.9289 | 16.0217 | KEEP | 0.026152 | 1.0308 | 1045.2233 | 0.012896 | DROP | 0.013287 | 16.0217 | 1.0094 | DROP
DEF | E_GR_Green Roof | 0.16331 | 6.9375e-05 | 0 | 15 |  | 0.052776 | 0.060997 | 0.099603 | 0.21338 |  | 0.18086 | 0.0063689 | 0 | 16.0523 | 16.0523 | 0.18086 | sq ft | 1046.9289 | 1.1397 | 0.013287 | 0.011267 | 0.026152 | -15.8453 | DROP | DROP | DROP | DROP | DROP | DROP | [5 empty] | 1.1397 | 0.026152 | 1046.9289 | 16.0217 | KEEP | 0.026152 | 1.0308 | 1045.2233 | 0.012896 | DROP | 0.013287 | 16.0217 | 1.0094 | DROP
DEF | E_HC_Green Roof | 0.16331 | 6.9375e-05 | 0 | 15 |  | 0.052776 | 0.060997 | 0.099603 | 0.21338 |  | 0.18086 | 0.0063689 | 0 | 16.0523 | 16.0523 | 0.18086 | sq ft | 1046.9289 | 1.1397 | 0.013287 | 0.011267 | 0.026152 | -15.8453 | DROP | DROP | DROP | DROP | DROP | DROP | [5 empty] | 1.1397 | 0.026152 | 1046.9289 | 16.0217 | KEEP | 0.026152 | 1.0308 | 1045.2233 | 0.012896 | DROP | 0.013287 | 16.0217 | 1.0094 | DROP
DEF | E_HS_Green Roof | 0.16331 | 6.9375e-05 | 0 | 15 |  | 0.052776 | 0.060997 | 0.099603 | 0.21338 |  | 0.18086 | 0.0063689 | 0 | 16.0523 | 16.0523 | 0.18086 | sq ft | 1046.9289 | 1.1397 | 0.013287 | 0.011267 | 0.026152 | -15.8453 | DROP | DROP | DROP | DROP | DROP | DROP | [5 empty] | 1.1397 | 0.026152 | 1046.9289 | 16.0217 | KEEP | 0.026152 | 1.0308 | 1045.2233 | 0.012896 | DROP | 0.013287 | 16.0217 | 1.0094 | DROP
DEF | E_IN_Green Roof | 0.16331 | 6.9375e-05 | 0 | 15 |  | 0.052776 | 0.060997 | 0.099603 | 0.21338 |  | 0.18086 | 0.0063689 | 0 | 16.0523 | 16.0523 | 0.18086 | sq ft | 1046.9289 | 1.1397 | 0.013287 | 0.011267 | 0.026152 | -15.8453 | DROP | DROP | DROP | DROP | DROP | DROP | [5 empty] | 1.1397 | 0.026152 | 1046.9289 | 16.0217 | KEEP | 0.026152 | 1.0308 | 1045.2233 | 0.012896 | DROP | 0.013287 | 16.0217 | 1.0094 | DROP
DEF | E_LG_Green Roof | 0.16331 | 9.2024e-05 | 0 | 15 |  | 0.052776 | 0.080911 | 0.13212 | 0.26581 |  | 0.18086 | 0.0063689 | 0 | 16.0523 | 16.0523 | 0.18086 | sq ft | 1046.9289 | 1.4197 | 0.016552 | 0.011267 | 0.078581 | -15.7929 | DROP | DROP | DROP | DROP | DROP | DROP | [5 empty] | 1.4197 | 0.078581 | 1046.9289 | 16.0217 | KEEP | 0.078581 | 1.0245 | 1041.8039 | 0.016162 | DROP | 0.016552 | 16.0217 | 1.0094 | DROP
DEF | E_MS_Green Roof | 0.16331 | 2.1071e-05 | 0 | 15 |  | 0.052776 | 0.018526 | 0.030252 | 0.10155 |  | 0.18086 | 0.0063689 | 0 | 16.0523 | 16.0523 | 0.18086 | sq ft | 1046.9289 | 0.54242 | 0.0063239 | 0.011267 | -0.085671 | -15.9571 | DROP | DROP | DROP | DROP | DROP | DROP | [5 empty] | 0.54242 | DROP | 1046.9289 | 16.0217 | DROP | DROP | DROP | DROP | DROP | DROP | 0.0063239 | 16.0217 | 1.0094 | DROP
DEF | E_OF_Green Roof | 0.16331 | 6.9375e-05 | 0 | 15 |  | 0.052776 | 0.060997 | 0.099603 | 0.21338 |  | 0.18086 | 0.0063689 | 0 | 16.0523 | 16.0523 | 0.18086 | sq ft | 1046.9289 | 1.1397 | 0.013287 | 0.011267 | 0.026152 | -15.8453 | DROP | DROP | DROP | DROP | DROP | DROP | [5 empty] | 1.1397 | 0.026152 | 1046.9289 | 16.0217 | KEEP | 0.026152 | 1.0308 | 1045.2233 | 0.012896 | DROP | 0.013287 | 16.0217 | 1.0094 | DROP
DEF | E_RS_Green Roof | 0.16331 | 6.9375e-05 | 0 | 15 |  | 0.052776 | 0.060997 | 0.099603 | 0.21338 |  | 0.18086 | 0.0063689 | 0 | 16.0523 | 16.0523 | 0.18086 | sq ft | 1046.9289 | 1.1397 | 0.013287 | 0.011267 | 0.026152 | -15.8453 | DROP | DROP | DROP | DROP | DROP | DROP | [5 empty] | 1.1397 | 0.026152 | 1046.9289 | 16.0217 | KEEP | 0.026152 | 1.0308 | 1045.2233 | 0.012896 | DROP | 0.013287 | 16.0217 | 1.0094 | DROP
DEF | E_RT_Green Roof | 0.16331 | 6.9375e-05 | 0 | 15 |  | 0.052776 | 0.060997 | 0.099603 | 0.21338 |  | 0.18086 | 0.0063689 | 0 | 16.0523 | 16.0523 | 0.18086 | sq ft | 1046.9289 | 1.1397 | 0.013287 | 0.011267 | 0.026152 | -15.8453 | DROP | DROP | DROP | DROP | DROP | DROP | [5 empty] | 1.1397 | 0.026152 | 1046.9289 | 16.0217 | KEEP | 0.026152 | 1.0308 | 1045.2233 | 0.012896 | DROP | 0.013287 | 16.0217 | 1.0094 | DROP
DEF | E_SC_Green Roof | 0.16331 | 6.9375e-05 | 0 | 15 |  | 0.052776 | 0.060997 | 0.099603 | 0.21338 |  | 0.18086 | 0.0063689 | 0 | 16.0523 | 16.0523 | 0.18086 | sq ft | 1046.9289 | 1.1397 | 0.013287 | 0.011267 | 0.026152 | -15.8453 | DROP | DROP | DROP | DROP | DROP | DROP | [5 empty] | 1.1397 | 0.026152 | 1046.9289 | 16.0217 | KEEP | 0.026152 | 1.0308 | 1045.2233 | 0.012896 | DROP | 0.013287 | 16.0217 | 1.0094 | DROP
DEF | E_WR_Green Roof | 0.16331 | 2.1071e-05 | 0 | 15 |  | 0.052776 | 0.018526 | 0.030252 | 0.10155 |  | 0.18086 | 0.0063689 | 0 | 16.0523 | 16.0523 | 0.18086 | sq ft | 1046.9289 | 0.54242 | 0.0063239 | 0.011267 | -0.085671 | -15.9571 | DROP | DROP | DROP | DROP | DROP | DROP | [5 empty] | 0.54242 | DROP | 1046.9289 | 16.0217 | DROP | DROP | DROP | DROP | DROP | DROP | 0.0063239 | 16.0217 | 1.0094 | DROP
DEF | N_AS_Green Roof | 0.15945 | 6.7736e-05 | 0 | 15 |  | 0.051528 | 0.059556 | 0.097249 | 0.20833 |  | 0.17658 | 0.0062184 | 0 | 16.0523 | 16.0523 | 0.17658 | sq ft | 1072.2715 | 1.1397 | 0.012973 | 0.011 | 0.025533 | -15.8502 | DROP | DROP | DROP | DROP | DROP | DROP | [5 empty] | 1.1397 | 0.025533 | 1072.2715 | 16.0224 | KEEP | 0.025533 | 1.0308 | 1070.5659 | 0.012591 | DROP | 0.012973 | 16.0224 | 1.0091 | DROP
DEF | N_CU_Green Roof | 0.15945 | 6.7736e-05 | 0 | 15 |  | 0.051528 | 0.059556 | 0.097249 | 0.20833 |  | 0.17658 | 0.0062184 | 0 | 16.0523 | 16.0523 | 0.17658 | sq ft | 1072.2715 | 1.1397 | 0.012973 | 0.011 | 0.025533 | -15.8502 | DROP | DROP | DROP | DROP | DROP | DROP | [5 empty] | 1.1397 | 0.025533 | 1072.2715 | 16.0224 | KEEP | 0.025533 | 1.0308 | 1070.5659 | 0.012591 | DROP | 0.012973 | 16.0224 | 1.0091 | DROP
DEF | N_GR_Green Roof | 0.15945 | 6.7736e-05 | 0 | 15 |  | 0.051528 | 0.059556 | 0.097249 | 0.20833 |  | 0.17658 | 0.0062184 | 0 | 16.0523 | 16.0523 | 0.17658 | sq ft | 1072.2715 | 1.1397 | 0.012973 | 0.011 | 0.025533 | -15.8502 | DROP | DROP | DROP | DROP | DROP | DROP | [5 empty] | 1.1397 | 0.025533 | 1072.2715 | 16.0224 | KEEP | 0.025533 | 1.0308 | 1070.5659 | 0.012591 | DROP | 0.012973 | 16.0224 | 1.0091 | DROP
DEF | N_HC_Green Roof | 0.15945 | 6.7736e-05 | 0 | 15 |  | 0.051528 | 0.059556 | 0.097249 | 0.20833 |  | 0.17658 | 0.0062184 | 0 | 16.0523 | 16.0523 | 0.17658 | sq ft | 1072.2715 | 1.1397 | 0.012973 | 0.011 | 0.025533 | -15.8502 | DROP | DROP | DROP | DROP | DROP | DROP | [5 empty] | 1.1397 | 0.025533 | 1072.2715 | 16.0224 | KEEP | 0.025533 | 1.0308 | 1070.5659 | 0.012591 | DROP | 0.012973 | 16.0224 | 1.0091 | DROP
DEF | N_HS_Green Roof | 0.15945 | 6.7736e-05 | 0 | 15 |  | 0.051528 | 0.059556 | 0.097249 | 0.20833 |  | 0.17658 | 0.0062184 | 0 | 16.0523 | 16.0523 | 0.17658 | sq ft | 1072.2715 | 1.1397 | 0.012973 | 0.011 | 0.025533 | -15.8502 | DROP | DROP | DROP | DROP | DROP | DROP | [5 empty] | 1.1397 | 0.025533 | 1072.2715 | 16.0224 | KEEP | 0.025533 | 1.0308 | 1070.5659 | 0.012591 | DROP | 0.012973 | 16.0224 | 1.0091 | DROP
DEF | N_IN_Green Roof | 0.15945 | 6.7736e-05 | 0 | 15 |  | 0.051528 | 0.059556 | 0.097249 | 0.20833 |  | 0.17658 | 0.0062184 | 0 | 16.0523 | 16.0523 | 0.17658 | sq ft | 1072.2715 | 1.1397 | 0.012973 | 0.011 | 0.025533 | -15.8502 | DROP | DROP | DROP | DROP | DROP | DROP | [5 empty] | 1.1397 | 0.025533 | 1072.2715 | 16.0224 | KEEP | 0.025533 | 1.0308 | 1070.5659 | 0.012591 | DROP | 0.012973 | 16.0224 | 1.0091 | DROP
DEF | N_LG_Green Roof | 0.15945 | 8.9849e-05 | 0 | 15 |  | 0.051528 | 0.078998 | 0.129 | 0.25952 |  | 0.17658 | 0.0062184 | 0 | 16.0523 | 16.0523 | 0.17658 | sq ft | 1072.2715 | 1.4197 | 0.016161 | 0.011 | 0.076723 | -15.799 | DROP | DROP | DROP | DROP | DROP | DROP | [5 empty] | 1.4197 | 0.076723 | 1072.2715 | 16.0224 | KEEP | 0.076723 | 1.0245 | 1067.1465 | 0.01578 | DROP | 0.016161 | 16.0224 | 1.0091 | DROP
DEF | N_MS_Green Roof | 0.15945 | 2.0573e-05 | 0 | 15 |  | 0.051528 | 0.018089 | 0.029537 | 0.099154 |  | 0.17658 | 0.0062184 | 0 | 16.0523 | 16.0523 | 0.17658 | sq ft | 1072.2715 | 0.54242 | 0.0061745 | 0.011 | -0.083646 | -15.9594 | DROP | DROP | DROP | DROP | DROP | DROP | [5 empty] | 0.54242 | DROP | 1072.2715 | 16.0224 | DROP | DROP | DROP | DROP | DROP | DROP | 0.0061745 | 16.0224 | 1.0091 | DROP
DEF | N_OF_Green Roof | 0.15945 | 6.7736e-05 | 0 | 15 |  | 0.051528 | 0.059556 | 0.097249 | 0.20833 |  | 0.17658 | 0.0062184 | 0 | 16.0523 | 16.0523 | 0.17658 | sq ft | 1072.2715 | 1.1397 | 0.012973 | 0.011 | 0.025533 | -15.8502 | DROP | DROP | DROP | DROP | DROP | DROP | [5 empty] | 1.1397 | 0.025533 | 1072.2715 | 16.0224 | KEEP | 0.025533 | 1.0308 | 1070.5659 | 0.012591 | DROP | 0.012973 | 16.0224 | 1.0091 | DROP
DEF | N_RS_Green Roof | 0.15945 | 6.7736e-05 | 0 | 15 |  | 0.051528 | 0.059556 | 0.097249 | 0.20833 |  | 0.17658 | 0.0062184 | 0 | 16.0523 | 16.0523 | 0.17658 | sq ft | 1072.2715 | 1.1397 | 0.012973 | 0.011 | 0.025533 | -15.8502 | DROP | DROP | DROP | DROP | DROP | DROP | [5 empty] | 1.1397 | 0.025533 | 1072.2715 | 16.0224 | KEEP | 0.025533 | 1.0308 | 1070.5659 | 0.012591 | DROP | 0.012973 | 16.0224 | 1.0091 | DROP
DEF | N_RT_Green Roof | 0.15945 | 6.7736e-05 | 0 | 15 |  | 0.051528 | 0.059556 | 0.097249 | 0.20833 |  | 0.17658 | 0.0062184 | 0 | 16.0523 | 16.0523 | 0.17658 | sq ft | 1072.2715 | 1.1397 | 0.012973 | 0.011 | 0.025533 | -15.8502 | DROP | DROP | DROP | DROP | DROP | DROP | [5 empty] | 1.1397 | 0.025533 | 1072.2715 | 16.0224 | KEEP | 0.025533 | 1.0308 | 1070.5659 | 0.012591 | DROP | 0.012973 | 16.0224 | 1.0091 | DROP
DEF | N_SC_Green Roof | 0.15945 | 6.7736e-05 | 0 | 15 |  | 0.051528 | 0.059556 | 0.097249 | 0.20833 |  | 0.17658 | 0.0062184 | 0 | 16.0523 | 16.0523 | 0.17658 | sq ft | 1072.2715 | 1.1397 | 0.012973 | 0.011 | 0.025533 | -15.8502 | DROP | DROP | DROP | DROP | DROP | DROP | [5 empty] | 1.1397 | 0.025533 | 1072.2715 | 16.0224 | KEEP | 0.025533 | 1.0308 | 1070.5659 | 0.012591 | DROP | 0.012973 | 16.0224 | 1.0091 | DROP
DEF | N_WR_Green Roof | 0.15945 | 2.0573e-05 | 0 | 15 |  | 0.051528 | 0.018089 | 0.029537 | 0.099154 |  | 0.17658 | 0.0062184 | 0 | 16.0523 | 16.0523 | 0.17658 | sq ft | 1072.2715 | 0.54242 | 0.0061745 | 0.011 | -0.083646 | -15.9594 | DROP | DROP | DROP | DROP | DROP | DROP | [5 empty] | 0.54242 | DROP | 1072.2715 | 16.0224 | DROP | DROP | DROP | DROP | DROP | DROP | 0.0061745 | 16.0224 | 1.0091 | DROP
DEF | E_AS_Hotel Card Energy Control Systems | 0 | 0 | 0 | 15 |  | 0 | 0 | 0 | 0 |  | 0 | 0 | 0 | 260 | 260 | 0 | guest room | 0 | 0 | 0 | 0 | 0 | -260 | DROP | DROP | DROP | DROP | DROP | DROP | [5 empty] | #DIV/0! | #DIV/0! | 0 | 0 | #DIV/0! | #DIV/0! | #DIV/0! | #DIV/0! | #DIV/0! | DROP | 0 | 0 | 0 | DROP
DEF | E_CU_Hotel Card Energy Control Systems | 0 | 0 | 0 | 15 |  | 0 | 0 | 0 | 0 |  | 0 | 0 | 0 | 260 | 260 | 0 | guest room | 0 | 0 | 0 | 0 | 0 | -260 | DROP | DROP | DROP | DROP | DROP | DROP | [5 empty] | #DIV/0! | #DIV/0! | 0 | 0 | #DIV/0! | #DIV/0! | #DIV/0! | #DIV/0! | #DIV/0! | DROP | 0 | 0 | 0 | DROP
DEF | E_GR_Hotel Card Energy Control Systems | 0 | 0 | 0 | 15 |  | 0 | 0 | 0 | 0 |  | 0 | 0 | 0 | 260 | 260 | 0 | guest room | 0 | 0 | 0 | 0 | 0 | -260 | DROP | DROP | DROP | DROP | DROP | DROP | [5 empty] | #DIV/0! | #DIV/0! | 0 | 0 | #DIV/0! | #DIV/0! | #DIV/0! | #DIV/0! | #DIV/0! | DROP | 0 | 0 | 0 | DROP
DEF | E_HC_Hotel Card Energy Control Systems | 0 | 0 | 0 | 15 |  | 0 | 0 | 0 | 0 |  | 0 | 0 | 0 | 260 | 260 | 0 | guest room | 0 | 0 | 0 | 0 | 0 | -260 | DROP | DROP | DROP | DROP | DROP | DROP | [5 empty] | #DIV/0! | #DIV/0! | 0 | 0 | #DIV/0! | #DIV/0! | #DIV/0! | #DIV/0! | #DIV/0! | DROP | 0 | 0 | 0 | DROP
DEF | E_HS_Hotel Card Energy Control Systems | 0 | 0 | 0 | 15 |  | 0 | 0 | 0 | 0 |  | 0 | 0 | 0 | 260 | 260 | 0 | guest room | 0 | 0 | 0 | 0 | 0 | -260 | DROP | DROP | DROP | DROP | DROP | DROP | [5 empty] | #DIV/0! | #DIV/0! | 0 | 0 | #DIV/0! | #DIV/0! | #DIV/0! | #DIV/0! | #DIV/0! | DROP | 0 | 0 | 0 | DROP
DEF | E_IN_Hotel Card Energy Control Systems | 0 | 0 | 0 | 15 |  | 0 | 0 | 0 | 0 |  | 0 | 0 | 0 | 260 | 260 | 0 | guest room | 0 | 0 | 0 | 0 | 0 | -260 | DROP | DROP | DROP | DROP | DROP | DROP | [5 empty] | #DIV/0! | #DIV/0! | 0 | 0 | #DIV/0! | #DIV/0! | #DIV/0! | #DIV/0! | #DIV/0! | DROP | 0 | 0 | 0 | DROP
DEF | E_LG_Hotel Card Energy Control Systems | 561.42 | 0.0044883 | -0.016893 | 15 |  | 181.4344 | 3.9463 | 6.4439 | 191.8247 |  | 621.7544 | 21.8954 | 0 | 260 | 260 | 621.7544 | guest room | 4.9325 | 0.29803 | 0.68048 | 2.3914 | -451.8251 | -90.0707 | DROP | DROP | DROP | DROP | DROP | DROP | [5 empty] | 0.29803 | DROP | 4.9325 | 154.5766 | DROP | DROP | DROP | DROP | DROP | DROP | 0.68048 | 154.5766 | 2.9859 | DROP
DEF | E_MS_Hotel Card Energy Control Systems | 0 | 0 | 0 | 15 |  | 0 | 0 | 0 | 0 |  | 0 | 0 | 0 | 260 | 260 | 0 | guest room | 0 | 0 | 0 | 0 | 0 | -260 | DROP | DROP | DROP | DROP | DROP | DROP | [5 empty] | #DIV/0! | #DIV/0! | 0 | 0 | #DIV/0! | #DIV/0! | #DIV/0! | #DIV/0! | #DIV/0! | DROP | 0 | 0 | 0 | DROP
DEF | E_OF_Hotel Card Energy Control Systems | 0 | 0 | 0 | 15 |  | 0 | 0 | 0 | 0 |  | 0 | 0 | 0 | 260 | 260 | 0 | guest room | 0 | 0 | 0 | 0 | 0 | -260 | DROP | DROP | DROP | DROP | DROP | DROP | [5 empty] | #DIV/0! | #DIV/0! | 0 | 0 | #DIV/0! | #DIV/0! | #DIV/0! | #DIV/0! | #DIV/0! | DROP | 0 | 0 | 0 | DROP
DEF | E_RS_Hotel Card Energy Control Systems | 0 | 0 | 0 | 15 |  | 0 | 0 | 0 | 0 |  | 0 | 0 | 0 | 260 | 260 | 0 | guest room | 0 | 0 | 0 | 0 | 0 | -260 | DROP | DROP | DROP | DROP | DROP | DROP | [5 empty] | #DIV/0! | #DIV/0! | 0 | 0 | #DIV/0! | #DIV/0! | #DIV/0! | #DIV/0! | #DIV/0! | DROP | 0 | 0 | 0 | DROP
DEF | E_RT_Hotel Card Energy Control Systems | 0 | 0 | 0 | 15 |  | 0 | 0 | 0 | 0 |  | 0 | 0 | 0 | 260 | 260 | 0 | guest room | 0 | 0 | 0 | 0 | 0 | -260 | DROP | DROP | DROP | DROP | DROP | DROP | [5 empty] | #DIV/0! | #DIV/0! | 0 | 0 | #DIV/0! | #DIV/0! | #DIV/0! | #DIV/0! | #DIV/0! | DROP | 0 | 0 | 0 | DROP
DEF | E_SC_Hotel Card Energy Control Systems | 0 | 0 | 0 | 15 |  | 0 | 0 | 0 | 0 |  | 0 | 0 | 0 | 260 | 260 | 0 | guest room | 0 | 0 | 0 | 0 | 0 | -260 | DROP | DROP | DROP | DROP | DROP | DROP | [5 empty] | #DIV/0! | #DIV/0! | 0 | 0 | #DIV/0! | #DIV/0! | #DIV/0! | #DIV/0! | #DIV/0! | DROP | 0 | 0 | 0 | DROP
DEF | E_WR_Hotel Card Energy Control Systems | 0 | 0 | 0 | 15 |  | 0 | 0 | 0 | 0 |  | 0 | 0 | 0 | 260 | 260 | 0 | guest room | 0 | 0 | 0 | 0 | 0 | -260 | DROP | DROP | DROP | DROP | DROP | DROP | [5 empty] | #DIV/0! | #DIV/0! | 0 | 0 | #DIV/0! | #DIV/0! | #DIV/0! | #DIV/0! | #DIV/0! | DROP | 0 | 0 | 0 | DROP
DEF | N_AS_Hotel Card Energy Control Systems | 0 | 0 | 0 | 15 |  | 0 | 0 | 0 | 0 |  | 0 | 0 | 0 | 260 | 260 | 0 | guest room | 0 | 0 | 0 | 0 | 0 | -260 | DROP | DROP | DROP | DROP | DROP | DROP | [5 empty] | #DIV/0! | #DIV/0! | 0 | 0 | #DIV/0! | #DIV/0! | #DIV/0! | #DIV/0! | #DIV/0! | DROP | 0 | 0 | 0 | DROP
DEF | N_CU_Hotel Card Energy Control Systems | 0 | 0 | 0 | 15 |  | 0 | 0 | 0 | 0 |  | 0 | 0 | 0 | 260 | 260 | 0 | guest room | 0 | 0 | 0 | 0 | 0 | -260 | DROP | DROP | DROP | DROP | DROP | DROP | [5 empty] | #DIV/0! | #DIV/0! | 0 | 0 | #DIV/0! | #DIV/0! | #DIV/0! | #DIV/0! | #DIV/0! | DROP | 0 | 0 | 0 | DROP
DEF | N_GR_Hotel Card Energy Control Systems | 0 | 0 | 0 | 15 |  | 0 | 0 | 0 | 0 |  | 0 | 0 | 0 | 260 | 260 | 0 | guest room | 0 | 0 | 0 | 0 | 0 | -260 | DROP | DROP | DROP | DROP | DROP | DROP | [5 empty] | #DIV/0! | #DIV/0! | 0 | 0 | #DIV/0! | #DIV/0! | #DIV/0! | #DIV/0! | #DIV/0! | DROP | 0 | 0 | 0 | DROP
DEF | N_HC_Hotel Card Energy Control Systems | 0 | 0 | 0 | 15 |  | 0 | 0 | 0 | 0 |  | 0 | 0 | 0 | 260 | 260 | 0 | guest room | 0 | 0 | 0 | 0 | 0 | -260 | DROP | DROP | DROP | DROP | DROP | DROP | [5 empty] | #DIV/0! | #DIV/0! | 0 | 0 | #DIV/0! | #DIV/0! | #DIV/0! | #DIV/0! | #DIV/0! | DROP | 0 | 0 | 0 | DROP
DEF | N_HS_Hotel Card Energy Control Systems | 0 | 0 | 0 | 15 |  | 0 | 0 | 0 | 0 |  | 0 | 0 | 0 | 260 | 260 | 0 | guest room | 0 | 0 | 0 | 0 | 0 | -260 | DROP | DROP | DROP | DROP | DROP | DROP | [5 empty] | #DIV/0! | #DIV/0! | 0 | 0 | #DIV/0! | #DIV/0! | #DIV/0! | #DIV/0! | #DIV/0! | DROP | 0 | 0 | 0 | DROP
DEF | N_IN_Hotel Card Energy Control Systems | 0 | 0 | 0 | 15 |  | 0 | 0 | 0 | 0 |  | 0 | 0 | 0 | 260 | 260 | 0 | guest room | 0 | 0 | 0 | 0 | 0 | -260 | DROP | DROP | DROP | DROP | DROP | DROP | [5 empty] | #DIV/0! | #DIV/0! | 0 | 0 | #DIV/0! | #DIV/0! | #DIV/0! | #DIV/0! | #DIV/0! | DROP | 0 | 0 | 0 | DROP
DEF | N_LG_Hotel Card Energy Control Systems | 561.42 | 0.0044883 | -0.016893 | 15 |  | 181.4344 | 3.9463 | 6.4439 | 191.8247 |  | 621.7544 | 21.8954 | 0 | 260 | 260 | 621.7544 | guest room | 4.9325 | 0.29803 | 0.68048 | 2.3914 | -451.8251 | -90.0707 | DROP | DROP | DROP | DROP | DROP | DROP | [5 empty] | 0.29803 | DROP | 4.9325 | 154.5766 | DROP | DROP | DROP | DROP | DROP | DROP | 0.68048 | 154.5766 | 2.9859 | DROP
DEF | N_MS_Hotel Card Energy Control Systems | 0 | 0 | 0 | 15 |  | 0 | 0 | 0 | 0 |  | 0 | 0 | 0 | 260 | 260 | 0 | guest room | 0 | 0 | 0 | 0 | 0 | -260 | DROP | DROP | DROP | DROP | DROP | DROP | [5 empty] | #DIV/0! | #DIV/0! | 0 | 0 | #DIV/0! | #DIV/0! | #DIV/0! | #DIV/0! | #DIV/0! | DROP | 0 | 0 | 0 | DROP
DEF | N_OF_Hotel Card Energy Control Systems | 0 | 0 | 0 | 15 |  | 0 | 0 | 0 | 0 |  | 0 | 0 | 0 | 260 | 260 | 0 | guest room | 0 | 0 | 0 | 0 | 0 | -260 | DROP | DROP | DROP | DROP | DROP | DROP | [5 empty] | #DIV/0! | #DIV/0! | 0 | 0 | #DIV/0! | #DIV/0! | #DIV/0! | #DIV/0! | #DIV/0! | DROP | 0 | 0 | 0 | DROP
DEF | N_RS_Hotel Card Energy Control Systems | 0 | 0 | 0 | 15 |  | 0 | 0 | 0 | 0 |  | 0 | 0 | 0 | 260 | 260 | 0 | guest room | 0 | 0 | 0 | 0 | 0 | -260 | DROP | DROP | DROP | DROP | DROP | DROP | [5 empty] | #DIV/0! | #DIV/0! | 0 | 0 | #DIV/0! | #DIV/0! | #DIV/0! | #DIV/0! | #DIV/0! | DROP | 0 | 0 | 0 | DROP
DEF | N_RT_Hotel Card Energy Control Systems | 0 | 0 | 0 | 15 |  | 0 | 0 | 0 | 0 |  | 0 | 0 | 0 | 260 | 260 | 0 | guest room | 0 | 0 | 0 | 0 | 0 | -260 | DROP | DROP | DROP | DROP | DROP | DROP | [5 empty] | #DIV/0! | #DIV/0! | 0 | 0 | #DIV/0! | #DIV/0! | #DIV/0! | #DIV/0! | #DIV/0! | DROP | 0 | 0 | 0 | DROP
DEF | N_SC_Hotel Card Energy Control Systems | 0 | 0 | 0 | 15 |  | 0 | 0 | 0 | 0 |  | 0 | 0 | 0 | 260 | 260 | 0 | guest room | 0 | 0 | 0 | 0 | 0 | -260 | DROP | DROP | DROP | DROP | DROP | DROP | [5 empty] | #DIV/0! | #DIV/0! | 0 | 0 | #DIV/0! | #DIV/0! | #DIV/0! | #DIV/0! | #DIV/0! | DROP | 0 | 0 | 0 | DROP
DEF | N_WR_Hotel Card Energy Control Systems | 0 | 0 | 0 | 15 |  | 0 | 0 | 0 | 0 |  | 0 | 0 | 0 | 260 | 260 | 0 | guest room | 0 | 0 | 0 | 0 | 0 | -260 | DROP | DROP | DROP | DROP | DROP | DROP | [5 empty] | #DIV/0! | #DIV/0! | 0 | 0 | #DIV/0! | #DIV/0! | #DIV/0! | #DIV/0! | #DIV/0! | DROP | 0 | 0 | 0 | DROP
DEF | E_AS_HVAC tune-up | 156.862 | 0.078041 | 0 | 5 |  | 17.0043 | 0 | 46.199 | 63.2032 |  | 66.3081 | 6.1176 | 0 | 52.5 | 52.5 | 66.3081 | unit (1.5 ton) | 3.5647 | 0.87266 | 1.0782 | 1.263 | -9.2226 | 4.5856 | DROP | DROP | DROP | KEEP | KEEP | KEEP | [5 empty] | 0.87266 | DROP | 3.5647 | 23.0445 | DROP | DROP | DROP | DROP | DROP | DROP | 1.0782 | 23.0445 | 1.702 | KEEP
DEF | E_CU_HVAC tune-up | 174.0244 | 0.049706 | 0 | 5 |  | 18.8647 | 0 | 29.425 | 48.2897 |  | 73.563 | 6.787 | 0 | 52.5 | 52.5 | 73.563 | unit (1.5 ton) | 3.2131 | 0.60099 | 0.81451 | 1.4012 | -32.0602 | -10.9972 | DROP | DROP | DROP | DROP | DROP | DROP | [5 empty] | 0.60099 | DROP | 3.2131 | 19.8217 | DROP | DROP | DROP | DROP | DROP | DROP | 0.81451 | 19.8217 | 1.7788 | DROP
DEF | E_GR_HVAC tune-up | 86.6521 | 0.043111 | 0 | 5 |  | 9.3933 | 0 | 25.5208 | 34.9141 |  | 36.6293 | 3.3794 | 0 | 52.5 | 52.5 | 36.6293 | unit (1.5 ton) | 6.453 | 0.87266 | 0.62481 | 0.6977 | -5.0946 | -20.9653 | DROP | DROP | DROP | DROP | DROP | DROP | [5 empty] | 0.87266 | DROP | 6.453 | 36.2285 | DROP | DROP | DROP | DROP | DROP | DROP | 0.62481 | 36.2285 | 1.3878 | DROP
DEF | E_HC_HVAC tune-up | 341.3278 | 0.16982 | 0 | 5 |  | 37.0008 | 0 | 100.5278 | 137.5286 |  | 144.2849 | 13.3118 | 0 | 52.5 | 52.5 | 144.2849 | unit (1.5 ton) | 1.6382 | 0.87266 | 2.0897 | 2.7483 | -20.0681 | 71.7169 | DROP | DROP | DROP | DROP | DROP | KEEP | [5 empty] | 0.87266 | DROP | 1.6382 | 0 | DROP | DROP | DROP | DROP | DROP | DROP | 2.0897 | 0 | 2.7483 | DROP
DEF | E_HS_HVAC tune-up | 323.3253 | 0.09235 | 0 | 5 |  | 35.0493 | 0 | 54.6697 | 89.719 |  | 136.6749 | 12.6097 | 0 | 52.5 | 52.5 | 136.6749 | unit (1.5 ton) | 1.7294 | 0.60099 | 1.378 | 2.6033 | -59.5656 | 24.6093 | DROP | DROP | DROP | DROP | DROP | KEEP | [5 empty] | 0.60099 | DROP | 1.7294 | 0 | DROP | DROP | DROP | DROP | DROP | DROP | 1.378 | 0 | 2.6033 | DROP
DEF | E_IN_HVAC tune-up | 84.7319 | 0.042155 | 0 | 5 |  | 9.1852 | 0 | 24.9552 | 34.1404 |  | 35.8176 | 3.3045 | 0 | 52.5 | 52.5 | 35.8176 | unit (1.5 ton) | 6.5992 | 0.87266 | 0.61178 | 0.68224 | -4.9817 | -21.6642 | DROP | DROP | DROP | DROP | DROP | DROP | [5 empty] | 0.87266 | DROP | 6.5992 | 36.589 | DROP | DROP | DROP | DROP | DROP | DROP | 0.61178 | 36.589 | 1.3792 | DROP
DEF | E_LG_HVAC tune-up | 259.1163 | 0.12891 | 0 | 5 |  | 28.0889 | 0 | 76.3149 | 104.4038 |  | 109.5327 | 10.1055 | 0 | 52.5 | 52.5 | 109.5327 | unit (1.5 ton) | 2.158 | 0.87266 | 1.6676 | 2.0863 | -15.2345 | 41.7982 | DROP | DROP | DROP | KEEP | DROP | KEEP | [5 empty] | 0.87266 | DROP | 2.158 | 3.8431 | DROP | DROP | DROP | DROP | DROP | DROP | 1.6676 | 3.8431 | 2.1595 | KEEP
DEF | E_MS_HVAC tune-up | 87.6123 | 0.03627 | 0 | 5 |  | 9.4974 | 0 | 21.4715 | 30.9689 |  | 37.0352 | 3.4169 | 0 | 52.5 | 52.5 | 37.0352 | unit (1.5 ton) | 6.3823 | 0.76557 | 0.55384 | 0.70543 | -9.4831 | -24.948 | DROP | DROP | DROP | DROP | DROP | DROP | [5 empty] | 0.76557 | DROP | 6.3823 | 36.0482 | DROP | DROP | DROP | DROP | DROP | DROP | 0.55384 | 36.0482 | 1.3921 | DROP
DEF | E_OF_HVAC tune-up | 176.5447 | 0.073087 | 0 | 5 |  | 19.1379 | 0 | 43.2666 | 62.4045 |  | 74.6284 | 6.8852 | 0 | 52.5 | 52.5 | 74.6284 | unit (1.5 ton) | 3.1673 | 0.76557 | 1.0508 | 1.4215 | -19.1091 | 3.0192 | DROP | DROP | DROP | KEEP | KEEP | KEEP | [5 empty] | 0.76557 | DROP | 3.1673 | 19.3484 | DROP | DROP | DROP | DROP | DROP | DROP | 1.0508 | 19.3484 | 1.79 | KEEP
DEF | E_RS_HVAC tune-up | 254.1956 | 0.12647 | 0 | 5 |  | 27.5555 | 0 | 74.8656 | 102.4211 |  | 107.4527 | 9.9136 | 0 | 52.5 | 52.5 | 107.4527 | unit (1.5 ton) | 2.1997 | 0.87266 | 1.641 | 2.0467 | -14.9452 | 40.0075 | DROP | DROP | DROP | KEEP | DROP | KEEP | [5 empty] | 0.87266 | DROP | 2.1997 | 4.7671 | DROP | DROP | DROP | DROP | DROP | DROP | 1.641 | 4.7671 | 2.1375 | KEEP
DEF | E_RT_HVAC tune-up | 199.2279 | 0.099119 | 0 | 5 |  | 21.5968 | 0 | 58.6766 | 80.2734 |  | 84.2169 | 7.7699 | 0 | 52.5 | 52.5 | 84.2169 | unit (1.5 ton) | 2.8067 | 0.87266 | 1.3319 | 1.6041 | -11.7134 | 20.0035 | DROP | DROP | DROP | KEEP | DROP | KEEP | [5 empty] | 0.87266 | DROP | 2.8067 | 15.089 | DROP | DROP | DROP | DROP | DROP | DROP | 1.3319 | 15.089 | 1.8915 | KEEP
DEF | E_SC_HVAC tune-up | 173.1843 | 0.086162 | 0 | 5 |  | 18.7736 | 0 | 51.0062 | 69.7798 |  | 73.2078 | 6.7542 | 0 | 52.5 | 52.5 | 73.2078 | unit (1.5 ton) | 3.2287 | 0.87266 | 1.1776 | 1.3944 | -10.1822 | 10.5256 | DROP | DROP | DROP | KEEP | KEEP | KEEP | [5 empty] | 0.87266 | DROP | 3.2287 | 19.9795 | DROP | DROP | DROP | DROP | DROP | DROP | 1.1776 | 19.9795 | 1.775 | KEEP
DEF | E_WR_HVAC tune-up | 38.0453 | 0.018928 | 0 | 5 |  | 4.1242 | 0 | 11.2051 | 15.3293 |  | 16.0824 | 1.4838 | 0 | 52.5 | 52.5 | 16.0824 | unit (1.5 ton) | 14.6973 | 0.87266 | 0.28396 | 0.30633 | -2.2368 | -38.6545 | DROP | DROP | DROP | DROP | DROP | DROP | [5 empty] | 0.87266 | DROP | 14.6973 | 45.3558 | DROP | DROP | DROP | DROP | DROP | DROP | 0.28396 | 45.3558 | 1.1703 | DROP
DEF | N_AS_HVAC tune-up | 156.862 | 0.078041 | 0 | 5 |  | 17.0043 | 0 | 46.199 | 63.2032 |  | 66.3081 | 6.1176 | 0 | 52.5 | 52.5 | 66.3081 | unit (1.5 ton) | 3.5647 | 0.87266 | 1.0782 | 1.263 | -9.2226 | 4.5856 | DROP | DROP | DROP | KEEP | KEEP | KEEP | [5 empty] | 0.87266 | DROP | 3.5647 | 23.0445 | DROP | DROP | DROP | DROP | DROP | DROP | 1.0782 | 23.0445 | 1.702 | KEEP
DEF | N_CU_HVAC tune-up | 174.0244 | 0.049706 | 0 | 5 |  | 18.8647 | 0 | 29.425 | 48.2897 |  | 73.563 | 6.787 | 0 | 52.5 | 52.5 | 73.563 | unit (1.5 ton) | 3.2131 | 0.60099 | 0.81451 | 1.4012 | -32.0602 | -10.9972 | DROP | DROP | DROP | DROP | DROP | DROP | [5 empty] | 0.60099 | DROP | 3.2131 | 19.8217 | DROP | DROP | DROP | DROP | DROP | DROP | 0.81451 | 19.8217 | 1.7788 | DROP
DEF | N_GR_HVAC tune-up | 86.6521 | 0.043111 | 0 | 5 |  | 9.3933 | 0 | 25.5208 | 34.9141 |  | 36.6293 | 3.3794 | 0 | 52.5 | 52.5 | 36.6293 | unit (1.5 ton) | 6.453 | 0.87266 | 0.62481 | 0.6977 | -5.0946 | -20.9653 | DROP | DROP | DROP | DROP | DROP | DROP | [5 empty] | 0.87266 | DROP | 6.453 | 36.2285 | DROP | DROP | DROP | DROP | DROP | DROP | 0.62481 | 36.2285 | 1.3878 | DROP
DEF | N_HC_HVAC tune-up | 341.3278 | 0.16982 | 0 | 5 |  | 37.0008 | 0 | 100.5278 | 137.5286 |  | 144.2849 | 13.3118 | 0 | 52.5 | 52.5 | 144.2849 | unit (1.5 ton) | 1.6382 | 0.87266 | 2.0897 | 2.7483 | -20.0681 | 71.7169 | DROP | DROP | DROP | DROP | DROP | KEEP | [5 empty] | 0.87266 | DROP | 1.6382 | 0 | DROP | DROP | DROP | DROP | DROP | DROP | 2.0897 | 0 | 2.7483 | DROP
DEF | N_HS_HVAC tune-up | 323.3253 | 0.09235 | 0 | 5 |  | 35.0493 | 0 | 54.6697 | 89.719 |  | 136.6749 | 12.6097 | 0 | 52.5 | 52.5 | 136.6749 | unit (1.5 ton) | 1.7294 | 0.60099 | 1.378 | 2.6033 | -59.5656 | 24.6093 | DROP | DROP | DROP | DROP | DROP | KEEP | [5 empty] | 0.60099 | DROP | 1.7294 | 0 | DROP | DROP | DROP | DROP | DROP | DROP | 1.378 | 0 | 2.6033 | DROP
DEF | N_IN_HVAC tune-up | 84.7319 | 0.042155 | 0 | 5 |  | 9.1852 | 0 | 24.9552 | 34.1404 |  | 35.8176 | 3.3045 | 0 | 52.5 | 52.5 | 35.8176 | unit (1.5 ton) | 6.5992 | 0.87266 | 0.61178 | 0.68224 | -4.9817 | -21.6642 | DROP | DROP | DROP | DROP | DROP | DROP | [5 empty] | 0.87266 | DROP | 6.5992 | 36.589 | DROP | DROP | DROP | DROP | DROP | DROP | 0.61178 | 36.589 | 1.3792 | DROP
DEF | N_LG_HVAC tune-up | 259.1163 | 0.12891 | 0 | 5 |  | 28.0889 | 0 | 76.3149 | 104.4038 |  | 109.5327 | 10.1055 | 0 | 52.5 | 52.5 | 109.5327 | unit (1.5 ton) | 2.158 | 0.87266 | 1.6676 | 2.0863 | -15.2345 | 41.7982 | DROP | DROP | DROP | KEEP | DROP | KEEP | [5 empty] | 0.87266 | DROP | 2.158 | 3.8431 | DROP | DROP | DROP | DROP | DROP | DROP | 1.6676 | 3.8431 | 2.1595 | KEEP
DEF | N_MS_HVAC tune-up | 87.6123 | 0.03627 | 0 | 5 |  | 9.4974 | 0 | 21.4715 | 30.9689 |  | 37.0352 | 3.4169 | 0 | 52.5 | 52.5 | 37.0352 | unit (1.5 ton) | 6.3823 | 0.76557 | 0.55384 | 0.70543 | -9.4831 | -24.948 | DROP | DROP | DROP | DROP | DROP | DROP | [5 empty] | 0.76557 | DROP | 6.3823 | 36.0482 | DROP | DROP | DROP | DROP | DROP | DROP | 0.55384 | 36.0482 | 1.3921 | DROP
DEF | N_OF_HVAC tune-up | 176.5447 | 0.073087 | 0 | 5 |  | 19.1379 | 0 | 43.2666 | 62.4045 |  | 74.6284 | 6.8852 | 0 | 52.5 | 52.5 | 74.6284 | unit (1.5 ton) | 3.1673 | 0.76557 | 1.0508 | 1.4215 | -19.1091 | 3.0192 | DROP | DROP | DROP | KEEP | KEEP | KEEP | [5 empty] | 0.76557 | DROP | 3.1673 | 19.3484 | DROP | DROP | DROP | DROP | DROP | DROP | 1.0508 | 19.3484 | 1.79 | KEEP
DEF | N_RS_HVAC tune-up | 254.1956 | 0.12647 | 0 | 5 |  | 27.5555 | 0 | 74.8656 | 102.4211 |  | 107.4527 | 9.9136 | 0 | 52.5 | 52.5 | 107.4527 | unit (1.5 ton) | 2.1997 | 0.87266 | 1.641 | 2.0467 | -14.9452 | 40.0075 | DROP | DROP | DROP | KEEP | DROP | KEEP | [5 empty] | 0.87266 | DROP | 2.1997 | 4.7671 | DROP | DROP | DROP | DROP | DROP | DROP | 1.641 | 4.7671 | 2.1375 | KEEP
DEF | N_RT_HVAC tune-up | 199.2279 | 0.099119 | 0 | 5 |  | 21.5968 | 0 | 58.6766 | 80.2734 |  | 84.2169 | 7.7699 | 0 | 52.5 | 52.5 | 84.2169 | unit (1.5 ton) | 2.8067 | 0.87266 | 1.3319 | 1.6041 | -11.7134 | 20.0035 | DROP | DROP | DROP | KEEP | DROP | KEEP | [5 empty] | 0.87266 | DROP | 2.8067 | 15.089 | DROP | DROP | DROP | DROP | DROP | DROP | 1.3319 | 15.089 | 1.8915 | KEEP
DEF | N_SC_HVAC tune-up | 173.1843 | 0.086162 | 0 | 5 |  | 18.7736 | 0 | 51.0062 | 69.7798 |  | 73.2078 | 6.7542 | 0 | 52.5 | 52.5 | 73.2078 | unit (1.5 ton) | 3.2287 | 0.87266 | 1.1776 | 1.3944 | -10.1822 | 10.5256 | DROP | DROP | DROP | KEEP | KEEP | KEEP | [5 empty] | 0.87266 | DROP | 3.2287 | 19.9795 | DROP | DROP | DROP | DROP | DROP | DROP | 1.1776 | 19.9795 | 1.775 | KEEP
DEF | N_WR_HVAC tune-up | 38.0453 | 0.018928 | 0 | 5 |  | 4.1242 | 0 | 11.2051 | 15.3293 |  | 16.0824 | 1.4838 | 0 | 52.5 | 52.5 | 16.0824 | unit (1.5 ton) | 14.6973 | 0.87266 | 0.28396 | 0.30633 | -2.2368 | -38.6545 | DROP | DROP | DROP | DROP | DROP | DROP | [5 empty] | 0.87266 | DROP | 14.6973 | 45.3558 | DROP | DROP | DROP | DROP | DROP | DROP | 0.28396 | 45.3558 | 1.1703 | DROP
DEF | E_AS_HVAC tune-up_RTU | 784.3099 | 0.32432 | 0 | 5 |  | 85.0213 | 0 | 191.9938 | 277.015 |  | 331.5407 | 30.5881 | 0 | 350 | 350 | 331.5407 | unit (10 ton) | 4.7529 | 0.76496 | 0.72786 | 0.94726 | -85.1138 | -103.5731 | DROP | DROP | DROP | DROP | DROP | DROP | [5 empty] | 0.76496 | DROP | 4.7529 | 202.7223 | DROP | DROP | DROP | DROP | DROP | DROP | 0.72786 | 202.7223 | 1.5265 | DROP
DEF | E_CU_HVAC tune-up_RTU | 870.122 | 0.35981 | 0 | 5 |  | 94.3235 | 0 | 213 | 307.3235 |  | 367.8149 | 33.9348 | 0 | 350 | 350 | 367.8149 | unit (10 ton) | 4.2842 | 0.76496 | 0.80046 | 1.0509 | -94.4262 | -76.6113 | DROP | DROP | DROP | DROP | DROP | DROP | [5 empty] | 0.76496 | DROP | 4.2842 | 186.6085 | DROP | DROP | DROP | DROP | DROP | DROP | 0.80046 | 186.6085 | 1.5841 | DROP
DEF | E_GR_HVAC tune-up_RTU | 433.2607 | 0.17916 | 0 | 5 |  | 46.9666 | 0 | 106.0593 | 153.0259 |  | 183.1464 | 16.8972 | 0 | 350 | 350 | 183.1464 | unit (10 ton) | 8.604 | 0.76496 | 0.41708 | 0.52328 | -47.0177 | -213.8713 | DROP | DROP | DROP | DROP | DROP | DROP | [5 empty] | 0.76496 | DROP | 8.604 | 268.6423 | DROP | DROP | DROP | DROP | DROP | DROP | 0.41708 | 268.6423 | 1.2908 | DROP
DEF | E_HC_HVAC tune-up_RTU | 1706.6392 | 0.70572 | 0 | 5 |  | 185.0042 | 0 | 417.7737 | 602.7779 |  | 721.4245 | 66.5589 | 0 | 350 | 350 | 721.4245 | unit (10 ton) | 2.1843 | 0.76496 | 1.447 | 2.0612 | -185.2055 | 186.219 | DROP | DROP | DROP | KEEP | DROP | KEEP | [5 empty] | 0.76496 | DROP | 2.1843 | 29.5273 | DROP | DROP | DROP | DROP | DROP | DROP | 1.447 | 29.5273 | 2.1456 | KEEP
DEF | E_HS_HVAC tune-up_RTU | 1616.6266 | 0.6685 | 0 | 5 |  | 175.2466 | 0 | 395.7393 | 570.9858 |  | 683.3747 | 63.0484 | 0 | 350 | 350 | 683.3747 | unit (10 ton) | 2.3059 | 0.76496 | 1.3824 | 1.9525 | -175.4373 | 157.9374 | DROP | DROP | DROP | KEEP | DROP | KEEP | [5 empty] | 0.76496 | DROP | 2.3059 | 46.4299 | DROP | DROP | DROP | DROP | DROP | DROP | 1.3824 | 46.4299 | 2.0852 | KEEP
DEF | E_IN_HVAC tune-up_RTU | 423.6594 | 0.17519 | 0 | 5 |  | 45.9258 | 0 | 103.709 | 149.6347 |  | 179.0878 | 16.5227 | 0 | 350 | 350 | 179.0878 | unit (10 ton) | 8.799 | 0.76496 | 0.40826 | 0.51168 | -45.9758 | -216.888 | DROP | DROP | DROP | DROP | DROP | DROP | [5 empty] | 0.76496 | DROP | 8.799 | 270.4452 | DROP | DROP | DROP | DROP | DROP | DROP | 0.40826 | 270.4452 | 1.2844 | DROP
DEF | E_LG_HVAC tune-up_RTU | 1295.5816 | 0.53574 | 0 | 5 |  | 140.4445 | 0 | 317.1496 | 457.5941 |  | 547.6637 | 50.5277 | 0 | 350 | 350 | 547.6637 | unit (10 ton) | 2.8773 | 0.76496 | 1.1425 | 1.5648 | -140.5973 | 57.0664 | DROP | DROP | DROP | KEEP | DROP | KEEP | [5 empty] | 0.76496 | DROP | 2.8773 | 106.7157 | DROP | DROP | DROP | DROP | DROP | DROP | 1.1425 | 106.7157 | 1.8697 | KEEP
DEF | E_MS_HVAC tune-up_RTU | 438.0614 | 0.18114 | 0 | 5 |  | 47.487 | 0 | 107.2345 | 154.7215 |  | 185.1758 | 17.0844 | 0 | 350 | 350 | 185.1758 | unit (10 ton) | 8.5097 | 0.76496 | 0.42149 | 0.52907 | -47.5387 | -212.3629 | DROP | DROP | DROP | DROP | DROP | DROP | [5 empty] | 0.76496 | DROP | 8.5097 | 267.7408 | DROP | DROP | DROP | DROP | DROP | DROP | 0.42149 | 267.7408 | 1.294 | DROP
DEF | E_OF_HVAC tune-up_RTU | 882.7237 | 0.36502 | 0 | 5 |  | 95.6896 | 0 | 216.0848 | 311.7744 |  | 373.1419 | 34.4262 | 0 | 350 | 350 | 373.1419 | unit (10 ton) | 4.223 | 0.76496 | 0.81101 | 1.0661 | -95.7937 | -72.6518 | DROP | DROP | DROP | DROP | DROP | DROP | [5 empty] | 0.76496 | DROP | 4.223 | 184.2421 | DROP | DROP | DROP | DROP | DROP | DROP | 0.81101 | 184.2421 | 1.5925 | DROP
DEF | E_RS_HVAC tune-up_RTU | 1270.9781 | 0.52557 | 0 | 5 |  | 137.7774 | 0 | 311.1269 | 448.9042 |  | 537.2634 | 49.5681 | 0 | 350 | 350 | 537.2634 | unit (10 ton) | 2.933 | 0.76496 | 1.1235 | 1.535 | -137.9273 | 49.3361 | DROP | DROP | DROP | KEEP | DROP | KEEP | [5 empty] | 0.76496 | DROP | 2.933 | 111.3357 | DROP | DROP | DROP | DROP | DROP | DROP | 1.1235 | 111.3357 | 1.8531 | KEEP
DEF | E_RT_HVAC tune-up_RTU | 996.1396 | 0.41192 | 0 | 5 |  | 107.9842 | 0 | 243.8482 | 351.8324 |  | 421.0846 | 38.8494 | 0 | 350 | 350 | 421.0846 | unit (10 ton) | 3.7422 | 0.76496 | 0.9048 | 1.2031 | -108.1017 | -37.017 | DROP | DROP | DROP | DROP | DROP | DROP | [5 empty] | 0.76496 | DROP | 3.7422 | 162.9449 | DROP | DROP | DROP | DROP | DROP | DROP | 0.9048 | 162.9449 | 1.6687 | DROP
DEF | E_SC_HVAC tune-up_RTU | 865.9214 | 0.35807 | 0 | 5 |  | 93.8682 | 0 | 211.9717 | 305.8399 |  | 366.0392 | 33.7709 | 0 | 350 | 350 | 366.0392 | unit (10 ton) | 4.305 | 0.76496 | 0.79693 | 1.0458 | -93.9703 | -77.9311 | DROP | DROP | DROP | DROP | DROP | DROP | [5 empty] | 0.76496 | DROP | 4.305 | 187.3973 | DROP | DROP | DROP | DROP | DROP | DROP | 0.79693 | 187.3973 | 1.5812 | DROP
DEF | E_WR_HVAC tune-up_RTU | 190.2267 | 0.078661 | 0 | 5 |  | 20.6211 | 0 | 46.5662 | 67.1873 |  | 80.4119 | 7.4188 | 0 | 350 | 350 | 80.4119 | unit (10 ton) | 19.5964 | 0.76496 | 0.18798 | 0.22975 | -20.6435 | -290.2316 | DROP | DROP | DROP | DROP | DROP | DROP | [5 empty] | 0.76496 | DROP | 19.5964 | 314.2792 | DROP | DROP | DROP | DROP | DROP | DROP | 0.18798 | 314.2792 | 1.1277 | DROP
DEF | N_AS_HVAC tune-up_RTU | 784.3099 | 0.32432 | 0 | 5 |  | 85.0213 | 0 | 191.9938 | 277.015 |  | 331.5407 | 30.5881 | 0 | 350 | 350 | 331.5407 | unit (10 ton) | 4.7529 | 0.76496 | 0.72786 | 0.94726 | -85.1138 | -103.5731 | DROP | DROP | DROP | DROP | DROP | DROP | [5 empty] | 0.76496 | DROP | 4.7529 | 202.7223 | DROP | DROP | DROP | DROP | DROP | DROP | 0.72786 | 202.7223 | 1.5265 | DROP
DEF | N_CU_HVAC tune-up_RTU | 870.122 | 0.35981 | 0 | 5 |  | 94.3235 | 0 | 213 | 307.3235 |  | 367.8149 | 33.9348 | 0 | 350 | 350 | 367.8149 | unit (10 ton) | 4.2842 | 0.76496 | 0.80046 | 1.0509 | -94.4262 | -76.6113 | DROP | DROP | DROP | DROP | DROP | DROP | [5 empty] | 0.76496 | DROP | 4.2842 | 186.6085 | DROP | DROP | DROP | DROP | DROP | DROP | 0.80046 | 186.6085 | 1.5841 | DROP
DEF | N_GR_HVAC tune-up_RTU | 433.2607 | 0.17916 | 0 | 5 |  | 46.9666 | 0 | 106.0593 | 153.0259 |  | 183.1464 | 16.8972 | 0 | 350 | 350 | 183.1464 | unit (10 ton) | 8.604 | 0.76496 | 0.41708 | 0.52328 | -47.0177 | -213.8713 | DROP | DROP | DROP | DROP | DROP | DROP | [5 empty] | 0.76496 | DROP | 8.604 | 268.6423 | DROP | DROP | DROP | DROP | DROP | DROP | 0.41708 | 268.6423 | 1.2908 | DROP
DEF | N_HC_HVAC tune-up_RTU | 1706.6392 | 0.70572 | 0 | 5 |  | 185.0042 | 0 | 417.7737 | 602.7779 |  | 721.4245 | 66.5589 | 0 | 350 | 350 | 721.4245 | unit (10 ton) | 2.1843 | 0.76496 | 1.447 | 2.0612 | -185.2055 | 186.219 | DROP | DROP | DROP | KEEP | DROP | KEEP | [5 empty] | 0.76496 | DROP | 2.1843 | 29.5273 | DROP | DROP | DROP | DROP | DROP | DROP | 1.447 | 29.5273 | 2.1456 | KEEP
DEF | N_HS_HVAC tune-up_RTU | 1616.6266 | 0.6685 | 0 | 5 |  | 175.2466 | 0 | 395.7393 | 570.9858 |  | 683.3747 | 63.0484 | 0 | 350 | 350 | 683.3747 | unit (10 ton) | 2.3059 | 0.76496 | 1.3824 | 1.9525 | -175.4373 | 157.9374 | DROP | DROP | DROP | KEEP | DROP | KEEP | [5 empty] | 0.76496 | DROP | 2.3059 | 46.4299 | DROP | DROP | DROP | DROP | DROP | DROP | 1.3824 | 46.4299 | 2.0852 | KEEP
DEF | N_IN_HVAC tune-up_RTU | 423.6594 | 0.17519 | 0 | 5 |  | 45.9258 | 0 | 103.709 | 149.6347 |  | 179.0878 | 16.5227 | 0 | 350 | 350 | 179.0878 | unit (10 ton) | 8.799 | 0.76496 | 0.40826 | 0.51168 | -45.9758 | -216.888 | DROP | DROP | DROP | DROP | DROP | DROP | [5 empty] | 0.76496 | DROP | 8.799 | 270.4452 | DROP | DROP | DROP | DROP | DROP | DROP | 0.40826 | 270.4452 | 1.2844 | DROP
DEF | N_LG_HVAC tune-up_RTU | 1295.5816 | 0.53574 | 0 | 5 |  | 140.4445 | 0 | 317.1496 | 457.5941 |  | 547.6637 | 50.5277 | 0 | 350 | 350 | 547.6637 | unit (10 ton) | 2.8773 | 0.76496 | 1.1425 | 1.5648 | -140.5973 | 57.0664 | DROP | DROP | DROP | KEEP | DROP | KEEP | [5 empty] | 0.76496 | DROP | 2.8773 | 106.7157 | DROP | DROP | DROP | DROP | DROP | DROP | 1.1425 | 106.7157 | 1.8697 | KEEP
DEF | N_MS_HVAC tune-up_RTU | 438.0614 | 0.18114 | 0 | 5 |  | 47.487 | 0 | 107.2345 | 154.7215 |  | 185.1758 | 17.0844 | 0 | 350 | 350 | 185.1758 | unit (10 ton) | 8.5097 | 0.76496 | 0.42149 | 0.52907 | -47.5387 | -212.3629 | DROP | DROP | DROP | DROP | DROP | DROP | [5 empty] | 0.76496 | DROP | 8.5097 | 267.7408 | DROP | DROP | DROP | DROP | DROP | DROP | 0.42149 | 267.7408 | 1.294 | DROP
DEF | N_OF_HVAC tune-up_RTU | 882.7237 | 0.36502 | 0 | 5 |  | 95.6896 | 0 | 216.0848 | 311.7744 |  | 373.1419 | 34.4262 | 0 | 350 | 350 | 373.1419 | unit (10 ton) | 4.223 | 0.76496 | 0.81101 | 1.0661 | -95.7937 | -72.6518 | DROP | DROP | DROP | DROP | DROP | DROP | [5 empty] | 0.76496 | DROP | 4.223 | 184.2421 | DROP | DROP | DROP | DROP | DROP | DROP | 0.81101 | 184.2421 | 1.5925 | DROP
DEF | N_RS_HVAC tune-up_RTU | 1270.9781 | 0.52557 | 0 | 5 |  | 137.7774 | 0 | 311.1269 | 448.9042 |  | 537.2634 | 49.5681 | 0 | 350 | 350 | 537.2634 | unit (10 ton) | 2.933 | 0.76496 | 1.1235 | 1.535 | -137.9273 | 49.3361 | DROP | DROP | DROP | KEEP | DROP | KEEP | [5 empty] | 0.76496 | DROP | 2.933 | 111.3357 | DROP | DROP | DROP | DROP | DROP | DROP | 1.1235 | 111.3357 | 1.8531 | KEEP
DEF | N_RT_HVAC tune-up_RTU | 996.1396 | 0.41192 | 0 | 5 |  | 107.9842 | 0 | 243.8482 | 351.8324 |  | 421.0846 | 38.8494 | 0 | 350 | 350 | 421.0846 | unit (10 ton) | 3.7422 | 0.76496 | 0.9048 | 1.2031 | -108.1017 | -37.017 | DROP | DROP | DROP | DROP | DROP | DROP | [5 empty] | 0.76496 | DROP | 3.7422 | 162.9449 | DROP | DROP | DROP | DROP | DROP | DROP | 0.9048 | 162.9449 | 1.6687 | DROP
DEF | N_SC_HVAC tune-up_RTU | 865.9214 | 0.35807 | 0 | 5 |  | 93.8682 | 0 | 211.9717 | 305.8399 |  | 366.0392 | 33.7709 | 0 | 350 | 350 | 366.0392 | unit (10 ton) | 4.305 | 0.76496 | 0.79693 | 1.0458 | -93.9703 | -77.9311 | DROP | DROP | DROP | DROP | DROP | DROP | [5 empty] | 0.76496 | DROP | 4.305 | 187.3973 | DROP | DROP | DROP | DROP | DROP | DROP | 0.79693 | 187.3973 | 1.5812 | DROP
DEF | N_WR_HVAC tune-up_RTU | 190.2267 | 0.078661 | 0 | 5 |  | 20.6211 | 0 | 46.5662 | 67.1873 |  | 80.4119 | 7.4188 | 0 | 350 | 350 | 80.4119 | unit (10 ton) | 19.5964 | 0.76496 | 0.18798 | 0.22975 | -20.6435 | -290.2316 | DROP | DROP | DROP | DROP | DROP | DROP | [5 empty] | 0.76496 | DROP | 19.5964 | 314.2792 | DROP | DROP | DROP | DROP | DROP | DROP | 0.18798 | 314.2792 | 1.1277 | DROP
DEF | E_AS_Infiltration Reduction - Air Sealing | 0.033696 | 7.4535e-06 | 2.2133e-05 | 11 |  | 0.0081228 | 0.009983 | 0.023398 | 0.041504 |  | 0.028864 | 0.0013142 | 0 | 0.262 | 0.262 | 0.028864 | sq ft | 82.8134 | 1.3753 | 0.15762 | 0.11017 | 0.011326 | -0.22181 | DROP | DROP | DROP | DROP | DROP | DROP | [5 empty] | 1.3753 | 0.011326 | 82.8134 | 0.25567 | KEEP | 0.011326 | 1.0327 | 79.2336 | 0.1534 | DROP | 0.15762 | 0.25567 | 1.086 | DROP
DEF | E_CU_Infiltration Reduction - Air Sealing | 0.01646 | 3.6409e-06 | 1.0812e-05 | 11 |  | 0.0039678 | 0.0048766 | 0.01143 | 0.020274 |  | 0.0141 | 0.00064194 | 0 | 0.262 | 0.262 | 0.0141 | sq ft | 169.5312 | 1.3753 | 0.077193 | 0.053815 | 0.0055324 | -0.24237 | DROP | DROP | DROP | DROP | DROP | DROP | [5 empty] | 1.3753 | 0.0055324 | 169.5312 | 0.25891 | KEEP | 0.0055324 | 1.0327 | 165.9513 | 0.074932 | DROP | 0.077193 | 0.25891 | 1.042 | DROP
DEF | E_GR_Infiltration Reduction - Air Sealing | 0.11459 | 2.5346e-05 | 7.5264e-05 | 11 |  | 0.027622 | 0.033948 | 0.079567 | 0.14114 |  | 0.098154 | 0.0044689 | 0 | 0.262 | 0.262 | 0.098154 | sq ft | 24.3528 | 1.3753 | 0.52966 | 0.37463 | 0.038514 | -0.12533 | DROP | DROP | DROP | DROP | DROP | DROP | [5 empty] | 1.3753 | 0.038514 | 24.3528 | 0.24048 | KEEP | 0.038514 | 1.0327 | 20.7729 | 0.52163 | DROP | 0.52966 | 0.24048 | 1.2925 | DROP
DEF | E_HC_Infiltration Reduction - Air Sealing | 0.031929 | 7.0627e-06 | 2.0972e-05 | 11 |  | 0.0076968 | 0.0094595 | 0.022171 | 0.039328 |  | 0.027351 | 0.0012452 | 0 | 0.262 | 0.262 | 0.027351 | sq ft | 87.3962 | 1.3753 | 0.1494 | 0.10439 | 0.010732 | -0.22392 | DROP | DROP | DROP | DROP | DROP | DROP | [5 empty] | 1.3753 | 0.010732 | 87.3962 | 0.256 | KEEP | 0.010732 | 1.0327 | 83.8163 | 0.14535 | DROP | 0.1494 | 0.256 | 1.0815 | DROP
DEF | E_HS_Infiltration Reduction - Air Sealing | 0.016517 | 3.6534e-06 | 1.0849e-05 | 11 |  | 0.0039815 | 0.0048933 | 0.011469 | 0.020344 |  | 0.014148 | 0.00064415 | 0 | 0.262 | 0.262 | 0.014148 | sq ft | 168.9517 | 1.3753 | 0.077457 | 0.054 | 0.0055514 | -0.2423 | DROP | DROP | DROP | DROP | DROP | DROP | [5 empty] | 1.3753 | 0.0055514 | 168.9517 | 0.2589 | KEEP | 0.0055514 | 1.0327 | 165.3719 | 0.075189 | DROP | 0.077457 | 0.2589 | 1.0422 | DROP
DEF | E_IN_Infiltration Reduction - Air Sealing | 0.10305 | 2.2794e-05 | 6.7685e-05 | 11 |  | 0.02484 | 0.030529 | 0.071554 | 0.12692 |  | 0.088269 | 0.0040188 | 0 | 0.262 | 0.262 | 0.088269 | sq ft | 27.0799 | 1.3753 | 0.47712 | 0.33691 | 0.034635 | -0.1391 | DROP | DROP | DROP | DROP | DROP | DROP | [5 empty] | 1.3753 | 0.034635 | 27.0799 | 0.24265 | KEEP | 0.034635 | 1.0327 | 23.5 | 0.4691 | DROP | 0.47712 | 0.24265 | 1.2631 | DROP
DEF | E_LG_Infiltration Reduction - Air Sealing | 0.077519 | 1.7147e-05 | 5.0917e-05 | 11 |  | 0.018687 | 0.022966 | 0.053828 | 0.095481 |  | 0.066402 | 0.0030232 | 0 | 0.262 | 0.262 | 0.066402 | sq ft | 35.9977 | 1.3753 | 0.36027 | 0.25344 | 0.026055 | -0.16954 | DROP | DROP | DROP | DROP | DROP | DROP | [5 empty] | 1.3753 | 0.026055 | 35.9977 | 0.24744 | KEEP | 0.026055 | 1.0327 | 32.4178 | 0.35289 | DROP | 0.36027 | 0.24744 | 1.1979 | DROP
DEF | E_MS_Infiltration Reduction - Air Sealing | 0.020598 | 4.5561e-06 | 1.3529e-05 | 11 |  | 0.0049652 | 0.0061023 | 0.014303 | 0.02537 |  | 0.017644 | 0.0008033 | 0 | 0.262 | 0.262 | 0.017644 | sq ft | 135.4774 | 1.3753 | 0.096537 | 0.067343 | 0.0069231 | -0.23743 | DROP | DROP | DROP | DROP | DROP | DROP | [5 empty] | 1.3753 | 0.0069231 | 135.4774 | 0.25813 | KEEP | 0.0069231 | 1.0327 | 131.8976 | 0.093767 | DROP | 0.096537 | 0.25813 | 1.0526 | DROP
DEF | E_OF_Infiltration Reduction - Air Sealing | 0.14955 | 3.3079e-05 | 9.8227e-05 | 11 |  | 0.036049 | 0.044305 | 0.10384 | 0.1842 |  | 0.1281 | 0.0058323 | 0 | 0.262 | 0.262 | 0.1281 | sq ft | 18.6598 | 1.3753 | 0.68773 | 0.48893 | 0.050264 | -0.083635 | DROP | DROP | DROP | DROP | DROP | DROP | [5 empty] | 1.3753 | 0.050264 | 18.6598 | 0.23392 | KEEP | 0.050264 | 1.0327 | 15.08 | 0.68078 | DROP | 0.68773 | 0.23392 | 1.3818 | DROP
DEF | E_RS_Infiltration Reduction - Air Sealing | 0.11119 | 2.4594e-05 | 7.303e-05 | 11 |  | 0.026802 | 0.03294 | 0.077205 | 0.13695 |  | 0.095241 | 0.0043362 | 0 | 0.262 | 0.262 | 0.095241 | sq ft | 25.0978 | 1.3753 | 0.51419 | 0.36351 | 0.037371 | -0.12939 | DROP | DROP | DROP | DROP | DROP | DROP | [5 empty] | 1.3753 | 0.037371 | 25.0978 | 0.24112 | KEEP | 0.037371 | 1.0327 | 21.5179 | 0.50615 | DROP | 0.51419 | 0.24112 | 1.2838 | DROP
DEF | E_RT_Infiltration Reduction - Air Sealing | 0.04857 | 1.0744e-05 | 3.1902e-05 | 11 |  | 0.011708 | 0.01439 | 0.033726 | 0.059824 |  | 0.041605 | 0.0018942 | 0 | 0.262 | 0.262 | 0.041605 | sq ft | 57.4531 | 1.3753 | 0.2267 | 0.1588 | 0.016325 | -0.20407 | DROP | DROP | DROP | DROP | DROP | DROP | [5 empty] | 1.3753 | 0.016325 | 57.4531 | 0.25288 | KEEP | 0.016325 | 1.0327 | 53.8733 | 0.22111 | DROP | 0.2267 | 0.25288 | 1.124 | DROP
DEF | E_SC_Infiltration Reduction - Air Sealing | 0.011092 | 2.4536e-06 | 7.2858e-06 | 11 |  | 0.0026739 | 0.0032863 | 0.0077023 | 0.013662 |  | 0.0095016 | 0.0004326 | 0 | 0.262 | 0.262 | 0.0095016 | sq ft | 251.5706 | 1.3753 | 0.052061 | 0.036266 | 0.0037283 | -0.24877 | DROP | DROP | DROP | DROP | DROP | DROP | [5 empty] | 1.3753 | 0.0037283 | 251.5706 | 0.25992 | KEEP | 0.0037283 | 1.0327 | 247.9907 | 0.050496 | DROP | 0.052061 | 0.25992 | 1.0283 | DROP
DEF | E_WR_Infiltration Reduction - Air Sealing | 0.030673 | 6.7848e-06 | 2.0147e-05 | 11 |  | 0.007394 | 0.0090874 | 0.021299 | 0.03778 |  | 0.026274 | 0.0011962 | 0 | 0.262 | 0.262 | 0.026274 | sq ft | 90.9756 | 1.3753 | 0.14354 | 0.10028 | 0.01031 | -0.22542 | DROP | DROP | DROP | DROP | DROP | DROP | [5 empty] | 1.3753 | 0.01031 | 90.9756 | 0.25624 | KEEP | 0.01031 | 1.0327 | 87.3957 | 0.13963 | DROP | 0.14354 | 0.25624 | 1.0783 | DROP
DEF | N_AS_Infiltration Reduction - Air Sealing | 0.033059 | 7.3125e-06 | 2.1714e-05 | 11 |  | 0.0079691 | 0.0097942 | 0.022955 | 0.040719 |  | 0.028318 | 0.0012893 | 0 | 0.262 | 0.262 | 0.028318 | sq ft | 84.4103 | 1.3753 | 0.15465 | 0.10808 | 0.011111 | -0.22257 | DROP | DROP | DROP | DROP | DROP | DROP | [5 empty] | 1.3753 | 0.011111 | 84.4103 | 0.25579 | KEEP | 0.011111 | 1.0327 | 80.8304 | 0.15049 | DROP | 0.15465 | 0.25579 | 1.0844 | DROP
DEF | N_CU_Infiltration Reduction - Air Sealing | 0.016149 | 3.572e-06 | 1.0607e-05 | 11 |  | 0.0038928 | 0.0047843 | 0.011213 | 0.01989 |  | 0.013833 | 0.0006298 | 0 | 0.262 | 0.262 | 0.013833 | sq ft | 172.8003 | 1.3753 | 0.075736 | 0.052797 | 0.0054278 | -0.24274 | DROP | DROP | DROP | DROP | DROP | DROP | [5 empty] | 1.3753 | 0.0054278 | 172.8003 | 0.25897 | KEEP | 0.0054278 | 1.0327 | 169.2204 | 0.073514 | DROP | 0.075736 | 0.25897 | 1.0412 | DROP
DEF | N_GR_Infiltration Reduction - Air Sealing | 0.11242 | 2.4867e-05 | 7.384e-05 | 11 |  | 0.027099 | 0.033306 | 0.078062 | 0.13847 |  | 0.096297 | 0.0043843 | 0 | 0.262 | 0.262 | 0.096297 | sq ft | 24.8224 | 1.3753 | 0.5198 | 0.36755 | 0.037785 | -0.12792 | DROP | DROP | DROP | DROP | DROP | DROP | [5 empty] | 1.3753 | 0.037785 | 24.8224 | 0.24089 | KEEP | 0.037785 | 1.0327 | 21.2425 | 0.51177 | DROP | 0.5198 | 0.24089 | 1.287 | DROP
DEF | N_HC_Infiltration Reduction - Air Sealing | 0.031325 | 6.9291e-06 | 2.0575e-05 | 11 |  | 0.0075512 | 0.0092806 | 0.021752 | 0.038584 |  | 0.026833 | 0.0012217 | 0 | 0.262 | 0.262 | 0.026833 | sq ft | 89.0814 | 1.3753 | 0.14658 | 0.10242 | 0.010529 | -0.22464 | DROP | DROP | DROP | DROP | DROP | DROP | [5 empty] | 1.3753 | 0.010529 | 89.0814 | 0.25612 | KEEP | 0.010529 | 1.0327 | 85.5016 | 0.1426 | DROP | 0.14658 | 0.25612 | 1.08 | DROP
DEF | N_HS_Infiltration Reduction - Air Sealing | 0.016204 | 3.5843e-06 | 1.0643e-05 | 11 |  | 0.0039061 | 0.0048007 | 0.011252 | 0.019959 |  | 0.01388 | 0.00063196 | 0 | 0.262 | 0.262 | 0.01388 | sq ft | 172.2096 | 1.3753 | 0.075995 | 0.052978 | 0.0054464 | -0.24267 | DROP | DROP | DROP | DROP | DROP | DROP | [5 empty] | 1.3753 | 0.0054464 | 172.2096 | 0.25896 | KEEP | 0.0054464 | 1.0327 | 168.6298 | 0.073766 | DROP | 0.075995 | 0.25896 | 1.0414 | DROP
DEF | N_IN_Infiltration Reduction - Air Sealing | 0.1011 | 2.2362e-05 | 6.6404e-05 | 11 |  | 0.02437 | 0.029952 | 0.0702 | 0.12452 |  | 0.0866 | 0.0039428 | 0 | 0.262 | 0.262 | 0.0866 | sq ft | 27.6021 | 1.3753 | 0.46823 | 0.33053 | 0.03398 | -0.14142 | DROP | DROP | DROP | DROP | DROP | DROP | [5 empty] | 1.3753 | 0.03398 | 27.6021 | 0.24302 | KEEP | 0.03398 | 1.0327 | 24.0222 | 0.46023 | DROP | 0.46823 | 0.24302 | 1.2581 | DROP
DEF | N_LG_Infiltration Reduction - Air Sealing | 0.076052 | 1.6823e-05 | 4.9954e-05 | 11 |  | 0.018333 | 0.022532 | 0.05281 | 0.093674 |  | 0.065146 | 0.002966 | 0 | 0.262 | 0.262 | 0.065146 | sq ft | 36.6918 | 1.3753 | 0.35353 | 0.24865 | 0.025562 | -0.17129 | DROP | DROP | DROP | DROP | DROP | DROP | [5 empty] | 1.3753 | 0.025562 | 36.6918 | 0.24772 | KEEP | 0.025562 | 1.0327 | 33.112 | 0.34621 | DROP | 0.35353 | 0.24772 | 1.1941 | DROP
DEF | N_MS_Infiltration Reduction - Air Sealing | 0.020208 | 4.4699e-06 | 1.3273e-05 | 11 |  | 0.0048713 | 0.0059869 | 0.014032 | 0.02489 |  | 0.01731 | 0.00078811 | 0 | 0.262 | 0.262 | 0.01731 | sq ft | 138.0899 | 1.3753 | 0.094716 | 0.066069 | 0.0067921 | -0.2379 | DROP | DROP | DROP | DROP | DROP | DROP | [5 empty] | 1.3753 | 0.0067921 | 138.0899 | 0.25821 | KEEP | 0.0067921 | 1.0327 | 134.51 | 0.091993 | DROP | 0.094716 | 0.25821 | 1.0516 | DROP
DEF | N_OF_Infiltration Reduction - Air Sealing | 0.14672 | 3.2453e-05 | 9.6368e-05 | 11 |  | 0.035367 | 0.043467 | 0.10188 | 0.18071 |  | 0.12568 | 0.005722 | 0 | 0.262 | 0.262 | 0.12568 | sq ft | 19.0196 | 1.3753 | 0.675 | 0.47968 | 0.049313 | -0.08701 | DROP | DROP | DROP | DROP | DROP | DROP | [5 empty] | 1.3753 | 0.049313 | 19.0196 | 0.23445 | KEEP | 0.049313 | 1.0327 | 15.4398 | 0.6679 | DROP | 0.675 | 0.23445 | 1.3745 | DROP
DEF | N_RS_Infiltration Reduction - Air Sealing | 0.10908 | 2.4129e-05 | 7.1648e-05 | 11 |  | 0.026295 | 0.032317 | 0.075745 | 0.13436 |  | 0.093439 | 0.0042542 | 0 | 0.262 | 0.262 | 0.093439 | sq ft | 25.5817 | 1.3753 | 0.50462 | 0.35664 | 0.036664 | -0.1319 | DROP | DROP | DROP | DROP | DROP | DROP | [5 empty] | 1.3753 | 0.036664 | 25.5817 | 0.24152 | KEEP | 0.036664 | 1.0327 | 22.0019 | 0.49657 | DROP | 0.50462 | 0.24152 | 1.2785 | DROP
DEF | N_RT_Infiltration Reduction - Air Sealing | 0.047651 | 1.054e-05 | 3.1299e-05 | 11 |  | 0.011487 | 0.014117 | 0.033088 | 0.058692 |  | 0.040818 | 0.0018584 | 0 | 0.262 | 0.262 | 0.040818 | sq ft | 58.561 | 1.3753 | 0.22244 | 0.15579 | 0.016016 | -0.20517 | DROP | DROP | DROP | DROP | DROP | DROP | [5 empty] | 1.3753 | 0.016016 | 58.561 | 0.25305 | KEEP | 0.016016 | 1.0327 | 54.9811 | 0.21692 | DROP | 0.22244 | 0.25305 | 1.1216 | DROP
DEF | N_SC_Infiltration Reduction - Air Sealing | 0.010882 | 2.4072e-06 | 7.148e-06 | 11 |  | 0.0026233 | 0.0032241 | 0.0075566 | 0.013404 |  | 0.0093219 | 0.00042442 | 0 | 0.262 | 0.262 | 0.0093219 | sq ft | 256.4216 | 1.3753 | 0.051078 | 0.03558 | 0.0036577 | -0.24902 | DROP | DROP | DROP | DROP | DROP | DROP | [5 empty] | 1.3753 | 0.0036577 | 256.4216 | 0.25996 | KEEP | 0.0036577 | 1.0327 | 252.8418 | 0.04954 | DROP | 0.051078 | 0.25996 | 1.0278 | DROP
DEF | N_WR_Infiltration Reduction - Air Sealing | 0.030093 | 6.6564e-06 | 1.9766e-05 | 11 |  | 0.0072541 | 0.0089154 | 0.020896 | 0.037066 |  | 0.025777 | 0.0011736 | 0 | 0.262 | 0.262 | 0.025777 | sq ft | 92.7299 | 1.3753 | 0.14084 | 0.098387 | 0.010115 | -0.22611 | DROP | DROP | DROP | DROP | DROP | DROP | [5 empty] | 1.3753 | 0.010115 | 92.7299 | 0.25635 | KEEP | 0.010115 | 1.0327 | 89.15 | 0.13699 | DROP | 0.14084 | 0.25635 | 1.0768 | DROP
DEF | E_AS_Low U-Value Windows | 344.0744 | 0.12789 | 0.00143 | 20 |  | 139.899 | 165.1985 | 221.4651 | 526.5626 |  | 470.8191 | 13.4189 | 0 | 360 | 360 | 470.8191 | 100 sq ft | 11.1437 | 1.0874 | 1.4101 | 1.3078 | 42.3246 | 153.1437 | KEEP | KEEP | KEEP | KEEP | KEEP | KEEP | [5 empty] | 1.0874 | 42.3246 | 11.1437 | 295.3897 | KEEP | 42.3246 | 1.0262 | 9.8336 | 1.4254 | KEEP | 1.4101 | 295.3897 | 2.1284 | KEEP
DEF | E_CU_Low U-Value Windows | 344.0744 | 0.12789 | 0.00143 | 20 |  | 139.899 | 165.1985 | 221.4651 | 526.5626 |  | 470.8191 | 13.4189 | 0 | 360 | 360 | 470.8191 | 100 sq ft | 11.1437 | 1.0874 | 1.4101 | 1.3078 | 42.3246 | 153.1437 | KEEP | KEEP | KEEP | KEEP | KEEP | KEEP | [5 empty] | 1.0874 | 42.3246 | 11.1437 | 295.3897 | KEEP | 42.3246 | 1.0262 | 9.8336 | 1.4254 | KEEP | 1.4101 | 295.3897 | 2.1284 | KEEP
DEF | E_GR_Low U-Value Windows | 344.0744 | 0.12789 | 0.00143 | 20 |  | 139.899 | 165.1985 | 221.4651 | 526.5626 |  | 470.8191 | 13.4189 | 0 | 360 | 360 | 470.8191 | 100 sq ft | 11.1437 | 1.0874 | 1.4101 | 1.3078 | 42.3246 | 153.1437 | KEEP | KEEP | KEEP | KEEP | KEEP | KEEP | [5 empty] | 1.0874 | 42.3246 | 11.1437 | 295.3897 | KEEP | 42.3246 | 1.0262 | 9.8336 | 1.4254 | KEEP | 1.4101 | 295.3897 | 2.1284 | KEEP
DEF | E_HC_Low U-Value Windows | 344.0744 | 0.12789 | 0.00143 | 20 |  | 139.899 | 165.1985 | 221.4651 | 526.5626 |  | 470.8191 | 13.4189 | 0 | 360 | 360 | 470.8191 | 100 sq ft | 11.1437 | 1.0874 | 1.4101 | 1.3078 | 42.3246 | 153.1437 | KEEP | KEEP | KEEP | KEEP | KEEP | KEEP | [5 empty] | 1.0874 | 42.3246 | 11.1437 | 295.3897 | KEEP | 42.3246 | 1.0262 | 9.8336 | 1.4254 | KEEP | 1.4101 | 295.3897 | 2.1284 | KEEP
DEF | E_HS_Low U-Value Windows | 344.0744 | 0.12789 | 0.00143 | 20 |  | 139.899 | 165.1985 | 221.4651 | 526.5626 |  | 470.8191 | 13.4189 | 0 | 360 | 360 | 470.8191 | 100 sq ft | 11.1437 | 1.0874 | 1.4101 | 1.3078 | 42.3246 | 153.1437 | KEEP | KEEP | KEEP | KEEP | KEEP | KEEP | [5 empty] | 1.0874 | 42.3246 | 11.1437 | 295.3897 | KEEP | 42.3246 | 1.0262 | 9.8336 | 1.4254 | KEEP | 1.4101 | 295.3897 | 2.1284 | KEEP
DEF | E_IN_Low U-Value Windows | 344.0744 | 0.12789 | 0.00143 | 20 |  | 139.899 | 165.1985 | 221.4651 | 526.5626 |  | 470.8191 | 13.4189 | 0 | 360 | 360 | 470.8191 | 100 sq ft | 11.1437 | 1.0874 | 1.4101 | 1.3078 | 42.3246 | 153.1437 | KEEP | KEEP | KEEP | KEEP | KEEP | KEEP | [5 empty] | 1.0874 | 42.3246 | 11.1437 | 295.3897 | KEEP | 42.3246 | 1.0262 | 9.8336 | 1.4254 | KEEP | 1.4101 | 295.3897 | 2.1284 | KEEP
DEF | E_LG_Low U-Value Windows | 344.0744 | 0.15183 | -0.034168 | 20 |  | 139.899 | 196.1134 | 262.9096 | 598.922 |  | 470.8191 | 13.4189 | 0 | 360 | 360 | 470.8191 | 100 sq ft | 11.1437 | 1.2368 | 1.6039 | 1.3078 | 114.684 | 225.5031 | KEEP | KEEP | KEEP | KEEP | KEEP | KEEP | [5 empty] | 1.2368 | 114.684 | 11.1437 | 295.3897 | KEEP | 114.684 | 1.0229 | 7.5937 | 1.6264 | KEEP | 1.6039 | 295.3897 | 2.1284 | KEEP
DEF | E_MS_Low U-Value Windows | 344.0744 | 0.11845 | -0.020002 | 20 |  | 139.899 | 153.0035 | 205.1165 | 498.019 |  | 470.8191 | 13.4189 | 0 | 360 | 360 | 470.8191 | 100 sq ft | 11.1437 | 1.0285 | 1.3337 | 1.3078 | 13.781 | 124.6001 | KEEP | KEEP | KEEP | KEEP | KEEP | KEEP | [5 empty] | 1.0285 | 13.781 | 11.1437 | 295.3897 | KEEP | 13.781 | 1.0277 | 10.7171 | 1.3461 | KEEP | 1.3337 | 295.3897 | 2.1284 | KEEP
DEF | E_OF_Low U-Value Windows | 344.0744 | 0.12789 | 0.00143 | 20 |  | 139.899 | 165.1985 | 221.4651 | 526.5626 |  | 470.8191 | 13.4189 | 0 | 360 | 360 | 470.8191 | 100 sq ft | 11.1437 | 1.0874 | 1.4101 | 1.3078 | 42.3246 | 153.1437 | KEEP | KEEP | KEEP | KEEP | KEEP | KEEP | [5 empty] | 1.0874 | 42.3246 | 11.1437 | 295.3897 | KEEP | 42.3246 | 1.0262 | 9.8336 | 1.4254 | KEEP | 1.4101 | 295.3897 | 2.1284 | KEEP
DEF | E_RS_Low U-Value Windows | 344.0744 | 0.12789 | 0.00143 | 20 |  | 139.899 | 165.1985 | 221.4651 | 526.5626 |  | 470.8191 | 13.4189 | 0 | 360 | 360 | 470.8191 | 100 sq ft | 11.1437 | 1.0874 | 1.4101 | 1.3078 | 42.3246 | 153.1437 | KEEP | KEEP | KEEP | KEEP | KEEP | KEEP | [5 empty] | 1.0874 | 42.3246 | 11.1437 | 295.3897 | KEEP | 42.3246 | 1.0262 | 9.8336 | 1.4254 | KEEP | 1.4101 | 295.3897 | 2.1284 | KEEP
DEF | E_RT_Low U-Value Windows | 344.0744 | 0.12789 | 0.00143 | 20 |  | 139.899 | 165.1985 | 221.4651 | 526.5626 |  | 470.8191 | 13.4189 | 0 | 360 | 360 | 470.8191 | 100 sq ft | 11.1437 | 1.0874 | 1.4101 | 1.3078 | 42.3246 | 153.1437 | KEEP | KEEP | KEEP | KEEP | KEEP | KEEP | [5 empty] | 1.0874 | 42.3246 | 11.1437 | 295.3897 | KEEP | 42.3246 | 1.0262 | 9.8336 | 1.4254 | KEEP | 1.4101 | 295.3897 | 2.1284 | KEEP
DEF | E_SC_Low U-Value Windows | 344.0744 | 0.12789 | 0.00143 | 20 |  | 139.899 | 165.1985 | 221.4651 | 526.5626 |  | 470.8191 | 13.4189 | 0 | 360 | 360 | 470.8191 | 100 sq ft | 11.1437 | 1.0874 | 1.4101 | 1.3078 | 42.3246 | 153.1437 | KEEP | KEEP | KEEP | KEEP | KEEP | KEEP | [5 empty] | 1.0874 | 42.3246 | 11.1437 | 295.3897 | KEEP | 42.3246 | 1.0262 | 9.8336 | 1.4254 | KEEP | 1.4101 | 295.3897 | 2.1284 | KEEP
DEF | E_WR_Low U-Value Windows | 344.0744 | 0.11845 | -0.020002 | 20 |  | 139.899 | 153.0035 | 205.1165 | 498.019 |  | 470.8191 | 13.4189 | 0 | 360 | 360 | 470.8191 | 100 sq ft | 11.1437 | 1.0285 | 1.3337 | 1.3078 | 13.781 | 124.6001 | KEEP | KEEP | KEEP | KEEP | KEEP | KEEP | [5 empty] | 1.0285 | 13.781 | 11.1437 | 295.3897 | KEEP | 13.781 | 1.0277 | 10.7171 | 1.3461 | KEEP | 1.3337 | 295.3897 | 2.1284 | KEEP
DEF | N_AS_Low U-Value Windows | 44.8793 | 0.016682 | 0.00018652 | 20 |  | 18.2477 | 21.5476 | 28.8868 | 68.6821 |  | 61.4112 | 1.7503 | 0 | 360 | 360 | 61.4112 | 100 sq ft | 85.4353 | 1.0874 | 0.18986 | 0.17059 | 5.5206 | -293.0682 | DROP | DROP | DROP | DROP | DROP | DROP | [5 empty] | 1.0874 | 5.5206 | 85.4353 | 351.5726 | KEEP | 5.5206 | 1.0262 | 84.1251 | 0.18592 | DROP | 0.18986 | 351.5726 | 1.1472 | DROP
DEF | N_CU_Low U-Value Windows | 44.8793 | 0.016682 | 0.00018652 | 20 |  | 18.2477 | 21.5476 | 28.8868 | 68.6821 |  | 61.4112 | 1.7503 | 0 | 360 | 360 | 61.4112 | 100 sq ft | 85.4353 | 1.0874 | 0.18986 | 0.17059 | 5.5206 | -293.0682 | DROP | DROP | DROP | DROP | DROP | DROP | [5 empty] | 1.0874 | 5.5206 | 85.4353 | 351.5726 | KEEP | 5.5206 | 1.0262 | 84.1251 | 0.18592 | DROP | 0.18986 | 351.5726 | 1.1472 | DROP
DEF | N_GR_Low U-Value Windows | 44.8793 | 0.016682 | 0.00018652 | 20 |  | 18.2477 | 21.5476 | 28.8868 | 68.6821 |  | 61.4112 | 1.7503 | 0 | 360 | 360 | 61.4112 | 100 sq ft | 85.4353 | 1.0874 | 0.18986 | 0.17059 | 5.5206 | -293.0682 | DROP | DROP | DROP | DROP | DROP | DROP | [5 empty] | 1.0874 | 5.5206 | 85.4353 | 351.5726 | KEEP | 5.5206 | 1.0262 | 84.1251 | 0.18592 | DROP | 0.18986 | 351.5726 | 1.1472 | DROP
DEF | N_HC_Low U-Value Windows | 44.8793 | 0.016682 | 0.00018652 | 20 |  | 18.2477 | 21.5476 | 28.8868 | 68.6821 |  | 61.4112 | 1.7503 | 0 | 360 | 360 | 61.4112 | 100 sq ft | 85.4353 | 1.0874 | 0.18986 | 0.17059 | 5.5206 | -293.0682 | DROP | DROP | DROP | DROP | DROP | DROP | [5 empty] | 1.0874 | 5.5206 | 85.4353 | 351.5726 | KEEP | 5.5206 | 1.0262 | 84.1251 | 0.18592 | DROP | 0.18986 | 351.5726 | 1.1472 | DROP
DEF | N_HS_Low U-Value Windows | 44.8793 | 0.016682 | 0.00018652 | 20 |  | 18.2477 | 21.5476 | 28.8868 | 68.6821 |  | 61.4112 | 1.7503 | 0 | 360 | 360 | 61.4112 | 100 sq ft | 85.4353 | 1.0874 | 0.18986 | 0.17059 | 5.5206 | -293.0682 | DROP | DROP | DROP | DROP | DROP | DROP | [5 empty] | 1.0874 | 5.5206 | 85.4353 | 351.5726 | KEEP | 5.5206 | 1.0262 | 84.1251 | 0.18592 | DROP | 0.18986 | 351.5726 | 1.1472 | DROP
DEF | N_IN_Low U-Value Windows | 44.8793 | 0.016682 | 0.00018652 | 20 |  | 18.2477 | 21.5476 | 28.8868 | 68.6821 |  | 61.4112 | 1.7503 | 0 | 360 | 360 | 61.4112 | 100 sq ft | 85.4353 | 1.0874 | 0.18986 | 0.17059 | 5.5206 | -293.0682 | DROP | DROP | DROP | DROP | DROP | DROP | [5 empty] | 1.0874 | 5.5206 | 85.4353 | 351.5726 | KEEP | 5.5206 | 1.0262 | 84.1251 | 0.18592 | DROP | 0.18986 | 351.5726 | 1.1472 | DROP
DEF | N_LG_Low U-Value Windows | 44.8793 | 0.019804 | -0.0044567 | 20 |  | 18.2477 | 25.58 | 34.2926 | 78.1203 |  | 61.4112 | 1.7503 | 0 | 360 | 360 | 61.4112 | 100 sq ft | 85.4353 | 1.2368 | 0.21595 | 0.17059 | 14.9588 | -283.63 | DROP | DROP | DROP | DROP | DROP | DROP | [5 empty] | 1.2368 | 14.9588 | 85.4353 | 351.5726 | KEEP | 14.9588 | 1.0229 | 81.8853 | 0.21214 | DROP | 0.21595 | 351.5726 | 1.1472 | DROP
DEF | N_MS_Low U-Value Windows | 44.8793 | 0.01545 | -0.002609 | 20 |  | 18.2477 | 19.957 | 26.7543 | 64.959 |  | 61.4112 | 1.7503 | 0 | 360 | 360 | 61.4112 | 100 sq ft | 85.4353 | 1.0285 | 0.17957 | 0.17059 | 1.7975 | -296.7913 | DROP | DROP | DROP | DROP | DROP | DROP | [5 empty] | 1.0285 | 1.7975 | 85.4353 | 351.5726 | KEEP | 1.7975 | 1.0277 | 85.0087 | 0.17558 | DROP | 0.17957 | 351.5726 | 1.1472 | DROP
DEF | N_OF_Low U-Value Windows | 44.8793 | 0.016682 | 0.00018652 | 20 |  | 18.2477 | 21.5476 | 28.8868 | 68.6821 |  | 61.4112 | 1.7503 | 0 | 360 | 360 | 61.4112 | 100 sq ft | 85.4353 | 1.0874 | 0.18986 | 0.17059 | 5.5206 | -293.0682 | DROP | DROP | DROP | DROP | DROP | DROP | [5 empty] | 1.0874 | 5.5206 | 85.4353 | 351.5726 | KEEP | 5.5206 | 1.0262 | 84.1251 | 0.18592 | DROP | 0.18986 | 351.5726 | 1.1472 | DROP
DEF | N_RS_Low U-Value Windows | 44.8793 | 0.016682 | 0.00018652 | 20 |  | 18.2477 | 21.5476 | 28.8868 | 68.6821 |  | 61.4112 | 1.7503 | 0 | 360 | 360 | 61.4112 | 100 sq ft | 85.4353 | 1.0874 | 0.18986 | 0.17059 | 5.5206 | -293.0682 | DROP | DROP | DROP | DROP | DROP | DROP | [5 empty] | 1.0874 | 5.5206 | 85.4353 | 351.5726 | KEEP | 5.5206 | 1.0262 | 84.1251 | 0.18592 | DROP | 0.18986 | 351.5726 | 1.1472 | DROP
DEF | N_RT_Low U-Value Windows | 44.8793 | 0.016682 | 0.00018652 | 20 |  | 18.2477 | 21.5476 | 28.8868 | 68.6821 |  | 61.4112 | 1.7503 | 0 | 360 | 360 | 61.4112 | 100 sq ft | 85.4353 | 1.0874 | 0.18986 | 0.17059 | 5.5206 | -293.0682 | DROP | DROP | DROP | DROP | DROP | DROP | [5 empty] | 1.0874 | 5.5206 | 85.4353 | 351.5726 | KEEP | 5.5206 | 1.0262 | 84.1251 | 0.18592 | DROP | 0.18986 | 351.5726 | 1.1472 | DROP
DEF | N_SC_Low U-Value Windows | 44.8793 | 0.016682 | 0.00018652 | 20 |  | 18.2477 | 21.5476 | 28.8868 | 68.6821 |  | 61.4112 | 1.7503 | 0 | 360 | 360 | 61.4112 | 100 sq ft | 85.4353 | 1.0874 | 0.18986 | 0.17059 | 5.5206 | -293.0682 | DROP | DROP | DROP | DROP | DROP | DROP | [5 empty] | 1.0874 | 5.5206 | 85.4353 | 351.5726 | KEEP | 5.5206 | 1.0262 | 84.1251 | 0.18592 | DROP | 0.18986 | 351.5726 | 1.1472 | DROP
DEF | N_WR_Low U-Value Windows | 44.8793 | 0.01545 | -0.002609 | 20 |  | 18.2477 | 19.957 | 26.7543 | 64.959 |  | 61.4112 | 1.7503 | 0 | 360 | 360 | 61.4112 | 100 sq ft | 85.4353 | 1.0285 | 0.17957 | 0.17059 | 1.7975 | -296.7913 | DROP | DROP | DROP | DROP | DROP | DROP | [5 empty] | 1.0285 | 1.7975 | 85.4353 | 351.5726 | KEEP | 1.7975 | 1.0277 | 85.0087 | 0.17558 | DROP | 0.17957 | 351.5726 | 1.1472 | DROP
DEF | E_AS_Programmable Thermostat | 1730.8165 | 0.020551 | -0.2844 | 11 |  | 417.2279 | 10.0668 | 23.5007 | 450.7954 |  | 1482.6095 | 67.5018 | 0 | 2799.84 | 2799.84 | 1482.6095 | thermostat | 17.2291 | 0.29081 | 0.15722 | 0.52953 | -1099.3159 | -2416.5464 | DROP | DROP | DROP | DROP | DROP | DROP | [5 empty] | 0.29081 | DROP | 17.2291 | 2474.8273 | DROP | DROP | DROP | DROP | DROP | DROP | 0.15722 | 2474.8273 | 1.4135 | DROP
DEF | E_CU_Programmable Thermostat | 10337.4835 | 0.86408 | 0.25527 | 11 |  | 2491.9377 | 423.2557 | 988.0761 | 3903.2695 |  | 8855.0411 | 403.1619 | 0 | 10674.39 | 10674.39 | 8855.0411 | thermostat | 10.9979 | 0.4216 | 0.35236 | 0.82956 | -5354.9335 | -7174.2823 | DROP | DROP | DROP | DROP | DROP | DROP | [5 empty] | 0.4216 | DROP | 10.9979 | 8733.2173 | DROP | DROP | DROP | DROP | DROP | DROP | 0.35236 | 8733.2173 | 1.6477 | DROP
DEF | E_GR_Programmable Thermostat | 4167.1083 | 1.5442 | -0.0029304 | 11 |  | 1004.5167 | 756.4262 | 1765.8512 | 3526.7941 |  | 3569.5259 | 162.5172 | 0 | 699.96 | 699.96 | 3569.5259 | thermostat | 1.789 | 0.945 | 4.0891 | 5.0996 | -205.249 | 2664.3169 | DROP | DROP | DROP | DROP | DROP | KEEP | [5 empty] | 0.945 | DROP | 1.789 | 0 | DROP | DROP | DROP | DROP | DROP | DROP | 4.0891 | 0 | 5.0996 | DROP
DEF | E_HC_Programmable Thermostat | 7273.7057 | 0.086367 | -1.1952 | 11 |  | 1753.3882 | 42.3055 | 98.7608 | 1894.4545 |  | 6230.6231 | 283.6745 | 0 | 2974.83 | 2974.83 | 6230.6231 | thermostat | 4.356 | 0.29081 | 0.58139 | 2.0944 | -4619.8431 | -1364.05 | DROP | DROP | DROP | DROP | DROP | DROP | [5 empty] | 0.29081 | DROP | 4.356 | 1608.9735 | DROP | DROP | DROP | DROP | DROP | DROP | 0.58139 | 1608.9735 | 2.6353 | DROP
DEF | E_HS_Programmable Thermostat | 75790.8694 | 6.3351 | 1.8716 | 11 |  | 18270.0293 | 3103.1653 | 7244.2335 | 28617.4281 |  | 64922.1125 | 2955.8439 | 0 | 29398.32 | 29398.32 | 64922.1125 | thermostat | 4.1313 | 0.4216 | 0.88451 | 2.2084 | -39260.5283 | -3736.7358 | DROP | DROP | DROP | DROP | DROP | DROP | [5 empty] | 0.4216 | DROP | 4.1313 | 15166.3105 | DROP | DROP | DROP | DROP | DROP | DROP | 0.88451 | 15166.3105 | 2.7243 | DROP
DEF | E_IN_Programmable Thermostat | 8408.4813 | 0.099841 | -1.3816 | 11 |  | 2026.9354 | 48.9056 | 114.1685 | 2190.0096 |  | 7202.6667 | 327.9308 | 0 | 2974.83 | 2974.83 | 7202.6667 | thermostat | 3.7681 | 0.29081 | 0.66308 | 2.4212 | -5340.5878 | -1112.7512 | DROP | DROP | DROP | DROP | DROP | DROP | [5 empty] | 0.29081 | DROP | 3.7681 | 1395.8854 | DROP | DROP | DROP | DROP | DROP | DROP | 0.66308 | 1395.8854 | 2.8904 | DROP
DEF | E_LG_Programmable Thermostat | 6897.6783 | -0.22094 | 20.6086 | 11 |  | 1662.7436 | 9295.5284 | 21786.8145 | 32745.0865 |  | 5908.5198 | 269.0095 | 0 | 4724.73 | 4724.73 | 5908.5198 | thermostat | 7.2955 | 5.3007 | 6.5572 | 1.2506 | 26567.5573 | 27751.3471 | KEEP | KEEP | KEEP | KEEP | KEEP | KEEP | [5 empty] | 5.3007 | 26567.5573 | 7.2955 | 3429.484 | KEEP | 3429.484 | 3.5066 | 2 | 1.9764 | KEEP | 6.5572 | 3429.484 | 1.9764 | KEEP
DEF | E_MS_Programmable Thermostat | 80163.8039 | 0.95185 | -13.172 | 11 |  | 19324.162 | 466.2509 | 1088.4468 | 20878.8597 |  | 68667.9482 | 3126.3884 | 0 | 40422.69 | 40422.69 | 68667.9482 | thermostat | 5.3707 | 0.29081 | 0.47943 | 1.6987 | -50915.4769 | -22670.2187 | DROP | DROP | DROP | DROP | DROP | DROP | [5 empty] | 0.29081 | DROP | 5.3707 | 25369.5309 | DROP | DROP | DROP | DROP | DROP | DROP | 0.47943 | 25369.5309 | 2.3264 | DROP
DEF | E_OF_Programmable Thermostat | 5992.2752 | 0.071151 | -0.98461 | 11 |  | 1444.4885 | 34.8524 | 81.3618 | 1560.7028 |  | 5132.9555 | 233.6987 | 0 | 2274.87 | 2274.87 | 5132.9555 | thermostat | 4.0434 | 0.29081 | 0.62215 | 2.2564 | -3805.9515 | -947.8659 | DROP | DROP | DROP | DROP | DROP | DROP | [5 empty] | 0.29081 | DROP | 4.0434 | 1149.6406 | DROP | DROP | DROP | DROP | DROP | DROP | 0.62215 | 1149.6406 | 2.7617 | DROP
DEF | E_RS_Programmable Thermostat | 4342.1523 | 1.6091 | -0.0030535 | 11 |  | 1046.7125 | 788.2008 | 1840.0278 | 3674.941 |  | 3719.4678 | 169.3439 | 0 | 874.95 | 874.95 | 3719.4678 | thermostat | 2.1461 | 0.945 | 3.5191 | 4.2511 | -213.8707 | 2630.6471 | DROP | DROP | DROP | KEEP | DROP | KEEP | [5 empty] | 0.945 | DROP | 2.1461 | 59.5806 | DROP | DROP | DROP | DROP | DROP | DROP | 3.5191 | 59.5806 | 4.3192 | KEEP
DEF | E_RT_Programmable Thermostat | 1896.5464 | 0.70282 | -0.0013337 | 11 |  | 457.1785 | 344.2669 | 803.6793 | 1605.1247 |  | 1624.573 | 73.9653 | 0 | 1749.9 | 1749.9 | 1624.573 | thermostat | 9.8272 | 0.945 | 0.88007 | 0.92838 | -93.4135 | -218.7406 | DROP | DROP | DROP | DROP | DROP | DROP | [5 empty] | 0.945 | DROP | 9.8272 | 1393.7665 | DROP | DROP | DROP | DROP | DROP | DROP | 0.88007 | 1393.7665 | 1.7249 | DROP
DEF | E_SC_Programmable Thermostat | 7087.571 | 0.084157 | -1.1646 | 11 |  | 1708.5189 | 41.2229 | 96.2335 | 1845.9753 |  | 6071.181 | 276.4153 | 0 | 7349.58 | 7349.58 | 6071.181 | thermostat | 11.0445 | 0.29081 | 0.24206 | 0.82606 | -4501.621 | -5780.02 | DROP | DROP | DROP | DROP | DROP | DROP | [5 empty] | 0.29081 | DROP | 11.0445 | 6018.6759 | DROP | DROP | DROP | DROP | DROP | DROP | 0.24206 | 6018.6759 | 1.645 | DROP
DEF | E_WR_Programmable Thermostat | 704.082 | 0.0083602 | -0.11569 | 11 |  | 169.7249 | 4.0951 | 9.5599 | 183.3799 |  | 603.1134 | 27.4592 | 0 | 2274.87 | 2274.87 | 603.1134 | thermostat | 34.4123 | 0.29081 | 0.07965 | 0.26512 | -447.1928 | -2118.9493 | DROP | DROP | DROP | DROP | DROP | DROP | [5 empty] | 0.29081 | DROP | 34.4123 | 2142.6575 | DROP | DROP | DROP | DROP | DROP | DROP | 0.07965 | 2142.6575 | 1.207 | DROP
DEF | N_AS_Programmable Thermostat | 1730.8165 | 0.020551 | -0.2844 | 11 |  | 417.2279 | 10.0668 | 23.5007 | 450.7954 |  | 1482.6095 | 67.5018 | 0 | 2799.84 | 2799.84 | 1482.6095 | thermostat | 17.2291 | 0.29081 | 0.15722 | 0.52953 | -1099.3159 | -2416.5464 | DROP | DROP | DROP | DROP | DROP | DROP | [5 empty] | 0.29081 | DROP | 17.2291 | 2474.8273 | DROP | DROP | DROP | DROP | DROP | DROP | 0.15722 | 2474.8273 | 1.4135 | DROP
DEF | N_CU_Programmable Thermostat | 10337.4835 | 0.86408 | 0.25527 | 11 |  | 2491.9377 | 423.2557 | 988.0761 | 3903.2695 |  | 8855.0411 | 403.1619 | 0 | 10674.39 | 10674.39 | 8855.0411 | thermostat | 10.9979 | 0.4216 | 0.35236 | 0.82956 | -5354.9335 | -7174.2823 | DROP | DROP | DROP | DROP | DROP | DROP | [5 empty] | 0.4216 | DROP | 10.9979 | 8733.2173 | DROP | DROP | DROP | DROP | DROP | DROP | 0.35236 | 8733.2173 | 1.6477 | DROP
DEF | N_GR_Programmable Thermostat | 4167.1083 | 1.5442 | -0.0029304 | 11 |  | 1004.5167 | 756.4262 | 1765.8512 | 3526.7941 |  | 3569.5259 | 162.5172 | 0 | 699.96 | 699.96 | 3569.5259 | thermostat | 1.789 | 0.945 | 4.0891 | 5.0996 | -205.249 | 2664.3169 | DROP | DROP | DROP | DROP | DROP | KEEP | [5 empty] | 0.945 | DROP | 1.789 | 0 | DROP | DROP | DROP | DROP | DROP | DROP | 4.0891 | 0 | 5.0996 | DROP
DEF | N_HC_Programmable Thermostat | 7273.7057 | 0.086367 | -1.1952 | 11 |  | 1753.3882 | 42.3055 | 98.7608 | 1894.4545 |  | 6230.6231 | 283.6745 | 0 | 2974.83 | 2974.83 | 6230.6231 | thermostat | 4.356 | 0.29081 | 0.58139 | 2.0944 | -4619.8431 | -1364.05 | DROP | DROP | DROP | DROP | DROP | DROP | [5 empty] | 0.29081 | DROP | 4.356 | 1608.9735 | DROP | DROP | DROP | DROP | DROP | DROP | 0.58139 | 1608.9735 | 2.6353 | DROP
DEF | N_HS_Programmable Thermostat | 75790.8694 | 6.3351 | 1.8716 | 11 |  | 18270.0293 | 3103.1653 | 7244.2335 | 28617.4281 |  | 64922.1125 | 2955.8439 | 0 | 29398.32 | 29398.32 | 64922.1125 | thermostat | 4.1313 | 0.4216 | 0.88451 | 2.2084 | -39260.5283 | -3736.7358 | DROP | DROP | DROP | DROP | DROP | DROP | [5 empty] | 0.4216 | DROP | 4.1313 | 15166.3105 | DROP | DROP | DROP | DROP | DROP | DROP | 0.88451 | 15166.3105 | 2.7243 | DROP
DEF | N_IN_Programmable Thermostat | 8408.4813 | 0.099841 | -1.3816 | 11 |  | 2026.9354 | 48.9056 | 114.1685 | 2190.0096 |  | 7202.6667 | 327.9308 | 0 | 2974.83 | 2974.83 | 7202.6667 | thermostat | 3.7681 | 0.29081 | 0.66308 | 2.4212 | -5340.5878 | -1112.7512 | DROP | DROP | DROP | DROP | DROP | DROP | [5 empty] | 0.29081 | DROP | 3.7681 | 1395.8854 | DROP | DROP | DROP | DROP | DROP | DROP | 0.66308 | 1395.8854 | 2.8904 | DROP
DEF | N_LG_Programmable Thermostat | 6897.6783 | -0.22094 | 20.6086 | 11 |  | 1662.7436 | 9295.5284 | 21786.8145 | 32745.0865 |  | 5908.5198 | 269.0095 | 0 | 4724.73 | 4724.73 | 5908.5198 | thermostat | 7.2955 | 5.3007 | 6.5572 | 1.2506 | 26567.5573 | 27751.3471 | KEEP | KEEP | KEEP | KEEP | KEEP | KEEP | [5 empty] | 5.3007 | 26567.5573 | 7.2955 | 3429.484 | KEEP | 3429.484 | 3.5066 | 2 | 1.9764 | KEEP | 6.5572 | 3429.484 | 1.9764 | KEEP
DEF | N_MS_Programmable Thermostat | 80163.8039 | 0.95185 | -13.172 | 11 |  | 19324.162 | 466.2509 | 1088.4468 | 20878.8597 |  | 68667.9482 | 3126.3884 | 0 | 40422.69 | 40422.69 | 68667.9482 | thermostat | 5.3707 | 0.29081 | 0.47943 | 1.6987 | -50915.4769 | -22670.2187 | DROP | DROP | DROP | DROP | DROP | DROP | [5 empty] | 0.29081 | DROP | 5.3707 | 25369.5309 | DROP | DROP | DROP | DROP | DROP | DROP | 0.47943 | 25369.5309 | 2.3264 | DROP
DEF | N_OF_Programmable Thermostat | 5992.2752 | 0.071151 | -0.98461 | 11 |  | 1444.4885 | 34.8524 | 81.3618 | 1560.7028 |  | 5132.9555 | 233.6987 | 0 | 2274.87 | 2274.87 | 5132.9555 | thermostat | 4.0434 | 0.29081 | 0.62215 | 2.2564 | -3805.9515 | -947.8659 | DROP | DROP | DROP | DROP | DROP | DROP | [5 empty] | 0.29081 | DROP | 4.0434 | 1149.6406 | DROP | DROP | DROP | DROP | DROP | DROP | 0.62215 | 1149.6406 | 2.7617 | DROP
DEF | N_RS_Programmable Thermostat | 4342.1523 | 1.6091 | -0.0030535 | 11 |  | 1046.7125 | 788.2008 | 1840.0278 | 3674.941 |  | 3719.4678 | 169.3439 | 0 | 874.95 | 874.95 | 3719.4678 | thermostat | 2.1461 | 0.945 | 3.5191 | 4.2511 | -213.8707 | 2630.6471 | DROP | DROP | DROP | KEEP | DROP | KEEP | [5 empty] | 0.945 | DROP | 2.1461 | 59.5806 | DROP | DROP | DROP | DROP | DROP | DROP | 3.5191 | 59.5806 | 4.3192 | KEEP
DEF | N_RT_Programmable Thermostat | 1896.5464 | 0.70282 | -0.0013337 | 11 |  | 457.1785 | 344.2669 | 803.6793 | 1605.1247 |  | 1624.573 | 73.9653 | 0 | 1749.9 | 1749.9 | 1624.573 | thermostat | 9.8272 | 0.945 | 0.88007 | 0.92838 | -93.4135 | -218.7406 | DROP | DROP | DROP | DROP | DROP | DROP | [5 empty] | 0.945 | DROP | 9.8272 | 1393.7665 | DROP | DROP | DROP | DROP | DROP | DROP | 0.88007 | 1393.7665 | 1.7249 | DROP
DEF | N_SC_Programmable Thermostat | 7087.571 | 0.084157 | -1.1646 | 11 |  | 1708.5189 | 41.2229 | 96.2335 | 1845.9753 |  | 6071.181 | 276.4153 | 0 | 7349.58 | 7349.58 | 6071.181 | thermostat | 11.0445 | 0.29081 | 0.24206 | 0.82606 | -4501.621 | -5780.02 | DROP | DROP | DROP | DROP | DROP | DROP | [5 empty] | 0.29081 | DROP | 11.0445 | 6018.6759 | DROP | DROP | DROP | DROP | DROP | DROP | 0.24206 | 6018.6759 | 1.645 | DROP
DEF | N_WR_Programmable Thermostat | 704.082 | 0.0083602 | -0.11569 | 11 |  | 169.7249 | 4.0951 | 9.5599 | 183.3799 |  | 603.1134 | 27.4592 | 0 | 2274.87 | 2274.87 | 603.1134 | thermostat | 34.4123 | 0.29081 | 0.07965 | 0.26512 | -447.1928 | -2118.9493 | DROP | DROP | DROP | DROP | DROP | DROP | [5 empty] | 0.29081 | DROP | 34.4123 | 2142.6575 | DROP | DROP | DROP | DROP | DROP | DROP | 0.07965 | 2142.6575 | 1.207 | DROP
DEF | E_AS_Roof Insulation | 0.26403 | 5.2832e-06 | 0.0001191 | 20 |  | 0.10735 | 0.14204 | 0.19066 | 0.44006 |  | 0.36128 | 0.010297 | 0 | 0.68 | 0.68 | 0.36128 | sq ft | 27.4312 | 1.1843 | 0.63749 | 0.5313 | 0.068477 | -0.25024 | DROP | DROP | DROP | DROP | DROP | DROP | [5 empty] | 1.1843 | 0.068477 | 27.4312 | 0.63042 | KEEP | 0.068477 | 1.024 | 24.6688 | 0.632 | DROP | 0.63749 | 0.63042 | 1.4584 | DROP
DEF | E_CU_Roof Insulation | 0.26403 | 0.0001092 | 6.432e-05 | 20 |  | 0.10735 | 0.14105 | 0.18909 | 0.43749 |  | 0.36128 | 0.010297 | 0 | 0.68 | 0.68 | 0.36128 | sq ft | 27.4312 | 1.1774 | 0.63376 | 0.5313 | 0.065906 | -0.25281 | DROP | DROP | DROP | DROP | DROP | DROP | [5 empty] | 1.1774 | 0.065906 | 27.4312 | 0.63042 | KEEP | 0.065906 | 1.0241 | 24.7725 | 0.62822 | DROP | 0.63376 | 0.63042 | 1.4584 | DROP
DEF | E_GR_Roof Insulation | 0.26403 | 5.388e-05 | 0.00012322 | 20 |  | 0.10735 | 0.14696 | 0.19726 | 0.45158 |  | 0.36128 | 0.010297 | 0 | 0.68 | 0.68 | 0.36128 | sq ft | 27.4312 | 1.2153 | 0.65418 | 0.5313 | 0.08 | -0.23872 | DROP | DROP | DROP | DROP | DROP | DROP | [5 empty] | 1.2153 | 0.08 | 27.4312 | 0.63042 | KEEP | 0.08 | 1.0233 | 24.204 | 0.64895 | DROP | 0.65418 | 0.63042 | 1.4584 | DROP
DEF | E_HC_Roof Insulation | 0.26403 | 5.2832e-06 | 0.0001191 | 20 |  | 0.10735 | 0.14204 | 0.19066 | 0.44006 |  | 0.36128 | 0.010297 | 0 | 0.68 | 0.68 | 0.36128 | sq ft | 27.4312 | 1.1843 | 0.63749 | 0.5313 | 0.068477 | -0.25024 | DROP | DROP | DROP | DROP | DROP | DROP | [5 empty] | 1.1843 | 0.068477 | 27.4312 | 0.63042 | KEEP | 0.068477 | 1.024 | 24.6688 | 0.632 | DROP | 0.63749 | 0.63042 | 1.4584 | DROP
DEF | E_HS_Roof Insulation | 0.26403 | 0.0001092 | 6.432e-05 | 20 |  | 0.10735 | 0.14105 | 0.18909 | 0.43749 |  | 0.36128 | 0.010297 | 0 | 0.68 | 0.68 | 0.36128 | sq ft | 27.4312 | 1.1774 | 0.63376 | 0.5313 | 0.065906 | -0.25281 | DROP | DROP | DROP | DROP | DROP | DROP | [5 empty] | 1.1774 | 0.065906 | 27.4312 | 0.63042 | KEEP | 0.065906 | 1.0241 | 24.7725 | 0.62822 | DROP | 0.63376 | 0.63042 | 1.4584 | DROP
DEF | E_IN_Roof Insulation | 0.26403 | 5.2832e-06 | 0.0001191 | 20 |  | 0.10735 | 0.14204 | 0.19066 | 0.44006 |  | 0.36128 | 0.010297 | 0 | 0.68 | 0.68 | 0.36128 | sq ft | 27.4312 | 1.1843 | 0.63749 | 0.5313 | 0.068477 | -0.25024 | DROP | DROP | DROP | DROP | DROP | DROP | [5 empty] | 1.1843 | 0.068477 | 27.4312 | 0.63042 | KEEP | 0.068477 | 1.024 | 24.6688 | 0.632 | DROP | 0.63749 | 0.63042 | 1.4584 | DROP
DEF | E_LG_Roof Insulation | 0.26403 | 0.0001092 | 6.432e-05 | 20 |  | 0.10735 | 0.14105 | 0.18909 | 0.43749 |  | 0.36128 | 0.010297 | 0 | 0.68 | 0.68 | 0.36128 | sq ft | 27.4312 | 1.1774 | 0.63376 | 0.5313 | 0.065906 | -0.25281 | DROP | DROP | DROP | DROP | DROP | DROP | [5 empty] | 1.1774 | 0.065906 | 27.4312 | 0.63042 | KEEP | 0.065906 | 1.0241 | 24.7725 | 0.62822 | DROP | 0.63376 | 0.63042 | 1.4584 | DROP
DEF | E_MS_Roof Insulation | 0.26403 | 5.2832e-06 | 0.0001191 | 20 |  | 0.10735 | 0.14204 | 0.19066 | 0.44006 |  | 0.36128 | 0.010297 | 0 | 0.68 | 0.68 | 0.36128 | sq ft | 27.4312 | 1.1843 | 0.63749 | 0.5313 | 0.068477 | -0.25024 | DROP | DROP | DROP | DROP | DROP | DROP | [5 empty] | 1.1843 | 0.068477 | 27.4312 | 0.63042 | KEEP | 0.068477 | 1.024 | 24.6688 | 0.632 | DROP | 0.63749 | 0.63042 | 1.4584 | DROP
DEF | E_OF_Roof Insulation | 0.26403 | 5.2832e-06 | 0.0001191 | 20 |  | 0.10735 | 0.14204 | 0.19066 | 0.44006 |  | 0.36128 | 0.010297 | 0 | 0.68 | 0.68 | 0.36128 | sq ft | 27.4312 | 1.1843 | 0.63749 | 0.5313 | 0.068477 | -0.25024 | DROP | DROP | DROP | DROP | DROP | DROP | [5 empty] | 1.1843 | 0.068477 | 27.4312 | 0.63042 | KEEP | 0.068477 | 1.024 | 24.6688 | 0.632 | DROP | 0.63749 | 0.63042 | 1.4584 | DROP
DEF | E_RS_Roof Insulation | 0.26403 | 5.388e-05 | 0.00012322 | 20 |  | 0.10735 | 0.14696 | 0.19726 | 0.45158 |  | 0.36128 | 0.010297 | 0 | 0.68 | 0.68 | 0.36128 | sq ft | 27.4312 | 1.2153 | 0.65418 | 0.5313 | 0.08 | -0.23872 | DROP | DROP | DROP | DROP | DROP | DROP | [5 empty] | 1.2153 | 0.08 | 27.4312 | 0.63042 | KEEP | 0.08 | 1.0233 | 24.204 | 0.64895 | DROP | 0.65418 | 0.63042 | 1.4584 | DROP
DEF | E_RT_Roof Insulation | 0.26403 | 5.388e-05 | 0.00012322 | 20 |  | 0.10735 | 0.14696 | 0.19726 | 0.45158 |  | 0.36128 | 0.010297 | 0 | 0.68 | 0.68 | 0.36128 | sq ft | 27.4312 | 1.2153 | 0.65418 | 0.5313 | 0.08 | -0.23872 | DROP | DROP | DROP | DROP | DROP | DROP | [5 empty] | 1.2153 | 0.08 | 27.4312 | 0.63042 | KEEP | 0.08 | 1.0233 | 24.204 | 0.64895 | DROP | 0.65418 | 0.63042 | 1.4584 | DROP
DEF | E_SC_Roof Insulation | 0.26403 | 5.2832e-06 | 0.0001191 | 20 |  | 0.10735 | 0.14204 | 0.19066 | 0.44006 |  | 0.36128 | 0.010297 | 0 | 0.68 | 0.68 | 0.36128 | sq ft | 27.4312 | 1.1843 | 0.63749 | 0.5313 | 0.068477 | -0.25024 | DROP | DROP | DROP | DROP | DROP | DROP | [5 empty] | 1.1843 | 0.068477 | 27.4312 | 0.63042 | KEEP | 0.068477 | 1.024 | 24.6688 | 0.632 | DROP | 0.63749 | 0.63042 | 1.4584 | DROP
DEF | E_WR_Roof Insulation | 0.26403 | 2.9961e-05 | 5.3457e-05 | 20 |  | 0.10735 | 0.063757 | 0.08558 | 0.25669 |  | 0.36128 | 0.010297 | 0 | 0.68 | 0.68 | 0.36128 | sq ft | 27.4312 | 0.6908 | 0.37185 | 0.5313 | -0.11489 | -0.43361 | DROP | DROP | DROP | DROP | DROP | DROP | [5 empty] | 0.6908 | DROP | 27.4312 | 0.63042 | DROP | DROP | DROP | DROP | DROP | DROP | 0.37185 | 0.63042 | 1.4584 | DROP
DEF | N_AS_Roof Insulation | 0.12952 | 2.5916e-06 | 5.8421e-05 | 20 |  | 0.05266 | 0.069678 | 0.093527 | 0.21587 |  | 0.17722 | 0.0050511 | 0 | 0.68 | 0.68 | 0.17722 | sq ft | 55.9203 | 1.1843 | 0.31511 | 0.26062 | 0.033591 | -0.46919 | DROP | DROP | DROP | DROP | DROP | DROP | [5 empty] | 1.1843 | 0.033591 | 55.9203 | 0.65568 | KEEP | 0.033591 | 1.024 | 53.1579 | 0.31002 | DROP | 0.31511 | 0.65568 | 1.2249 | DROP
DEF | N_CU_Roof Insulation | 0.12952 | 5.3565e-05 | 3.1552e-05 | 20 |  | 0.05266 | 0.069189 | 0.092755 | 0.2146 |  | 0.17722 | 0.0050511 | 0 | 0.68 | 0.68 | 0.17722 | sq ft | 55.9203 | 1.1774 | 0.31327 | 0.26062 | 0.03233 | -0.47045 | DROP | DROP | DROP | DROP | DROP | DROP | [5 empty] | 1.1774 | 0.03233 | 55.9203 | 0.65568 | KEEP | 0.03233 | 1.0241 | 53.2616 | 0.30817 | DROP | 0.31327 | 0.65568 | 1.2249 | DROP
DEF | N_GR_Roof Insulation | 0.12952 | 2.643e-05 | 6.0445e-05 | 20 |  | 0.05266 | 0.072092 | 0.096766 | 0.22152 |  | 0.17722 | 0.0050511 | 0 | 0.68 | 0.68 | 0.17722 | sq ft | 55.9203 | 1.2153 | 0.32336 | 0.26062 | 0.039243 | -0.46353 | DROP | DROP | DROP | DROP | DROP | DROP | [5 empty] | 1.2153 | 0.039243 | 55.9203 | 0.65568 | KEEP | 0.039243 | 1.0233 | 52.6931 | 0.31833 | DROP | 0.32336 | 0.65568 | 1.2249 | DROP
DEF | N_HC_Roof Insulation | 0.12952 | 2.5916e-06 | 5.8421e-05 | 20 |  | 0.05266 | 0.069678 | 0.093527 | 0.21587 |  | 0.17722 | 0.0050511 | 0 | 0.68 | 0.68 | 0.17722 | sq ft | 55.9203 | 1.1843 | 0.31511 | 0.26062 | 0.033591 | -0.46919 | DROP | DROP | DROP | DROP | DROP | DROP | [5 empty] | 1.1843 | 0.033591 | 55.9203 | 0.65568 | KEEP | 0.033591 | 1.024 | 53.1579 | 0.31002 | DROP | 0.31511 | 0.65568 | 1.2249 | DROP
DEF | N_HS_Roof Insulation | 0.12952 | 5.3565e-05 | 3.1552e-05 | 20 |  | 0.05266 | 0.069189 | 0.092755 | 0.2146 |  | 0.17722 | 0.0050511 | 0 | 0.68 | 0.68 | 0.17722 | sq ft | 55.9203 | 1.1774 | 0.31327 | 0.26062 | 0.03233 | -0.47045 | DROP | DROP | DROP | DROP | DROP | DROP | [5 empty] | 1.1774 | 0.03233 | 55.9203 | 0.65568 | KEEP | 0.03233 | 1.0241 | 53.2616 | 0.30817 | DROP | 0.31327 | 0.65568 | 1.2249 | DROP
DEF | N_IN_Roof Insulation | 0.12952 | 2.5916e-06 | 5.8421e-05 | 20 |  | 0.05266 | 0.069678 | 0.093527 | 0.21587 |  | 0.17722 | 0.0050511 | 0 | 0.68 | 0.68 | 0.17722 | sq ft | 55.9203 | 1.1843 | 0.31511 | 0.26062 | 0.033591 | -0.46919 | DROP | DROP | DROP | DROP | DROP | DROP | [5 empty] | 1.1843 | 0.033591 | 55.9203 | 0.65568 | KEEP | 0.033591 | 1.024 | 53.1579 | 0.31002 | DROP | 0.31511 | 0.65568 | 1.2249 | DROP
DEF | N_LG_Roof Insulation | 0.12952 | 5.3565e-05 | 3.1552e-05 | 20 |  | 0.05266 | 0.069189 | 0.092755 | 0.2146 |  | 0.17722 | 0.0050511 | 0 | 0.68 | 0.68 | 0.17722 | sq ft | 55.9203 | 1.1774 | 0.31327 | 0.26062 | 0.03233 | -0.47045 | DROP | DROP | DROP | DROP | DROP | DROP | [5 empty] | 1.1774 | 0.03233 | 55.9203 | 0.65568 | KEEP | 0.03233 | 1.0241 | 53.2616 | 0.30817 | DROP | 0.31327 | 0.65568 | 1.2249 | DROP
DEF | N_MS_Roof Insulation | 0.12952 | 2.5916e-06 | 5.8421e-05 | 20 |  | 0.05266 | 0.069678 | 0.093527 | 0.21587 |  | 0.17722 | 0.0050511 | 0 | 0.68 | 0.68 | 0.17722 | sq ft | 55.9203 | 1.1843 | 0.31511 | 0.26062 | 0.033591 | -0.46919 | DROP | DROP | DROP | DROP | DROP | DROP | [5 empty] | 1.1843 | 0.033591 | 55.9203 | 0.65568 | KEEP | 0.033591 | 1.024 | 53.1579 | 0.31002 | DROP | 0.31511 | 0.65568 | 1.2249 | DROP
DEF | N_OF_Roof Insulation | 0.12952 | 2.5916e-06 | 5.8421e-05 | 20 |  | 0.05266 | 0.069678 | 0.093527 | 0.21587 |  | 0.17722 | 0.0050511 | 0 | 0.68 | 0.68 | 0.17722 | sq ft | 55.9203 | 1.1843 | 0.31511 | 0.26062 | 0.033591 | -0.46919 | DROP | DROP | DROP | DROP | DROP | DROP | [5 empty] | 1.1843 | 0.033591 | 55.9203 | 0.65568 | KEEP | 0.033591 | 1.024 | 53.1579 | 0.31002 | DROP | 0.31511 | 0.65568 | 1.2249 | DROP
DEF | N_RS_Roof Insulation | 0.12952 | 2.643e-05 | 6.0445e-05 | 20 |  | 0.05266 | 0.072092 | 0.096766 | 0.22152 |  | 0.17722 | 0.0050511 | 0 | 0.68 | 0.68 | 0.17722 | sq ft | 55.9203 | 1.2153 | 0.32336 | 0.26062 | 0.039243 | -0.46353 | DROP | DROP | DROP | DROP | DROP | DROP | [5 empty] | 1.2153 | 0.039243 | 55.9203 | 0.65568 | KEEP | 0.039243 | 1.0233 | 52.6931 | 0.31833 | DROP | 0.32336 | 0.65568 | 1.2249 | DROP
DEF | N_RT_Roof Insulation | 0.12952 | 2.643e-05 | 6.0445e-05 | 20 |  | 0.05266 | 0.072092 | 0.096766 | 0.22152 |  | 0.17722 | 0.0050511 | 0 | 0.68 | 0.68 | 0.17722 | sq ft | 55.9203 | 1.2153 | 0.32336 | 0.26062 | 0.039243 | -0.46353 | DROP | DROP | DROP | DROP | DROP | DROP | [5 empty] | 1.2153 | 0.039243 | 55.9203 | 0.65568 | KEEP | 0.039243 | 1.0233 | 52.6931 | 0.31833 | DROP | 0.32336 | 0.65568 | 1.2249 | DROP
DEF | N_SC_Roof Insulation | 0.12952 | 2.5916e-06 | 5.8421e-05 | 20 |  | 0.05266 | 0.069678 | 0.093527 | 0.21587 |  | 0.17722 | 0.0050511 | 0 | 0.68 | 0.68 | 0.17722 | sq ft | 55.9203 | 1.1843 | 0.31511 | 0.26062 | 0.033591 | -0.46919 | DROP | DROP | DROP | DROP | DROP | DROP | [5 empty] | 1.1843 | 0.033591 | 55.9203 | 0.65568 | KEEP | 0.033591 | 1.024 | 53.1579 | 0.31002 | DROP | 0.31511 | 0.65568 | 1.2249 | DROP
DEF | N_WR_Roof Insulation | 0.12952 | 1.4697e-05 | 2.6223e-05 | 20 |  | 0.05266 | 0.031276 | 0.04198 | 0.12592 |  | 0.17722 | 0.0050511 | 0 | 0.68 | 0.68 | 0.17722 | sq ft | 55.9203 | 0.6908 | 0.18381 | 0.26062 | -0.056359 | -0.55914 | DROP | DROP | DROP | DROP | DROP | DROP | [5 empty] | 0.6908 | DROP | 55.9203 | 0.65568 | DROP | DROP | DROP | DROP | DROP | DROP | 0.18381 | 0.65568 | 1.2249 | DROP
DEF | E_AS_Smart Thermostat | 4807.8235 | 0.057087 | -0.78999 | 11 |  | 1158.9665 | 27.9634 | 65.2796 | 1252.2094 |  | 4118.3597 | 187.5051 | 0 | 4384 | 4384 | 4118.3597 | unit | 9.7119 | 0.29081 | 0.27392 | 0.93941 | -3053.6553 | -3319.2957 | DROP | DROP | DROP | DROP | DROP | DROP | [5 empty] | 0.29081 | DROP | 9.7119 | 3481.1869 | DROP | DROP | DROP | DROP | DROP | DROP | 0.27392 | 3481.1869 | 1.7335 | DROP
DEF | E_CU_Smart Thermostat | 28715.232 | 2.4002 | 0.70909 | 11 |  | 6922.0492 | 1175.7104 | 2744.6557 | 10842.4154 |  | 24597.3365 | 1119.894 | 0 | 16714 | 16714 | 24597.3365 | unit | 6.1994 | 0.4216 | 0.60797 | 1.4717 | -14874.8152 | -6991.4787 | DROP | DROP | DROP | DROP | DROP | DROP | [5 empty] | 0.4216 | DROP | 6.1994 | 11321.8537 | DROP | DROP | DROP | DROP | DROP | DROP | 0.60797 | 11321.8537 | 2.149 | DROP
DEF | E_GR_Smart Thermostat | 11575.3008 | 4.2896 | -0.0081399 | 11 |  | 2790.324 | 2101.184 | 4905.1423 | 9796.6503 |  | 9915.3498 | 451.4367 | 0 | 1096 | 1096 | 9915.3498 | unit | 1.0085 | 0.945 | 6.3309 | 9.0469 | -570.1362 | 8249.2136 | DROP | DROP | DROP | DROP | DROP | KEEP | [5 empty] | 0.945 | DROP | 1.0085 | 0 | DROP | DROP | DROP | DROP | DROP | DROP | 6.3309 | 0 | 9.0469 | DROP
DEF | E_HC_Smart Thermostat | 20204.7382 | 0.23991 | -3.3199 | 11 |  | 4870.5228 | 117.5153 | 274.3356 | 5262.3737 |  | 17307.2864 | 787.9848 | 0 | 4658 | 4658 | 17307.2864 | unit | 2.4554 | 0.29081 | 0.96629 | 3.7156 | -12832.8975 | -183.6111 | DROP | DROP | DROP | DROP | DROP | DROP | [5 empty] | 0.29081 | DROP | 2.4554 | 863.9543 | DROP | DROP | DROP | DROP | DROP | DROP | 0.96629 | 863.9543 | 3.9011 | DROP
DEF | E_HS_Smart Thermostat | 210530.1929 | 17.5975 | 5.1988 | 11 |  | 50750.0813 | 8619.9037 | 20122.8708 | 79492.8559 |  | 180339.2015 | 8210.6775 | 0 | 46032 | 46032 | 180339.2015 | unit | 2.3288 | 0.4216 | 1.4655 | 3.9177 | -109057.0231 | 25250.1783 | DROP | DROP | DROP | KEEP | DROP | KEEP | [5 empty] | 0.4216 | DROP | 2.3288 | 6498.6404 | DROP | DROP | DROP | DROP | DROP | DROP | 1.4655 | 6498.6404 | 4.0589 | KEEP
DEF | E_IN_Smart Thermostat | 23356.8925 | 0.27734 | -3.8379 | 11 |  | 5630.3762 | 135.849 | 317.1348 | 6083.36 |  | 20007.4074 | 910.9188 | 0 | 4658 | 4658 | 20007.4074 | unit | 2.1241 | 0.29081 | 1.0924 | 4.2953 | -14834.9662 | 514.4412 | DROP | DROP | DROP | KEEP | DROP | KEEP | [5 empty] | 0.29081 | DROP | 2.1241 | 272.0427 | DROP | DROP | DROP | DROP | DROP | DROP | 1.0924 | 272.0427 | 4.3537 | KEEP
DEF | E_LG_Smart Thermostat | 19160.2176 | -0.61374 | 57.2461 | 11 |  | 4618.7323 | 25820.9122 | 60518.9292 | 90958.5736 |  | 16412.5549 | 747.2485 | 0 | 7398 | 7398 | 16412.5549 | unit | 4.1124 | 5.3007 | 11.1671 | 2.2185 | 73798.7703 | 82813.3252 | KEEP | KEEP | KEEP | KEEP | KEEP | KEEP | [5 empty] | 5.3007 | 73798.7703 | 4.1124 | 3800.0943 | KEEP | 3800.0943 | 4.5001 | 2 | 2.7322 | KEEP | 11.1671 | 3800.0943 | 2.7322 | KEEP
DEF | E_MS_Smart Thermostat | 222677.233 | 2.644 | -36.5889 | 11 |  | 53678.2279 | 1295.1413 | 3023.4632 | 57996.8324 |  | 190744.3005 | 8684.4121 | 0 | 63294 | 63294 | 190744.3005 | unit | 3.0274 | 0.29081 | 0.80575 | 3.0136 | -141431.8802 | -13981.5796 | DROP | DROP | DROP | DROP | DROP | DROP | [5 empty] | 0.29081 | DROP | 3.0274 | 21479.6692 | DROP | DROP | DROP | DROP | DROP | DROP | 0.80575 | 21479.6692 | 3.353 | DROP
DEF | E_OF_Smart Thermostat | 16645.2088 | 0.19764 | -2.735 | 11 |  | 4012.4682 | 96.8123 | 226.005 | 4335.2855 |  | 14258.2098 | 649.1631 | 0 | 3562 | 3562 | 14258.2098 | unit | 2.2792 | 0.29081 | 1.0295 | 4.0029 | -10572.0874 | 124.1224 | DROP | DROP | DROP | KEEP | DROP | KEEP | [5 empty] | 0.29081 | DROP | 2.2792 | 436.3627 | DROP | DROP | DROP | DROP | DROP | DROP | 1.0295 | 436.3627 | 4.1254 | KEEP
DEF | E_RS_Smart Thermostat | 12061.5342 | 4.4698 | -0.0084818 | 11 |  | 2907.5347 | 2189.4466 | 5111.1882 | 10208.1695 |  | 10331.8551 | 470.3998 | 0 | 1370 | 1370 | 10331.8551 | unit | 1.2098 | 0.945 | 5.5467 | 7.5415 | -594.0854 | 8367.7697 | DROP | DROP | DROP | DROP | DROP | KEEP | [5 empty] | 0.945 | DROP | 1.2098 | 0 | DROP | DROP | DROP | DROP | DROP | DROP | 5.5467 | 0 | 7.5415 | DROP
DEF | E_RT_Smart Thermostat | 5268.1844 | 1.9523 | -0.0037047 | 11 |  | 1269.9403 | 956.2969 | 2232.4425 | 4458.6798 |  | 4512.7027 | 205.4592 | 0 | 2740 | 2740 | 4512.7027 | unit | 5.5395 | 0.945 | 1.5137 | 1.647 | -259.482 | 1513.2206 | DROP | DROP | DROP | KEEP | KEEP | KEEP | [5 empty] | 0.945 | DROP | 5.5395 | 1750.7403 | DROP | DROP | DROP | DROP | DROP | DROP | 1.5137 | 1750.7403 | 2.2859 | KEEP
DEF | E_SC_Smart Thermostat | 19687.6973 | 0.23377 | -3.235 | 11 |  | 4745.8857 | 114.5081 | 267.3153 | 5127.7091 |  | 16864.3916 | 767.8202 | 0 | 11508 | 11508 | 16864.3916 | unit | 6.2257 | 0.29081 | 0.41771 | 1.4654 | -12504.5026 | -7148.1111 | DROP | DROP | DROP | DROP | DROP | DROP | [5 empty] | 0.29081 | DROP | 6.2257 | 7811.0442 | DROP | DROP | DROP | DROP | DROP | DROP | 0.41771 | 7811.0442 | 2.1442 | DROP
DEF | E_WR_Smart Thermostat | 1955.7834 | 0.023223 | -0.32136 | 11 |  | 471.4581 | 11.3753 | 26.5552 | 509.3886 |  | 1675.3151 | 76.2756 | 0 | 3562 | 3562 | 1675.3151 | unit | 19.3979 | 0.29081 | 0.14001 | 0.47033 | -1242.2021 | -3128.887 | DROP | DROP | DROP | DROP | DROP | DROP | [5 empty] | 0.29081 | DROP | 19.3979 | 3194.743 | DROP | DROP | DROP | DROP | DROP | DROP | 0.14001 | 3194.743 | 1.3672 | DROP
DEF | N_AS_Smart Thermostat | 4807.8235 | 0.057087 | -0.78999 | 11 |  | 1158.9665 | 27.9634 | 65.2796 | 1252.2094 |  | 4118.3597 | 187.5051 | 0 | 4384 | 4384 | 4118.3597 | unit | 9.7119 | 0.29081 | 0.27392 | 0.93941 | -3053.6553 | -3319.2957 | DROP | DROP | DROP | DROP | DROP | DROP | [5 empty] | 0.29081 | DROP | 9.7119 | 3481.1869 | DROP | DROP | DROP | DROP | DROP | DROP | 0.27392 | 3481.1869 | 1.7335 | DROP
DEF | N_CU_Smart Thermostat | 28715.232 | 2.4002 | 0.70909 | 11 |  | 6922.0492 | 1175.7104 | 2744.6557 | 10842.4154 |  | 24597.3365 | 1119.894 | 0 | 16714 | 16714 | 24597.3365 | unit | 6.1994 | 0.4216 | 0.60797 | 1.4717 | -14874.8152 | -6991.4787 | DROP | DROP | DROP | DROP | DROP | DROP | [5 empty] | 0.4216 | DROP | 6.1994 | 11321.8537 | DROP | DROP | DROP | DROP | DROP | DROP | 0.60797 | 11321.8537 | 2.149 | DROP
DEF | N_GR_Smart Thermostat | 11575.3008 | 4.2896 | -0.0081399 | 11 |  | 2790.324 | 2101.184 | 4905.1423 | 9796.6503 |  | 9915.3498 | 451.4367 | 0 | 1096 | 1096 | 9915.3498 | unit | 1.0085 | 0.945 | 6.3309 | 9.0469 | -570.1362 | 8249.2136 | DROP | DROP | DROP | DROP | DROP | KEEP | [5 empty] | 0.945 | DROP | 1.0085 | 0 | DROP | DROP | DROP | DROP | DROP | DROP | 6.3309 | 0 | 9.0469 | DROP
DEF | N_HC_Smart Thermostat | 20204.7382 | 0.23991 | -3.3199 | 11 |  | 4870.5228 | 117.5153 | 274.3356 | 5262.3737 |  | 17307.2864 | 787.9848 | 0 | 4658 | 4658 | 17307.2864 | unit | 2.4554 | 0.29081 | 0.96629 | 3.7156 | -12832.8975 | -183.6111 | DROP | DROP | DROP | DROP | DROP | DROP | [5 empty] | 0.29081 | DROP | 2.4554 | 863.9543 | DROP | DROP | DROP | DROP | DROP | DROP | 0.96629 | 863.9543 | 3.9011 | DROP
DEF | N_HS_Smart Thermostat | 210530.1929 | 17.5975 | 5.1988 | 11 |  | 50750.0813 | 8619.9037 | 20122.8708 | 79492.8559 |  | 180339.2015 | 8210.6775 | 0 | 46032 | 46032 | 180339.2015 | unit | 2.3288 | 0.4216 | 1.4655 | 3.9177 | -109057.0231 | 25250.1783 | DROP | DROP | DROP | KEEP | DROP | KEEP | [5 empty] | 0.4216 | DROP | 2.3288 | 6498.6404 | DROP | DROP | DROP | DROP | DROP | DROP | 1.4655 | 6498.6404 | 4.0589 | KEEP
DEF | N_IN_Smart Thermostat | 23356.8925 | 0.27734 | -3.8379 | 11 |  | 5630.3762 | 135.849 | 317.1348 | 6083.36 |  | 20007.4074 | 910.9188 | 0 | 4658 | 4658 | 20007.4074 | unit | 2.1241 | 0.29081 | 1.0924 | 4.2953 | -14834.9662 | 514.4412 | DROP | DROP | DROP | KEEP | DROP | KEEP | [5 empty] | 0.29081 | DROP | 2.1241 | 272.0427 | DROP | DROP | DROP | DROP | DROP | DROP | 1.0924 | 272.0427 | 4.3537 | KEEP
DEF | N_LG_Smart Thermostat | 19160.2176 | -0.61374 | 57.2461 | 11 |  | 4618.7323 | 25820.9122 | 60518.9292 | 90958.5736 |  | 16412.5549 | 747.2485 | 0 | 7398 | 7398 | 16412.5549 | unit | 4.1124 | 5.3007 | 11.1671 | 2.2185 | 73798.7703 | 82813.3252 | KEEP | KEEP | KEEP | KEEP | KEEP | KEEP | [5 empty] | 5.3007 | 73798.7703 | 4.1124 | 3800.0943 | KEEP | 3800.0943 | 4.5001 | 2 | 2.7322 | KEEP | 11.1671 | 3800.0943 | 2.7322 | KEEP
DEF | N_MS_Smart Thermostat | 222677.233 | 2.644 | -36.5889 | 11 |  | 53678.2279 | 1295.1413 | 3023.4632 | 57996.8324 |  | 190744.3005 | 8684.4121 | 0 | 63294 | 63294 | 190744.3005 | unit | 3.0274 | 0.29081 | 0.80575 | 3.0136 | -141431.8802 | -13981.5796 | DROP | DROP | DROP | DROP | DROP | DROP | [5 empty] | 0.29081 | DROP | 3.0274 | 21479.6692 | DROP | DROP | DROP | DROP | DROP | DROP | 0.80575 | 21479.6692 | 3.353 | DROP
DEF | N_OF_Smart Thermostat | 16645.2088 | 0.19764 | -2.735 | 11 |  | 4012.4682 | 96.8123 | 226.005 | 4335.2855 |  | 14258.2098 | 649.1631 | 0 | 3562 | 3562 | 14258.2098 | unit | 2.2792 | 0.29081 | 1.0295 | 4.0029 | -10572.0874 | 124.1224 | DROP | DROP | DROP | KEEP | DROP | KEEP | [5 empty] | 0.29081 | DROP | 2.2792 | 436.3627 | DROP | DROP | DROP | DROP | DROP | DROP | 1.0295 | 436.3627 | 4.1254 | KEEP
DEF | N_RS_Smart Thermostat | 12061.5342 | 4.4698 | -0.0084818 | 11 |  | 2907.5347 | 2189.4466 | 5111.1882 | 10208.1695 |  | 10331.8551 | 470.3998 | 0 | 1370 | 1370 | 10331.8551 | unit | 1.2098 | 0.945 | 5.5467 | 7.5415 | -594.0854 | 8367.7697 | DROP | DROP | DROP | DROP | DROP | KEEP | [5 empty] | 0.945 | DROP | 1.2098 | 0 | DROP | DROP | DROP | DROP | DROP | DROP | 5.5467 | 0 | 7.5415 | DROP
DEF | N_RT_Smart Thermostat | 5268.1844 | 1.9523 | -0.0037047 | 11 |  | 1269.9403 | 956.2969 | 2232.4425 | 4458.6798 |  | 4512.7027 | 205.4592 | 0 | 2740 | 2740 | 4512.7027 | unit | 5.5395 | 0.945 | 1.5137 | 1.647 | -259.482 | 1513.2206 | DROP | DROP | DROP | KEEP | KEEP | KEEP | [5 empty] | 0.945 | DROP | 5.5395 | 1750.7403 | DROP | DROP | DROP | DROP | DROP | DROP | 1.5137 | 1750.7403 | 2.2859 | KEEP
DEF | N_SC_Smart Thermostat | 19687.6973 | 0.23377 | -3.235 | 11 |  | 4745.8857 | 114.5081 | 267.3153 | 5127.7091 |  | 16864.3916 | 767.8202 | 0 | 11508 | 11508 | 16864.3916 | unit | 6.2257 | 0.29081 | 0.41771 | 1.4654 | -12504.5026 | -7148.1111 | DROP | DROP | DROP | DROP | DROP | DROP | [5 empty] | 0.29081 | DROP | 6.2257 | 7811.0442 | DROP | DROP | DROP | DROP | DROP | DROP | 0.41771 | 7811.0442 | 2.1442 | DROP
DEF | N_WR_Smart Thermostat | 1955.7834 | 0.023223 | -0.32136 | 11 |  | 471.4581 | 11.3753 | 26.5552 | 509.3886 |  | 1675.3151 | 76.2756 | 0 | 3562 | 3562 | 1675.3151 | unit | 19.3979 | 0.29081 | 0.14001 | 0.47033 | -1242.2021 | -3128.887 | DROP | DROP | DROP | DROP | DROP | DROP | [5 empty] | 0.29081 | DROP | 19.3979 | 3194.743 | DROP | DROP | DROP | DROP | DROP | DROP | 0.14001 | 3194.743 | 1.3672 | DROP
DEF | E_AS_Thermal Energy Storage | -633.7788 | 3.9872 | 1.1505 | 20 |  | -257.6913 | 5150.2779 | 6904.4623 | 11797.0489 |  | -867.2402 | -24.7174 | 0 | 4786.7959 | 4786.7959 | -867.2402 | kW | 9999 | 9999 | 2.4773 | 9999 | 12689.0065 | 7034.9704 | KEEP | KEEP | KEEP | KEEP | KEEP | KEEP | [5 empty] | 9999 | 12689.0065 | 9999 | 4905.8069 | KEEP | 4905.8069 | 2.9211 | 9999 | 9999 | KEEP | 2.4773 | 4905.8069 | 9999 | KEEP
DEF | E_CU_Thermal Energy Storage | -3785.3107 | 23.8142 | 6.8715 | 20 |  | -1539.0886 | 30760.577 | 41237.628 | 70459.1165 |  | -5179.6832 | -147.6271 | 0 | 28589.6422 | 28589.6422 | -5179.6832 | kW | 9999 | 9999 | 2.4773 | 9999 | 75786.4268 | 42017.1015 | KEEP | KEEP | KEEP | KEEP | KEEP | KEEP | [5 empty] | 9999 | 75786.4268 | 9999 | 29300.4478 | KEEP | 29300.4478 | 2.9211 | 9999 | 9999 | KEEP | 2.4773 | 29300.4478 | 9999 | KEEP
DEF | E_GR_Thermal Energy Storage | -1525.8839 | 9.5997 | 2.77 | 20 |  | -620.4168 | 12399.793 | 16623.1619 | 28402.5381 |  | -2087.9647 | -59.5095 | 0 | 11524.6747 | 11524.6747 | -2087.9647 | kW | 9999 | 9999 | 2.4773 | 9999 | 30550.0123 | 16937.3728 | KEEP | KEEP | KEEP | KEEP | KEEP | KEEP | [5 empty] | 9999 | 30550.0123 | 9999 | 11811.2052 | KEEP | 11811.2052 | 2.9211 | 9999 | 9999 | KEEP | 2.4773 | 11811.2052 | 9999 | KEEP
DEF | E_HC_Thermal Energy Storage | -2663.437 | 16.7563 | 4.835 | 20 |  | -1082.9403 | 21643.8929 | 29015.8017 | 49576.7544 |  | -3644.5515 | -103.874 | 0 | 20116.3701 | 20116.3701 | -3644.5515 | kW | 9999 | 9999 | 2.4773 | 9999 | 53325.1799 | 29564.2583 | KEEP | KEEP | KEEP | KEEP | KEEP | KEEP | [5 empty] | 9999 | 53325.1799 | 9999 | 20616.5103 | KEEP | 20616.5103 | 2.9211 | 9999 | 9999 | KEEP | 2.4773 | 20616.5103 | 9999 | KEEP
DEF | E_HS_Thermal Energy Storage | -27752.5944 | 174.5978 | 50.3796 | 20 |  | -11284.0673 | 225525.9587 | 302340.0887 | 516581.9801 |  | -37975.6535 | -1082.3512 | 0 | 209609.4116 | 209609.4116 | -37975.6535 | kW | 9999 | 9999 | 2.4773 | 9999 | 555639.9848 | 308054.9197 | KEEP | KEEP | KEEP | KEEP | KEEP | KEEP | [5 empty] | 9999 | 555639.9848 | 9999 | 214820.7938 | KEEP | 214820.7938 | 2.9211 | 9999 | 9999 | KEEP | 2.4773 | 214820.7938 | 9999 | KEEP
DEF | E_IN_Thermal Energy Storage | -3078.9615 | 19.3704 | 5.5893 | 20 |  | -1251.8905 | 25020.5707 | 33542.5758 | 57311.256 |  | -4213.1404 | -120.0795 | 0 | 23254.7381 | 23254.7381 | -4213.1404 | kW | 9999 | 9999 | 2.4773 | 9999 | 61644.4759 | 34176.5974 | KEEP | KEEP | KEEP | KEEP | KEEP | KEEP | [5 empty] | 9999 | 61644.4759 | 9999 | 23832.9055 | KEEP | 23832.9055 | 2.9211 | 9999 | 9999 | KEEP | 2.4773 | 23832.9055 | 9999 | KEEP
DEF | E_LG_Thermal Energy Storage | -2525.7458 | 15.89 | 4.585 | 20 |  | -1026.9557 | 20524.9726 | 27515.7773 | 47013.7942 |  | -3456.1398 | -98.5041 | 0 | 19076.4179 | 19076.4179 | -3456.1398 | kW | 9999 | 9999 | 2.4773 | 9999 | 50568.4381 | 28035.8804 | KEEP | KEEP | KEEP | KEEP | KEEP | KEEP | [5 empty] | 9999 | 50568.4381 | 9999 | 19550.7024 | KEEP | 19550.7024 | 2.9211 | 9999 | 9999 | KEEP | 2.4773 | 19550.7024 | 9999 | KEEP
DEF | E_MS_Thermal Energy Storage | -29353.8464 | 184.6717 | 53.2863 | 20 |  | -11935.1284 | 238538.2151 | 319784.3191 | 546387.4058 |  | -40166.7491 | -1144.8 | 0 | 221703.325 | 221703.325 | -40166.7491 | kW | 9999 | 9999 | 2.4773 | 9999 | 587698.955 | 325828.8808 | KEEP | KEEP | KEEP | KEEP | KEEP | KEEP | [5 empty] | 9999 | 587698.955 | 9999 | 227215.3903 | KEEP | 227215.3903 | 2.9211 | 9999 | 9999 | KEEP | 2.4773 | 227215.3903 | 9999 | KEEP
DEF | E_OF_Thermal Energy Storage | -2194.2113 | 13.8043 | 3.9832 | 20 |  | -892.1554 | 17830.8233 | 23904.0008 | 40842.6687 |  | -3002.4799 | -85.5742 | 0 | 16572.4088 | 16572.4088 | -3002.4799 | kW | 9999 | 9999 | 2.4773 | 9999 | 43930.7229 | 24355.8342 | KEEP | KEEP | KEEP | KEEP | KEEP | KEEP | [5 empty] | 9999 | 43930.7229 | 9999 | 16984.4378 | KEEP | 16984.4378 | 2.9211 | 9999 | 9999 | KEEP | 2.4773 | 16984.4378 | 9999 | KEEP
DEF | E_RS_Thermal Energy Storage | -1589.9803 | 10.0029 | 2.8863 | 20 |  | -646.4781 | 12920.6601 | 17321.4362 | 29595.6182 |  | -2175.672 | -62.0092 | 0 | 12008.7815 | 12008.7815 | -2175.672 | kW | 9999 | 9999 | 2.4773 | 9999 | 31833.2994 | 17648.8459 | KEEP | KEEP | KEEP | KEEP | KEEP | KEEP | [5 empty] | 9999 | 31833.2994 | 9999 | 12307.348 | KEEP | 12307.348 | 2.9211 | 9999 | 9999 | KEEP | 2.4773 | 12307.348 | 9999 | KEEP
DEF | E_RT_Thermal Energy Storage | -694.4647 | 4.369 | 1.2607 | 20 |  | -282.3659 | 5643.4297 | 7565.5815 | 12926.6453 |  | -950.2805 | -27.0841 | 0 | 5245.1433 | 5245.1433 | -950.2805 | kW | 9999 | 9999 | 2.4773 | 9999 | 13904.01 | 7708.5861 | KEEP | KEEP | KEEP | KEEP | KEEP | KEEP | [5 empty] | 9999 | 13904.01 | 9999 | 5375.5499 | KEEP | 5375.5499 | 2.9211 | 9999 | 9999 | KEEP | 2.4773 | 5375.5499 | 9999 | KEEP
DEF | E_SC_Thermal Energy Storage | -2595.2794 | 16.3275 | 4.7112 | 20 |  | -1055.2277 | 21090.024 | 28273.285 | 48308.0813 |  | -3551.2872 | -101.2159 | 0 | 19601.5906 | 19601.5906 | -3551.2872 | kW | 9999 | 9999 | 2.4773 | 9999 | 51960.5843 | 28807.7065 | KEEP | KEEP | KEEP | KEEP | KEEP | KEEP | [5 empty] | 9999 | 51960.5843 | 9999 | 20088.9322 | KEEP | 20088.9322 | 2.9211 | 9999 | 9999 | KEEP | 2.4773 | 20088.9322 | 9999 | KEEP
DEF | E_WR_Thermal Energy Storage | -257.8161 | 1.622 | 0.46802 | 20 |  | -104.8267 | 2095.0911 | 2808.679 | 4798.9433 |  | -352.7862 | -10.0548 | 0 | 1947.2295 | 1947.2295 | -352.7862 | kW | 9999 | 9999 | 2.4773 | 9999 | 5161.7844 | 2861.7686 | KEEP | KEEP | KEEP | KEEP | KEEP | KEEP | [5 empty] | 9999 | 5161.7844 | 9999 | 1995.6422 | KEEP | 1995.6422 | 2.9211 | 9999 | 9999 | KEEP | 2.4773 | 1995.6422 | 9999 | KEEP
DEF | N_AS_Thermal Energy Storage | -633.7788 | 3.9872 | 1.1505 | 20 |  | -257.6913 | 5150.2779 | 6904.4623 | 11797.0489 |  | -867.2402 | -24.7174 | 0 | 4786.7959 | 4786.7959 | -867.2402 | kW | 9999 | 9999 | 2.4773 | 9999 | 12689.0065 | 7034.9704 | KEEP | KEEP | KEEP | KEEP | KEEP | KEEP | [5 empty] | 9999 | 12689.0065 | 9999 | 4905.8069 | KEEP | 4905.8069 | 2.9211 | 9999 | 9999 | KEEP | 2.4773 | 4905.8069 | 9999 | KEEP
DEF | N_CU_Thermal Energy Storage | -3785.3107 | 23.8142 | 6.8715 | 20 |  | -1539.0886 | 30760.577 | 41237.628 | 70459.1165 |  | -5179.6832 | -147.6271 | 0 | 28589.6422 | 28589.6422 | -5179.6832 | kW | 9999 | 9999 | 2.4773 | 9999 | 75786.4268 | 42017.1015 | KEEP | KEEP | KEEP | KEEP | KEEP | KEEP | [5 empty] | 9999 | 75786.4268 | 9999 | 29300.4478 | KEEP | 29300.4478 | 2.9211 | 9999 | 9999 | KEEP | 2.4773 | 29300.4478 | 9999 | KEEP
DEF | N_GR_Thermal Energy Storage | -1525.8839 | 9.5997 | 2.77 | 20 |  | -620.4168 | 12399.793 | 16623.1619 | 28402.5381 |  | -2087.9647 | -59.5095 | 0 | 11524.6747 | 11524.6747 | -2087.9647 | kW | 9999 | 9999 | 2.4773 | 9999 | 30550.0123 | 16937.3728 | KEEP | KEEP | KEEP | KEEP | KEEP | KEEP | [5 empty] | 9999 | 30550.0123 | 9999 | 11811.2052 | KEEP | 11811.2052 | 2.9211 | 9999 | 9999 | KEEP | 2.4773 | 11811.2052 | 9999 | KEEP
DEF | N_HC_Thermal Energy Storage | -2663.437 | 16.7563 | 4.835 | 20 |  | -1082.9403 | 21643.8929 | 29015.8017 | 49576.7544 |  | -3644.5515 | -103.874 | 0 | 20116.3701 | 20116.3701 | -3644.5515 | kW | 9999 | 9999 | 2.4773 | 9999 | 53325.1799 | 29564.2583 | KEEP | KEEP | KEEP | KEEP | KEEP | KEEP | [5 empty] | 9999 | 53325.1799 | 9999 | 20616.5103 | KEEP | 20616.5103 | 2.9211 | 9999 | 9999 | KEEP | 2.4773 | 20616.5103 | 9999 | KEEP
DEF | N_HS_Thermal Energy Storage | -27752.5944 | 174.5978 | 50.3796 | 20 |  | -11284.0673 | 225525.9587 | 302340.0887 | 516581.9801 |  | -37975.6535 | -1082.3512 | 0 | 209609.4116 | 209609.4116 | -37975.6535 | kW | 9999 | 9999 | 2.4773 | 9999 | 555639.9848 | 308054.9197 | KEEP | KEEP | KEEP | KEEP | KEEP | KEEP | [5 empty] | 9999 | 555639.9848 | 9999 | 214820.7938 | KEEP | 214820.7938 | 2.9211 | 9999 | 9999 | KEEP | 2.4773 | 214820.7938 | 9999 | KEEP
DEF | N_IN_Thermal Energy Storage | -3078.9615 | 19.3704 | 5.5893 | 20 |  | -1251.8905 | 25020.5707 | 33542.5758 | 57311.256 |  | -4213.1404 | -120.0795 | 0 | 23254.7381 | 23254.7381 | -4213.1404 | kW | 9999 | 9999 | 2.4773 | 9999 | 61644.4759 | 34176.5974 | KEEP | KEEP | KEEP | KEEP | KEEP | KEEP | [5 empty] | 9999 | 61644.4759 | 9999 | 23832.9055 | KEEP | 23832.9055 | 2.9211 | 9999 | 9999 | KEEP | 2.4773 | 23832.9055 | 9999 | KEEP
DEF | N_LG_Thermal Energy Storage | -2525.7458 | 15.89 | 4.585 | 20 |  | -1026.9557 | 20524.9726 | 27515.7773 | 47013.7942 |  | -3456.1398 | -98.5041 | 0 | 19076.4179 | 19076.4179 | -3456.1398 | kW | 9999 | 9999 | 2.4773 | 9999 | 50568.4381 | 28035.8804 | KEEP | KEEP | KEEP | KEEP | KEEP | KEEP | [5 empty] | 9999 | 50568.4381 | 9999 | 19550.7024 | KEEP | 19550.7024 | 2.9211 | 9999 | 9999 | KEEP | 2.4773 | 19550.7024 | 9999 | KEEP
DEF | N_MS_Thermal Energy Storage | -29353.8464 | 184.6717 | 53.2863 | 20 |  | -11935.1284 | 238538.2151 | 319784.3191 | 546387.4058 |  | -40166.7491 | -1144.8 | 0 | 221703.325 | 221703.325 | -40166.7491 | kW | 9999 | 9999 | 2.4773 | 9999 | 587698.955 | 325828.8808 | KEEP | KEEP | KEEP | KEEP | KEEP | KEEP | [5 empty] | 9999 | 587698.955 | 9999 | 227215.3903 | KEEP | 227215.3903 | 2.9211 | 9999 | 9999 | KEEP | 2.4773 | 227215.3903 | 9999 | KEEP
DEF | N_OF_Thermal Energy Storage | -2194.2113 | 13.8043 | 3.9832 | 20 |  | -892.1554 | 17830.8233 | 23904.0008 | 40842.6687 |  | -3002.4799 | -85.5742 | 0 | 16572.4088 | 16572.4088 | -3002.4799 | kW | 9999 | 9999 | 2.4773 | 9999 | 43930.7229 | 24355.8342 | KEEP | KEEP | KEEP | KEEP | KEEP | KEEP | [5 empty] | 9999 | 43930.7229 | 9999 | 16984.4378 | KEEP | 16984.4378 | 2.9211 | 9999 | 9999 | KEEP | 2.4773 | 16984.4378 | 9999 | KEEP
DEF | N_RS_Thermal Energy Storage | -1589.9803 | 10.0029 | 2.8863 | 20 |  | -646.4781 | 12920.6601 | 17321.4362 | 29595.6182 |  | -2175.672 | -62.0092 | 0 | 12008.7815 | 12008.7815 | -2175.672 | kW | 9999 | 9999 | 2.4773 | 9999 | 31833.2994 | 17648.8459 | KEEP | KEEP | KEEP | KEEP | KEEP | KEEP | [5 empty] | 9999 | 31833.2994 | 9999 | 12307.348 | KEEP | 12307.348 | 2.9211 | 9999 | 9999 | KEEP | 2.4773 | 12307.348 | 9999 | KEEP
DEF | N_RT_Thermal Energy Storage | -694.4647 | 4.369 | 1.2607 | 20 |  | -282.3659 | 5643.4297 | 7565.5815 | 12926.6453 |  | -950.2805 | -27.0841 | 0 | 5245.1433 | 5245.1433 | -950.2805 | kW | 9999 | 9999 | 2.4773 | 9999 | 13904.01 | 7708.5861 | KEEP | KEEP | KEEP | KEEP | KEEP | KEEP | [5 empty] | 9999 | 13904.01 | 9999 | 5375.5499 | KEEP | 5375.5499 | 2.9211 | 9999 | 9999 | KEEP | 2.4773 | 5375.5499 | 9999 | KEEP
DEF | N_SC_Thermal Energy Storage | -2595.2794 | 16.3275 | 4.7112 | 20 |  | -1055.2277 | 21090.024 | 28273.285 | 48308.0813 |  | -3551.2872 | -101.2159 | 0 | 19601.5906 | 19601.5906 | -3551.2872 | kW | 9999 | 9999 | 2.4773 | 9999 | 51960.5843 | 28807.7065 | KEEP | KEEP | KEEP | KEEP | KEEP | KEEP | [5 empty] | 9999 | 51960.5843 | 9999 | 20088.9322 | KEEP | 20088.9322 | 2.9211 | 9999 | 9999 | KEEP | 2.4773 | 20088.9322 | 9999 | KEEP
DEF | N_WR_Thermal Energy Storage | -257.8161 | 1.622 | 0.46802 | 20 |  | -104.8267 | 2095.0911 | 2808.679 | 4798.9433 |  | -352.7862 | -10.0548 | 0 | 1947.2295 | 1947.2295 | -352.7862 | kW | 9999 | 9999 | 2.4773 | 9999 | 5161.7844 | 2861.7686 | KEEP | KEEP | KEEP | KEEP | KEEP | KEEP | [5 empty] | 9999 | 5161.7844 | 9999 | 1995.6422 | KEEP | 1995.6422 | 2.9211 | 9999 | 9999 | KEEP | 2.4773 | 1995.6422 | 9999 | KEEP
DEF | E_AS_Wall Insulation | 1.931 | 3.8639e-05 | 0.00087102 | 20 |  | 0.78512 | 1.0389 | 1.3944 | 3.2184 |  | 2.6423 | 0.075308 | 0 | 0.9419 | 0.9419 | 2.6423 | sq ft | 5.1953 | 1.1843 | 3.1639 | 2.8053 | 0.50081 | 2.2012 | KEEP | KEEP | KEEP | KEEP | KEEP | KEEP | [5 empty] | 1.1843 | 0.50081 | 5.1953 | 0.5793 | KEEP | 0.50081 | 1.024 | 2.4329 | 3.337 | KEEP | 3.1639 | 0.5793 | 3.4203 | KEEP
DEF | E_CU_Wall Insulation | 1.8754 | 0.00077564 | 0.00045688 | 20 |  | 0.76254 | 1.0019 | 1.3431 | 3.1076 |  | 2.5663 | 0.073142 | 0 | 0.9419 | 0.9419 | 2.5663 | sq ft | 5.3491 | 1.1774 | 3.0615 | 2.7246 | 0.46815 | 2.0925 | KEEP | KEEP | KEEP | KEEP | KEEP | KEEP | [5 empty] | 1.1774 | 0.46815 | 5.3491 | 0.58973 | KEEP | 0.46815 | 1.0241 | 2.6905 | 3.2216 | KEEP | 3.0615 | 0.58973 | 3.3507 | KEEP
DEF | E_GR_Wall Insulation | 1.9028 | 0.00038831 | 0.00088806 | 20 |  | 0.77369 | 1.0592 | 1.4217 | 3.2546 |  | 2.6038 | 0.074211 | 0 | 0.9419 | 0.9419 | 2.6038 | sq ft | 5.2721 | 1.2153 | 3.203 | 2.7644 | 0.57657 | 2.2385 | KEEP | KEEP | KEEP | KEEP | KEEP | KEEP | [5 empty] | 1.2153 | 0.57657 | 5.2721 | 0.58458 | KEEP | 0.57657 | 1.0233 | 2.0449 | 3.3765 | KEEP | 3.203 | 0.58458 | 3.385 | KEEP
DEF | E_HC_Wall Insulation | 1.8487 | 3.6993e-05 | 0.00083391 | 20 |  | 0.75168 | 0.9946 | 1.335 | 3.0813 |  | 2.5297 | 0.0721 | 0 | 0.9419 | 0.9419 | 2.5297 | sq ft | 5.4265 | 1.1843 | 3.0387 | 2.6857 | 0.47948 | 2.0673 | KEEP | KEEP | KEEP | KEEP | KEEP | KEEP | [5 empty] | 1.1843 | 0.47948 | 5.4265 | 0.59475 | KEEP | 0.47948 | 1.024 | 2.6641 | 3.1948 | KEEP | 3.0387 | 0.59475 | 3.3172 | KEEP
DEF | E_HS_Wall Insulation | 1.9028 | 0.00078698 | 0.00046356 | 20 |  | 0.77369 | 1.0165 | 1.3628 | 3.153 |  | 2.6038 | 0.074211 | 0 | 0.9419 | 0.9419 | 2.6038 | sq ft | 5.2721 | 1.1774 | 3.103 | 2.7644 | 0.47499 | 2.1369 | KEEP | KEEP | KEEP | KEEP | KEEP | KEEP | [5 empty] | 1.1774 | 0.47499 | 5.2721 | 0.58458 | KEEP | 0.47499 | 1.0241 | 2.6134 | 3.2687 | KEEP | 3.103 | 0.58458 | 3.385 | KEEP
DEF | E_IN_Wall Insulation | 1.8754 | 3.7528e-05 | 0.00084597 | 20 |  | 0.76254 | 1.009 | 1.3543 | 3.1258 |  | 2.5663 | 0.073142 | 0 | 0.9419 | 0.9419 | 2.5663 | sq ft | 5.3491 | 1.1843 | 3.0795 | 2.7246 | 0.48641 | 2.1108 | KEEP | KEEP | KEEP | KEEP | KEEP | KEEP | [5 empty] | 1.1843 | 0.48641 | 5.3491 | 0.58973 | KEEP | 0.48641 | 1.024 | 2.5868 | 3.241 | KEEP | 3.0795 | 0.58973 | 3.3507 | KEEP
DEF | E_LG_Wall Insulation | 1.8754 | 0.00077564 | 0.00045688 | 20 |  | 0.76254 | 1.0019 | 1.3431 | 3.1076 |  | 2.5663 | 0.073142 | 0 | 0.9419 | 0.9419 | 2.5663 | sq ft | 5.3491 | 1.1774 | 3.0615 | 2.7246 | 0.46815 | 2.0925 | KEEP | KEEP | KEEP | KEEP | KEEP | KEEP | [5 empty] | 1.1774 | 0.46815 | 5.3491 | 0.58973 | KEEP | 0.46815 | 1.0241 | 2.6905 | 3.2216 | KEEP | 3.0615 | 0.58973 | 3.3507 | KEEP
DEF | E_MS_Wall Insulation | 1.9028 | 3.8077e-05 | 0.00085833 | 20 |  | 0.77369 | 1.0237 | 1.3741 | 3.1715 |  | 2.6038 | 0.074211 | 0 | 0.9419 | 0.9419 | 2.6038 | sq ft | 5.2721 | 1.1843 | 3.1212 | 2.7644 | 0.49352 | 2.1554 | KEEP | KEEP | KEEP | KEEP | KEEP | KEEP | [5 empty] | 1.1843 | 0.49352 | 5.2721 | 0.58458 | KEEP | 0.49352 | 1.024 | 2.5097 | 3.2884 | KEEP | 3.1212 | 0.58458 | 3.385 | KEEP
DEF | E_OF_Wall Insulation | 1.9028 | 3.8077e-05 | 0.00085833 | 20 |  | 0.77369 | 1.0237 | 1.3741 | 3.1715 |  | 2.6038 | 0.074211 | 0 | 0.9419 | 0.9419 | 2.6038 | sq ft | 5.2721 | 1.1843 | 3.1212 | 2.7644 | 0.49352 | 2.1554 | KEEP | KEEP | KEEP | KEEP | KEEP | KEEP | [5 empty] | 1.1843 | 0.49352 | 5.2721 | 0.58458 | KEEP | 0.49352 | 1.024 | 2.5097 | 3.2884 | KEEP | 3.1212 | 0.58458 | 3.385 | KEEP
DEF | E_RS_Wall Insulation | 1.931 | 0.00039405 | 0.00090119 | 20 |  | 0.78512 | 1.0748 | 1.4427 | 3.3027 |  | 2.6423 | 0.075308 | 0 | 0.9419 | 0.9419 | 2.6423 | sq ft | 5.1953 | 1.2153 | 3.2468 | 2.8053 | 0.58509 | 2.2855 | KEEP | KEEP | KEEP | KEEP | KEEP | KEEP | [5 empty] | 1.2153 | 0.58509 | 5.1953 | 0.5793 | KEEP | 0.5793 | 1.0252 | 2 | 3.4203 | KEEP | 3.2468 | 0.5793 | 3.4203 | KEEP
DEF | E_RT_Wall Insulation | 1.9028 | 0.00038831 | 0.00088806 | 20 |  | 0.77369 | 1.0592 | 1.4217 | 3.2546 |  | 2.6038 | 0.074211 | 0 | 0.9419 | 0.9419 | 2.6038 | sq ft | 5.2721 | 1.2153 | 3.203 | 2.7644 | 0.57657 | 2.2385 | KEEP | KEEP | KEEP | KEEP | KEEP | KEEP | [5 empty] | 1.2153 | 0.57657 | 5.2721 | 0.58458 | KEEP | 0.57657 | 1.0233 | 2.0449 | 3.3765 | KEEP | 3.203 | 0.58458 | 3.385 | KEEP
DEF | E_SC_Wall Insulation | 1.9598 | 3.9217e-05 | 0.00088404 | 20 |  | 0.79686 | 1.0544 | 1.4153 | 3.2665 |  | 2.6818 | 0.076434 | 0 | 0.9419 | 0.9419 | 2.6818 | sq ft | 5.1188 | 1.1843 | 3.2077 | 2.8472 | 0.5083 | 2.2482 | KEEP | KEEP | KEEP | KEEP | KEEP | KEEP | [5 empty] | 1.1843 | 0.5083 | 5.1188 | 0.57388 | KEEP | 0.5083 | 1.024 | 2.3564 | 3.3868 | KEEP | 3.2077 | 0.57388 | 3.4565 | KEEP
DEF | E_WR_Wall Insulation | 1.931 | 0.00021912 | 0.00039096 | 20 |  | 0.78512 | 0.4663 | 0.62589 | 1.8773 |  | 2.6423 | 0.075308 | 0 | 0.9419 | 0.9419 | 2.6423 | sq ft | 5.1953 | 0.6908 | 1.8456 | 2.8053 | -0.84027 | 0.8601 | DROP | DROP | DROP | KEEP | KEEP | KEEP | [5 empty] | 0.6908 | DROP | 5.1953 | 0.5793 | DROP | DROP | DROP | DROP | DROP | DROP | 1.8456 | 0.5793 | 3.4203 | KEEP
DEF | N_AS_Wall Insulation | 0 | 0 | 0 | 20 |  | 0 | 0 | 0 | 0 |  | 0 | 0 | 0 | 0.9419 | 0.9419 | 0 | sq ft | 0 | 0 | 0 | 0 | 0 | -0.9419 | DROP | DROP | DROP | DROP | DROP | DROP | [5 empty] | #DIV/0! | #DIV/0! | 0 | 0 | #DIV/0! | #DIV/0! | #DIV/0! | #DIV/0! | #DIV/0! | DROP | 0 | 0 | 0 | DROP
DEF | N_CU_Wall Insulation | 0 | 0 | 0 | 20 |  | 0 | 0 | 0 | 0 |  | 0 | 0 | 0 | 0.9419 | 0.9419 | 0 | sq ft | 0 | 0 | 0 | 0 | 0 | -0.9419 | DROP | DROP | DROP | DROP | DROP | DROP | [5 empty] | #DIV/0! | #DIV/0! | 0 | 0 | #DIV/0! | #DIV/0! | #DIV/0! | #DIV/0! | #DIV/0! | DROP | 0 | 0 | 0 | DROP
DEF | N_GR_Wall Insulation | 0 | 0 | 0 | 20 |  | 0 | 0 | 0 | 0 |  | 0 | 0 | 0 | 0.9419 | 0.9419 | 0 | sq ft | 0 | 0 | 0 | 0 | 0 | -0.9419 | DROP | DROP | DROP | DROP | DROP | DROP | [5 empty] | #DIV/0! | #DIV/0! | 0 | 0 | #DIV/0! | #DIV/0! | #DIV/0! | #DIV/0! | #DIV/0! | DROP | 0 | 0 | 0 | DROP
DEF | N_HC_Wall Insulation | 0 | 0 | 0 | 20 |  | 0 | 0 | 0 | 0 |  | 0 | 0 | 0 | 0.9419 | 0.9419 | 0 | sq ft | 0 | 0 | 0 | 0 | 0 | -0.9419 | DROP | DROP | DROP | DROP | DROP | DROP | [5 empty] | #DIV/0! | #DIV/0! | 0 | 0 | #DIV/0! | #DIV/0! | #DIV/0! | #DIV/0! | #DIV/0! | DROP | 0 | 0 | 0 | DROP
DEF | N_HS_Wall Insulation | 0 | 0 | 0 | 20 |  | 0 | 0 | 0 | 0 |  | 0 | 0 | 0 | 0.9419 | 0.9419 | 0 | sq ft | 0 | 0 | 0 | 0 | 0 | -0.9419 | DROP | DROP | DROP | DROP | DROP | DROP | [5 empty] | #DIV/0! | #DIV/0! | 0 | 0 | #DIV/0! | #DIV/0! | #DIV/0! | #DIV/0! | #DIV/0! | DROP | 0 | 0 | 0 | DROP
DEF | N_IN_Wall Insulation | 0 | 0 | 0 | 20 |  | 0 | 0 | 0 | 0 |  | 0 | 0 | 0 | 0.9419 | 0.9419 | 0 | sq ft | 0 | 0 | 0 | 0 | 0 | -0.9419 | DROP | DROP | DROP | DROP | DROP | DROP | [5 empty] | #DIV/0! | #DIV/0! | 0 | 0 | #DIV/0! | #DIV/0! | #DIV/0! | #DIV/0! | #DIV/0! | DROP | 0 | 0 | 0 | DROP
DEF | N_LG_Wall Insulation | 0 | 0 | 0 | 20 |  | 0 | 0 | 0 | 0 |  | 0 | 0 | 0 | 0.9419 | 0.9419 | 0 | sq ft | 0 | 0 | 0 | 0 | 0 | -0.9419 | DROP | DROP | DROP | DROP | DROP | DROP | [5 empty] | #DIV/0! | #DIV/0! | 0 | 0 | #DIV/0! | #DIV/0! | #DIV/0! | #DIV/0! | #DIV/0! | DROP | 0 | 0 | 0 | DROP
DEF | N_MS_Wall Insulation | 0 | 0 | 0 | 20 |  | 0 | 0 | 0 | 0 |  | 0 | 0 | 0 | 0.9419 | 0.9419 | 0 | sq ft | 0 | 0 | 0 | 0 | 0 | -0.9419 | DROP | DROP | DROP | DROP | DROP | DROP | [5 empty] | #DIV/0! | #DIV/0! | 0 | 0 | #DIV/0! | #DIV/0! | #DIV/0! | #DIV/0! | #DIV/0! | DROP | 0 | 0 | 0 | DROP
DEF | N_OF_Wall Insulation | 0 | 0 | 0 | 20 |  | 0 | 0 | 0 | 0 |  | 0 | 0 | 0 | 0.9419 | 0.9419 | 0 | sq ft | 0 | 0 | 0 | 0 | 0 | -0.9419 | DROP | DROP | DROP | DROP | DROP | DROP | [5 empty] | #DIV/0! | #DIV/0! | 0 | 0 | #DIV/0! | #DIV/0! | #DIV/0! | #DIV/0! | #DIV/0! | DROP | 0 | 0 | 0 | DROP
DEF | N_RS_Wall Insulation | 0 | 0 | 0 | 20 |  | 0 | 0 | 0 | 0 |  | 0 | 0 | 0 | 0.9419 | 0.9419 | 0 | sq ft | 0 | 0 | 0 | 0 | 0 | -0.9419 | DROP | DROP | DROP | DROP | DROP | DROP | [5 empty] | #DIV/0! | #DIV/0! | 0 | 0 | #DIV/0! | #DIV/0! | #DIV/0! | #DIV/0! | #DIV/0! | DROP | 0 | 0 | 0 | DROP
DEF | N_RT_Wall Insulation | 0 | 0 | 0 | 20 |  | 0 | 0 | 0 | 0 |  | 0 | 0 | 0 | 0.9419 | 0.9419 | 0 | sq ft | 0 | 0 | 0 | 0 | 0 | -0.9419 | DROP | DROP | DROP | DROP | DROP | DROP | [5 empty] | #DIV/0! | #DIV/0! | 0 | 0 | #DIV/0! | #DIV/0! | #DIV/0! | #DIV/0! | #DIV/0! | DROP | 0 | 0 | 0 | DROP
DEF | N_SC_Wall Insulation | 0 | 0 | 0 | 20 |  | 0 | 0 | 0 | 0 |  | 0 | 0 | 0 | 0.9419 | 0.9419 | 0 | sq ft | 0 | 0 | 0 | 0 | 0 | -0.9419 | DROP | DROP | DROP | DROP | DROP | DROP | [5 empty] | #DIV/0! | #DIV/0! | 0 | 0 | #DIV/0! | #DIV/0! | #DIV/0! | #DIV/0! | #DIV/0! | DROP | 0 | 0 | 0 | DROP
DEF | N_WR_Wall Insulation | 0 | 0 | 0 | 20 |  | 0 | 0 | 0 | 0 |  | 0 | 0 | 0 | 0.9419 | 0.9419 | 0 | sq ft | 0 | 0 | 0 | 0 | 0 | -0.9419 | DROP | DROP | DROP | DROP | DROP | DROP | [5 empty] | #DIV/0! | #DIV/0! | 0 | 0 | #DIV/0! | #DIV/0! | #DIV/0! | #DIV/0! | #DIV/0! | DROP | 0 | 0 | 0 | DROP
DEF | E_AS_Warehouse Loading Dock Seals | 0.067392 | 7.6475e-06 | 1.3645e-05 | 18 |  | 0.025186 | 0.014512 | 0.020456 | 0.060153 |  | 0.085459 | 0.0026283 | 0 | 0.2857 | 0.2857 | 0.085459 | facility sq ft | 45.1523 | 0.68288 | 0.20863 | 0.29912 | -0.027934 | -0.22818 | DROP | DROP | DROP | DROP | DROP | DROP | [5 empty] | 0.68288 | DROP | 45.1523 | 0.27305 | DROP | DROP | DROP | DROP | DROP | DROP | 0.20863 | 0.27305 | 1.2548 | DROP
DEF | E_CU_Warehouse Loading Dock Seals | 0.03292 | 3.7357e-06 | 6.6653e-06 | 18 |  | 0.012303 | 0.0070888 | 0.0099922 | 0.029384 |  | 0.041745 | 0.0012839 | 0 | 0.2857 | 0.2857 | 0.041745 | facility sq ft | 92.4333 | 0.68288 | 0.10239 | 0.14612 | -0.013645 | -0.2576 | DROP | DROP | DROP | DROP | DROP | DROP | [5 empty] | 0.68288 | DROP | 92.4333 | 0.27952 | DROP | DROP | DROP | DROP | DROP | DROP | 0.10239 | 0.27952 | 1.1245 | DROP
DEF | E_GR_Warehouse Loading Dock Seals | 0.22917 | 2.6006e-05 | 4.6401e-05 | 18 |  | 0.085646 | 0.049349 | 0.06956 | 0.20456 |  | 0.29061 | 0.0089377 | 0 | 0.2857 | 0.2857 | 0.29061 | facility sq ft | 13.2779 | 0.68288 | 0.69426 | 1.0172 | -0.094991 | -0.090082 | DROP | DROP | DROP | DROP | DROP | DROP | [5 empty] | 0.68288 | DROP | 13.2779 | 0.24267 | DROP | DROP | DROP | DROP | DROP | DROP | 0.69426 | 0.24267 | 1.8666 | DROP
DEF | E_HC_Warehouse Loading Dock Seals | 0.063859 | 7.2465e-06 | 1.2929e-05 | 18 |  | 0.023865 | 0.013751 | 0.019383 | 0.056999 |  | 0.080978 | 0.0024905 | 0 | 0.2857 | 0.2857 | 0.080978 | facility sq ft | 47.6509 | 0.68288 | 0.19778 | 0.28344 | -0.026469 | -0.23119 | DROP | DROP | DROP | DROP | DROP | DROP | [5 empty] | 0.68288 | DROP | 47.6509 | 0.27371 | DROP | DROP | DROP | DROP | DROP | DROP | 0.19778 | 0.27371 | 1.2415 | DROP
DEF | E_HS_Warehouse Loading Dock Seals | 0.033033 | 3.7485e-06 | 6.6882e-06 | 18 |  | 0.012345 | 0.0071131 | 0.010026 | 0.029485 |  | 0.041889 | 0.0012883 | 0 | 0.2857 | 0.2857 | 0.041889 | facility sq ft | 92.1174 | 0.68288 | 0.10274 | 0.14662 | -0.013692 | -0.2575 | DROP | DROP | DROP | DROP | DROP | DROP | [5 empty] | 0.68288 | DROP | 92.1174 | 0.2795 | DROP | DROP | DROP | DROP | DROP | DROP | 0.10274 | 0.2795 | 1.1249 | DROP
DEF | E_IN_Warehouse Loading Dock Seals | 0.20609 | 2.3387e-05 | 4.1728e-05 | 18 |  | 0.077021 | 0.044379 | 0.062555 | 0.18396 |  | 0.26134 | 0.0080377 | 0 | 0.2857 | 0.2857 | 0.26134 | facility sq ft | 14.7647 | 0.68288 | 0.62626 | 0.91475 | -0.085425 | -0.10978 | DROP | DROP | DROP | DROP | DROP | DROP | [5 empty] | 0.68288 | DROP | 14.7647 | 0.247 | DROP | DROP | DROP | DROP | DROP | DROP | 0.62626 | 0.247 | 1.7793 | DROP
DEF | E_LG_Warehouse Loading Dock Seals | 0.15504 | 1.7593e-05 | 3.139e-05 | 18 |  | 0.057941 | 0.033385 | 0.047058 | 0.13838 |  | 0.1966 | 0.0060465 | 0 | 0.2857 | 0.2857 | 0.1966 | facility sq ft | 19.627 | 0.68288 | 0.47433 | 0.68813 | -0.064262 | -0.15336 | DROP | DROP | DROP | DROP | DROP | DROP | [5 empty] | 0.68288 | DROP | 19.627 | 0.25659 | DROP | DROP | DROP | DROP | DROP | DROP | 0.47433 | 0.25659 | 1.5862 | DROP
DEF | E_MS_Warehouse Loading Dock Seals | 0.041195 | 4.6747e-06 | 8.3407e-06 | 18 |  | 0.015395 | 0.0088707 | 0.012504 | 0.03677 |  | 0.052238 | 0.0016066 | 0 | 0.2857 | 0.2857 | 0.052238 | facility sq ft | 73.8662 | 0.68288 | 0.12798 | 0.18284 | -0.017075 | -0.25054 | DROP | DROP | DROP | DROP | DROP | DROP | [5 empty] | 0.68288 | DROP | 73.8662 | 0.27796 | DROP | DROP | DROP | DROP | DROP | DROP | 0.12798 | 0.27796 | 1.1558 | DROP
DEF | E_OF_Warehouse Loading Dock Seals | 0.29909 | 3.394e-05 | 6.0557e-05 | 18 |  | 0.11178 | 0.064404 | 0.090783 | 0.26696 |  | 0.37927 | 0.011665 | 0 | 0.2857 | 0.2857 | 0.37927 | facility sq ft | 10.1739 | 0.68288 | 0.89777 | 1.3275 | -0.12397 | -0.030401 | DROP | DROP | DROP | DROP | DROP | DROP | [5 empty] | 0.68288 | DROP | 10.1739 | 0.22954 | DROP | DROP | DROP | DROP | DROP | DROP | 0.89777 | 0.22954 | 2.1309 | DROP
DEF | E_RS_Warehouse Loading Dock Seals | 0.22237 | 2.5234e-05 | 4.5023e-05 | 18 |  | 0.083104 | 0.047884 | 0.067496 | 0.19848 |  | 0.28198 | 0.0086724 | 0 | 0.2857 | 0.2857 | 0.28198 | facility sq ft | 13.684 | 0.68288 | 0.67426 | 0.98699 | -0.092171 | -0.095889 | DROP | DROP | DROP | DROP | DROP | DROP | [5 empty] | 0.68288 | DROP | 13.684 | 0.24394 | DROP | DROP | DROP | DROP | DROP | DROP | 0.67426 | 0.24394 | 1.8408 | DROP
DEF | E_RT_Warehouse Loading Dock Seals | 0.09714 | 1.1023e-05 | 1.9668e-05 | 18 |  | 0.036303 | 0.020917 | 0.029485 | 0.086705 |  | 0.12318 | 0.0037885 | 0 | 0.2857 | 0.2857 | 0.12318 | facility sq ft | 31.3251 | 0.68288 | 0.29951 | 0.43116 | -0.040264 | -0.20278 | DROP | DROP | DROP | DROP | DROP | DROP | [5 empty] | 0.68288 | DROP | 31.3251 | 0.26746 | DROP | DROP | DROP | DROP | DROP | DROP | 0.29951 | 0.26746 | 1.3673 | DROP
DEF | E_SC_Warehouse Loading Dock Seals | 0.022185 | 2.5175e-06 | 4.4917e-06 | 18 |  | 0.0082908 | 0.0047771 | 0.0067337 | 0.019802 |  | 0.028132 | 0.0008652 | 0 | 0.2857 | 0.2857 | 0.028132 | facility sq ft | 137.1636 | 0.68288 | 0.0691 | 0.098466 | -0.0091954 | -0.26676 | DROP | DROP | DROP | DROP | DROP | DROP | [5 empty] | 0.68288 | DROP | 137.1636 | 0.28153 | DROP | DROP | DROP | DROP | DROP | DROP | 0.0691 | 0.28153 | 1.0839 | DROP
DEF | E_WR_Warehouse Loading Dock Seals | 0.061346 | 6.9614e-06 | 1.2421e-05 | 18 |  | 0.022926 | 0.01321 | 0.01862 | 0.054756 |  | 0.077792 | 0.0023925 | 0 | 0.2857 | 0.2857 | 0.077792 | facility sq ft | 49.6025 | 0.68288 | 0.19007 | 0.27228 | -0.025428 | -0.23334 | DROP | DROP | DROP | DROP | DROP | DROP | [5 empty] | 0.68288 | DROP | 49.6025 | 0.27418 | DROP | DROP | DROP | DROP | DROP | DROP | 0.19007 | 0.27418 | 1.232 | DROP
DEF | N_AS_Warehouse Loading Dock Seals | 0.066118 | 7.5028e-06 | 1.3387e-05 | 18 |  | 0.024709 | 0.014237 | 0.020069 | 0.059015 |  | 0.083842 | 0.0025786 | 0 | 0.2857 | 0.2857 | 0.083842 | facility sq ft | 46.0229 | 0.68288 | 0.20472 | 0.29346 | -0.027405 | -0.22926 | DROP | DROP | DROP | DROP | DROP | DROP | [5 empty] | 0.68288 | DROP | 46.0229 | 0.27328 | DROP | DROP | DROP | DROP | DROP | DROP | 0.20472 | 0.27328 | 1.25 | DROP
DEF | N_CU_Warehouse Loading Dock Seals | 0.032297 | 3.665e-06 | 6.5392e-06 | 18 |  | 0.01207 | 0.0069547 | 0.0098032 | 0.028828 |  | 0.040956 | 0.0012596 | 0 | 0.2857 | 0.2857 | 0.040956 | facility sq ft | 94.2157 | 0.68288 | 0.10046 | 0.14335 | -0.013387 | -0.25813 | DROP | DROP | DROP | DROP | DROP | DROP | [5 empty] | 0.68288 | DROP | 94.2157 | 0.27964 | DROP | DROP | DROP | DROP | DROP | DROP | 0.10046 | 0.27964 | 1.1221 | DROP
DEF | N_GR_Warehouse Loading Dock Seals | 0.22484 | 2.5514e-05 | 4.5523e-05 | 18 |  | 0.084026 | 0.048415 | 0.068244 | 0.20069 |  | 0.28511 | 0.0087687 | 0 | 0.2857 | 0.2857 | 0.28511 | facility sq ft | 13.5339 | 0.68288 | 0.68152 | 0.99794 | -0.093194 | -0.093783 | DROP | DROP | DROP | DROP | DROP | DROP | [5 empty] | 0.68288 | DROP | 13.5339 | 0.24348 | DROP | DROP | DROP | DROP | DROP | DROP | 0.68152 | 0.24348 | 1.8502 | DROP
DEF | N_HC_Warehouse Loading Dock Seals | 0.062651 | 7.1094e-06 | 1.2685e-05 | 18 |  | 0.023414 | 0.013491 | 0.019016 | 0.055921 |  | 0.079446 | 0.0024434 | 0 | 0.2857 | 0.2857 | 0.079446 | facility sq ft | 48.5698 | 0.68288 | 0.19407 | 0.27807 | -0.025968 | -0.23222 | DROP | DROP | DROP | DROP | DROP | DROP | [5 empty] | 0.68288 | DROP | 48.5698 | 0.27394 | DROP | DROP | DROP | DROP | DROP | DROP | 0.19407 | 0.27394 | 1.2369 | DROP
DEF | N_HS_Warehouse Loading Dock Seals | 0.032408 | 3.6776e-06 | 6.5617e-06 | 18 |  | 0.012112 | 0.0069786 | 0.0098368 | 0.028927 |  | 0.041096 | 0.0012639 | 0 | 0.2857 | 0.2857 | 0.041096 | facility sq ft | 93.8937 | 0.68288 | 0.1008 | 0.14384 | -0.013433 | -0.25804 | DROP | DROP | DROP | DROP | DROP | DROP | [5 empty] | 0.68288 | DROP | 93.8937 | 0.27961 | DROP | DROP | DROP | DROP | DROP | DROP | 0.1008 | 0.27961 | 1.1225 | DROP
DEF | N_IN_Warehouse Loading Dock Seals | 0.20219 | 2.2945e-05 | 4.0938e-05 | 18 |  | 0.075564 | 0.043539 | 0.061372 | 0.18048 |  | 0.2564 | 0.0078856 | 0 | 0.2857 | 0.2857 | 0.2564 | facility sq ft | 15.0495 | 0.68288 | 0.61473 | 0.89744 | -0.083809 | -0.11311 | DROP | DROP | DROP | DROP | DROP | DROP | [5 empty] | 0.68288 | DROP | 15.0495 | 0.24773 | DROP | DROP | DROP | DROP | DROP | DROP | 0.61473 | 0.24773 | 1.7645 | DROP
DEF | N_LG_Warehouse Loading Dock Seals | 0.1521 | 1.726e-05 | 3.0797e-05 | 18 |  | 0.056845 | 0.032753 | 0.046168 | 0.13577 |  | 0.19288 | 0.0059321 | 0 | 0.2857 | 0.2857 | 0.19288 | facility sq ft | 20.0055 | 0.68288 | 0.46554 | 0.67512 | -0.063047 | -0.15587 | DROP | DROP | DROP | DROP | DROP | DROP | [5 empty] | 0.68288 | DROP | 20.0055 | 0.25714 | DROP | DROP | DROP | DROP | DROP | DROP | 0.46554 | 0.25714 | 1.5751 | DROP
DEF | N_MS_Warehouse Loading Dock Seals | 0.040416 | 4.5863e-06 | 8.183e-06 | 18 |  | 0.015104 | 0.0087028 | 0.012267 | 0.036074 |  | 0.05125 | 0.0015762 | 0 | 0.2857 | 0.2857 | 0.05125 | facility sq ft | 75.2906 | 0.68288 | 0.12557 | 0.17938 | -0.016752 | -0.2512 | DROP | DROP | DROP | DROP | DROP | DROP | [5 empty] | 0.68288 | DROP | 75.2906 | 0.27811 | DROP | DROP | DROP | DROP | DROP | DROP | 0.12557 | 0.27811 | 1.1528 | DROP
DEF | N_OF_Warehouse Loading Dock Seals | 0.29343 | 3.3298e-05 | 5.9411e-05 | 18 |  | 0.10966 | 0.063186 | 0.089065 | 0.26191 |  | 0.3721 | 0.011444 | 0 | 0.2857 | 0.2857 | 0.3721 | facility sq ft | 10.3701 | 0.68288 | 0.88144 | 1.3024 | -0.12163 | -0.035231 | DROP | DROP | DROP | DROP | DROP | DROP | [5 empty] | 0.68288 | DROP | 10.3701 | 0.2306 | DROP | DROP | DROP | DROP | DROP | DROP | 0.88144 | 0.2306 | 2.1095 | DROP
DEF | N_RS_Warehouse Loading Dock Seals | 0.21816 | 2.4757e-05 | 4.4171e-05 | 18 |  | 0.081532 | 0.046978 | 0.066219 | 0.19473 |  | 0.27665 | 0.0085084 | 0 | 0.2857 | 0.2857 | 0.27665 | facility sq ft | 13.9479 | 0.68288 | 0.66187 | 0.96832 | -0.090428 | -0.09948 | DROP | DROP | DROP | DROP | DROP | DROP | [5 empty] | 0.68288 | DROP | 13.9479 | 0.24473 | DROP | DROP | DROP | DROP | DROP | DROP | 0.66187 | 0.24473 | 1.8249 | DROP
DEF | N_RT_Warehouse Loading Dock Seals | 0.095302 | 1.0815e-05 | 1.9296e-05 | 18 |  | 0.035616 | 0.020522 | 0.028927 | 0.085065 |  | 0.12085 | 0.0037168 | 0 | 0.2857 | 0.2857 | 0.12085 | facility sq ft | 31.9291 | 0.68288 | 0.29392 | 0.423 | -0.039502 | -0.20435 | DROP | DROP | DROP | DROP | DROP | DROP | [5 empty] | 0.68288 | DROP | 31.9291 | 0.2678 | DROP | DROP | DROP | DROP | DROP | DROP | 0.29392 | 0.2678 | 1.3604 | DROP
DEF | N_SC_Warehouse Loading Dock Seals | 0.021765 | 2.4698e-06 | 4.4067e-06 | 18 |  | 0.008134 | 0.0046867 | 0.0066063 | 0.019427 |  | 0.0276 | 0.00084883 | 0 | 0.2857 | 0.2857 | 0.0276 | facility sq ft | 139.8085 | 0.68288 | 0.067796 | 0.096603 | -0.0090215 | -0.26712 | DROP | DROP | DROP | DROP | DROP | DROP | [5 empty] | 0.68288 | DROP | 139.8085 | 0.28161 | DROP | DROP | DROP | DROP | DROP | DROP | 0.067796 | 0.28161 | 1.0823 | DROP
DEF | N_WR_Warehouse Loading Dock Seals | 0.060186 | 6.8297e-06 | 1.2186e-05 | 18 |  | 0.022493 | 0.01296 | 0.018268 | 0.053721 |  | 0.07632 | 0.0023472 | 0 | 0.2857 | 0.2857 | 0.07632 | facility sq ft | 50.559 | 0.68288 | 0.1865 | 0.26713 | -0.024947 | -0.23433 | DROP | DROP | DROP | DROP | DROP | DROP | [5 empty] | 0.68288 | DROP | 50.559 | 0.2744 | DROP | DROP | DROP | DROP | DROP | DROP | 0.1865 | 0.2744 | 1.2276 | DROP
DEF | E_AS_Water Cooled Refrigeration Heat Recovery | 752.0072 | 0 | 0.050273 | 20 |  | 305.7624 | 59.9602 | 80.4826 | 446.2052 |  | 1029.0196 | 29.3283 | 0 | 12234.7058 | 12234.7058 | 1029.0196 | ton | 173.2815 | 0.42161 | 0.036383 | 0.084107 | -612.1427 | -11817.8289 | DROP | DROP | DROP | DROP | DROP | DROP | [5 empty] | 0.42161 | DROP | 173.2815 | 12093.4939 | DROP | DROP | DROP | DROP | DROP | DROP | 0.036383 | 12093.4939 | 1.0726 | DROP
DEF | E_CU_Water Cooled Refrigeration Heat Recovery | 4491.4422 | 0 | 0.48778 | 20 |  | 1826.1981 | 581.7697 | 780.8899 | 3188.8577 |  | 6145.9282 | 175.1662 | 0 | 48217.5883 | 48217.5883 | 6145.9282 | ton | 114.3406 | 0.50448 | 0.065895 | 0.12746 | -3132.2367 | -45203.8968 | DROP | DROP | DROP | DROP | DROP | DROP | [5 empty] | 0.50448 | DROP | 114.3406 | 47374.1853 | DROP | DROP | DROP | DROP | DROP | DROP | 0.065895 | 47374.1853 | 1.11 | DROP
DEF | E_GR_Water Cooled Refrigeration Heat Recovery | 1810.5302 | 0 | 0.12104 | 20 |  | 736.1526 | 144.3601 | 193.7697 | 1074.2823 |  | 2477.4645 | 70.6107 | 0 | 2991.9275 | 2991.9275 | 2477.4645 | ton | 17.6005 | 0.42161 | 0.35078 | 0.82805 | -1473.7928 | -1988.2558 | DROP | DROP | DROP | DROP | DROP | DROP | [5 empty] | 0.42161 | DROP | 17.6005 | 2651.9461 | DROP | DROP | DROP | DROP | DROP | DROP | 0.35078 | 2651.9461 | 1.7144 | DROP
DEF | E_HC_Water Cooled Refrigeration Heat Recovery | 3160.2884 | 0 | 0.34321 | 20 |  | 1284.9576 | 409.3474 | 549.4532 | 2243.7581 |  | 4324.4251 | 123.2512 | 0 | 12776.6861 | 12776.6861 | 4324.4251 | ton | 43.0598 | 0.50448 | 0.17394 | 0.33846 | -2203.9182 | -10656.1792 | DROP | DROP | DROP | DROP | DROP | DROP | [5 empty] | 0.50448 | DROP | 43.0598 | 12183.2472 | DROP | DROP | DROP | DROP | DROP | DROP | 0.17394 | 12183.2472 | 1.292 | DROP
DEF | E_HS_Water Cooled Refrigeration Heat Recovery | 32929.7074 | 0 | 3.5762 | 20 |  | 13389.0558 | 4265.3352 | 5725.2159 | 23379.6068 |  | 45059.829 | 1284.2586 | 0 | 133131.059 | 133131.059 | 45059.829 | ton | 43.0598 | 0.50448 | 0.17394 | 0.33846 | -22964.4807 | -111035.7107 | DROP | DROP | DROP | DROP | DROP | DROP | [5 empty] | 0.50448 | DROP | 43.0598 | 126947.5185 | DROP | DROP | DROP | DROP | DROP | DROP | 0.17394 | 126947.5185 | 1.292 | DROP
DEF | E_IN_Water Cooled Refrigeration Heat Recovery | 3653.327 | 0 | 0.24423 | 20 |  | 1485.4246 | 291.2929 | 390.9926 | 2167.7101 |  | 4999.0815 | 142.4798 | 0 | 13100.2317 | 13100.2317 | 4999.0815 | ton | 38.1919 | 0.42161 | 0.16369 | 0.3816 | -2973.8511 | -11075.0014 | DROP | DROP | DROP | DROP | DROP | DROP | [5 empty] | 0.42161 | DROP | 38.1919 | 12414.21 | DROP | DROP | DROP | DROP | DROP | DROP | 0.16369 | 12414.21 | 1.3292 | DROP
DEF | E_LG_Water Cooled Refrigeration Heat Recovery | 2996.9115 | 0 | 0.32547 | 20 |  | 1218.5294 | 388.1854 | 521.0482 | 2127.763 |  | 4100.8661 | 116.8795 | 0 | 21466.3879 | 21466.3879 | 4100.8661 | ton | 76.2897 | 0.50448 | 0.098584 | 0.19104 | -2089.9826 | -19455.5045 | DROP | DROP | DROP | DROP | DROP | DROP | [5 empty] | 0.50448 | DROP | 76.2897 | 20903.6279 | DROP | DROP | DROP | DROP | DROP | DROP | 0.098584 | 20903.6279 | 1.1648 | DROP
DEF | E_MS_Water Cooled Refrigeration Heat Recovery | 34829.6652 | 0 | 2.3284 | 20 |  | 14161.5692 | 2777.0941 | 3727.6 | 20666.2632 |  | 47659.663 | 1358.3569 | 0 | 19473.4566 | 19473.4566 | 47659.663 | ton | 5.9549 | 0.42161 | 0.99205 | 2.4474 | -28351.7567 | -165.5503 | DROP | DROP | DROP | DROP | DROP | DROP | [5 empty] | 0.42161 | DROP | 5.9549 | 12933.1421 | DROP | DROP | DROP | DROP | DROP | DROP | 0.99205 | 12933.1421 | 3.1116 | DROP
DEF | E_OF_Water Cooled Refrigeration Heat Recovery | 2603.5309 | 0 | 0.17405 | 20 |  | 1058.5827 | 207.5889 | 278.6395 | 1544.8111 |  | 3562.5781 | 101.5377 | 0 | 10201.2958 | 10201.2958 | 3562.5781 | ton | 41.7324 | 0.42161 | 0.14994 | 0.34923 | -2119.3047 | -8758.0224 | DROP | DROP | DROP | DROP | DROP | DROP | [5 empty] | 0.42161 | DROP | 41.7324 | 9712.4048 | DROP | DROP | DROP | DROP | DROP | DROP | 0.14994 | 9712.4048 | 1.3013 | DROP
DEF | E_RS_Water Cooled Refrigeration Heat Recovery | 1886.5835 | 0 | 0.20489 | 20 |  | 767.0755 | 244.3663 | 328.0047 | 1339.4465 |  | 2581.5331 | 73.5768 | 0 | 3225.6662 | 3225.6662 | 2581.5331 | ton | 18.2106 | 0.50448 | 0.40599 | 0.80031 | -1315.6634 | -1959.7965 | DROP | DROP | DROP | DROP | DROP | DROP | [5 empty] | 0.50448 | DROP | 18.2106 | 2871.4036 | DROP | DROP | DROP | DROP | DROP | DROP | 0.40599 | 2871.4036 | 1.6905 | DROP
DEF | E_RT_Water Cooled Refrigeration Heat Recovery | 824.0137 | 0 | 0.055087 | 20 |  | 335.0399 | 65.7016 | 88.189 | 488.9305 |  | 1127.5508 | 32.1365 | 0 | 7266.8422 | 7266.8422 | 1127.5508 | ton | 93.9273 | 0.42161 | 0.066986 | 0.15516 | -670.7569 | -6810.0482 | DROP | DROP | DROP | DROP | DROP | DROP | [5 empty] | 0.42161 | DROP | 93.9273 | 7112.1089 | DROP | DROP | DROP | DROP | DROP | DROP | 0.066986 | 7112.1089 | 1.1339 | DROP
DEF | E_SC_Water Cooled Refrigeration Heat Recovery | 3079.4163 | 0 | 0.33443 | 20 |  | 1252.0754 | 398.8721 | 535.3926 | 2186.3402 |  | 4213.7627 | 120.0972 | 0 | 33058.8757 | 33058.8757 | 4213.7627 | ton | 114.3406 | 0.50448 | 0.065895 | 0.12746 | -2147.5197 | -30992.6327 | DROP | DROP | DROP | DROP | DROP | DROP | [5 empty] | 0.50448 | DROP | 114.3406 | 32480.6229 | DROP | DROP | DROP | DROP | DROP | DROP | 0.065895 | 32480.6229 | 1.11 | DROP
DEF | E_WR_Water Cooled Refrigeration Heat Recovery | 305.9104 | 0 | 0.020451 | 20 |  | 124.3817 | 24.3913 | 32.7397 | 181.5127 |  | 418.5968 | 11.9305 | 0 | 10200.6352 | 10200.6352 | 418.5968 | ton | 355.1515 | 0.42161 | 0.017773 | 0.041036 | -249.0147 | -10031.0531 | DROP | DROP | DROP | DROP | DROP | DROP | [5 empty] | 0.42161 | DROP | 355.1515 | 10143.1914 | DROP | DROP | DROP | DROP | DROP | DROP | 0.017773 | 10143.1914 | 1.0354 | DROP
DEF | N_AS_Water Cooled Refrigeration Heat Recovery | 752.0072 | 0 | 0.050273 | 20 |  | 305.7624 | 59.9602 | 80.4826 | 446.2052 |  | 1029.0196 | 29.3283 | 0 | 12234.7058 | 12234.7058 | 1029.0196 | ton | 173.2815 | 0.42161 | 0.036383 | 0.084107 | -612.1427 | -11817.8289 | DROP | DROP | DROP | DROP | DROP | DROP | [5 empty] | 0.42161 | DROP | 173.2815 | 12093.4939 | DROP | DROP | DROP | DROP | DROP | DROP | 0.036383 | 12093.4939 | 1.0726 | DROP
DEF | N_CU_Water Cooled Refrigeration Heat Recovery | 4491.4422 | 0 | 0.48778 | 20 |  | 1826.1981 | 581.7697 | 780.8899 | 3188.8577 |  | 6145.9282 | 175.1662 | 0 | 48217.5883 | 48217.5883 | 6145.9282 | ton | 114.3406 | 0.50448 | 0.065895 | 0.12746 | -3132.2367 | -45203.8968 | DROP | DROP | DROP | DROP | DROP | DROP | [5 empty] | 0.50448 | DROP | 114.3406 | 47374.1853 | DROP | DROP | DROP | DROP | DROP | DROP | 0.065895 | 47374.1853 | 1.11 | DROP
DEF | N_GR_Water Cooled Refrigeration Heat Recovery | 1810.5302 | 0 | 0.12104 | 20 |  | 736.1526 | 144.3601 | 193.7697 | 1074.2823 |  | 2477.4645 | 70.6107 | 0 | 2991.9275 | 2991.9275 | 2477.4645 | ton | 17.6005 | 0.42161 | 0.35078 | 0.82805 | -1473.7928 | -1988.2558 | DROP | DROP | DROP | DROP | DROP | DROP | [5 empty] | 0.42161 | DROP | 17.6005 | 2651.9461 | DROP | DROP | DROP | DROP | DROP | DROP | 0.35078 | 2651.9461 | 1.7144 | DROP
DEF | N_HC_Water Cooled Refrigeration Heat Recovery | 3160.2884 | 0 | 0.34321 | 20 |  | 1284.9576 | 409.3474 | 549.4532 | 2243.7581 |  | 4324.4251 | 123.2512 | 0 | 12776.6861 | 12776.6861 | 4324.4251 | ton | 43.0598 | 0.50448 | 0.17394 | 0.33846 | -2203.9182 | -10656.1792 | DROP | DROP | DROP | DROP | DROP | DROP | [5 empty] | 0.50448 | DROP | 43.0598 | 12183.2472 | DROP | DROP | DROP | DROP | DROP | DROP | 0.17394 | 12183.2472 | 1.292 | DROP
DEF | N_HS_Water Cooled Refrigeration Heat Recovery | 32929.7074 | 0 | 3.5762 | 20 |  | 13389.0558 | 4265.3352 | 5725.2159 | 23379.6068 |  | 45059.829 | 1284.2586 | 0 | 133131.059 | 133131.059 | 45059.829 | ton | 43.0598 | 0.50448 | 0.17394 | 0.33846 | -22964.4807 | -111035.7107 | DROP | DROP | DROP | DROP | DROP | DROP | [5 empty] | 0.50448 | DROP | 43.0598 | 126947.5185 | DROP | DROP | DROP | DROP | DROP | DROP | 0.17394 | 126947.5185 | 1.292 | DROP
DEF | N_IN_Water Cooled Refrigeration Heat Recovery | 3653.327 | 0 | 0.24423 | 20 |  | 1485.4246 | 291.2929 | 390.9926 | 2167.7101 |  | 4999.0815 | 142.4798 | 0 | 13100.2317 | 13100.2317 | 4999.0815 | ton | 38.1919 | 0.42161 | 0.16369 | 0.3816 | -2973.8511 | -11075.0014 | DROP | DROP | DROP | DROP | DROP | DROP | [5 empty] | 0.42161 | DROP | 38.1919 | 12414.21 | DROP | DROP | DROP | DROP | DROP | DROP | 0.16369 | 12414.21 | 1.3292 | DROP
DEF | N_LG_Water Cooled Refrigeration Heat Recovery | 2996.9115 | 0 | 0.32547 | 20 |  | 1218.5294 | 388.1854 | 521.0482 | 2127.763 |  | 4100.8661 | 116.8795 | 0 | 21466.3879 | 21466.3879 | 4100.8661 | ton | 76.2897 | 0.50448 | 0.098584 | 0.19104 | -2089.9826 | -19455.5045 | DROP | DROP | DROP | DROP | DROP | DROP | [5 empty] | 0.50448 | DROP | 76.2897 | 20903.6279 | DROP | DROP | DROP | DROP | DROP | DROP | 0.098584 | 20903.6279 | 1.1648 | DROP
DEF | N_MS_Water Cooled Refrigeration Heat Recovery | 34829.6652 | 0 | 2.3284 | 20 |  | 14161.5692 | 2777.0941 | 3727.6 | 20666.2632 |  | 47659.663 | 1358.3569 | 0 | 19473.4566 | 19473.4566 | 47659.663 | ton | 5.9549 | 0.42161 | 0.99205 | 2.4474 | -28351.7567 | -165.5503 | DROP | DROP | DROP | DROP | DROP | DROP | [5 empty] | 0.42161 | DROP | 5.9549 | 12933.1421 | DROP | DROP | DROP | DROP | DROP | DROP | 0.99205 | 12933.1421 | 3.1116 | DROP
DEF | N_OF_Water Cooled Refrigeration Heat Recovery | 2603.5309 | 0 | 0.17405 | 20 |  | 1058.5827 | 207.5889 | 278.6395 | 1544.8111 |  | 3562.5781 | 101.5377 | 0 | 10201.2958 | 10201.2958 | 3562.5781 | ton | 41.7324 | 0.42161 | 0.14994 | 0.34923 | -2119.3047 | -8758.0224 | DROP | DROP | DROP | DROP | DROP | DROP | [5 empty] | 0.42161 | DROP | 41.7324 | 9712.4048 | DROP | DROP | DROP | DROP | DROP | DROP | 0.14994 | 9712.4048 | 1.3013 | DROP
DEF | N_RS_Water Cooled Refrigeration Heat Recovery | 1886.5835 | 0 | 0.20489 | 20 |  | 767.0755 | 244.3663 | 328.0047 | 1339.4465 |  | 2581.5331 | 73.5768 | 0 | 3225.6662 | 3225.6662 | 2581.5331 | ton | 18.2106 | 0.50448 | 0.40599 | 0.80031 | -1315.6634 | -1959.7965 | DROP | DROP | DROP | DROP | DROP | DROP | [5 empty] | 0.50448 | DROP | 18.2106 | 2871.4036 | DROP | DROP | DROP | DROP | DROP | DROP | 0.40599 | 2871.4036 | 1.6905 | DROP
DEF | N_RT_Water Cooled Refrigeration Heat Recovery | 824.0137 | 0 | 0.055087 | 20 |  | 335.0399 | 65.7016 | 88.189 | 488.9305 |  | 1127.5508 | 32.1365 | 0 | 7266.8422 | 7266.8422 | 1127.5508 | ton | 93.9273 | 0.42161 | 0.066986 | 0.15516 | -670.7569 | -6810.0482 | DROP | DROP | DROP | DROP | DROP | DROP | [5 empty] | 0.42161 | DROP | 93.9273 | 7112.1089 | DROP | DROP | DROP | DROP | DROP | DROP | 0.066986 | 7112.1089 | 1.1339 | DROP
DEF | N_SC_Water Cooled Refrigeration Heat Recovery | 3079.4163 | 0 | 0.33443 | 20 |  | 1252.0754 | 398.8721 | 535.3926 | 2186.3402 |  | 4213.7627 | 120.0972 | 0 | 33058.8757 | 33058.8757 | 4213.7627 | ton | 114.3406 | 0.50448 | 0.065895 | 0.12746 | -2147.5197 | -30992.6327 | DROP | DROP | DROP | DROP | DROP | DROP | [5 empty] | 0.50448 | DROP | 114.3406 | 32480.6229 | DROP | DROP | DROP | DROP | DROP | DROP | 0.065895 | 32480.6229 | 1.11 | DROP
DEF | N_WR_Water Cooled Refrigeration Heat Recovery | 305.9104 | 0 | 0.020451 | 20 |  | 124.3817 | 24.3913 | 32.7397 | 181.5127 |  | 418.5968 | 11.9305 | 0 | 10200.6352 | 10200.6352 | 418.5968 | ton | 355.1515 | 0.42161 | 0.017773 | 0.041036 | -249.0147 | -10031.0531 | DROP | DROP | DROP | DROP | DROP | DROP | [5 empty] | 0.42161 | DROP | 355.1515 | 10143.1914 | DROP | DROP | DROP | DROP | DROP | DROP | 0.017773 | 10143.1914 | 1.0354 | DROP
DEF | E_AS_Waterside Economizer | 9695.2327 | 3.9359 | 0 | 20 |  | 3942.0335 | 5083.9461 | 6815.5379 | 15841.5175 |  | 13266.6082 | 378.1141 | 0 | 286420.8 | 286420.8 | 13266.6082 | economizer | 314.6495 | 1.161 | 0.055236 | 0.046319 | 2196.7952 | -270957.3966 | DROP | DROP | DROP | DROP | DROP | DROP | [5 empty] | 1.161 | 2196.7952 | 314.6495 | 284600.2292 | KEEP | 2196.7952 | 1.0245 | 312.2361 | 0.053988 | DROP | 0.055236 | 284600.2292 | 1.04 | DROP
DEF | E_CU_Waterside Economizer | 10755.9965 | 4.3665 | 0 | 20 |  | 4373.3348 | 5640.185 | 7561.2318 | 17574.7516 |  | 14718.1193 | 419.4839 | 0 | 286420.8 | 286420.8 | 14718.1193 | economizer | 283.6185 | 1.161 | 0.06127 | 0.051386 | 2437.1485 | -269265.5323 | DROP | DROP | DROP | DROP | DROP | DROP | [5 empty] | 1.161 | 2437.1485 | 283.6185 | 284401.039 | KEEP | 2437.1485 | 1.0245 | 281.2052 | 0.059895 | DROP | 0.06127 | 284401.039 | 1.0443 | DROP
DEF | E_GR_Waterside Economizer | 5355.7445 | 2.1742 | 0 | 20 |  | 2177.6191 | 2808.4232 | 3764.9719 | 8751.0143 |  | 7328.6084 | 208.874 | 0 | 286420.8 | 286420.8 | 7328.6084 | economizer | 569.594 | 1.161 | 0.030531 | 0.025587 | 1213.5319 | -277878.6598 | DROP | DROP | DROP | DROP | DROP | DROP | [5 empty] | 1.161 | 1213.5319 | 569.594 | 285415.0983 | KEEP | 1213.5319 | 1.0245 | 567.1806 | 0.029824 | DROP | 0.030531 | 285415.0983 | 1.0221 | DROP
DEF | E_HC_Waterside Economizer | 21096.5889 | 8.5644 | 0 | 20 |  | 8577.7685 | 11062.5422 | 14830.4435 | 34470.7542 |  | 28867.8146 | 822.767 | 0 | 286420.8 | 286420.8 | 28867.8146 | economizer | 144.6016 | 1.161 | 0.12001 | 0.10079 | 4780.1726 | -252772.8128 | DROP | DROP | DROP | DROP | DROP | DROP | [5 empty] | 1.161 | 4780.1726 | 144.6016 | 282459.2825 | KEEP | 4780.1726 | 1.0245 | 142.1883 | 0.11748 | DROP | 0.12001 | 282459.2825 | 1.087 | DROP
DEF | E_HS_Waterside Economizer | 19983.8997 | 8.1127 | 0 | 20 |  | 8125.3545 | 10479.0748 | 14048.2471 | 32652.6764 |  | 27345.2506 | 779.3721 | 0 | 286420.8 | 286420.8 | 27345.2506 | economizer | 152.6529 | 1.161 | 0.11369 | 0.095472 | 4528.0538 | -254547.4956 | DROP | DROP | DROP | DROP | DROP | DROP | [5 empty] | 1.161 | 4528.0538 | 152.6529 | 282668.2233 | KEEP | 4528.0538 | 1.0245 | 150.2396 | 0.11128 | DROP | 0.11369 | 282668.2233 | 1.0824 | DROP
DEF | E_IN_Waterside Economizer | 5237.0576 | 2.126 | 0 | 20 |  | 2129.3617 | 2746.1866 | 3681.5377 | 8557.086 |  | 7166.2015 | 204.2452 | 0 | 286420.8 | 286420.8 | 7166.2015 | economizer | 582.5026 | 1.161 | 0.029855 | 0.02502 | 1186.6392 | -278067.9593 | DROP | DROP | DROP | DROP | DROP | DROP | [5 empty] | 1.161 | 1186.6392 | 582.5026 | 285437.3853 | KEEP | 1186.6392 | 1.0245 | 580.0893 | 0.029163 | DROP | 0.029855 | 285437.3853 | 1.0216 | DROP
DEF | E_LG_Waterside Economizer | 16015.3079 | 6.5016 | 0 | 20 |  | 6511.7448 | 8398.041 | 11258.4134 | 26168.1991 |  | 21914.7721 | 624.597 | 0 | 286420.8 | 286420.8 | 21914.7721 | economizer | 190.4802 | 1.161 | 0.091164 | 0.076513 | 3628.83 | -260877.1979 | DROP | DROP | DROP | DROP | DROP | DROP | [5 empty] | 1.161 | 3628.83 | 190.4802 | 283413.4455 | KEEP | 3628.83 | 1.0245 | 188.0669 | 0.089182 | DROP | 0.091164 | 283413.4455 | 1.066 | DROP
DEF | E_MS_Waterside Economizer | 5415.0879 | 2.1983 | 0 | 20 |  | 2201.7479 | 2839.5414 | 3806.6891 | 8847.9784 |  | 7409.8118 | 211.1884 | 0 | 286420.8 | 286420.8 | 7409.8118 | economizer | 563.3518 | 1.161 | 0.030869 | 0.02587 | 1226.9782 | -277784.01 | DROP | DROP | DROP | DROP | DROP | DROP | [5 empty] | 1.161 | 1226.9782 | 563.3518 | 285403.9548 | KEEP | 1226.9782 | 1.0245 | 560.9385 | 0.030154 | DROP | 0.030869 | 285403.9548 | 1.0223 | DROP
DEF | E_OF_Waterside Economizer | 10911.773 | 4.4298 | 0 | 20 |  | 4436.6728 | 5721.8705 | 7670.7392 | 17829.2825 |  | 14931.2782 | 425.5591 | 0 | 286420.8 | 286420.8 | 14931.2782 | economizer | 279.5696 | 1.161 | 0.062156 | 0.052131 | 2472.4451 | -269017.0766 | DROP | DROP | DROP | DROP | DROP | DROP | [5 empty] | 1.161 | 2472.4451 | 279.5696 | 284371.7873 | KEEP | 2472.4451 | 1.0245 | 277.1563 | 0.060763 | DROP | 0.062156 | 284371.7873 | 1.045 | DROP
DEF | E_RS_Waterside Economizer | 15711.1728 | 6.3781 | 0 | 20 |  | 6388.085 | 8238.5599 | 11044.613 | 25671.2579 |  | 21498.6046 | 612.7357 | 0 | 286420.8 | 286420.8 | 21498.6046 | economizer | 194.1675 | 1.161 | 0.089436 | 0.07506 | 3559.9176 | -261362.2779 | DROP | DROP | DROP | DROP | DROP | DROP | [5 empty] | 1.161 | 3559.9176 | 194.1675 | 283470.556 | KEEP | 3559.9176 | 1.0245 | 191.7542 | 0.087488 | DROP | 0.089436 | 283470.556 | 1.0648 | DROP
DEF | E_RT_Waterside Economizer | 12313.7615 | 4.9989 | 0 | 20 |  | 5006.7144 | 6457.0394 | 8656.3067 | 20120.0605 |  | 16849.709 | 480.2367 | 0 | 286420.8 | 286420.8 | 16849.709 | economizer | 247.7391 | 1.161 | 0.070129 | 0.058829 | 2790.1148 | -266780.9762 | DROP | DROP | DROP | DROP | DROP | DROP | [5 empty] | 1.161 | 2790.1148 | 247.7391 | 284108.5219 | KEEP | 2790.1148 | 1.0245 | 245.3258 | 0.06857 | DROP | 0.070129 | 284108.5219 | 1.0508 | DROP
DEF | E_SC_Waterside Economizer | 10704.071 | 4.3454 | 0 | 20 |  | 4352.2222 | 5612.9565 | 7524.7293 | 17489.908 |  | 14647.0663 | 417.4588 | 0 | 286420.8 | 286420.8 | 14647.0663 | economizer | 284.9943 | 1.161 | 0.060975 | 0.051138 | 2425.3829 | -269348.3508 | DROP | DROP | DROP | DROP | DROP | DROP | [5 empty] | 1.161 | 2425.3829 | 284.9943 | 284410.7896 | KEEP | 2425.3829 | 1.0245 | 282.581 | 0.059606 | DROP | 0.060975 | 284410.7896 | 1.0441 | DROP
DEF | E_WR_Waterside Economizer | 2351.4834 | 0.95461 | 0 | 20 |  | 956.1015 | 1233.0611 | 1653.0417 | 3842.2043 |  | 3217.6854 | 91.7079 | 0 | 286420.8 | 286420.8 | 3217.6854 | economizer | 1297.3086 | 1.161 | 0.01341 | 0.011234 | 532.8111 | -282670.3035 | DROP | DROP | DROP | DROP | DROP | DROP | [5 empty] | 1.161 | 532.8111 | 1297.3086 | 285979.2385 | KEEP | 532.8111 | 1.0245 | 1294.8953 | 0.013094 | DROP | 0.01341 | 285979.2385 | 1.0097 | DROP
DEF | N_AS_Waterside Economizer | 9695.2327 | 3.9359 | 0 | 20 |  | 3942.0335 | 5083.9461 | 6815.5379 | 15841.5175 |  | 13266.6082 | 378.1141 | 0 | 286420.8 | 286420.8 | 13266.6082 | economizer | 314.6495 | 1.161 | 0.055236 | 0.046319 | 2196.7952 | -270957.3966 | DROP | DROP | DROP | DROP | DROP | DROP | [5 empty] | 1.161 | 2196.7952 | 314.6495 | 284600.2292 | KEEP | 2196.7952 | 1.0245 | 312.2361 | 0.053988 | DROP | 0.055236 | 284600.2292 | 1.04 | DROP
DEF | N_CU_Waterside Economizer | 10755.9965 | 4.3665 | 0 | 20 |  | 4373.3348 | 5640.185 | 7561.2318 | 17574.7516 |  | 14718.1193 | 419.4839 | 0 | 286420.8 | 286420.8 | 14718.1193 | economizer | 283.6185 | 1.161 | 0.06127 | 0.051386 | 2437.1485 | -269265.5323 | DROP | DROP | DROP | DROP | DROP | DROP | [5 empty] | 1.161 | 2437.1485 | 283.6185 | 284401.039 | KEEP | 2437.1485 | 1.0245 | 281.2052 | 0.059895 | DROP | 0.06127 | 284401.039 | 1.0443 | DROP
DEF | N_GR_Waterside Economizer | 5355.7445 | 2.1742 | 0 | 20 |  | 2177.6191 | 2808.4232 | 3764.9719 | 8751.0143 |  | 7328.6084 | 208.874 | 0 | 286420.8 | 286420.8 | 7328.6084 | economizer | 569.594 | 1.161 | 0.030531 | 0.025587 | 1213.5319 | -277878.6598 | DROP | DROP | DROP | DROP | DROP | DROP | [5 empty] | 1.161 | 1213.5319 | 569.594 | 285415.0983 | KEEP | 1213.5319 | 1.0245 | 567.1806 | 0.029824 | DROP | 0.030531 | 285415.0983 | 1.0221 | DROP
DEF | N_HC_Waterside Economizer | 21096.5889 | 8.5644 | 0 | 20 |  | 8577.7685 | 11062.5422 | 14830.4435 | 34470.7542 |  | 28867.8146 | 822.767 | 0 | 286420.8 | 286420.8 | 28867.8146 | economizer | 144.6016 | 1.161 | 0.12001 | 0.10079 | 4780.1726 | -252772.8128 | DROP | DROP | DROP | DROP | DROP | DROP | [5 empty] | 1.161 | 4780.1726 | 144.6016 | 282459.2825 | KEEP | 4780.1726 | 1.0245 | 142.1883 | 0.11748 | DROP | 0.12001 | 282459.2825 | 1.087 | DROP
DEF | N_HS_Waterside Economizer | 19983.8997 | 8.1127 | 0 | 20 |  | 8125.3545 | 10479.0748 | 14048.2471 | 32652.6764 |  | 27345.2506 | 779.3721 | 0 | 286420.8 | 286420.8 | 27345.2506 | economizer | 152.6529 | 1.161 | 0.11369 | 0.095472 | 4528.0538 | -254547.4956 | DROP | DROP | DROP | DROP | DROP | DROP | [5 empty] | 1.161 | 4528.0538 | 152.6529 | 282668.2233 | KEEP | 4528.0538 | 1.0245 | 150.2396 | 0.11128 | DROP | 0.11369 | 282668.2233 | 1.0824 | DROP
DEF | N_IN_Waterside Economizer | 5237.0576 | 2.126 | 0 | 20 |  | 2129.3617 | 2746.1866 | 3681.5377 | 8557.086 |  | 7166.2015 | 204.2452 | 0 | 286420.8 | 286420.8 | 7166.2015 | economizer | 582.5026 | 1.161 | 0.029855 | 0.02502 | 1186.6392 | -278067.9593 | DROP | DROP | DROP | DROP | DROP | DROP | [5 empty] | 1.161 | 1186.6392 | 582.5026 | 285437.3853 | KEEP | 1186.6392 | 1.0245 | 580.0893 | 0.029163 | DROP | 0.029855 | 285437.3853 | 1.0216 | DROP
DEF | N_LG_Waterside Economizer | 16015.3079 | 6.5016 | 0 | 20 |  | 6511.7448 | 8398.041 | 11258.4134 | 26168.1991 |  | 21914.7721 | 624.597 | 0 | 286420.8 | 286420.8 | 21914.7721 | economizer | 190.4802 | 1.161 | 0.091164 | 0.076513 | 3628.83 | -260877.1979 | DROP | DROP | DROP | DROP | DROP | DROP | [5 empty] | 1.161 | 3628.83 | 190.4802 | 283413.4455 | KEEP | 3628.83 | 1.0245 | 188.0669 | 0.089182 | DROP | 0.091164 | 283413.4455 | 1.066 | DROP
DEF | N_MS_Waterside Economizer | 5415.0879 | 2.1983 | 0 | 20 |  | 2201.7479 | 2839.5414 | 3806.6891 | 8847.9784 |  | 7409.8118 | 211.1884 | 0 | 286420.8 | 286420.8 | 7409.8118 | economizer | 563.3518 | 1.161 | 0.030869 | 0.02587 | 1226.9782 | -277784.01 | DROP | DROP | DROP | DROP | DROP | DROP | [5 empty] | 1.161 | 1226.9782 | 563.3518 | 285403.9548 | KEEP | 1226.9782 | 1.0245 | 560.9385 | 0.030154 | DROP | 0.030869 | 285403.9548 | 1.0223 | DROP
DEF | N_OF_Waterside Economizer | 10911.773 | 4.4298 | 0 | 20 |  | 4436.6728 | 5721.8705 | 7670.7392 | 17829.2825 |  | 14931.2782 | 425.5591 | 0 | 286420.8 | 286420.8 | 14931.2782 | economizer | 279.5696 | 1.161 | 0.062156 | 0.052131 | 2472.4451 | -269017.0766 | DROP | DROP | DROP | DROP | DROP | DROP | [5 empty] | 1.161 | 2472.4451 | 279.5696 | 284371.7873 | KEEP | 2472.4451 | 1.0245 | 277.1563 | 0.060763 | DROP | 0.062156 | 284371.7873 | 1.045 | DROP
DEF | N_RS_Waterside Economizer | 15711.1728 | 6.3781 | 0 | 20 |  | 6388.085 | 8238.5599 | 11044.613 | 25671.2579 |  | 21498.6046 | 612.7357 | 0 | 286420.8 | 286420.8 | 21498.6046 | economizer | 194.1675 | 1.161 | 0.089436 | 0.07506 | 3559.9176 | -261362.2779 | DROP | DROP | DROP | DROP | DROP | DROP | [5 empty] | 1.161 | 3559.9176 | 194.1675 | 283470.556 | KEEP | 3559.9176 | 1.0245 | 191.7542 | 0.087488 | DROP | 0.089436 | 283470.556 | 1.0648 | DROP
DEF | N_RT_Waterside Economizer | 12313.7615 | 4.9989 | 0 | 20 |  | 5006.7144 | 6457.0394 | 8656.3067 | 20120.0605 |  | 16849.709 | 480.2367 | 0 | 286420.8 | 286420.8 | 16849.709 | economizer | 247.7391 | 1.161 | 0.070129 | 0.058829 | 2790.1148 | -266780.9762 | DROP | DROP | DROP | DROP | DROP | DROP | [5 empty] | 1.161 | 2790.1148 | 247.7391 | 284108.5219 | KEEP | 2790.1148 | 1.0245 | 245.3258 | 0.06857 | DROP | 0.070129 | 284108.5219 | 1.0508 | DROP
DEF | N_SC_Waterside Economizer | 10704.071 | 4.3454 | 0 | 20 |  | 4352.2222 | 5612.9565 | 7524.7293 | 17489.908 |  | 14647.0663 | 417.4588 | 0 | 286420.8 | 286420.8 | 14647.0663 | economizer | 284.9943 | 1.161 | 0.060975 | 0.051138 | 2425.3829 | -269348.3508 | DROP | DROP | DROP | DROP | DROP | DROP | [5 empty] | 1.161 | 2425.3829 | 284.9943 | 284410.7896 | KEEP | 2425.3829 | 1.0245 | 282.581 | 0.059606 | DROP | 0.060975 | 284410.7896 | 1.0441 | DROP
DEF | N_WR_Waterside Economizer | 2351.4834 | 0.95461 | 0 | 20 |  | 956.1015 | 1233.0611 | 1653.0417 | 3842.2043 |  | 3217.6854 | 91.7079 | 0 | 286420.8 | 286420.8 | 3217.6854 | economizer | 1297.3086 | 1.161 | 0.01341 | 0.011234 | 532.8111 | -282670.3035 | DROP | DROP | DROP | DROP | DROP | DROP | [5 empty] | 1.161 | 532.8111 | 1297.3086 | 285979.2385 | KEEP | 532.8111 | 1.0245 | 1294.8953 | 0.013094 | DROP | 0.01341 | 285979.2385 | 1.0097 | DROP
DEF | E_AS_Window Sun Protection | 100.3648 | 0.038353 | -0.0095069 | 10 |  | 21.9779 | 13.7923 | 40.7152 | 76.4855 |  | 79.136 | 3.9142 | 0 | 350 | 350 | 79.136 | sq ft | 37.1422 | 0.92095 | 0.21611 | 0.2261 | -6.5647 | -277.4288 | DROP | DROP | DROP | DROP | DROP | DROP | [5 empty] | 0.92095 | DROP | 37.1422 | 331.1535 | DROP | DROP | DROP | DROP | DROP | DROP | 0.21611 | 331.1535 | 1.1723 | DROP
DEF | E_CU_Window Sun Protection | 100.3648 | 0.038353 | -0.0095069 | 10 |  | 21.9779 | 13.7923 | 40.7152 | 76.4855 |  | 79.136 | 3.9142 | 0 | 350 | 350 | 79.136 | sq ft | 37.1422 | 0.92095 | 0.21611 | 0.2261 | -6.5647 | -277.4288 | DROP | DROP | DROP | DROP | DROP | DROP | [5 empty] | 0.92095 | DROP | 37.1422 | 331.1535 | DROP | DROP | DROP | DROP | DROP | DROP | 0.21611 | 331.1535 | 1.1723 | DROP
DEF | E_GR_Window Sun Protection | 100.3648 | 0.038353 | -0.0095069 | 10 |  | 21.9779 | 13.7923 | 40.7152 | 76.4855 |  | 79.136 | 3.9142 | 0 | 350 | 350 | 79.136 | sq ft | 37.1422 | 0.92095 | 0.21611 | 0.2261 | -6.5647 | -277.4288 | DROP | DROP | DROP | DROP | DROP | DROP | [5 empty] | 0.92095 | DROP | 37.1422 | 331.1535 | DROP | DROP | DROP | DROP | DROP | DROP | 0.21611 | 331.1535 | 1.1723 | DROP
DEF | E_HC_Window Sun Protection | 100.3648 | 0.038353 | -0.0095069 | 10 |  | 21.9779 | 13.7923 | 40.7152 | 76.4855 |  | 79.136 | 3.9142 | 0 | 350 | 350 | 79.136 | sq ft | 37.1422 | 0.92095 | 0.21611 | 0.2261 | -6.5647 | -277.4288 | DROP | DROP | DROP | DROP | DROP | DROP | [5 empty] | 0.92095 | DROP | 37.1422 | 331.1535 | DROP | DROP | DROP | DROP | DROP | DROP | 0.21611 | 331.1535 | 1.1723 | DROP
DEF | E_HS_Window Sun Protection | 100.3648 | 0.038353 | -0.0095069 | 10 |  | 21.9779 | 13.7923 | 40.7152 | 76.4855 |  | 79.136 | 3.9142 | 0 | 350 | 350 | 79.136 | sq ft | 37.1422 | 0.92095 | 0.21611 | 0.2261 | -6.5647 | -277.4288 | DROP | DROP | DROP | DROP | DROP | DROP | [5 empty] | 0.92095 | DROP | 37.1422 | 331.1535 | DROP | DROP | DROP | DROP | DROP | DROP | 0.21611 | 331.1535 | 1.1723 | DROP
DEF | E_IN_Window Sun Protection | 100.3648 | 0.038353 | -0.0095069 | 10 |  | 21.9779 | 13.7923 | 40.7152 | 76.4855 |  | 79.136 | 3.9142 | 0 | 350 | 350 | 79.136 | sq ft | 37.1422 | 0.92095 | 0.21611 | 0.2261 | -6.5647 | -277.4288 | DROP | DROP | DROP | DROP | DROP | DROP | [5 empty] | 0.92095 | DROP | 37.1422 | 331.1535 | DROP | DROP | DROP | DROP | DROP | DROP | 0.21611 | 331.1535 | 1.1723 | DROP
DEF | E_LG_Window Sun Protection | 100.3648 | 0.044803 | -0.022151 | 10 |  | 21.9779 | 16.1115 | 47.5616 | 85.651 |  | 79.136 | 3.9142 | 0 | 350 | 350 | 79.136 | sq ft | 37.1422 | 1.0313 | 0.24201 | 0.2261 | 2.6008 | -268.2632 | DROP | DROP | DROP | DROP | DROP | DROP | [5 empty] | 1.0313 | 2.6008 | 37.1422 | 331.1535 | KEEP | 2.6008 | 1.0479 | 36.8662 | 0.23353 | DROP | 0.24201 | 331.1535 | 1.1723 | DROP
DEF | E_MS_Window Sun Protection | 100.3648 | 0.052737 | -0.03867 | 10 |  | 21.9779 | 18.9648 | 55.9844 | 96.9271 |  | 79.136 | 3.9142 | 0 | 350 | 350 | 79.136 | sq ft | 37.1422 | 1.1671 | 0.27387 | 0.2261 | 13.8769 | -256.9872 | DROP | DROP | DROP | DROP | DROP | DROP | [5 empty] | 1.1671 | 13.8769 | 37.1422 | 331.1535 | KEEP | 13.8769 | 1.0421 | 35.6696 | 0.26575 | DROP | 0.27387 | 331.1535 | 1.1723 | DROP
DEF | E_OF_Window Sun Protection | 100.3648 | 0.038353 | -0.0095069 | 10 |  | 21.9779 | 13.7923 | 40.7152 | 76.4855 |  | 79.136 | 3.9142 | 0 | 350 | 350 | 79.136 | sq ft | 37.1422 | 0.92095 | 0.21611 | 0.2261 | -6.5647 | -277.4288 | DROP | DROP | DROP | DROP | DROP | DROP | [5 empty] | 0.92095 | DROP | 37.1422 | 331.1535 | DROP | DROP | DROP | DROP | DROP | DROP | 0.21611 | 331.1535 | 1.1723 | DROP
DEF | E_RS_Window Sun Protection | 100.3648 | 0.038353 | -0.0095069 | 10 |  | 21.9779 | 13.7923 | 40.7152 | 76.4855 |  | 79.136 | 3.9142 | 0 | 350 | 350 | 79.136 | sq ft | 37.1422 | 0.92095 | 0.21611 | 0.2261 | -6.5647 | -277.4288 | DROP | DROP | DROP | DROP | DROP | DROP | [5 empty] | 0.92095 | DROP | 37.1422 | 331.1535 | DROP | DROP | DROP | DROP | DROP | DROP | 0.21611 | 331.1535 | 1.1723 | DROP
DEF | E_RT_Window Sun Protection | 100.3648 | 0.038353 | -0.0095069 | 10 |  | 21.9779 | 13.7923 | 40.7152 | 76.4855 |  | 79.136 | 3.9142 | 0 | 350 | 350 | 79.136 | sq ft | 37.1422 | 0.92095 | 0.21611 | 0.2261 | -6.5647 | -277.4288 | DROP | DROP | DROP | DROP | DROP | DROP | [5 empty] | 0.92095 | DROP | 37.1422 | 331.1535 | DROP | DROP | DROP | DROP | DROP | DROP | 0.21611 | 331.1535 | 1.1723 | DROP
DEF | E_SC_Window Sun Protection | 100.3648 | 0.038353 | -0.0095069 | 10 |  | 21.9779 | 13.7923 | 40.7152 | 76.4855 |  | 79.136 | 3.9142 | 0 | 350 | 350 | 79.136 | sq ft | 37.1422 | 0.92095 | 0.21611 | 0.2261 | -6.5647 | -277.4288 | DROP | DROP | DROP | DROP | DROP | DROP | [5 empty] | 0.92095 | DROP | 37.1422 | 331.1535 | DROP | DROP | DROP | DROP | DROP | DROP | 0.21611 | 331.1535 | 1.1723 | DROP
DEF | E_WR_Window Sun Protection | 100.3648 | 0.052737 | -0.03867 | 10 |  | 21.9779 | 18.9648 | 55.9844 | 96.9271 |  | 79.136 | 3.9142 | 0 | 350 | 350 | 79.136 | sq ft | 37.1422 | 1.1671 | 0.27387 | 0.2261 | 13.8769 | -256.9872 | DROP | DROP | DROP | DROP | DROP | DROP | [5 empty] | 1.1671 | 13.8769 | 37.1422 | 331.1535 | KEEP | 13.8769 | 1.0421 | 35.6696 | 0.26575 | DROP | 0.27387 | 331.1535 | 1.1723 | DROP
DEF | N_AS_Window Sun Protection | 60.2189 | 0.023012 | -0.0057041 | 10 |  | 13.1868 | 8.2754 | 24.4291 | 45.8913 |  | 47.4816 | 2.3485 | 0 | 350 | 350 | 47.4816 | sq ft | 61.9036 | 0.92095 | 0.13024 | 0.13566 | -3.9388 | -306.4573 | DROP | DROP | DROP | DROP | DROP | DROP | [5 empty] | 0.92095 | DROP | 61.9036 | 338.6921 | DROP | DROP | DROP | DROP | DROP | DROP | 0.13024 | 338.6921 | 1.1034 | DROP
DEF | N_CU_Window Sun Protection | 60.2189 | 0.023012 | -0.0057041 | 10 |  | 13.1868 | 8.2754 | 24.4291 | 45.8913 |  | 47.4816 | 2.3485 | 0 | 350 | 350 | 47.4816 | sq ft | 61.9036 | 0.92095 | 0.13024 | 0.13566 | -3.9388 | -306.4573 | DROP | DROP | DROP | DROP | DROP | DROP | [5 empty] | 0.92095 | DROP | 61.9036 | 338.6921 | DROP | DROP | DROP | DROP | DROP | DROP | 0.13024 | 338.6921 | 1.1034 | DROP
DEF | N_GR_Window Sun Protection | 60.2189 | 0.023012 | -0.0057041 | 10 |  | 13.1868 | 8.2754 | 24.4291 | 45.8913 |  | 47.4816 | 2.3485 | 0 | 350 | 350 | 47.4816 | sq ft | 61.9036 | 0.92095 | 0.13024 | 0.13566 | -3.9388 | -306.4573 | DROP | DROP | DROP | DROP | DROP | DROP | [5 empty] | 0.92095 | DROP | 61.9036 | 338.6921 | DROP | DROP | DROP | DROP | DROP | DROP | 0.13024 | 338.6921 | 1.1034 | DROP
DEF | N_HC_Window Sun Protection | 60.2189 | 0.023012 | -0.0057041 | 10 |  | 13.1868 | 8.2754 | 24.4291 | 45.8913 |  | 47.4816 | 2.3485 | 0 | 350 | 350 | 47.4816 | sq ft | 61.9036 | 0.92095 | 0.13024 | 0.13566 | -3.9388 | -306.4573 | DROP | DROP | DROP | DROP | DROP | DROP | [5 empty] | 0.92095 | DROP | 61.9036 | 338.6921 | DROP | DROP | DROP | DROP | DROP | DROP | 0.13024 | 338.6921 | 1.1034 | DROP
DEF | N_HS_Window Sun Protection | 60.2189 | 0.023012 | -0.0057041 | 10 |  | 13.1868 | 8.2754 | 24.4291 | 45.8913 |  | 47.4816 | 2.3485 | 0 | 350 | 350 | 47.4816 | sq ft | 61.9036 | 0.92095 | 0.13024 | 0.13566 | -3.9388 | -306.4573 | DROP | DROP | DROP | DROP | DROP | DROP | [5 empty] | 0.92095 | DROP | 61.9036 | 338.6921 | DROP | DROP | DROP | DROP | DROP | DROP | 0.13024 | 338.6921 | 1.1034 | DROP
DEF | N_IN_Window Sun Protection | 60.2189 | 0.023012 | -0.0057041 | 10 |  | 13.1868 | 8.2754 | 24.4291 | 45.8913 |  | 47.4816 | 2.3485 | 0 | 350 | 350 | 47.4816 | sq ft | 61.9036 | 0.92095 | 0.13024 | 0.13566 | -3.9388 | -306.4573 | DROP | DROP | DROP | DROP | DROP | DROP | [5 empty] | 0.92095 | DROP | 61.9036 | 338.6921 | DROP | DROP | DROP | DROP | DROP | DROP | 0.13024 | 338.6921 | 1.1034 | DROP
DEF | N_LG_Window Sun Protection | 60.2189 | 0.026882 | -0.013291 | 10 |  | 13.1868 | 9.6669 | 28.5369 | 51.3906 |  | 47.4816 | 2.3485 | 0 | 350 | 350 | 47.4816 | sq ft | 61.9036 | 1.0313 | 0.14585 | 0.13566 | 1.5605 | -300.9579 | DROP | DROP | DROP | DROP | DROP | DROP | [5 empty] | 1.0313 | 1.5605 | 61.9036 | 338.6921 | KEEP | 1.5605 | 1.0479 | 61.6276 | 0.14012 | DROP | 0.14585 | 338.6921 | 1.1034 | DROP
DEF | N_MS_Window Sun Protection | 60.2189 | 0.031642 | -0.023202 | 10 |  | 13.1868 | 11.3789 | 33.5906 | 58.1562 |  | 47.4816 | 2.3485 | 0 | 350 | 350 | 47.4816 | sq ft | 61.9036 | 1.1671 | 0.16505 | 0.13566 | 8.3261 | -294.1923 | DROP | DROP | DROP | DROP | DROP | DROP | [5 empty] | 1.1671 | 8.3261 | 61.9036 | 338.6921 | KEEP | 8.3261 | 1.0421 | 60.431 | 0.15945 | DROP | 0.16505 | 338.6921 | 1.1034 | DROP
DEF | N_OF_Window Sun Protection | 60.2189 | 0.023012 | -0.0057041 | 10 |  | 13.1868 | 8.2754 | 24.4291 | 45.8913 |  | 47.4816 | 2.3485 | 0 | 350 | 350 | 47.4816 | sq ft | 61.9036 | 0.92095 | 0.13024 | 0.13566 | -3.9388 | -306.4573 | DROP | DROP | DROP | DROP | DROP | DROP | [5 empty] | 0.92095 | DROP | 61.9036 | 338.6921 | DROP | DROP | DROP | DROP | DROP | DROP | 0.13024 | 338.6921 | 1.1034 | DROP
DEF | N_RS_Window Sun Protection | 60.2189 | 0.023012 | -0.0057041 | 10 |  | 13.1868 | 8.2754 | 24.4291 | 45.8913 |  | 47.4816 | 2.3485 | 0 | 350 | 350 | 47.4816 | sq ft | 61.9036 | 0.92095 | 0.13024 | 0.13566 | -3.9388 | -306.4573 | DROP | DROP | DROP | DROP | DROP | DROP | [5 empty] | 0.92095 | DROP | 61.9036 | 338.6921 | DROP | DROP | DROP | DROP | DROP | DROP | 0.13024 | 338.6921 | 1.1034 | DROP
DEF | N_RT_Window Sun Protection | 60.2189 | 0.023012 | -0.0057041 | 10 |  | 13.1868 | 8.2754 | 24.4291 | 45.8913 |  | 47.4816 | 2.3485 | 0 | 350 | 350 | 47.4816 | sq ft | 61.9036 | 0.92095 | 0.13024 | 0.13566 | -3.9388 | -306.4573 | DROP | DROP | DROP | DROP | DROP | DROP | [5 empty] | 0.92095 | DROP | 61.9036 | 338.6921 | DROP | DROP | DROP | DROP | DROP | DROP | 0.13024 | 338.6921 | 1.1034 | DROP
DEF | N_SC_Window Sun Protection | 60.2189 | 0.023012 | -0.0057041 | 10 |  | 13.1868 | 8.2754 | 24.4291 | 45.8913 |  | 47.4816 | 2.3485 | 0 | 350 | 350 | 47.4816 | sq ft | 61.9036 | 0.92095 | 0.13024 | 0.13566 | -3.9388 | -306.4573 | DROP | DROP | DROP | DROP | DROP | DROP | [5 empty] | 0.92095 | DROP | 61.9036 | 338.6921 | DROP | DROP | DROP | DROP | DROP | DROP | 0.13024 | 338.6921 | 1.1034 | DROP
DEF | N_WR_Window Sun Protection | 60.2189 | 0.031642 | -0.023202 | 10 |  | 13.1868 | 11.3789 | 33.5906 | 58.1562 |  | 47.4816 | 2.3485 | 0 | 350 | 350 | 47.4816 | sq ft | 61.9036 | 1.1671 | 0.16505 | 0.13566 | 8.3261 | -294.1923 | DROP | DROP | DROP | DROP | DROP | DROP | [5 empty] | 1.1671 | 8.3261 | 61.9036 | 338.6921 | KEEP | 8.3261 | 1.0421 | 60.431 | 0.15945 | DROP | 0.16505 | 338.6921 | 1.1034 | DROP
DEF | E_AS_Bi-Level Lighting Control (Interior) | 445.78 | 0.0012256 | 0 | 8 |  | 78.1693 | 0.13992 | 1.0862 | 79.3955 |  | 288.7347 | 17.3854 | 0 | 373 | 373 | 288.7347 | unit | 8.9119 | 0.25936 | 0.20338 | 0.77409 | -226.7246 | -310.99 | DROP | DROP | DROP | DROP | DROP | DROP | [5 empty] | 0.25936 | DROP | 8.9119 | 289.2914 | DROP | DROP | DROP | DROP | DROP | DROP | 0.20338 | 289.2914 | 1.5497 | DROP
DEF | E_CU_Bi-Level Lighting Control (Interior) | 683.24 | 0.0018785 | 0 | 8 |  | 119.8089 | 0.21445 | 1.6648 | 121.6882 |  | 442.5391 | 26.6464 | 0 | 373 | 373 | 442.5391 | unit | 5.8146 | 0.25936 | 0.30449 | 1.1864 | -347.4973 | -277.9582 | DROP | DROP | DROP | DROP | DROP | DROP | [5 empty] | 0.25936 | DROP | 5.8146 | 244.7012 | DROP | DROP | DROP | DROP | DROP | DROP | 0.30449 | 244.7012 | 1.8425 | DROP
DEF | E_GR_Bi-Level Lighting Control (Interior) | 859.32 | 0.010616 | 0 | 8 |  | 150.6853 | 1.2119 | 9.4081 | 161.3052 |  | 556.5873 | 33.5135 | 0 | 373 | 373 | 556.5873 | unit | 4.6231 | 0.27335 | 0.3968 | 1.4922 | -428.7956 | -245.2083 | DROP | DROP | DROP | DROP | DROP | DROP | [5 empty] | 0.27335 | DROP | 4.6231 | 211.6369 | DROP | DROP | DROP | DROP | DROP | DROP | 0.3968 | 211.6369 | 2.0596 | DROP
DEF | E_HC_Bi-Level Lighting Control (Interior) | 779.34 | 0.0021427 | 0 | 8 |  | 136.6605 | 0.24461 | 1.899 | 138.804 |  | 504.7837 | 30.3943 | 0 | 373 | 373 | 504.7837 | unit | 5.0976 | 0.25936 | 0.34409 | 1.3533 | -396.374 | -264.5902 | DROP | DROP | DROP | DROP | DROP | DROP | [5 empty] | 0.25936 | DROP | 5.0976 | 226.6555 | DROP | DROP | DROP | DROP | DROP | DROP | 0.34409 | 226.6555 | 1.961 | DROP
DEF | E_HS_Bi-Level Lighting Control (Interior) | 1054.31 | 0.0028987 | 0 | 8 |  | 184.8776 | 0.33091 | 2.569 | 187.7774 |  | 682.8836 | 41.1181 | 0 | 373 | 373 | 682.8836 | unit | 3.7681 | 0.25936 | 0.45344 | 1.8308 | -536.2243 | -226.3407 | DROP | DROP | DROP | DROP | DROP | DROP | [5 empty] | 0.25936 | DROP | 3.7681 | 175.0217 | DROP | DROP | DROP | DROP | DROP | DROP | 0.45344 | 175.0217 | 2.3 | DROP
DEF | E_IN_Bi-Level Lighting Control (Interior) | 511.345 | 0.0014059 | 0 | 8 |  | 89.6664 | 0.16049 | 1.246 | 91.0729 |  | 331.2016 | 19.9425 | 0 | 373 | 373 | 331.2016 | unit | 7.7692 | 0.25936 | 0.23177 | 0.88794 | -260.0711 | -301.8696 | DROP | DROP | DROP | DROP | DROP | DROP | [5 empty] | 0.25936 | DROP | 7.7692 | 276.9796 | DROP | DROP | DROP | DROP | DROP | DROP | 0.23177 | 276.9796 | 1.6305 | DROP
DEF | E_LG_Bi-Level Lighting Control (Interior) | 581.87 | 0.0071882 | 0 | 8 |  | 102.0333 | 0.8206 | 6.3705 | 109.2244 |  | 376.8811 | 22.6929 | 0 | 373 | 373 | 376.8811 | unit | 6.8275 | 0.27335 | 0.27603 | 1.0104 | -290.3497 | -286.4686 | DROP | DROP | DROP | DROP | DROP | DROP | [5 empty] | 0.27335 | DROP | 6.8275 | 263.7365 | DROP | DROP | DROP | DROP | DROP | DROP | 0.27603 | 263.7365 | 1.7175 | DROP
DEF | E_MS_Bi-Level Lighting Control (Interior) | 683.24 | 0.0018785 | 0 | 8 |  | 119.8089 | 0.21445 | 1.6648 | 121.6882 |  | 442.5391 | 26.6464 | 0 | 373 | 373 | 442.5391 | unit | 5.8146 | 0.25936 | 0.30449 | 1.1864 | -347.4973 | -277.9582 | DROP | DROP | DROP | DROP | DROP | DROP | [5 empty] | 0.25936 | DROP | 5.8146 | 244.7012 | DROP | DROP | DROP | DROP | DROP | DROP | 0.30449 | 244.7012 | 1.8425 | DROP
DEF | E_OF_Bi-Level Lighting Control (Interior) | 504.215 | 0.0013863 | 0 | 8 |  | 88.4162 | 0.15826 | 1.2286 | 89.803 |  | 326.5834 | 19.6644 | 0 | 373 | 373 | 326.5834 | unit | 7.879 | 0.25936 | 0.2287 | 0.87556 | -256.4448 | -302.8614 | DROP | DROP | DROP | DROP | DROP | DROP | [5 empty] | 0.25936 | DROP | 7.879 | 278.3185 | DROP | DROP | DROP | DROP | DROP | DROP | 0.2287 | 278.3185 | 1.6217 | DROP
DEF | E_RS_Bi-Level Lighting Control (Interior) | 520.335 | 0.006428 | 0 | 8 |  | 91.2429 | 0.73382 | 5.6968 | 97.6735 |  | 337.0245 | 20.2931 | 0 | 373 | 373 | 337.0245 | unit | 7.635 | 0.27335 | 0.24835 | 0.90355 | -259.6441 | -295.6196 | DROP | DROP | DROP | DROP | DROP | DROP | [5 empty] | 0.27335 | DROP | 7.635 | 275.2915 | DROP | DROP | DROP | DROP | DROP | DROP | 0.24835 | 275.2915 | 1.6416 | DROP
DEF | E_RT_Bi-Level Lighting Control (Interior) | 772.52 | 0.0095434 | 0 | 8 |  | 135.4645 | 1.0895 | 8.4578 | 145.0118 |  | 500.3664 | 30.1283 | 0 | 373 | 373 | 500.3664 | unit | 5.1426 | 0.27335 | 0.35972 | 1.3415 | -385.4829 | -258.1165 | DROP | DROP | DROP | DROP | DROP | DROP | [5 empty] | 0.27335 | DROP | 5.1426 | 227.9362 | DROP | DROP | DROP | DROP | DROP | DROP | 0.35972 | 227.9362 | 1.9526 | DROP
DEF | E_SC_Bi-Level Lighting Control (Interior) | 368.745 | 0.0010138 | 0 | 8 |  | 64.6609 | 0.11574 | 0.89849 | 65.6752 |  | 238.8386 | 14.3811 | 0 | 373 | 373 | 238.8386 | unit | 10.7737 | 0.25936 | 0.16954 | 0.64032 | -187.5445 | -321.7059 | DROP | DROP | DROP | DROP | DROP | DROP | [5 empty] | 0.25936 | DROP | 10.7737 | 303.7571 | DROP | DROP | DROP | DROP | DROP | DROP | 0.16954 | 303.7571 | 1.4547 | DROP
DEF | E_WR_Bi-Level Lighting Control (Interior) | 592.72 | 0.0016296 | 0 | 8 |  | 103.9359 | 0.18604 | 1.4442 | 105.5661 |  | 383.9087 | 23.1161 | 0 | 373 | 373 | 383.9087 | unit | 6.7025 | 0.25936 | 0.2665 | 1.0292 | -301.4586 | -290.5499 | DROP | DROP | DROP | DROP | DROP | DROP | [5 empty] | 0.25936 | DROP | 6.7025 | 261.699 | DROP | DROP | DROP | DROP | DROP | DROP | 0.2665 | 261.699 | 1.7309 | DROP
DEF | N_AS_Bi-Level Lighting Control (Interior) | 445.78 | 0.0012256 | 0 | 8 |  | 78.1693 | 0.13992 | 1.0862 | 79.3955 |  | 288.7347 | 17.3854 | 0 | 373 | 373 | 288.7347 | unit | 8.9119 | 0.25936 | 0.20338 | 0.77409 | -226.7246 | -310.99 | DROP | DROP | DROP | DROP | DROP | DROP | [5 empty] | 0.25936 | DROP | 8.9119 | 289.2914 | DROP | DROP | DROP | DROP | DROP | DROP | 0.20338 | 289.2914 | 1.5497 | DROP
DEF | N_CU_Bi-Level Lighting Control (Interior) | 683.24 | 0.0018785 | 0 | 8 |  | 119.8089 | 0.21445 | 1.6648 | 121.6882 |  | 442.5391 | 26.6464 | 0 | 373 | 373 | 442.5391 | unit | 5.8146 | 0.25936 | 0.30449 | 1.1864 | -347.4973 | -277.9582 | DROP | DROP | DROP | DROP | DROP | DROP | [5 empty] | 0.25936 | DROP | 5.8146 | 244.7012 | DROP | DROP | DROP | DROP | DROP | DROP | 0.30449 | 244.7012 | 1.8425 | DROP
DEF | N_GR_Bi-Level Lighting Control (Interior) | 859.32 | 0.010616 | 0 | 8 |  | 150.6853 | 1.2119 | 9.4081 | 161.3052 |  | 556.5873 | 33.5135 | 0 | 373 | 373 | 556.5873 | unit | 4.6231 | 0.27335 | 0.3968 | 1.4922 | -428.7956 | -245.2083 | DROP | DROP | DROP | DROP | DROP | DROP | [5 empty] | 0.27335 | DROP | 4.6231 | 211.6369 | DROP | DROP | DROP | DROP | DROP | DROP | 0.3968 | 211.6369 | 2.0596 | DROP
DEF | N_HC_Bi-Level Lighting Control (Interior) | 779.34 | 0.0021427 | 0 | 8 |  | 136.6605 | 0.24461 | 1.899 | 138.804 |  | 504.7837 | 30.3943 | 0 | 373 | 373 | 504.7837 | unit | 5.0976 | 0.25936 | 0.34409 | 1.3533 | -396.374 | -264.5902 | DROP | DROP | DROP | DROP | DROP | DROP | [5 empty] | 0.25936 | DROP | 5.0976 | 226.6555 | DROP | DROP | DROP | DROP | DROP | DROP | 0.34409 | 226.6555 | 1.961 | DROP
DEF | N_HS_Bi-Level Lighting Control (Interior) | 1054.31 | 0.0028987 | 0 | 8 |  | 184.8776 | 0.33091 | 2.569 | 187.7774 |  | 682.8836 | 41.1181 | 0 | 373 | 373 | 682.8836 | unit | 3.7681 | 0.25936 | 0.45344 | 1.8308 | -536.2243 | -226.3407 | DROP | DROP | DROP | DROP | DROP | DROP | [5 empty] | 0.25936 | DROP | 3.7681 | 175.0217 | DROP | DROP | DROP | DROP | DROP | DROP | 0.45344 | 175.0217 | 2.3 | DROP
DEF | N_IN_Bi-Level Lighting Control (Interior) | 511.345 | 0.0014059 | 0 | 8 |  | 89.6664 | 0.16049 | 1.246 | 91.0729 |  | 331.2016 | 19.9425 | 0 | 373 | 373 | 331.2016 | unit | 7.7692 | 0.25936 | 0.23177 | 0.88794 | -260.0711 | -301.8696 | DROP | DROP | DROP | DROP | DROP | DROP | [5 empty] | 0.25936 | DROP | 7.7692 | 276.9796 | DROP | DROP | DROP | DROP | DROP | DROP | 0.23177 | 276.9796 | 1.6305 | DROP
DEF | N_LG_Bi-Level Lighting Control (Interior) | 581.87 | 0.0071882 | 0 | 8 |  | 102.0333 | 0.8206 | 6.3705 | 109.2244 |  | 376.8811 | 22.6929 | 0 | 373 | 373 | 376.8811 | unit | 6.8275 | 0.27335 | 0.27603 | 1.0104 | -290.3497 | -286.4686 | DROP | DROP | DROP | DROP | DROP | DROP | [5 empty] | 0.27335 | DROP | 6.8275 | 263.7365 | DROP | DROP | DROP | DROP | DROP | DROP | 0.27603 | 263.7365 | 1.7175 | DROP
DEF | N_MS_Bi-Level Lighting Control (Interior) | 683.24 | 0.0018785 | 0 | 8 |  | 119.8089 | 0.21445 | 1.6648 | 121.6882 |  | 442.5391 | 26.6464 | 0 | 373 | 373 | 442.5391 | unit | 5.8146 | 0.25936 | 0.30449 | 1.1864 | -347.4973 | -277.9582 | DROP | DROP | DROP | DROP | DROP | DROP | [5 empty] | 0.25936 | DROP | 5.8146 | 244.7012 | DROP | DROP | DROP | DROP | DROP | DROP | 0.30449 | 244.7012 | 1.8425 | DROP
DEF | N_OF_Bi-Level Lighting Control (Interior) | 504.215 | 0.0013863 | 0 | 8 |  | 88.4162 | 0.15826 | 1.2286 | 89.803 |  | 326.5834 | 19.6644 | 0 | 373 | 373 | 326.5834 | unit | 7.879 | 0.25936 | 0.2287 | 0.87556 | -256.4448 | -302.8614 | DROP | DROP | DROP | DROP | DROP | DROP | [5 empty] | 0.25936 | DROP | 7.879 | 278.3185 | DROP | DROP | DROP | DROP | DROP | DROP | 0.2287 | 278.3185 | 1.6217 | DROP
DEF | N_RS_Bi-Level Lighting Control (Interior) | 520.335 | 0.006428 | 0 | 8 |  | 91.2429 | 0.73382 | 5.6968 | 97.6735 |  | 337.0245 | 20.2931 | 0 | 373 | 373 | 337.0245 | unit | 7.635 | 0.27335 | 0.24835 | 0.90355 | -259.6441 | -295.6196 | DROP | DROP | DROP | DROP | DROP | DROP | [5 empty] | 0.27335 | DROP | 7.635 | 275.2915 | DROP | DROP | DROP | DROP | DROP | DROP | 0.24835 | 275.2915 | 1.6416 | DROP
DEF | N_RT_Bi-Level Lighting Control (Interior) | 772.52 | 0.0095434 | 0 | 8 |  | 135.4645 | 1.0895 | 8.4578 | 145.0118 |  | 500.3664 | 30.1283 | 0 | 373 | 373 | 500.3664 | unit | 5.1426 | 0.27335 | 0.35972 | 1.3415 | -385.4829 | -258.1165 | DROP | DROP | DROP | DROP | DROP | DROP | [5 empty] | 0.27335 | DROP | 5.1426 | 227.9362 | DROP | DROP | DROP | DROP | DROP | DROP | 0.35972 | 227.9362 | 1.9526 | DROP
DEF | N_SC_Bi-Level Lighting Control (Interior) | 368.745 | 0.0010138 | 0 | 8 |  | 64.6609 | 0.11574 | 0.89849 | 65.6752 |  | 238.8386 | 14.3811 | 0 | 373 | 373 | 238.8386 | unit | 10.7737 | 0.25936 | 0.16954 | 0.64032 | -187.5445 | -321.7059 | DROP | DROP | DROP | DROP | DROP | DROP | [5 empty] | 0.25936 | DROP | 10.7737 | 303.7571 | DROP | DROP | DROP | DROP | DROP | DROP | 0.16954 | 303.7571 | 1.4547 | DROP
DEF | N_WR_Bi-Level Lighting Control (Interior) | 592.72 | 0.0016296 | 0 | 8 |  | 103.9359 | 0.18604 | 1.4442 | 105.5661 |  | 383.9087 | 23.1161 | 0 | 373 | 373 | 383.9087 | unit | 6.7025 | 0.25936 | 0.2665 | 1.0292 | -301.4586 | -290.5499 | DROP | DROP | DROP | DROP | DROP | DROP | [5 empty] | 0.25936 | DROP | 6.7025 | 261.699 | DROP | DROP | DROP | DROP | DROP | DROP | 0.2665 | 261.699 | 1.7309 | DROP
DEF | E_AS_Interior Lighting Controls | 402.64 | 0 | 0 | 8 |  | 70.6046 | 0 | 0 | 70.6046 |  | 260.7926 | 15.703 | 0 | 156.3796 | 156.3796 | 260.7926 | unit | 4.1366 | 0.25536 | 0.41029 | 1.6677 | -205.891 | -101.478 | DROP | DROP | DROP | DROP | DROP | DROP | [5 empty] | 0.25536 | DROP | 4.1366 | 80.7719 | DROP | DROP | DROP | DROP | DROP | DROP | 0.41029 | 80.7719 | 2.1842 | DROP
DEF | E_CU_Interior Lighting Controls | 617.12 | 0 | 0 | 8 |  | 108.2145 | 0 | 0 | 108.2145 |  | 399.7128 | 24.0677 | 0 | 156.3796 | 156.3796 | 399.7128 | unit | 2.6989 | 0.25536 | 0.5997 | 2.556 | -315.5659 | -72.2328 | DROP | DROP | DROP | DROP | DROP | DROP | [5 empty] | 0.25536 | DROP | 2.6989 | 40.4968 | DROP | DROP | DROP | DROP | DROP | DROP | 0.5997 | 40.4968 | 2.815 | DROP
DEF | E_GR_Interior Lighting Controls | 776.16 | 0 | 0 | 8 |  | 136.1028 | 0 | 0 | 136.1028 |  | 502.724 | 30.2702 | 0 | 156.3796 | 156.3796 | 502.724 | unit | 2.1459 | 0.25536 | 0.72919 | 3.2148 | -396.8914 | -50.547 | DROP | DROP | DROP | DROP | DROP | DROP | [5 empty] | 0.25536 | DROP | 2.1459 | 10.6323 | DROP | DROP | DROP | DROP | DROP | DROP | 0.72919 | 10.6323 | 3.2828 | DROP
DEF | E_HC_Interior Lighting Controls | 703.92 | 0 | 0 | 8 |  | 123.4352 | 0 | 0 | 123.4352 |  | 455.9337 | 27.4529 | 0 | 156.3796 | 156.3796 | 455.9337 | unit | 2.3661 | 0.25536 | 0.67146 | 2.9156 | -359.9513 | -60.3972 | DROP | DROP | DROP | DROP | DROP | DROP | [5 empty] | 0.25536 | DROP | 2.3661 | 24.1975 | DROP | DROP | DROP | DROP | DROP | DROP | 0.67146 | 24.1975 | 3.0703 | DROP
DEF | E_HS_Interior Lighting Controls | 952.28 | 0 | 0 | 8 |  | 166.9862 | 0 | 0 | 166.9862 |  | 616.7981 | 37.1389 | 0 | 156.3796 | 156.3796 | 616.7981 | unit | 1.749 | 0.25536 | 0.8629 | 3.9442 | -486.9509 | -26.5323 | DROP | DROP | DROP | DROP | DROP | DROP | [5 empty] | 0.25536 | DROP | 1.749 | 0 | DROP | DROP | DROP | DROP | DROP | DROP | 0.8629 | 0 | 3.9442 | DROP
DEF | E_IN_Interior Lighting Controls | 461.86 | 0 | 0 | 8 |  | 80.989 | 0 | 0 | 80.989 |  | 299.1498 | 18.0125 | 0 | 156.3796 | 156.3796 | 299.1498 | unit | 3.6062 | 0.25536 | 0.46441 | 1.913 | -236.1733 | -93.4031 | DROP | DROP | DROP | DROP | DROP | DROP | [5 empty] | 0.25536 | DROP | 3.6062 | 69.6515 | DROP | DROP | DROP | DROP | DROP | DROP | 0.46441 | 69.6515 | 2.3584 | DROP
DEF | E_LG_Interior Lighting Controls | 525.56 | 0 | 0 | 8 |  | 92.1591 | 0 | 0 | 92.1591 |  | 340.4087 | 20.4968 | 0 | 156.3796 | 156.3796 | 340.4087 | unit | 3.1691 | 0.25536 | 0.52104 | 2.1768 | -268.7465 | -84.7173 | DROP | DROP | DROP | DROP | DROP | DROP | [5 empty] | 0.25536 | DROP | 3.1691 | 57.6899 | DROP | DROP | DROP | DROP | DROP | DROP | 0.52104 | 57.6899 | 2.5457 | DROP
DEF | E_MS_Interior Lighting Controls | 617.12 | 0 | 0 | 8 |  | 108.2145 | 0 | 0 | 108.2145 |  | 399.7128 | 24.0677 | 0 | 156.3796 | 156.3796 | 399.7128 | unit | 2.6989 | 0.25536 | 0.5997 | 2.556 | -315.5659 | -72.2328 | DROP | DROP | DROP | DROP | DROP | DROP | [5 empty] | 0.25536 | DROP | 2.6989 | 40.4968 | DROP | DROP | DROP | DROP | DROP | DROP | 0.5997 | 40.4968 | 2.815 | DROP
DEF | E_OF_Interior Lighting Controls | 455.42 | 0 | 0 | 8 |  | 79.8598 | 0 | 0 | 79.8598 |  | 294.9786 | 17.7614 | 0 | 156.3796 | 156.3796 | 294.9786 | unit | 3.6572 | 0.25536 | 0.45859 | 1.8863 | -232.8802 | -94.2812 | DROP | DROP | DROP | DROP | DROP | DROP | [5 empty] | 0.25536 | DROP | 3.6572 | 70.8608 | DROP | DROP | DROP | DROP | DROP | DROP | 0.45859 | 70.8608 | 2.3394 | DROP
DEF | E_RS_Interior Lighting Controls | 469.98 | 0 | 0 | 8 |  | 82.4129 | 0 | 0 | 82.4129 |  | 304.4092 | 18.3292 | 0 | 156.3796 | 156.3796 | 304.4092 | unit | 3.5439 | 0.25536 | 0.47172 | 1.9466 | -240.3255 | -92.2959 | DROP | DROP | DROP | DROP | DROP | DROP | [5 empty] | 0.25536 | DROP | 3.5439 | 68.1268 | DROP | DROP | DROP | DROP | DROP | DROP | 0.47172 | 68.1268 | 2.3823 | DROP
DEF | E_RT_Interior Lighting Controls | 697.76 | 0 | 0 | 8 |  | 122.3551 | 0 | 0 | 122.3551 |  | 451.9438 | 27.2126 | 0 | 156.3796 | 156.3796 | 451.9438 | unit | 2.387 | 0.25536 | 0.66645 | 2.89 | -356.8014 | -61.2372 | DROP | DROP | DROP | DROP | DROP | DROP | [5 empty] | 0.25536 | DROP | 2.387 | 25.3542 | DROP | DROP | DROP | DROP | DROP | DROP | 0.66645 | 25.3542 | 3.0522 | DROP
DEF | E_SC_Interior Lighting Controls | 333.06 | 0 | 0 | 8 |  | 58.4034 | 0 | 0 | 58.4034 |  | 215.7252 | 12.9893 | 0 | 156.3796 | 156.3796 | 215.7252 | unit | 5.0008 | 0.25536 | 0.34483 | 1.3795 | -170.3111 | -110.9655 | DROP | DROP | DROP | DROP | DROP | DROP | [5 empty] | 0.25536 | DROP | 5.0008 | 93.8376 | DROP | DROP | DROP | DROP | DROP | DROP | 0.34483 | 93.8376 | 1.9796 | DROP
DEF | E_WR_Interior Lighting Controls | 535.36 | 0 | 0 | 8 |  | 93.8776 | 0 | 0 | 93.8776 |  | 346.7563 | 20.879 | 0 | 156.3796 | 156.3796 | 346.7563 | unit | 3.1111 | 0.25536 | 0.52961 | 2.2174 | -273.7577 | -83.3811 | DROP | DROP | DROP | DROP | DROP | DROP | [5 empty] | 0.25536 | DROP | 3.1111 | 55.8497 | DROP | DROP | DROP | DROP | DROP | DROP | 0.52961 | 55.8497 | 2.5745 | DROP
DEF | N_AS_Interior Lighting Controls | 402.64 | 0 | 0 | 8 |  | 70.6046 | 0 | 0 | 70.6046 |  | 260.7926 | 15.703 | 0 | 156.3796 | 156.3796 | 260.7926 | unit | 4.1366 | 0.25536 | 0.41029 | 1.6677 | -205.891 | -101.478 | DROP | DROP | DROP | DROP | DROP | DROP | [5 empty] | 0.25536 | DROP | 4.1366 | 80.7719 | DROP | DROP | DROP | DROP | DROP | DROP | 0.41029 | 80.7719 | 2.1842 | DROP
DEF | N_CU_Interior Lighting Controls | 617.12 | 0 | 0 | 8 |  | 108.2145 | 0 | 0 | 108.2145 |  | 399.7128 | 24.0677 | 0 | 156.3796 | 156.3796 | 399.7128 | unit | 2.6989 | 0.25536 | 0.5997 | 2.556 | -315.5659 | -72.2328 | DROP | DROP | DROP | DROP | DROP | DROP | [5 empty] | 0.25536 | DROP | 2.6989 | 40.4968 | DROP | DROP | DROP | DROP | DROP | DROP | 0.5997 | 40.4968 | 2.815 | DROP
DEF | N_GR_Interior Lighting Controls | 776.16 | 0 | 0 | 8 |  | 136.1028 | 0 | 0 | 136.1028 |  | 502.724 | 30.2702 | 0 | 156.3796 | 156.3796 | 502.724 | unit | 2.1459 | 0.25536 | 0.72919 | 3.2148 | -396.8914 | -50.547 | DROP | DROP | DROP | DROP | DROP | DROP | [5 empty] | 0.25536 | DROP | 2.1459 | 10.6323 | DROP | DROP | DROP | DROP | DROP | DROP | 0.72919 | 10.6323 | 3.2828 | DROP
DEF | N_HC_Interior Lighting Controls | 703.92 | 0 | 0 | 8 |  | 123.4352 | 0 | 0 | 123.4352 |  | 455.9337 | 27.4529 | 0 | 156.3796 | 156.3796 | 455.9337 | unit | 2.3661 | 0.25536 | 0.67146 | 2.9156 | -359.9513 | -60.3972 | DROP | DROP | DROP | DROP | DROP | DROP | [5 empty] | 0.25536 | DROP | 2.3661 | 24.1975 | DROP | DROP | DROP | DROP | DROP | DROP | 0.67146 | 24.1975 | 3.0703 | DROP
DEF | N_HS_Interior Lighting Controls | 952.28 | 0 | 0 | 8 |  | 166.9862 | 0 | 0 | 166.9862 |  | 616.7981 | 37.1389 | 0 | 156.3796 | 156.3796 | 616.7981 | unit | 1.749 | 0.25536 | 0.8629 | 3.9442 | -486.9509 | -26.5323 | DROP | DROP | DROP | DROP | DROP | DROP | [5 empty] | 0.25536 | DROP | 1.749 | 0 | DROP | DROP | DROP | DROP | DROP | DROP | 0.8629 | 0 | 3.9442 | DROP
DEF | N_IN_Interior Lighting Controls | 461.86 | 0 | 0 | 8 |  | 80.989 | 0 | 0 | 80.989 |  | 299.1498 | 18.0125 | 0 | 156.3796 | 156.3796 | 299.1498 | unit | 3.6062 | 0.25536 | 0.46441 | 1.913 | -236.1733 | -93.4031 | DROP | DROP | DROP | DROP | DROP | DROP | [5 empty] | 0.25536 | DROP | 3.6062 | 69.6515 | DROP | DROP | DROP | DROP | DROP | DROP | 0.46441 | 69.6515 | 2.3584 | DROP
DEF | N_LG_Interior Lighting Controls | 525.56 | 0 | 0 | 8 |  | 92.1591 | 0 | 0 | 92.1591 |  | 340.4087 | 20.4968 | 0 | 156.3796 | 156.3796 | 340.4087 | unit | 3.1691 | 0.25536 | 0.52104 | 2.1768 | -268.7465 | -84.7173 | DROP | DROP | DROP | DROP | DROP | DROP | [5 empty] | 0.25536 | DROP | 3.1691 | 57.6899 | DROP | DROP | DROP | DROP | DROP | DROP | 0.52104 | 57.6899 | 2.5457 | DROP
DEF | N_MS_Interior Lighting Controls | 617.12 | 0 | 0 | 8 |  | 108.2145 | 0 | 0 | 108.2145 |  | 399.7128 | 24.0677 | 0 | 156.3796 | 156.3796 | 399.7128 | unit | 2.6989 | 0.25536 | 0.5997 | 2.556 | -315.5659 | -72.2328 | DROP | DROP | DROP | DROP | DROP | DROP | [5 empty] | 0.25536 | DROP | 2.6989 | 40.4968 | DROP | DROP | DROP | DROP | DROP | DROP | 0.5997 | 40.4968 | 2.815 | DROP
DEF | N_OF_Interior Lighting Controls | 455.42 | 0 | 0 | 8 |  | 79.8598 | 0 | 0 | 79.8598 |  | 294.9786 | 17.7614 | 0 | 156.3796 | 156.3796 | 294.9786 | unit | 3.6572 | 0.25536 | 0.45859 | 1.8863 | -232.8802 | -94.2812 | DROP | DROP | DROP | DROP | DROP | DROP | [5 empty] | 0.25536 | DROP | 3.6572 | 70.8608 | DROP | DROP | DROP | DROP | DROP | DROP | 0.45859 | 70.8608 | 2.3394 | DROP
DEF | N_RS_Interior Lighting Controls | 469.98 | 0 | 0 | 8 |  | 82.4129 | 0 | 0 | 82.4129 |  | 304.4092 | 18.3292 | 0 | 156.3796 | 156.3796 | 304.4092 | unit | 3.5439 | 0.25536 | 0.47172 | 1.9466 | -240.3255 | -92.2959 | DROP | DROP | DROP | DROP | DROP | DROP | [5 empty] | 0.25536 | DROP | 3.5439 | 68.1268 | DROP | DROP | DROP | DROP | DROP | DROP | 0.47172 | 68.1268 | 2.3823 | DROP
DEF | N_RT_Interior Lighting Controls | 697.76 | 0 | 0 | 8 |  | 122.3551 | 0 | 0 | 122.3551 |  | 451.9438 | 27.2126 | 0 | 156.3796 | 156.3796 | 451.9438 | unit | 2.387 | 0.25536 | 0.66645 | 2.89 | -356.8014 | -61.2372 | DROP | DROP | DROP | DROP | DROP | DROP | [5 empty] | 0.25536 | DROP | 2.387 | 25.3542 | DROP | DROP | DROP | DROP | DROP | DROP | 0.66645 | 25.3542 | 3.0522 | DROP
DEF | N_SC_Interior Lighting Controls | 333.06 | 0 | 0 | 8 |  | 58.4034 | 0 | 0 | 58.4034 |  | 215.7252 | 12.9893 | 0 | 156.3796 | 156.3796 | 215.7252 | unit | 5.0008 | 0.25536 | 0.34483 | 1.3795 | -170.3111 | -110.9655 | DROP | DROP | DROP | DROP | DROP | DROP | [5 empty] | 0.25536 | DROP | 5.0008 | 93.8376 | DROP | DROP | DROP | DROP | DROP | DROP | 0.34483 | 93.8376 | 1.9796 | DROP
DEF | N_WR_Interior Lighting Controls | 535.36 | 0 | 0 | 8 |  | 93.8776 | 0 | 0 | 93.8776 |  | 346.7563 | 20.879 | 0 | 156.3796 | 156.3796 | 346.7563 | unit | 3.1111 | 0.25536 | 0.52961 | 2.2174 | -273.7577 | -83.3811 | DROP | DROP | DROP | DROP | DROP | DROP | [5 empty] | 0.25536 | DROP | 3.1111 | 55.8497 | DROP | DROP | DROP | DROP | DROP | DROP | 0.52961 | 55.8497 | 2.5745 | DROP
DEF | E_AS_Efficient Motor Belts | 94.8071 | 0.012997 | 0.0032092 | 10 |  | 20.7609 | 4.6737 | 13.797 | 39.2317 |  | 74.7538 | 3.6975 | 0 | 396.51 | 396.51 | 74.7538 | motor belt | 44.5445 | 0.50008 | 0.098028 | 0.18853 | -39.2197 | -360.9758 | DROP | DROP | DROP | DROP | DROP | DROP | [5 empty] | 0.50008 | DROP | 44.5445 | 378.7071 | DROP | DROP | DROP | DROP | DROP | DROP | 0.098028 | 378.7071 | 1.1436 | DROP
DEF | E_CU_Efficient Motor Belts | 94.8071 | 0.012292 | 0.010296 | 10 |  | 20.7609 | 4.4204 | 13.0492 | 38.2305 |  | 74.7538 | 3.6975 | 0 | 396.51 | 396.51 | 74.7538 | motor belt | 44.5445 | 0.48731 | 0.095527 | 0.18853 | -40.2208 | -361.977 | DROP | DROP | DROP | DROP | DROP | DROP | [5 empty] | 0.48731 | DROP | 44.5445 | 378.7071 | DROP | DROP | DROP | DROP | DROP | DROP | 0.095527 | 378.7071 | 1.1436 | DROP
DEF | E_GR_Efficient Motor Belts | 94.8071 | 0.012997 | 0.0032092 | 10 |  | 20.7609 | 4.6737 | 13.797 | 39.2317 |  | 74.7538 | 3.6975 | 0 | 396.51 | 396.51 | 74.7538 | motor belt | 44.5445 | 0.50008 | 0.098028 | 0.18853 | -39.2197 | -360.9758 | DROP | DROP | DROP | DROP | DROP | DROP | [5 empty] | 0.50008 | DROP | 44.5445 | 378.7071 | DROP | DROP | DROP | DROP | DROP | DROP | 0.098028 | 378.7071 | 1.1436 | DROP
DEF | E_HC_Efficient Motor Belts | 94.8071 | 0.012292 | 0.010296 | 10 |  | 20.7609 | 4.4204 | 13.0492 | 38.2305 |  | 74.7538 | 3.6975 | 0 | 396.51 | 396.51 | 74.7538 | motor belt | 44.5445 | 0.48731 | 0.095527 | 0.18853 | -40.2208 | -361.977 | DROP | DROP | DROP | DROP | DROP | DROP | [5 empty] | 0.48731 | DROP | 44.5445 | 378.7071 | DROP | DROP | DROP | DROP | DROP | DROP | 0.095527 | 378.7071 | 1.1436 | DROP
DEF | E_HS_Efficient Motor Belts | 94.8071 | 0.012292 | 0.010296 | 10 |  | 20.7609 | 4.4204 | 13.0492 | 38.2305 |  | 74.7538 | 3.6975 | 0 | 396.51 | 396.51 | 74.7538 | motor belt | 44.5445 | 0.48731 | 0.095527 | 0.18853 | -40.2208 | -361.977 | DROP | DROP | DROP | DROP | DROP | DROP | [5 empty] | 0.48731 | DROP | 44.5445 | 378.7071 | DROP | DROP | DROP | DROP | DROP | DROP | 0.095527 | 378.7071 | 1.1436 | DROP
DEF | E_IN_Efficient Motor Belts | 94.8071 | 0.012997 | 0.0032092 | 10 |  | 20.7609 | 4.6737 | 13.797 | 39.2317 |  | 74.7538 | 3.6975 | 0 | 396.51 | 396.51 | 74.7538 | motor belt | 44.5445 | 0.50008 | 0.098028 | 0.18853 | -39.2197 | -360.9758 | DROP | DROP | DROP | DROP | DROP | DROP | [5 empty] | 0.50008 | DROP | 44.5445 | 378.7071 | DROP | DROP | DROP | DROP | DROP | DROP | 0.098028 | 378.7071 | 1.1436 | DROP
DEF | E_LG_Efficient Motor Belts | 94.8071 | 0.012292 | 0.010296 | 10 |  | 20.7609 | 4.4204 | 13.0492 | 38.2305 |  | 74.7538 | 3.6975 | 0 | 396.51 | 396.51 | 74.7538 | motor belt | 44.5445 | 0.48731 | 0.095527 | 0.18853 | -40.2208 | -361.977 | DROP | DROP | DROP | DROP | DROP | DROP | [5 empty] | 0.48731 | DROP | 44.5445 | 378.7071 | DROP | DROP | DROP | DROP | DROP | DROP | 0.095527 | 378.7071 | 1.1436 | DROP
DEF | E_MS_Efficient Motor Belts | 94.8071 | 0.012997 | 0.0032092 | 10 |  | 20.7609 | 4.6737 | 13.797 | 39.2317 |  | 74.7538 | 3.6975 | 0 | 396.51 | 396.51 | 74.7538 | motor belt | 44.5445 | 0.50008 | 0.098028 | 0.18853 | -39.2197 | -360.9758 | DROP | DROP | DROP | DROP | DROP | DROP | [5 empty] | 0.50008 | DROP | 44.5445 | 378.7071 | DROP | DROP | DROP | DROP | DROP | DROP | 0.098028 | 378.7071 | 1.1436 | DROP
DEF | E_OF_Efficient Motor Belts | 94.8071 | 0.012997 | 0.0032092 | 10 |  | 20.7609 | 4.6737 | 13.797 | 39.2317 |  | 74.7538 | 3.6975 | 0 | 396.51 | 396.51 | 74.7538 | motor belt | 44.5445 | 0.50008 | 0.098028 | 0.18853 | -39.2197 | -360.9758 | DROP | DROP | DROP | DROP | DROP | DROP | [5 empty] | 0.50008 | DROP | 44.5445 | 378.7071 | DROP | DROP | DROP | DROP | DROP | DROP | 0.098028 | 378.7071 | 1.1436 | DROP
DEF | E_RS_Efficient Motor Belts | 94.8071 | 0.012292 | 0.010296 | 10 |  | 20.7609 | 4.4204 | 13.0492 | 38.2305 |  | 74.7538 | 3.6975 | 0 | 396.51 | 396.51 | 74.7538 | motor belt | 44.5445 | 0.48731 | 0.095527 | 0.18853 | -40.2208 | -361.977 | DROP | DROP | DROP | DROP | DROP | DROP | [5 empty] | 0.48731 | DROP | 44.5445 | 378.7071 | DROP | DROP | DROP | DROP | DROP | DROP | 0.095527 | 378.7071 | 1.1436 | DROP
DEF | E_RT_Efficient Motor Belts | 94.8071 | 0.012997 | 0.0032092 | 10 |  | 20.7609 | 4.6737 | 13.797 | 39.2317 |  | 74.7538 | 3.6975 | 0 | 396.51 | 396.51 | 74.7538 | motor belt | 44.5445 | 0.50008 | 0.098028 | 0.18853 | -39.2197 | -360.9758 | DROP | DROP | DROP | DROP | DROP | DROP | [5 empty] | 0.50008 | DROP | 44.5445 | 378.7071 | DROP | DROP | DROP | DROP | DROP | DROP | 0.098028 | 378.7071 | 1.1436 | DROP
DEF | E_SC_Efficient Motor Belts | 94.8071 | 0.012292 | 0.010296 | 10 |  | 20.7609 | 4.4204 | 13.0492 | 38.2305 |  | 74.7538 | 3.6975 | 0 | 396.51 | 396.51 | 74.7538 | motor belt | 44.5445 | 0.48731 | 0.095527 | 0.18853 | -40.2208 | -361.977 | DROP | DROP | DROP | DROP | DROP | DROP | [5 empty] | 0.48731 | DROP | 44.5445 | 378.7071 | DROP | DROP | DROP | DROP | DROP | DROP | 0.095527 | 378.7071 | 1.1436 | DROP
DEF | E_WR_Efficient Motor Belts | 94.8071 | 0.012997 | 0.0032092 | 10 |  | 20.7609 | 4.6737 | 13.797 | 39.2317 |  | 74.7538 | 3.6975 | 0 | 396.51 | 396.51 | 74.7538 | motor belt | 44.5445 | 0.50008 | 0.098028 | 0.18853 | -39.2197 | -360.9758 | DROP | DROP | DROP | DROP | DROP | DROP | [5 empty] | 0.50008 | DROP | 44.5445 | 378.7071 | DROP | DROP | DROP | DROP | DROP | DROP | 0.098028 | 378.7071 | 1.1436 | DROP
DEF | N_AS_Efficient Motor Belts | 94.8071 | 0.012997 | 0.0032092 | 10 |  | 20.7609 | 4.6737 | 13.797 | 39.2317 |  | 74.7538 | 3.6975 | 0 | 396.51 | 396.51 | 74.7538 | motor belt | 44.5445 | 0.50008 | 0.098028 | 0.18853 | -39.2197 | -360.9758 | DROP | DROP | DROP | DROP | DROP | DROP | [5 empty] | 0.50008 | DROP | 44.5445 | 378.7071 | DROP | DROP | DROP | DROP | DROP | DROP | 0.098028 | 378.7071 | 1.1436 | DROP
DEF | N_CU_Efficient Motor Belts | 94.8071 | 0.012292 | 0.010296 | 10 |  | 20.7609 | 4.4204 | 13.0492 | 38.2305 |  | 74.7538 | 3.6975 | 0 | 396.51 | 396.51 | 74.7538 | motor belt | 44.5445 | 0.48731 | 0.095527 | 0.18853 | -40.2208 | -361.977 | DROP | DROP | DROP | DROP | DROP | DROP | [5 empty] | 0.48731 | DROP | 44.5445 | 378.7071 | DROP | DROP | DROP | DROP | DROP | DROP | 0.095527 | 378.7071 | 1.1436 | DROP
DEF | N_GR_Efficient Motor Belts | 94.8071 | 0.012997 | 0.0032092 | 10 |  | 20.7609 | 4.6737 | 13.797 | 39.2317 |  | 74.7538 | 3.6975 | 0 | 396.51 | 396.51 | 74.7538 | motor belt | 44.5445 | 0.50008 | 0.098028 | 0.18853 | -39.2197 | -360.9758 | DROP | DROP | DROP | DROP | DROP | DROP | [5 empty] | 0.50008 | DROP | 44.5445 | 378.7071 | DROP | DROP | DROP | DROP | DROP | DROP | 0.098028 | 378.7071 | 1.1436 | DROP
DEF | N_HC_Efficient Motor Belts | 94.8071 | 0.012292 | 0.010296 | 10 |  | 20.7609 | 4.4204 | 13.0492 | 38.2305 |  | 74.7538 | 3.6975 | 0 | 396.51 | 396.51 | 74.7538 | motor belt | 44.5445 | 0.48731 | 0.095527 | 0.18853 | -40.2208 | -361.977 | DROP | DROP | DROP | DROP | DROP | DROP | [5 empty] | 0.48731 | DROP | 44.5445 | 378.7071 | DROP | DROP | DROP | DROP | DROP | DROP | 0.095527 | 378.7071 | 1.1436 | DROP
DEF | N_HS_Efficient Motor Belts | 94.8071 | 0.012292 | 0.010296 | 10 |  | 20.7609 | 4.4204 | 13.0492 | 38.2305 |  | 74.7538 | 3.6975 | 0 | 396.51 | 396.51 | 74.7538 | motor belt | 44.5445 | 0.48731 | 0.095527 | 0.18853 | -40.2208 | -361.977 | DROP | DROP | DROP | DROP | DROP | DROP | [5 empty] | 0.48731 | DROP | 44.5445 | 378.7071 | DROP | DROP | DROP | DROP | DROP | DROP | 0.095527 | 378.7071 | 1.1436 | DROP
DEF | N_IN_Efficient Motor Belts | 94.8071 | 0.012997 | 0.0032092 | 10 |  | 20.7609 | 4.6737 | 13.797 | 39.2317 |  | 74.7538 | 3.6975 | 0 | 396.51 | 396.51 | 74.7538 | motor belt | 44.5445 | 0.50008 | 0.098028 | 0.18853 | -39.2197 | -360.9758 | DROP | DROP | DROP | DROP | DROP | DROP | [5 empty] | 0.50008 | DROP | 44.5445 | 378.7071 | DROP | DROP | DROP | DROP | DROP | DROP | 0.098028 | 378.7071 | 1.1436 | DROP
DEF | N_LG_Efficient Motor Belts | 94.8071 | 0.012292 | 0.010296 | 10 |  | 20.7609 | 4.4204 | 13.0492 | 38.2305 |  | 74.7538 | 3.6975 | 0 | 396.51 | 396.51 | 74.7538 | motor belt | 44.5445 | 0.48731 | 0.095527 | 0.18853 | -40.2208 | -361.977 | DROP | DROP | DROP | DROP | DROP | DROP | [5 empty] | 0.48731 | DROP | 44.5445 | 378.7071 | DROP | DROP | DROP | DROP | DROP | DROP | 0.095527 | 378.7071 | 1.1436 | DROP
DEF | N_MS_Efficient Motor Belts | 94.8071 | 0.012997 | 0.0032092 | 10 |  | 20.7609 | 4.6737 | 13.797 | 39.2317 |  | 74.7538 | 3.6975 | 0 | 396.51 | 396.51 | 74.7538 | motor belt | 44.5445 | 0.50008 | 0.098028 | 0.18853 | -39.2197 | -360.9758 | DROP | DROP | DROP | DROP | DROP | DROP | [5 empty] | 0.50008 | DROP | 44.5445 | 378.7071 | DROP | DROP | DROP | DROP | DROP | DROP | 0.098028 | 378.7071 | 1.1436 | DROP
DEF | N_OF_Efficient Motor Belts | 94.8071 | 0.012997 | 0.0032092 | 10 |  | 20.7609 | 4.6737 | 13.797 | 39.2317 |  | 74.7538 | 3.6975 | 0 | 396.51 | 396.51 | 74.7538 | motor belt | 44.5445 | 0.50008 | 0.098028 | 0.18853 | -39.2197 | -360.9758 | DROP | DROP | DROP | DROP | DROP | DROP | [5 empty] | 0.50008 | DROP | 44.5445 | 378.7071 | DROP | DROP | DROP | DROP | DROP | DROP | 0.098028 | 378.7071 | 1.1436 | DROP
DEF | N_RS_Efficient Motor Belts | 94.8071 | 0.012292 | 0.010296 | 10 |  | 20.7609 | 4.4204 | 13.0492 | 38.2305 |  | 74.7538 | 3.6975 | 0 | 396.51 | 396.51 | 74.7538 | motor belt | 44.5445 | 0.48731 | 0.095527 | 0.18853 | -40.2208 | -361.977 | DROP | DROP | DROP | DROP | DROP | DROP | [5 empty] | 0.48731 | DROP | 44.5445 | 378.7071 | DROP | DROP | DROP | DROP | DROP | DROP | 0.095527 | 378.7071 | 1.1436 | DROP
DEF | N_RT_Efficient Motor Belts | 94.8071 | 0.012997 | 0.0032092 | 10 |  | 20.7609 | 4.6737 | 13.797 | 39.2317 |  | 74.7538 | 3.6975 | 0 | 396.51 | 396.51 | 74.7538 | motor belt | 44.5445 | 0.50008 | 0.098028 | 0.18853 | -39.2197 | -360.9758 | DROP | DROP | DROP | DROP | DROP | DROP | [5 empty] | 0.50008 | DROP | 44.5445 | 378.7071 | DROP | DROP | DROP | DROP | DROP | DROP | 0.098028 | 378.7071 | 1.1436 | DROP
DEF | N_SC_Efficient Motor Belts | 94.8071 | 0.012292 | 0.010296 | 10 |  | 20.7609 | 4.4204 | 13.0492 | 38.2305 |  | 74.7538 | 3.6975 | 0 | 396.51 | 396.51 | 74.7538 | motor belt | 44.5445 | 0.48731 | 0.095527 | 0.18853 | -40.2208 | -361.977 | DROP | DROP | DROP | DROP | DROP | DROP | [5 empty] | 0.48731 | DROP | 44.5445 | 378.7071 | DROP | DROP | DROP | DROP | DROP | DROP | 0.095527 | 378.7071 | 1.1436 | DROP
DEF | N_WR_Efficient Motor Belts | 94.8071 | 0.012997 | 0.0032092 | 10 |  | 20.7609 | 4.6737 | 13.797 | 39.2317 |  | 74.7538 | 3.6975 | 0 | 396.51 | 396.51 | 74.7538 | motor belt | 44.5445 | 0.50008 | 0.098028 | 0.18853 | -39.2197 | -360.9758 | DROP | DROP | DROP | DROP | DROP | DROP | [5 empty] | 0.50008 | DROP | 44.5445 | 378.7071 | DROP | DROP | DROP | DROP | DROP | DROP | 0.098028 | 378.7071 | 1.1436 | DROP
DEF | E_AS_Engine Block Timer | 259.2 | 0 | 0 | 5 |  | 28.098 | 0 | 0 | 28.098 |  | 109.5681 | 10.1088 | 0 | 78.49 | 78.49 | 109.5681 | timer | 3.2252 | 0.23478 | 0.31714 | 1.3959 | -91.5789 | -60.5008 | DROP | DROP | DROP | DROP | DROP | DROP | [5 empty] | 0.23478 | DROP | 3.2252 | 29.8174 | DROP | DROP | DROP | DROP | DROP | DROP | 0.31714 | 29.8174 | 1.7758 | DROP
DEF | E_CU_Engine Block Timer | 259.2 | 0.032279 | 0.032279 | 5 |  | 28.098 | 0 | 19.1085 | 47.2064 |  | 109.5681 | 10.1088 | 0 | 78.49 | 78.49 | 109.5681 | timer | 3.2252 | 0.39445 | 0.53281 | 1.3959 | -72.4705 | -41.3924 | DROP | DROP | DROP | DROP | DROP | DROP | [5 empty] | 0.39445 | DROP | 3.2252 | 29.8174 | DROP | DROP | DROP | DROP | DROP | DROP | 0.53281 | 29.8174 | 1.7758 | DROP
DEF | E_GR_Engine Block Timer | 259.2 | 0 | 0 | 5 |  | 28.098 | 0 | 0 | 28.098 |  | 109.5681 | 10.1088 | 0 | 78.49 | 78.49 | 109.5681 | timer | 3.2252 | 0.23478 | 0.31714 | 1.3959 | -91.5789 | -60.5008 | DROP | DROP | DROP | DROP | DROP | DROP | [5 empty] | 0.23478 | DROP | 3.2252 | 29.8174 | DROP | DROP | DROP | DROP | DROP | DROP | 0.31714 | 29.8174 | 1.7758 | DROP
DEF | E_HC_Engine Block Timer | 259.2 | 0 | 0 | 5 |  | 28.098 | 0 | 0 | 28.098 |  | 109.5681 | 10.1088 | 0 | 78.49 | 78.49 | 109.5681 | timer | 3.2252 | 0.23478 | 0.31714 | 1.3959 | -91.5789 | -60.5008 | DROP | DROP | DROP | DROP | DROP | DROP | [5 empty] | 0.23478 | DROP | 3.2252 | 29.8174 | DROP | DROP | DROP | DROP | DROP | DROP | 0.31714 | 29.8174 | 1.7758 | DROP
DEF | E_HS_Engine Block Timer | 259.2 | 0.032279 | 0.032279 | 5 |  | 28.098 | 0 | 19.1085 | 47.2064 |  | 109.5681 | 10.1088 | 0 | 78.49 | 78.49 | 109.5681 | timer | 3.2252 | 0.39445 | 0.53281 | 1.3959 | -72.4705 | -41.3924 | DROP | DROP | DROP | DROP | DROP | DROP | [5 empty] | 0.39445 | DROP | 3.2252 | 29.8174 | DROP | DROP | DROP | DROP | DROP | DROP | 0.53281 | 29.8174 | 1.7758 | DROP
DEF | E_IN_Engine Block Timer | 259.2 | 0.012328 | 0.012951 | 5 |  | 28.098 | 0 | 7.0877 | 35.1857 |  | 109.5681 | 10.1088 | 0 | 78.49 | 78.49 | 109.5681 | timer | 3.2252 | 0.29401 | 0.39714 | 1.3959 | -84.4912 | -53.4131 | DROP | DROP | DROP | DROP | DROP | DROP | [5 empty] | 0.29401 | DROP | 3.2252 | 29.8174 | DROP | DROP | DROP | DROP | DROP | DROP | 0.39714 | 29.8174 | 1.7758 | DROP
DEF | E_LG_Engine Block Timer | 259.2 | 0 | 0 | 5 |  | 28.098 | 0 | 0 | 28.098 |  | 109.5681 | 10.1088 | 0 | 78.49 | 78.49 | 109.5681 | timer | 3.2252 | 0.23478 | 0.31714 | 1.3959 | -91.5789 | -60.5008 | DROP | DROP | DROP | DROP | DROP | DROP | [5 empty] | 0.23478 | DROP | 3.2252 | 29.8174 | DROP | DROP | DROP | DROP | DROP | DROP | 0.31714 | 29.8174 | 1.7758 | DROP
DEF | E_MS_Engine Block Timer | 259.2 | 0.012328 | 0.012951 | 5 |  | 28.098 | 0 | 7.0877 | 35.1857 |  | 109.5681 | 10.1088 | 0 | 78.49 | 78.49 | 109.5681 | timer | 3.2252 | 0.29401 | 0.39714 | 1.3959 | -84.4912 | -53.4131 | DROP | DROP | DROP | DROP | DROP | DROP | [5 empty] | 0.29401 | DROP | 3.2252 | 29.8174 | DROP | DROP | DROP | DROP | DROP | DROP | 0.39714 | 29.8174 | 1.7758 | DROP
DEF | E_OF_Engine Block Timer | 259.2 | 0.012328 | 0.012951 | 5 |  | 28.098 | 0 | 7.0877 | 35.1857 |  | 109.5681 | 10.1088 | 0 | 78.49 | 78.49 | 109.5681 | timer | 3.2252 | 0.29401 | 0.39714 | 1.3959 | -84.4912 | -53.4131 | DROP | DROP | DROP | DROP | DROP | DROP | [5 empty] | 0.29401 | DROP | 3.2252 | 29.8174 | DROP | DROP | DROP | DROP | DROP | DROP | 0.39714 | 29.8174 | 1.7758 | DROP
DEF | E_RS_Engine Block Timer | 259.2 | 0.012328 | 0.012951 | 5 |  | 28.098 | 0 | 7.0877 | 35.1857 |  | 109.5681 | 10.1088 | 0 | 78.49 | 78.49 | 109.5681 | timer | 3.2252 | 0.29401 | 0.39714 | 1.3959 | -84.4912 | -53.4131 | DROP | DROP | DROP | DROP | DROP | DROP | [5 empty] | 0.29401 | DROP | 3.2252 | 29.8174 | DROP | DROP | DROP | DROP | DROP | DROP | 0.39714 | 29.8174 | 1.7758 | DROP
DEF | E_RT_Engine Block Timer | 259.2 | 0.012328 | 0.012951 | 5 |  | 28.098 | 0 | 7.0877 | 35.1857 |  | 109.5681 | 10.1088 | 0 | 78.49 | 78.49 | 109.5681 | timer | 3.2252 | 0.29401 | 0.39714 | 1.3959 | -84.4912 | -53.4131 | DROP | DROP | DROP | DROP | DROP | DROP | [5 empty] | 0.29401 | DROP | 3.2252 | 29.8174 | DROP | DROP | DROP | DROP | DROP | DROP | 0.39714 | 29.8174 | 1.7758 | DROP
DEF | E_SC_Engine Block Timer | 259.2 | 0.012328 | 0.012951 | 5 |  | 28.098 | 0 | 7.0877 | 35.1857 |  | 109.5681 | 10.1088 | 0 | 78.49 | 78.49 | 109.5681 | timer | 3.2252 | 0.29401 | 0.39714 | 1.3959 | -84.4912 | -53.4131 | DROP | DROP | DROP | DROP | DROP | DROP | [5 empty] | 0.29401 | DROP | 3.2252 | 29.8174 | DROP | DROP | DROP | DROP | DROP | DROP | 0.39714 | 29.8174 | 1.7758 | DROP
DEF | E_WR_Engine Block Timer | 259.2 | 0.012328 | 0.012951 | 5 |  | 28.098 | 0 | 7.0877 | 35.1857 |  | 109.5681 | 10.1088 | 0 | 78.49 | 78.49 | 109.5681 | timer | 3.2252 | 0.29401 | 0.39714 | 1.3959 | -84.4912 | -53.4131 | DROP | DROP | DROP | DROP | DROP | DROP | [5 empty] | 0.29401 | DROP | 3.2252 | 29.8174 | DROP | DROP | DROP | DROP | DROP | DROP | 0.39714 | 29.8174 | 1.7758 | DROP
DEF | N_AS_Engine Block Timer | 259.2 | 0 | 0 | 5 |  | 28.098 | 0 | 0 | 28.098 |  | 109.5681 | 10.1088 | 0 | 78.49 | 78.49 | 109.5681 | timer | 3.2252 | 0.23478 | 0.31714 | 1.3959 | -91.5789 | -60.5008 | DROP | DROP | DROP | DROP | DROP | DROP | [5 empty] | 0.23478 | DROP | 3.2252 | 29.8174 | DROP | DROP | DROP | DROP | DROP | DROP | 0.31714 | 29.8174 | 1.7758 | DROP
DEF | N_CU_Engine Block Timer | 259.2 | 0.032279 | 0.032279 | 5 |  | 28.098 | 0 | 19.1085 | 47.2064 |  | 109.5681 | 10.1088 | 0 | 78.49 | 78.49 | 109.5681 | timer | 3.2252 | 0.39445 | 0.53281 | 1.3959 | -72.4705 | -41.3924 | DROP | DROP | DROP | DROP | DROP | DROP | [5 empty] | 0.39445 | DROP | 3.2252 | 29.8174 | DROP | DROP | DROP | DROP | DROP | DROP | 0.53281 | 29.8174 | 1.7758 | DROP
DEF | N_GR_Engine Block Timer | 259.2 | 0 | 0 | 5 |  | 28.098 | 0 | 0 | 28.098 |  | 109.5681 | 10.1088 | 0 | 78.49 | 78.49 | 109.5681 | timer | 3.2252 | 0.23478 | 0.31714 | 1.3959 | -91.5789 | -60.5008 | DROP | DROP | DROP | DROP | DROP | DROP | [5 empty] | 0.23478 | DROP | 3.2252 | 29.8174 | DROP | DROP | DROP | DROP | DROP | DROP | 0.31714 | 29.8174 | 1.7758 | DROP
DEF | N_HC_Engine Block Timer | 259.2 | 0 | 0 | 5 |  | 28.098 | 0 | 0 | 28.098 |  | 109.5681 | 10.1088 | 0 | 78.49 | 78.49 | 109.5681 | timer | 3.2252 | 0.23478 | 0.31714 | 1.3959 | -91.5789 | -60.5008 | DROP | DROP | DROP | DROP | DROP | DROP | [5 empty] | 0.23478 | DROP | 3.2252 | 29.8174 | DROP | DROP | DROP | DROP | DROP | DROP | 0.31714 | 29.8174 | 1.7758 | DROP
DEF | N_HS_Engine Block Timer | 259.2 | 0.032279 | 0.032279 | 5 |  | 28.098 | 0 | 19.1085 | 47.2064 |  | 109.5681 | 10.1088 | 0 | 78.49 | 78.49 | 109.5681 | timer | 3.2252 | 0.39445 | 0.53281 | 1.3959 | -72.4705 | -41.3924 | DROP | DROP | DROP | DROP | DROP | DROP | [5 empty] | 0.39445 | DROP | 3.2252 | 29.8174 | DROP | DROP | DROP | DROP | DROP | DROP | 0.53281 | 29.8174 | 1.7758 | DROP
DEF | N_IN_Engine Block Timer | 259.2 | 0.012328 | 0.012951 | 5 |  | 28.098 | 0 | 7.0877 | 35.1857 |  | 109.5681 | 10.1088 | 0 | 78.49 | 78.49 | 109.5681 | timer | 3.2252 | 0.29401 | 0.39714 | 1.3959 | -84.4912 | -53.4131 | DROP | DROP | DROP | DROP | DROP | DROP | [5 empty] | 0.29401 | DROP | 3.2252 | 29.8174 | DROP | DROP | DROP | DROP | DROP | DROP | 0.39714 | 29.8174 | 1.7758 | DROP
DEF | N_LG_Engine Block Timer | 259.2 | 0 | 0 | 5 |  | 28.098 | 0 | 0 | 28.098 |  | 109.5681 | 10.1088 | 0 | 78.49 | 78.49 | 109.5681 | timer | 3.2252 | 0.23478 | 0.31714 | 1.3959 | -91.5789 | -60.5008 | DROP | DROP | DROP | DROP | DROP | DROP | [5 empty] | 0.23478 | DROP | 3.2252 | 29.8174 | DROP | DROP | DROP | DROP | DROP | DROP | 0.31714 | 29.8174 | 1.7758 | DROP
DEF | N_MS_Engine Block Timer | 259.2 | 0.012328 | 0.012951 | 5 |  | 28.098 | 0 | 7.0877 | 35.1857 |  | 109.5681 | 10.1088 | 0 | 78.49 | 78.49 | 109.5681 | timer | 3.2252 | 0.29401 | 0.39714 | 1.3959 | -84.4912 | -53.4131 | DROP | DROP | DROP | DROP | DROP | DROP | [5 empty] | 0.29401 | DROP | 3.2252 | 29.8174 | DROP | DROP | DROP | DROP | DROP | DROP | 0.39714 | 29.8174 | 1.7758 | DROP
DEF | N_OF_Engine Block Timer | 259.2 | 0.012328 | 0.012951 | 5 |  | 28.098 | 0 | 7.0877 | 35.1857 |  | 109.5681 | 10.1088 | 0 | 78.49 | 78.49 | 109.5681 | timer | 3.2252 | 0.29401 | 0.39714 | 1.3959 | -84.4912 | -53.4131 | DROP | DROP | DROP | DROP | DROP | DROP | [5 empty] | 0.29401 | DROP | 3.2252 | 29.8174 | DROP | DROP | DROP | DROP | DROP | DROP | 0.39714 | 29.8174 | 1.7758 | DROP
DEF | N_RS_Engine Block Timer | 259.2 | 0.012328 | 0.012951 | 5 |  | 28.098 | 0 | 7.0877 | 35.1857 |  | 109.5681 | 10.1088 | 0 | 78.49 | 78.49 | 109.5681 | timer | 3.2252 | 0.29401 | 0.39714 | 1.3959 | -84.4912 | -53.4131 | DROP | DROP | DROP | DROP | DROP | DROP | [5 empty] | 0.29401 | DROP | 3.2252 | 29.8174 | DROP | DROP | DROP | DROP | DROP | DROP | 0.39714 | 29.8174 | 1.7758 | DROP
DEF | N_RT_Engine Block Timer | 259.2 | 0.012328 | 0.012951 | 5 |  | 28.098 | 0 | 7.0877 | 35.1857 |  | 109.5681 | 10.1088 | 0 | 78.49 | 78.49 | 109.5681 | timer | 3.2252 | 0.29401 | 0.39714 | 1.3959 | -84.4912 | -53.4131 | DROP | DROP | DROP | DROP | DROP | DROP | [5 empty] | 0.29401 | DROP | 3.2252 | 29.8174 | DROP | DROP | DROP | DROP | DROP | DROP | 0.39714 | 29.8174 | 1.7758 | DROP
DEF | N_SC_Engine Block Timer | 259.2 | 0.012328 | 0.012951 | 5 |  | 28.098 | 0 | 7.0877 | 35.1857 |  | 109.5681 | 10.1088 | 0 | 78.49 | 78.49 | 109.5681 | timer | 3.2252 | 0.29401 | 0.39714 | 1.3959 | -84.4912 | -53.4131 | DROP | DROP | DROP | DROP | DROP | DROP | [5 empty] | 0.29401 | DROP | 3.2252 | 29.8174 | DROP | DROP | DROP | DROP | DROP | DROP | 0.39714 | 29.8174 | 1.7758 | DROP
DEF | N_WR_Engine Block Timer | 259.2 | 0.012328 | 0.012951 | 5 |  | 28.098 | 0 | 7.0877 | 35.1857 |  | 109.5681 | 10.1088 | 0 | 78.49 | 78.49 | 109.5681 | timer | 3.2252 | 0.29401 | 0.39714 | 1.3959 | -84.4912 | -53.4131 | DROP | DROP | DROP | DROP | DROP | DROP | [5 empty] | 0.29401 | DROP | 3.2252 | 29.8174 | DROP | DROP | DROP | DROP | DROP | DROP | 0.39714 | 29.8174 | 1.7758 | DROP
DEF | E_AS_Regenerative Drive Elevator Motor | 2027.9355 | 0.28225 | 0.025857 | 13 |  | 574.0505 | 198.1335 | 365.9268 | 1138.1108 |  | 2000.1656 | 79.0895 | 0 | 10000 | 10000 | 2000.1656 | elevator motor | 52.5202 | 0.54736 | 0.11292 | 0.20002 | -941.1443 | -8940.9787 | DROP | DROP | DROP | DROP | DROP | DROP | [5 empty] | 0.54736 | DROP | 52.5202 | 9619.1943 | DROP | DROP | DROP | DROP | DROP | DROP | 0.11292 | 9619.1943 | 1.1619 | DROP
DEF | E_CU_Regenerative Drive Elevator Motor | 2027.9355 | 0.26293 | 0.22024 | 13 |  | 574.0505 | 184.5702 | 340.8771 | 1099.4978 |  | 2000.1656 | 79.0895 | 0 | 10000 | 10000 | 2000.1656 | elevator motor | 52.5202 | 0.52879 | 0.10909 | 0.20002 | -979.7573 | -8979.5917 | DROP | DROP | DROP | DROP | DROP | DROP | [5 empty] | 0.52879 | DROP | 52.5202 | 9619.1943 | DROP | DROP | DROP | DROP | DROP | DROP | 0.10909 | 9619.1943 | 1.1619 | DROP
DEF | E_GR_Regenerative Drive Elevator Motor | 2027.9355 | 0.28225 | 0.025857 | 13 |  | 574.0505 | 198.1335 | 365.9268 | 1138.1108 |  | 2000.1656 | 79.0895 | 0 | 10000 | 10000 | 2000.1656 | elevator motor | 52.5202 | 0.54736 | 0.11292 | 0.20002 | -941.1443 | -8940.9787 | DROP | DROP | DROP | DROP | DROP | DROP | [5 empty] | 0.54736 | DROP | 52.5202 | 9619.1943 | DROP | DROP | DROP | DROP | DROP | DROP | 0.11292 | 9619.1943 | 1.1619 | DROP
DEF | E_HC_Regenerative Drive Elevator Motor | 2027.9355 | 0.26293 | 0.22024 | 13 |  | 574.0505 | 184.5702 | 340.8771 | 1099.4978 |  | 2000.1656 | 79.0895 | 0 | 10000 | 10000 | 2000.1656 | elevator motor | 52.5202 | 0.52879 | 0.10909 | 0.20002 | -979.7573 | -8979.5917 | DROP | DROP | DROP | DROP | DROP | DROP | [5 empty] | 0.52879 | DROP | 52.5202 | 9619.1943 | DROP | DROP | DROP | DROP | DROP | DROP | 0.10909 | 9619.1943 | 1.1619 | DROP
DEF | E_HS_Regenerative Drive Elevator Motor | 2027.9355 | 0.26293 | 0.22024 | 13 |  | 574.0505 | 184.5702 | 340.8771 | 1099.4978 |  | 2000.1656 | 79.0895 | 0 | 10000 | 10000 | 2000.1656 | elevator motor | 52.5202 | 0.52879 | 0.10909 | 0.20002 | -979.7573 | -8979.5917 | DROP | DROP | DROP | DROP | DROP | DROP | [5 empty] | 0.52879 | DROP | 52.5202 | 9619.1943 | DROP | DROP | DROP | DROP | DROP | DROP | 0.10909 | 9619.1943 | 1.1619 | DROP
DEF | E_IN_Regenerative Drive Elevator Motor | 2027.9355 | 0.28225 | 0.025857 | 13 |  | 574.0505 | 198.1335 | 365.9268 | 1138.1108 |  | 2000.1656 | 79.0895 | 0 | 10000 | 10000 | 2000.1656 | elevator motor | 52.5202 | 0.54736 | 0.11292 | 0.20002 | -941.1443 | -8940.9787 | DROP | DROP | DROP | DROP | DROP | DROP | [5 empty] | 0.54736 | DROP | 52.5202 | 9619.1943 | DROP | DROP | DROP | DROP | DROP | DROP | 0.11292 | 9619.1943 | 1.1619 | DROP
DEF | E_LG_Regenerative Drive Elevator Motor | 2027.9355 | 0.26293 | 0.22024 | 13 |  | 574.0505 | 184.5702 | 340.8771 | 1099.4978 |  | 2000.1656 | 79.0895 | 0 | 10000 | 10000 | 2000.1656 | elevator motor | 52.5202 | 0.52879 | 0.10909 | 0.20002 | -979.7573 | -8979.5917 | DROP | DROP | DROP | DROP | DROP | DROP | [5 empty] | 0.52879 | DROP | 52.5202 | 9619.1943 | DROP | DROP | DROP | DROP | DROP | DROP | 0.10909 | 9619.1943 | 1.1619 | DROP
DEF | E_MS_Regenerative Drive Elevator Motor | 2027.9355 | 0.28225 | 0.025857 | 13 |  | 574.0505 | 198.1335 | 365.9268 | 1138.1108 |  | 2000.1656 | 79.0895 | 0 | 10000 | 10000 | 2000.1656 | elevator motor | 52.5202 | 0.54736 | 0.11292 | 0.20002 | -941.1443 | -8940.9787 | DROP | DROP | DROP | DROP | DROP | DROP | [5 empty] | 0.54736 | DROP | 52.5202 | 9619.1943 | DROP | DROP | DROP | DROP | DROP | DROP | 0.11292 | 9619.1943 | 1.1619 | DROP
DEF | E_OF_Regenerative Drive Elevator Motor | 2027.9355 | 0.28225 | 0.025857 | 13 |  | 574.0505 | 198.1335 | 365.9268 | 1138.1108 |  | 2000.1656 | 79.0895 | 0 | 10000 | 10000 | 2000.1656 | elevator motor | 52.5202 | 0.54736 | 0.11292 | 0.20002 | -941.1443 | -8940.9787 | DROP | DROP | DROP | DROP | DROP | DROP | [5 empty] | 0.54736 | DROP | 52.5202 | 9619.1943 | DROP | DROP | DROP | DROP | DROP | DROP | 0.11292 | 9619.1943 | 1.1619 | DROP
DEF | E_RS_Regenerative Drive Elevator Motor | 2027.9355 | 0.26293 | 0.22024 | 13 |  | 574.0505 | 184.5702 | 340.8771 | 1099.4978 |  | 2000.1656 | 79.0895 | 0 | 10000 | 10000 | 2000.1656 | elevator motor | 52.5202 | 0.52879 | 0.10909 | 0.20002 | -979.7573 | -8979.5917 | DROP | DROP | DROP | DROP | DROP | DROP | [5 empty] | 0.52879 | DROP | 52.5202 | 9619.1943 | DROP | DROP | DROP | DROP | DROP | DROP | 0.10909 | 9619.1943 | 1.1619 | DROP
DEF | E_RT_Regenerative Drive Elevator Motor | 2027.9355 | 0.28225 | 0.025857 | 13 |  | 574.0505 | 198.1335 | 365.9268 | 1138.1108 |  | 2000.1656 | 79.0895 | 0 | 10000 | 10000 | 2000.1656 | elevator motor | 52.5202 | 0.54736 | 0.11292 | 0.20002 | -941.1443 | -8940.9787 | DROP | DROP | DROP | DROP | DROP | DROP | [5 empty] | 0.54736 | DROP | 52.5202 | 9619.1943 | DROP | DROP | DROP | DROP | DROP | DROP | 0.11292 | 9619.1943 | 1.1619 | DROP
DEF | E_SC_Regenerative Drive Elevator Motor | 2027.9355 | 0.26293 | 0.22024 | 13 |  | 574.0505 | 184.5702 | 340.8771 | 1099.4978 |  | 2000.1656 | 79.0895 | 0 | 10000 | 10000 | 2000.1656 | elevator motor | 52.5202 | 0.52879 | 0.10909 | 0.20002 | -979.7573 | -8979.5917 | DROP | DROP | DROP | DROP | DROP | DROP | [5 empty] | 0.52879 | DROP | 52.5202 | 9619.1943 | DROP | DROP | DROP | DROP | DROP | DROP | 0.10909 | 9619.1943 | 1.1619 | DROP
DEF | E_WR_Regenerative Drive Elevator Motor | 2027.9355 | 0.28225 | 0.025857 | 13 |  | 574.0505 | 198.1335 | 365.9268 | 1138.1108 |  | 2000.1656 | 79.0895 | 0 | 10000 | 10000 | 2000.1656 | elevator motor | 52.5202 | 0.54736 | 0.11292 | 0.20002 | -941.1443 | -8940.9787 | DROP | DROP | DROP | DROP | DROP | DROP | [5 empty] | 0.54736 | DROP | 52.5202 | 9619.1943 | DROP | DROP | DROP | DROP | DROP | DROP | 0.11292 | 9619.1943 | 1.1619 | DROP
DEF | N_AS_Regenerative Drive Elevator Motor | 2027.9355 | 0.28225 | 0.025857 | 13 |  | 574.0505 | 198.1335 | 365.9268 | 1138.1108 |  | 2000.1656 | 79.0895 | 0 | 10000 | 10000 | 2000.1656 | elevator motor | 52.5202 | 0.54736 | 0.11292 | 0.20002 | -941.1443 | -8940.9787 | DROP | DROP | DROP | DROP | DROP | DROP | [5 empty] | 0.54736 | DROP | 52.5202 | 9619.1943 | DROP | DROP | DROP | DROP | DROP | DROP | 0.11292 | 9619.1943 | 1.1619 | DROP
DEF | N_CU_Regenerative Drive Elevator Motor | 2027.9355 | 0.26293 | 0.22024 | 13 |  | 574.0505 | 184.5702 | 340.8771 | 1099.4978 |  | 2000.1656 | 79.0895 | 0 | 10000 | 10000 | 2000.1656 | elevator motor | 52.5202 | 0.52879 | 0.10909 | 0.20002 | -979.7573 | -8979.5917 | DROP | DROP | DROP | DROP | DROP | DROP | [5 empty] | 0.52879 | DROP | 52.5202 | 9619.1943 | DROP | DROP | DROP | DROP | DROP | DROP | 0.10909 | 9619.1943 | 1.1619 | DROP
DEF | N_GR_Regenerative Drive Elevator Motor | 2027.9355 | 0.28225 | 0.025857 | 13 |  | 574.0505 | 198.1335 | 365.9268 | 1138.1108 |  | 2000.1656 | 79.0895 | 0 | 10000 | 10000 | 2000.1656 | elevator motor | 52.5202 | 0.54736 | 0.11292 | 0.20002 | -941.1443 | -8940.9787 | DROP | DROP | DROP | DROP | DROP | DROP | [5 empty] | 0.54736 | DROP | 52.5202 | 9619.1943 | DROP | DROP | DROP | DROP | DROP | DROP | 0.11292 | 9619.1943 | 1.1619 | DROP
DEF | N_HC_Regenerative Drive Elevator Motor | 2027.9355 | 0.26293 | 0.22024 | 13 |  | 574.0505 | 184.5702 | 340.8771 | 1099.4978 |  | 2000.1656 | 79.0895 | 0 | 10000 | 10000 | 2000.1656 | elevator motor | 52.5202 | 0.52879 | 0.10909 | 0.20002 | -979.7573 | -8979.5917 | DROP | DROP | DROP | DROP | DROP | DROP | [5 empty] | 0.52879 | DROP | 52.5202 | 9619.1943 | DROP | DROP | DROP | DROP | DROP | DROP | 0.10909 | 9619.1943 | 1.1619 | DROP
DEF | N_HS_Regenerative Drive Elevator Motor | 2027.9355 | 0.26293 | 0.22024 | 13 |  | 574.0505 | 184.5702 | 340.8771 | 1099.4978 |  | 2000.1656 | 79.0895 | 0 | 10000 | 10000 | 2000.1656 | elevator motor | 52.5202 | 0.52879 | 0.10909 | 0.20002 | -979.7573 | -8979.5917 | DROP | DROP | DROP | DROP | DROP | DROP | [5 empty] | 0.52879 | DROP | 52.5202 | 9619.1943 | DROP | DROP | DROP | DROP | DROP | DROP | 0.10909 | 9619.1943 | 1.1619 | DROP
DEF | N_IN_Regenerative Drive Elevator Motor | 2027.9355 | 0.28225 | 0.025857 | 13 |  | 574.0505 | 198.1335 | 365.9268 | 1138.1108 |  | 2000.1656 | 79.0895 | 0 | 10000 | 10000 | 2000.1656 | elevator motor | 52.5202 | 0.54736 | 0.11292 | 0.20002 | -941.1443 | -8940.9787 | DROP | DROP | DROP | DROP | DROP | DROP | [5 empty] | 0.54736 | DROP | 52.5202 | 9619.1943 | DROP | DROP | DROP | DROP | DROP | DROP | 0.11292 | 9619.1943 | 1.1619 | DROP
DEF | N_LG_Regenerative Drive Elevator Motor | 2027.9355 | 0.26293 | 0.22024 | 13 |  | 574.0505 | 184.5702 | 340.8771 | 1099.4978 |  | 2000.1656 | 79.0895 | 0 | 10000 | 10000 | 2000.1656 | elevator motor | 52.5202 | 0.52879 | 0.10909 | 0.20002 | -979.7573 | -8979.5917 | DROP | DROP | DROP | DROP | DROP | DROP | [5 empty] | 0.52879 | DROP | 52.5202 | 9619.1943 | DROP | DROP | DROP | DROP | DROP | DROP | 0.10909 | 9619.1943 | 1.1619 | DROP
DEF | N_MS_Regenerative Drive Elevator Motor | 2027.9355 | 0.28225 | 0.025857 | 13 |  | 574.0505 | 198.1335 | 365.9268 | 1138.1108 |  | 2000.1656 | 79.0895 | 0 | 10000 | 10000 | 2000.1656 | elevator motor | 52.5202 | 0.54736 | 0.11292 | 0.20002 | -941.1443 | -8940.9787 | DROP | DROP | DROP | DROP | DROP | DROP | [5 empty] | 0.54736 | DROP | 52.5202 | 9619.1943 | DROP | DROP | DROP | DROP | DROP | DROP | 0.11292 | 9619.1943 | 1.1619 | DROP
DEF | N_OF_Regenerative Drive Elevator Motor | 2027.9355 | 0.28225 | 0.025857 | 13 |  | 574.0505 | 198.1335 | 365.9268 | 1138.1108 |  | 2000.1656 | 79.0895 | 0 | 10000 | 10000 | 2000.1656 | elevator motor | 52.5202 | 0.54736 | 0.11292 | 0.20002 | -941.1443 | -8940.9787 | DROP | DROP | DROP | DROP | DROP | DROP | [5 empty] | 0.54736 | DROP | 52.5202 | 9619.1943 | DROP | DROP | DROP | DROP | DROP | DROP | 0.11292 | 9619.1943 | 1.1619 | DROP
DEF | N_RS_Regenerative Drive Elevator Motor | 2027.9355 | 0.26293 | 0.22024 | 13 |  | 574.0505 | 184.5702 | 340.8771 | 1099.4978 |  | 2000.1656 | 79.0895 | 0 | 10000 | 10000 | 2000.1656 | elevator motor | 52.5202 | 0.52879 | 0.10909 | 0.20002 | -979.7573 | -8979.5917 | DROP | DROP | DROP | DROP | DROP | DROP | [5 empty] | 0.52879 | DROP | 52.5202 | 9619.1943 | DROP | DROP | DROP | DROP | DROP | DROP | 0.10909 | 9619.1943 | 1.1619 | DROP
DEF | N_RT_Regenerative Drive Elevator Motor | 2027.9355 | 0.28225 | 0.025857 | 13 |  | 574.0505 | 198.1335 | 365.9268 | 1138.1108 |  | 2000.1656 | 79.0895 | 0 | 10000 | 10000 | 2000.1656 | elevator motor | 52.5202 | 0.54736 | 0.11292 | 0.20002 | -941.1443 | -8940.9787 | DROP | DROP | DROP | DROP | DROP | DROP | [5 empty] | 0.54736 | DROP | 52.5202 | 9619.1943 | DROP | DROP | DROP | DROP | DROP | DROP | 0.11292 | 9619.1943 | 1.1619 | DROP
DEF | N_SC_Regenerative Drive Elevator Motor | 2027.9355 | 0.26293 | 0.22024 | 13 |  | 574.0505 | 184.5702 | 340.8771 | 1099.4978 |  | 2000.1656 | 79.0895 | 0 | 10000 | 10000 | 2000.1656 | elevator motor | 52.5202 | 0.52879 | 0.10909 | 0.20002 | -979.7573 | -8979.5917 | DROP | DROP | DROP | DROP | DROP | DROP | [5 empty] | 0.52879 | DROP | 52.5202 | 9619.1943 | DROP | DROP | DROP | DROP | DROP | DROP | 0.10909 | 9619.1943 | 1.1619 | DROP
DEF | N_WR_Regenerative Drive Elevator Motor | 2027.9355 | 0.28225 | 0.025857 | 13 |  | 574.0505 | 198.1335 | 365.9268 | 1138.1108 |  | 2000.1656 | 79.0895 | 0 | 10000 | 10000 | 2000.1656 | elevator motor | 52.5202 | 0.54736 | 0.11292 | 0.20002 | -941.1443 | -8940.9787 | DROP | DROP | DROP | DROP | DROP | DROP | [5 empty] | 0.54736 | DROP | 52.5202 | 9619.1943 | DROP | DROP | DROP | DROP | DROP | DROP | 0.11292 | 9619.1943 | 1.1619 | DROP
DEF | E_AS_VSD Controlled Compressor | 13160.16 | 1.9843 | 0.92875 | 15 |  | 4252.9765 | 1744.7069 | 2848.9415 | 8846.6249 |  | 14574.4488 | 513.2462 | 0 | 3986 | 3986 | 14574.4488 | compressor (20hp) | 3.2259 | 0.58635 | 1.9662 | 3.6564 | -6241.0702 | 4347.3787 | DROP | DROP | DROP | KEEP | KEEP | KEEP | [5 empty] | 0.58635 | DROP | 3.2259 | 1514.7852 | DROP | DROP | DROP | DROP | DROP | DROP | 1.9662 | 1514.7852 | 4.0364 | KEEP
DEF | E_CU_VSD Controlled Compressor | 13160.16 | 1.7063 | 1.4292 | 15 |  | 4252.9765 | 1500.226 | 2449.7274 | 8202.9299 |  | 14574.4488 | 513.2462 | 0 | 3986 | 3986 | 14574.4488 | compressor (20hp) | 3.2259 | 0.54368 | 1.8232 | 3.6564 | -6884.7651 | 3703.6837 | DROP | DROP | DROP | KEEP | KEEP | KEEP | [5 empty] | 0.54368 | DROP | 3.2259 | 1514.7852 | DROP | DROP | DROP | DROP | DROP | DROP | 1.8232 | 1514.7852 | 4.0364 | KEEP
DEF | E_GR_VSD Controlled Compressor | 13160.16 | 1.9843 | 0.92875 | 15 |  | 4252.9765 | 1744.7069 | 2848.9415 | 8846.6249 |  | 14574.4488 | 513.2462 | 0 | 3986 | 3986 | 14574.4488 | compressor (20hp) | 3.2259 | 0.58635 | 1.9662 | 3.6564 | -6241.0702 | 4347.3787 | DROP | DROP | DROP | KEEP | KEEP | KEEP | [5 empty] | 0.58635 | DROP | 3.2259 | 1514.7852 | DROP | DROP | DROP | DROP | DROP | DROP | 1.9662 | 1514.7852 | 4.0364 | KEEP
DEF | E_HC_VSD Controlled Compressor | 13160.16 | 1.7063 | 1.4292 | 15 |  | 4252.9765 | 1500.226 | 2449.7274 | 8202.9299 |  | 14574.4488 | 513.2462 | 0 | 3986 | 3986 | 14574.4488 | compressor (20hp) | 3.2259 | 0.54368 | 1.8232 | 3.6564 | -6884.7651 | 3703.6837 | DROP | DROP | DROP | KEEP | KEEP | KEEP | [5 empty] | 0.54368 | DROP | 3.2259 | 1514.7852 | DROP | DROP | DROP | DROP | DROP | DROP | 1.8232 | 1514.7852 | 4.0364 | KEEP
DEF | E_HS_VSD Controlled Compressor | 13160.16 | 1.7063 | 1.4292 | 15 |  | 4252.9765 | 1500.226 | 2449.7274 | 8202.9299 |  | 14574.4488 | 513.2462 | 0 | 3986 | 3986 | 14574.4488 | compressor (20hp) | 3.2259 | 0.54368 | 1.8232 | 3.6564 | -6884.7651 | 3703.6837 | DROP | DROP | DROP | KEEP | KEEP | KEEP | [5 empty] | 0.54368 | DROP | 3.2259 | 1514.7852 | DROP | DROP | DROP | DROP | DROP | DROP | 1.8232 | 1514.7852 | 4.0364 | KEEP
DEF | E_IN_VSD Controlled Compressor | 13160.16 | 1.9843 | 0.92875 | 15 |  | 4252.9765 | 1744.7069 | 2848.9415 | 8846.6249 |  | 14574.4488 | 513.2462 | 0 | 3986 | 3986 | 14574.4488 | compressor (20hp) | 3.2259 | 0.58635 | 1.9662 | 3.6564 | -6241.0702 | 4347.3787 | DROP | DROP | DROP | KEEP | KEEP | KEEP | [5 empty] | 0.58635 | DROP | 3.2259 | 1514.7852 | DROP | DROP | DROP | DROP | DROP | DROP | 1.9662 | 1514.7852 | 4.0364 | KEEP
DEF | E_LG_VSD Controlled Compressor | 13160.16 | 1.7063 | 1.4292 | 15 |  | 4252.9765 | 1500.226 | 2449.7274 | 8202.9299 |  | 14574.4488 | 513.2462 | 0 | 3986 | 3986 | 14574.4488 | compressor (20hp) | 3.2259 | 0.54368 | 1.8232 | 3.6564 | -6884.7651 | 3703.6837 | DROP | DROP | DROP | KEEP | KEEP | KEEP | [5 empty] | 0.54368 | DROP | 3.2259 | 1514.7852 | DROP | DROP | DROP | DROP | DROP | DROP | 1.8232 | 1514.7852 | 4.0364 | KEEP
DEF | E_MS_VSD Controlled Compressor | 13160.16 | 1.9843 | 0.92875 | 15 |  | 4252.9765 | 1744.7069 | 2848.9415 | 8846.6249 |  | 14574.4488 | 513.2462 | 0 | 3986 | 3986 | 14574.4488 | compressor (20hp) | 3.2259 | 0.58635 | 1.9662 | 3.6564 | -6241.0702 | 4347.3787 | DROP | DROP | DROP | KEEP | KEEP | KEEP | [5 empty] | 0.58635 | DROP | 3.2259 | 1514.7852 | DROP | DROP | DROP | DROP | DROP | DROP | 1.9662 | 1514.7852 | 4.0364 | KEEP
DEF | E_OF_VSD Controlled Compressor | 13160.16 | 1.9843 | 0.92875 | 15 |  | 4252.9765 | 1744.7069 | 2848.9415 | 8846.6249 |  | 14574.4488 | 513.2462 | 0 | 3986 | 3986 | 14574.4488 | compressor (20hp) | 3.2259 | 0.58635 | 1.9662 | 3.6564 | -6241.0702 | 4347.3787 | DROP | DROP | DROP | KEEP | KEEP | KEEP | [5 empty] | 0.58635 | DROP | 3.2259 | 1514.7852 | DROP | DROP | DROP | DROP | DROP | DROP | 1.9662 | 1514.7852 | 4.0364 | KEEP
DEF | E_RS_VSD Controlled Compressor | 13160.16 | 1.7063 | 1.4292 | 15 |  | 4252.9765 | 1500.226 | 2449.7274 | 8202.9299 |  | 14574.4488 | 513.2462 | 0 | 3986 | 3986 | 14574.4488 | compressor (20hp) | 3.2259 | 0.54368 | 1.8232 | 3.6564 | -6884.7651 | 3703.6837 | DROP | DROP | DROP | KEEP | KEEP | KEEP | [5 empty] | 0.54368 | DROP | 3.2259 | 1514.7852 | DROP | DROP | DROP | DROP | DROP | DROP | 1.8232 | 1514.7852 | 4.0364 | KEEP
DEF | E_RT_VSD Controlled Compressor | 13160.16 | 1.9843 | 0.92875 | 15 |  | 4252.9765 | 1744.7069 | 2848.9415 | 8846.6249 |  | 14574.4488 | 513.2462 | 0 | 3986 | 3986 | 14574.4488 | compressor (20hp) | 3.2259 | 0.58635 | 1.9662 | 3.6564 | -6241.0702 | 4347.3787 | DROP | DROP | DROP | KEEP | KEEP | KEEP | [5 empty] | 0.58635 | DROP | 3.2259 | 1514.7852 | DROP | DROP | DROP | DROP | DROP | DROP | 1.9662 | 1514.7852 | 4.0364 | KEEP
DEF | E_SC_VSD Controlled Compressor | 13160.16 | 1.7063 | 1.4292 | 15 |  | 4252.9765 | 1500.226 | 2449.7274 | 8202.9299 |  | 14574.4488 | 513.2462 | 0 | 3986 | 3986 | 14574.4488 | compressor (20hp) | 3.2259 | 0.54368 | 1.8232 | 3.6564 | -6884.7651 | 3703.6837 | DROP | DROP | DROP | KEEP | KEEP | KEEP | [5 empty] | 0.54368 | DROP | 3.2259 | 1514.7852 | DROP | DROP | DROP | DROP | DROP | DROP | 1.8232 | 1514.7852 | 4.0364 | KEEP
DEF | E_WR_VSD Controlled Compressor | 13160.16 | 1.9843 | 0.92875 | 15 |  | 4252.9765 | 1744.7069 | 2848.9415 | 8846.6249 |  | 14574.4488 | 513.2462 | 0 | 3986 | 3986 | 14574.4488 | compressor (20hp) | 3.2259 | 0.58635 | 1.9662 | 3.6564 | -6241.0702 | 4347.3787 | DROP | DROP | DROP | KEEP | KEEP | KEEP | [5 empty] | 0.58635 | DROP | 3.2259 | 1514.7852 | DROP | DROP | DROP | DROP | DROP | DROP | 1.9662 | 1514.7852 | 4.0364 | KEEP
DEF | N_AS_VSD Controlled Compressor | 13160.16 | 1.9843 | 0.92875 | 15 |  | 4252.9765 | 1744.7069 | 2848.9415 | 8846.6249 |  | 14574.4488 | 513.2462 | 0 | 3986 | 3986 | 14574.4488 | compressor (20hp) | 3.2259 | 0.58635 | 1.9662 | 3.6564 | -6241.0702 | 4347.3787 | DROP | DROP | DROP | KEEP | KEEP | KEEP | [5 empty] | 0.58635 | DROP | 3.2259 | 1514.7852 | DROP | DROP | DROP | DROP | DROP | DROP | 1.9662 | 1514.7852 | 4.0364 | KEEP
DEF | N_CU_VSD Controlled Compressor | 13160.16 | 1.7063 | 1.4292 | 15 |  | 4252.9765 | 1500.226 | 2449.7274 | 8202.9299 |  | 14574.4488 | 513.2462 | 0 | 3986 | 3986 | 14574.4488 | compressor (20hp) | 3.2259 | 0.54368 | 1.8232 | 3.6564 | -6884.7651 | 3703.6837 | DROP | DROP | DROP | KEEP | KEEP | KEEP | [5 empty] | 0.54368 | DROP | 3.2259 | 1514.7852 | DROP | DROP | DROP | DROP | DROP | DROP | 1.8232 | 1514.7852 | 4.0364 | KEEP
DEF | N_GR_VSD Controlled Compressor | 13160.16 | 1.9843 | 0.92875 | 15 |  | 4252.9765 | 1744.7069 | 2848.9415 | 8846.6249 |  | 14574.4488 | 513.2462 | 0 | 3986 | 3986 | 14574.4488 | compressor (20hp) | 3.2259 | 0.58635 | 1.9662 | 3.6564 | -6241.0702 | 4347.3787 | DROP | DROP | DROP | KEEP | KEEP | KEEP | [5 empty] | 0.58635 | DROP | 3.2259 | 1514.7852 | DROP | DROP | DROP | DROP | DROP | DROP | 1.9662 | 1514.7852 | 4.0364 | KEEP
DEF | N_HC_VSD Controlled Compressor | 13160.16 | 1.7063 | 1.4292 | 15 |  | 4252.9765 | 1500.226 | 2449.7274 | 8202.9299 |  | 14574.4488 | 513.2462 | 0 | 3986 | 3986 | 14574.4488 | compressor (20hp) | 3.2259 | 0.54368 | 1.8232 | 3.6564 | -6884.7651 | 3703.6837 | DROP | DROP | DROP | KEEP | KEEP | KEEP | [5 empty] | 0.54368 | DROP | 3.2259 | 1514.7852 | DROP | DROP | DROP | DROP | DROP | DROP | 1.8232 | 1514.7852 | 4.0364 | KEEP
DEF | N_HS_VSD Controlled Compressor | 13160.16 | 1.7063 | 1.4292 | 15 |  | 4252.9765 | 1500.226 | 2449.7274 | 8202.9299 |  | 14574.4488 | 513.2462 | 0 | 3986 | 3986 | 14574.4488 | compressor (20hp) | 3.2259 | 0.54368 | 1.8232 | 3.6564 | -6884.7651 | 3703.6837 | DROP | DROP | DROP | KEEP | KEEP | KEEP | [5 empty] | 0.54368 | DROP | 3.2259 | 1514.7852 | DROP | DROP | DROP | DROP | DROP | DROP | 1.8232 | 1514.7852 | 4.0364 | KEEP
DEF | N_IN_VSD Controlled Compressor | 13160.16 | 1.9843 | 0.92875 | 15 |  | 4252.9765 | 1744.7069 | 2848.9415 | 8846.6249 |  | 14574.4488 | 513.2462 | 0 | 3986 | 3986 | 14574.4488 | compressor (20hp) | 3.2259 | 0.58635 | 1.9662 | 3.6564 | -6241.0702 | 4347.3787 | DROP | DROP | DROP | KEEP | KEEP | KEEP | [5 empty] | 0.58635 | DROP | 3.2259 | 1514.7852 | DROP | DROP | DROP | DROP | DROP | DROP | 1.9662 | 1514.7852 | 4.0364 | KEEP
DEF | N_LG_VSD Controlled Compressor | 13160.16 | 1.7063 | 1.4292 | 15 |  | 4252.9765 | 1500.226 | 2449.7274 | 8202.9299 |  | 14574.4488 | 513.2462 | 0 | 3986 | 3986 | 14574.4488 | compressor (20hp) | 3.2259 | 0.54368 | 1.8232 | 3.6564 | -6884.7651 | 3703.6837 | DROP | DROP | DROP | KEEP | KEEP | KEEP | [5 empty] | 0.54368 | DROP | 3.2259 | 1514.7852 | DROP | DROP | DROP | DROP | DROP | DROP | 1.8232 | 1514.7852 | 4.0364 | KEEP
DEF | N_MS_VSD Controlled Compressor | 13160.16 | 1.9843 | 0.92875 | 15 |  | 4252.9765 | 1744.7069 | 2848.9415 | 8846.6249 |  | 14574.4488 | 513.2462 | 0 | 3986 | 3986 | 14574.4488 | compressor (20hp) | 3.2259 | 0.58635 | 1.9662 | 3.6564 | -6241.0702 | 4347.3787 | DROP | DROP | DROP | KEEP | KEEP | KEEP | [5 empty] | 0.58635 | DROP | 3.2259 | 1514.7852 | DROP | DROP | DROP | DROP | DROP | DROP | 1.9662 | 1514.7852 | 4.0364 | KEEP
DEF | N_OF_VSD Controlled Compressor | 13160.16 | 1.9843 | 0.92875 | 15 |  | 4252.9765 | 1744.7069 | 2848.9415 | 8846.6249 |  | 14574.4488 | 513.2462 | 0 | 3986 | 3986 | 14574.4488 | compressor (20hp) | 3.2259 | 0.58635 | 1.9662 | 3.6564 | -6241.0702 | 4347.3787 | DROP | DROP | DROP | KEEP | KEEP | KEEP | [5 empty] | 0.58635 | DROP | 3.2259 | 1514.7852 | DROP | DROP | DROP | DROP | DROP | DROP | 1.9662 | 1514.7852 | 4.0364 | KEEP
DEF | N_RS_VSD Controlled Compressor | 13160.16 | 1.7063 | 1.4292 | 15 |  | 4252.9765 | 1500.226 | 2449.7274 | 8202.9299 |  | 14574.4488 | 513.2462 | 0 | 3986 | 3986 | 14574.4488 | compressor (20hp) | 3.2259 | 0.54368 | 1.8232 | 3.6564 | -6884.7651 | 3703.6837 | DROP | DROP | DROP | KEEP | KEEP | KEEP | [5 empty] | 0.54368 | DROP | 3.2259 | 1514.7852 | DROP | DROP | DROP | DROP | DROP | DROP | 1.8232 | 1514.7852 | 4.0364 | KEEP
DEF | N_RT_VSD Controlled Compressor | 13160.16 | 1.9843 | 0.92875 | 15 |  | 4252.9765 | 1744.7069 | 2848.9415 | 8846.6249 |  | 14574.4488 | 513.2462 | 0 | 3986 | 3986 | 14574.4488 | compressor (20hp) | 3.2259 | 0.58635 | 1.9662 | 3.6564 | -6241.0702 | 4347.3787 | DROP | DROP | DROP | KEEP | KEEP | KEEP | [5 empty] | 0.58635 | DROP | 3.2259 | 1514.7852 | DROP | DROP | DROP | DROP | DROP | DROP | 1.9662 | 1514.7852 | 4.0364 | KEEP
DEF | N_SC_VSD Controlled Compressor | 13160.16 | 1.7063 | 1.4292 | 15 |  | 4252.9765 | 1500.226 | 2449.7274 | 8202.9299 |  | 14574.4488 | 513.2462 | 0 | 3986 | 3986 | 14574.4488 | compressor (20hp) | 3.2259 | 0.54368 | 1.8232 | 3.6564 | -6884.7651 | 3703.6837 | DROP | DROP | DROP | KEEP | KEEP | KEEP | [5 empty] | 0.54368 | DROP | 3.2259 | 1514.7852 | DROP | DROP | DROP | DROP | DROP | DROP | 1.8232 | 1514.7852 | 4.0364 | KEEP
DEF | N_WR_VSD Controlled Compressor | 13160.16 | 1.9843 | 0.92875 | 15 |  | 4252.9765 | 1744.7069 | 2848.9415 | 8846.6249 |  | 14574.4488 | 513.2462 | 0 | 3986 | 3986 | 14574.4488 | compressor (20hp) | 3.2259 | 0.58635 | 1.9662 | 3.6564 | -6241.0702 | 4347.3787 | DROP | DROP | DROP | KEEP | KEEP | KEEP | [5 empty] | 0.58635 | DROP | 3.2259 | 1514.7852 | DROP | DROP | DROP | DROP | DROP | DROP | 1.9662 | 1514.7852 | 4.0364 | KEEP
DEF | E_AS_Network PC Power Management | 2661.0035 | 0.39582 | 0 | 5 |  | 288.4598 | 0 | 234.3209 | 522.7807 |  | 1124.85 | 103.7791 | 0 | 638 | 638 | 1124.85 | computer | 2.5536 | 0.4255 | 0.70477 | 1.7631 | -705.8485 | -218.9984 | DROP | DROP | DROP | DROP | DROP | DROP | [5 empty] | 0.4255 | DROP | 2.5536 | 138.3168 | DROP | DROP | DROP | DROP | DROP | DROP | 0.70477 | 138.3168 | 1.9799 | DROP
DEF | E_CU_Network PC Power Management | 6992.2928 | 0.93955 | 0.81114 | 5 |  | 757.983 | 0 | 556.1949 | 1314.1779 |  | 2955.7574 | 272.6994 | 0 | 1653 | 1653 | 2955.7574 | computer | 2.5179 | 0.40706 | 0.68244 | 1.7881 | -1914.2789 | -611.5215 | DROP | DROP | DROP | DROP | DROP | DROP | [5 empty] | 0.40706 | DROP | 2.5179 | 339.9873 | DROP | DROP | DROP | DROP | DROP | DROP | 0.68244 | 339.9873 | 1.9938 | DROP
DEF | E_GR_Network PC Power Management | 3386.2106 | 0.5037 | 0.3508 | 5 |  | 367.0742 | 0 | 298.1807 | 665.2549 |  | 1431.407 | 132.0622 | 0 | 812 | 812 | 1431.407 | computer | 2.554 | 0.4255 | 0.70467 | 1.7628 | -898.2144 | -278.8074 | DROP | DROP | DROP | DROP | DROP | DROP | [5 empty] | 0.4255 | DROP | 2.554 | 176.1374 | DROP | DROP | DROP | DROP | DROP | DROP | 0.70467 | 176.1374 | 1.9797 | DROP
DEF | E_HC_Network PC Power Management | 4758.9388 | 0.70789 | 0.49301 | 5 |  | 515.8815 | 0 | 419.0595 | 934.941 |  | 2011.6818 | 185.5986 | 0 | 1131 | 1131 | 2011.6818 | computer | 2.5312 | 0.4255 | 0.71012 | 1.7787 | -1262.3395 | -381.6576 | DROP | DROP | DROP | DROP | DROP | DROP | [5 empty] | 0.4255 | DROP | 2.5312 | 237.3665 | DROP | DROP | DROP | DROP | DROP | DROP | 0.71012 | 237.3665 | 1.9885 | DROP
DEF | E_HS_Network PC Power Management | 41742.7 | 5.6089 | 4.8423 | 5 |  | 4525.0187 | 0 | 3320.3811 | 7845.3999 |  | 17645.327 | 1627.9653 | 0 | 9773 | 9773 | 17645.327 | computer | 2.4936 | 0.40706 | 0.68813 | 1.8055 | -11427.8924 | -3555.5654 | DROP | DROP | DROP | DROP | DROP | DROP | [5 empty] | 0.40706 | DROP | 2.4936 | 1934.5558 | DROP | DROP | DROP | DROP | DROP | DROP | 0.68813 | 1934.5558 | 2.0035 | DROP
DEF | E_IN_Network PC Power Management | 4344.3187 | 0.64622 | 0 | 5 |  | 470.9356 | 0 | 382.5491 | 853.4847 |  | 1836.4151 | 169.4284 | 0 | 1044 | 1044 | 1836.4151 | computer | 2.5595 | 0.4255 | 0.70337 | 1.759 | -1152.3588 | -359.9437 | DROP | DROP | DROP | DROP | DROP | DROP | [5 empty] | 0.4255 | DROP | 2.5595 | 228.2238 | DROP | DROP | DROP | DROP | DROP | DROP | 0.70337 | 228.2238 | 1.9776 | DROP
DEF | E_LG_Network PC Power Management | 3907.5345 | 0.58124 | 0.40481 | 5 |  | 423.587 | 0 | 344.0871 | 767.6741 |  | 1651.7792 | 152.3938 | 0 | 928 | 928 | 1651.7792 | computer | 2.5294 | 0.4255 | 0.71055 | 1.7799 | -1036.4989 | -312.7197 | DROP | DROP | DROP | DROP | DROP | DROP | [5 empty] | 0.4255 | DROP | 2.5294 | 194.2432 | DROP | DROP | DROP | DROP | DROP | DROP | 0.71055 | 194.2432 | 1.9892 | DROP
DEF | E_MS_Network PC Power Management | 58330.5263 | 8.6767 | 0 | 5 |  | 6323.1828 | 0 | 5136.4309 | 11459.6138 |  | 24657.2744 | 2274.8905 | 0 | 13659 | 13659 | 24657.2744 | computer | 2.494 | 0.4255 | 0.7192 | 1.8052 | -15472.5512 | -4474.2768 | DROP | DROP | DROP | DROP | DROP | DROP | [5 empty] | 0.4255 | DROP | 2.494 | 2705.6938 | DROP | DROP | DROP | DROP | DROP | DROP | 0.7192 | 2705.6938 | 2.0033 | DROP
DEF | E_OF_Network PC Power Management | 3302.5466 | 0.49125 | 0.34213 | 5 |  | 358.0048 | 0 | 290.8135 | 648.8182 |  | 1396.0408 | 128.7993 | 0 | 783 | 783 | 1396.0408 | computer | 2.5252 | 0.4255 | 0.71158 | 1.7829 | -876.0219 | -262.9811 | DROP | DROP | DROP | DROP | DROP | DROP | [5 empty] | 0.4255 | DROP | 2.5252 | 162.8478 | DROP | DROP | DROP | DROP | DROP | DROP | 0.71158 | 162.8478 | 1.9909 | DROP
DEF | E_RS_Network PC Power Management | 3183.805 | 0.47359 | 0 | 5 |  | 345.1329 | 0 | 280.3574 | 625.4903 |  | 1345.8468 | 124.1684 | 0 | 754 | 754 | 1345.8468 | computer | 2.5224 | 0.4255 | 0.71227 | 1.7849 | -844.525 | -252.6781 | DROP | DROP | DROP | DROP | DROP | DROP | [5 empty] | 0.4255 | DROP | 2.5224 | 156.1451 | DROP | DROP | DROP | DROP | DROP | DROP | 0.71227 | 156.1451 | 1.992 | DROP
DEF | E_RT_Network PC Power Management | 1440.5919 | 0.21429 | 0.14924 | 5 |  | 156.164 | 0 | 126.8547 | 283.0186 |  | 608.9619 | 56.1831 | 0 | 348 | 348 | 608.9619 | computer | 2.5729 | 0.4255 | 0.70022 | 1.7499 | -382.1264 | -121.1644 | DROP | DROP | DROP | DROP | DROP | DROP | [5 empty] | 0.4255 | DROP | 2.5729 | 77.4857 | DROP | DROP | DROP | DROP | DROP | DROP | 0.70022 | 77.4857 | 1.9726 | DROP
DEF | E_SC_Network PC Power Management | 4794.046 | 0.71311 | 0.49665 | 5 |  | 519.6872 | 0 | 422.1509 | 941.8382 |  | 2026.5222 | 186.9678 | 0 | 1131 | 1131 | 2026.5222 | computer | 2.5127 | 0.4255 | 0.71461 | 1.7918 | -1271.6519 | -376.1296 | DROP | DROP | DROP | DROP | DROP | DROP | [5 empty] | 0.4255 | DROP | 2.5127 | 230.774 | DROP | DROP | DROP | DROP | DROP | DROP | 0.71461 | 230.774 | 1.9958 | DROP
DEF | E_WR_Network PC Power Management | 391.5584 | 0.058244 | 0 | 5 |  | 42.446 | 0 | 34.4796 | 76.9256 |  | 165.5182 | 15.2708 | 0 | 116 | 116 | 165.5182 | computer | 3.1553 | 0.4255 | 0.58601 | 1.4269 | -103.8634 | -54.3452 | DROP | DROP | DROP | DROP | DROP | DROP | [5 empty] | 0.4255 | DROP | 3.1553 | 42.4732 | DROP | DROP | DROP | DROP | DROP | DROP | 0.58601 | 42.4732 | 1.793 | DROP
DEF | N_AS_Network PC Power Management | 2661.0035 | 0.39582 | 0 | 5 |  | 288.4598 | 0 | 234.3209 | 522.7807 |  | 1124.85 | 103.7791 | 0 | 638 | 638 | 1124.85 | computer | 2.5536 | 0.4255 | 0.70477 | 1.7631 | -705.8485 | -218.9984 | DROP | DROP | DROP | DROP | DROP | DROP | [5 empty] | 0.4255 | DROP | 2.5536 | 138.3168 | DROP | DROP | DROP | DROP | DROP | DROP | 0.70477 | 138.3168 | 1.9799 | DROP
DEF | N_CU_Network PC Power Management | 6992.2928 | 0.93955 | 0.81114 | 5 |  | 757.983 | 0 | 556.1949 | 1314.1779 |  | 2955.7574 | 272.6994 | 0 | 1653 | 1653 | 2955.7574 | computer | 2.5179 | 0.40706 | 0.68244 | 1.7881 | -1914.2789 | -611.5215 | DROP | DROP | DROP | DROP | DROP | DROP | [5 empty] | 0.40706 | DROP | 2.5179 | 339.9873 | DROP | DROP | DROP | DROP | DROP | DROP | 0.68244 | 339.9873 | 1.9938 | DROP
DEF | N_GR_Network PC Power Management | 3386.2106 | 0.5037 | 0.3508 | 5 |  | 367.0742 | 0 | 298.1807 | 665.2549 |  | 1431.407 | 132.0622 | 0 | 812 | 812 | 1431.407 | computer | 2.554 | 0.4255 | 0.70467 | 1.7628 | -898.2144 | -278.8074 | DROP | DROP | DROP | DROP | DROP | DROP | [5 empty] | 0.4255 | DROP | 2.554 | 176.1374 | DROP | DROP | DROP | DROP | DROP | DROP | 0.70467 | 176.1374 | 1.9797 | DROP
DEF | N_HC_Network PC Power Management | 4758.9388 | 0.70789 | 0.49301 | 5 |  | 515.8815 | 0 | 419.0595 | 934.941 |  | 2011.6818 | 185.5986 | 0 | 1131 | 1131 | 2011.6818 | computer | 2.5312 | 0.4255 | 0.71012 | 1.7787 | -1262.3395 | -381.6576 | DROP | DROP | DROP | DROP | DROP | DROP | [5 empty] | 0.4255 | DROP | 2.5312 | 237.3665 | DROP | DROP | DROP | DROP | DROP | DROP | 0.71012 | 237.3665 | 1.9885 | DROP
DEF | N_HS_Network PC Power Management | 41742.7 | 5.6089 | 4.8423 | 5 |  | 4525.0187 | 0 | 3320.3811 | 7845.3999 |  | 17645.327 | 1627.9653 | 0 | 9773 | 9773 | 17645.327 | computer | 2.4936 | 0.40706 | 0.68813 | 1.8055 | -11427.8924 | -3555.5654 | DROP | DROP | DROP | DROP | DROP | DROP | [5 empty] | 0.40706 | DROP | 2.4936 | 1934.5558 | DROP | DROP | DROP | DROP | DROP | DROP | 0.68813 | 1934.5558 | 2.0035 | DROP
DEF | N_IN_Network PC Power Management | 4344.3187 | 0.64622 | 0 | 5 |  | 470.9356 | 0 | 382.5491 | 853.4847 |  | 1836.4151 | 169.4284 | 0 | 1044 | 1044 | 1836.4151 | computer | 2.5595 | 0.4255 | 0.70337 | 1.759 | -1152.3588 | -359.9437 | DROP | DROP | DROP | DROP | DROP | DROP | [5 empty] | 0.4255 | DROP | 2.5595 | 228.2238 | DROP | DROP | DROP | DROP | DROP | DROP | 0.70337 | 228.2238 | 1.9776 | DROP
DEF | N_LG_Network PC Power Management | 3907.5345 | 0.58124 | 0.40481 | 5 |  | 423.587 | 0 | 344.0871 | 767.6741 |  | 1651.7792 | 152.3938 | 0 | 928 | 928 | 1651.7792 | computer | 2.5294 | 0.4255 | 0.71055 | 1.7799 | -1036.4989 | -312.7197 | DROP | DROP | DROP | DROP | DROP | DROP | [5 empty] | 0.4255 | DROP | 2.5294 | 194.2432 | DROP | DROP | DROP | DROP | DROP | DROP | 0.71055 | 194.2432 | 1.9892 | DROP
DEF | N_MS_Network PC Power Management | 58330.5263 | 8.6767 | 0 | 5 |  | 6323.1828 | 0 | 5136.4309 | 11459.6138 |  | 24657.2744 | 2274.8905 | 0 | 13659 | 13659 | 24657.2744 | computer | 2.494 | 0.4255 | 0.7192 | 1.8052 | -15472.5512 | -4474.2768 | DROP | DROP | DROP | DROP | DROP | DROP | [5 empty] | 0.4255 | DROP | 2.494 | 2705.6938 | DROP | DROP | DROP | DROP | DROP | DROP | 0.7192 | 2705.6938 | 2.0033 | DROP
DEF | N_OF_Network PC Power Management | 3302.5466 | 0.49125 | 0.34213 | 5 |  | 358.0048 | 0 | 290.8135 | 648.8182 |  | 1396.0408 | 128.7993 | 0 | 783 | 783 | 1396.0408 | computer | 2.5252 | 0.4255 | 0.71158 | 1.7829 | -876.0219 | -262.9811 | DROP | DROP | DROP | DROP | DROP | DROP | [5 empty] | 0.4255 | DROP | 2.5252 | 162.8478 | DROP | DROP | DROP | DROP | DROP | DROP | 0.71158 | 162.8478 | 1.9909 | DROP
DEF | N_RS_Network PC Power Management | 3183.805 | 0.47359 | 0 | 5 |  | 345.1329 | 0 | 280.3574 | 625.4903 |  | 1345.8468 | 124.1684 | 0 | 754 | 754 | 1345.8468 | computer | 2.5224 | 0.4255 | 0.71227 | 1.7849 | -844.525 | -252.6781 | DROP | DROP | DROP | DROP | DROP | DROP | [5 empty] | 0.4255 | DROP | 2.5224 | 156.1451 | DROP | DROP | DROP | DROP | DROP | DROP | 0.71227 | 156.1451 | 1.992 | DROP
DEF | N_RT_Network PC Power Management | 1440.5919 | 0.21429 | 0.14924 | 5 |  | 156.164 | 0 | 126.8547 | 283.0186 |  | 608.9619 | 56.1831 | 0 | 348 | 348 | 608.9619 | computer | 2.5729 | 0.4255 | 0.70022 | 1.7499 | -382.1264 | -121.1644 | DROP | DROP | DROP | DROP | DROP | DROP | [5 empty] | 0.4255 | DROP | 2.5729 | 77.4857 | DROP | DROP | DROP | DROP | DROP | DROP | 0.70022 | 77.4857 | 1.9726 | DROP
DEF | N_SC_Network PC Power Management | 4794.046 | 0.71311 | 0.49665 | 5 |  | 519.6872 | 0 | 422.1509 | 941.8382 |  | 2026.5222 | 186.9678 | 0 | 1131 | 1131 | 2026.5222 | computer | 2.5127 | 0.4255 | 0.71461 | 1.7918 | -1271.6519 | -376.1296 | DROP | DROP | DROP | DROP | DROP | DROP | [5 empty] | 0.4255 | DROP | 2.5127 | 230.774 | DROP | DROP | DROP | DROP | DROP | DROP | 0.71461 | 230.774 | 1.9958 | DROP
DEF | N_WR_Network PC Power Management | 391.5584 | 0.058244 | 0 | 5 |  | 42.446 | 0 | 34.4796 | 76.9256 |  | 165.5182 | 15.2708 | 0 | 116 | 116 | 165.5182 | computer | 3.1553 | 0.4255 | 0.58601 | 1.4269 | -103.8634 | -54.3452 | DROP | DROP | DROP | DROP | DROP | DROP | [5 empty] | 0.4255 | DROP | 3.1553 | 42.4732 | DROP | DROP | DROP | DROP | DROP | DROP | 0.58601 | 42.4732 | 1.793 | DROP
DEF | E_AS_Smart Strip Plug Outlet | 55.9044 | 0.0083127 | 0 | 4 |  | 4.9133 | 0 | 4.0278 | 8.9411 |  | 19.3386 | 2.1803 | 0 | 10 | 10 | 19.3386 | smart strip | 1.9052 | 0.4155 | 0.73407 | 1.9339 | -12.5778 | -3.2391 | DROP | DROP | DROP | DROP | DROP | DROP | [5 empty] | 0.4155 | DROP | 1.9052 | 0 | DROP | DROP | DROP | DROP | DROP | DROP | 0.73407 | 0 | 1.9339 | DROP
DEF | E_CU_Smart Strip Plug Outlet | 146.8994 | 0.021843 | 0.015181 | 4 |  | 12.9107 | 0 | 10.5839 | 23.4945 |  | 50.8159 | 5.7291 | 0 | 20 | 20 | 50.8159 | smart strip | 1.4501 | 0.4155 | 0.91315 | 2.5408 | -33.0504 | -2.2345 | DROP | DROP | DROP | DROP | DROP | DROP | [5 empty] | 0.4155 | DROP | 1.4501 | 0 | DROP | DROP | DROP | DROP | DROP | DROP | 0.91315 | 0 | 2.5408 | DROP
DEF | E_GR_Smart Strip Plug Outlet | 71.1401 | 0.010578 | 0.0073516 | 4 |  | 6.2523 | 0 | 5.1255 | 11.3779 |  | 24.609 | 2.7745 | 0 | 10 | 10 | 24.609 | smart strip | 1.4972 | 0.4155 | 0.89067 | 2.4609 | -16.0056 | -1.3966 | DROP | DROP | DROP | DROP | DROP | DROP | [5 empty] | 0.4155 | DROP | 1.4972 | 0 | DROP | DROP | DROP | DROP | DROP | DROP | 0.89067 | 0 | 2.4609 | DROP
DEF | E_HC_Smart Strip Plug Outlet | 99.9794 | 0.014866 | 0.010332 | 4 |  | 8.787 | 0 | 7.2034 | 15.9903 |  | 34.5852 | 3.8992 | 0 | 10 | 10 | 34.5852 | smart strip | 1.0653 | 0.4155 | 1.1504 | 3.4585 | -22.4941 | 2.0911 | DROP | DROP | DROP | DROP | DROP | KEEP | [5 empty] | 0.4155 | DROP | 1.0653 | 0 | DROP | DROP | DROP | DROP | DROP | DROP | 1.1504 | 0 | 3.4585 | DROP
DEF | E_HS_Smart Strip Plug Outlet | 876.9623 | 0.1304 | 0.090625 | 4 |  | 77.0743 | 0 | 63.1837 | 140.258 |  | 303.3616 | 34.2015 | 0 | 80 | 80 | 303.3616 | smart strip | 0.9716 | 0.4155 | 1.2282 | 3.792 | -197.3051 | 26.0565 | DROP | DROP | DROP | DROP | DROP | DROP | [5 empty] | 0.4155 | DROP | 0.9716 | 0 | DROP | DROP | DROP | DROP | DROP | DROP | 1.2282 | 0 | 3.792 | DROP
DEF | E_IN_Smart Strip Plug Outlet | 91.2687 | 0.013571 | 0 | 4 |  | 8.0214 | 0 | 6.5758 | 14.5972 |  | 31.572 | 3.5595 | 0 | 10 | 10 | 31.572 | smart strip | 1.167 | 0.4155 | 1.0765 | 3.1572 | -20.5343 | 1.0377 | DROP | DROP | DROP | DROP | DROP | KEEP | [5 empty] | 0.4155 | DROP | 1.167 | 0 | DROP | DROP | DROP | DROP | DROP | DROP | 1.0765 | 0 | 3.1572 | DROP
DEF | E_LG_Smart Strip Plug Outlet | 82.0924 | 0.012207 | 0.0084835 | 4 |  | 7.2149 | 0 | 5.9146 | 13.1296 |  | 28.3977 | 3.2016 | 0 | 10 | 10 | 28.3977 | smart strip | 1.2974 | 0.4155 | 0.99454 | 2.8398 | -18.4697 | -0.072049 | DROP | DROP | DROP | DROP | DROP | DROP | [5 empty] | 0.4155 | DROP | 1.2974 | 0 | DROP | DROP | DROP | DROP | DROP | DROP | 0.99454 | 0 | 2.8398 | DROP
DEF | E_MS_Smart Strip Plug Outlet | 1225.4519 | 0.18222 | 0 | 4 |  | 107.7023 | 0 | 88.2919 | 195.9942 |  | 423.9123 | 47.7926 | 0 | 110 | 110 | 423.9123 | smart strip | 0.95604 | 0.4155 | 1.2421 | 3.8537 | -275.7107 | 38.2015 | DROP | DROP | DROP | DROP | DROP | DROP | [5 empty] | 0.4155 | DROP | 0.95604 | 0 | DROP | DROP | DROP | DROP | DROP | DROP | 1.2421 | 0 | 3.8537 | DROP
DEF | E_OF_Smart Strip Plug Outlet | 69.3824 | 0.010317 | 0.00717 | 4 |  | 6.0979 | 0 | 4.9989 | 11.0968 |  | 24.001 | 2.7059 | 0 | 10 | 10 | 24.001 | smart strip | 1.5351 | 0.4155 | 0.87335 | 2.4001 | -15.6101 | -1.6092 | DROP | DROP | DROP | DROP | DROP | DROP | [5 empty] | 0.4155 | DROP | 1.5351 | 0 | DROP | DROP | DROP | DROP | DROP | DROP | 0.87335 | 0 | 2.4001 | DROP
DEF | E_RS_Smart Strip Plug Outlet | 66.8878 | 0.0099458 | 0 | 4 |  | 5.8786 | 0 | 4.8192 | 10.6978 |  | 23.138 | 2.6086 | 0 | 10 | 10 | 23.138 | smart strip | 1.5923 | 0.4155 | 0.84845 | 2.3138 | -15.0489 | -1.9108 | DROP | DROP | DROP | DROP | DROP | DROP | [5 empty] | 0.4155 | DROP | 1.5923 | 0 | DROP | DROP | DROP | DROP | DROP | DROP | 0.84845 | 0 | 2.3138 | DROP
DEF | E_RT_Smart Strip Plug Outlet | 30.265 | 0.0045002 | 0.0031276 | 4 |  | 2.6599 | 0 | 2.1805 | 4.8405 |  | 10.4694 | 1.1803 | 0 | 10 | 10 | 10.4694 | smart strip | 3.5192 | 0.4155 | 0.43295 | 1.0469 | -6.8092 | -6.3399 | DROP | DROP | DROP | DROP | DROP | DROP | [5 empty] | 0.4155 | DROP | 3.5192 | 4.3168 | DROP | DROP | DROP | DROP | DROP | DROP | 0.43295 | 4.3168 | 1.4786 | DROP
DEF | E_SC_Smart Strip Plug Outlet | 100.717 | 0.014976 | 0.010408 | 4 |  | 8.8518 | 0 | 7.2565 | 16.1083 |  | 34.8403 | 3.928 | 0 | 10 | 10 | 34.8403 | smart strip | 1.0575 | 0.4155 | 1.1565 | 3.484 | -22.66 | 2.1803 | DROP | DROP | DROP | DROP | DROP | KEEP | [5 empty] | 0.4155 | DROP | 1.0575 | 0 | DROP | DROP | DROP | DROP | DROP | DROP | 1.1565 | 0 | 3.484 | DROP
DEF | E_WR_Smart Strip Plug Outlet | 8.2262 | 0.0012232 | 0 | 4 |  | 0.72298 | 0 | 0.59268 | 1.3157 |  | 2.8456 | 0.32082 | 0 | 10 | 10 | 2.8456 | smart strip | 12.9474 | 0.4155 | 0.12748 | 0.28456 | -1.8508 | -9.0052 | DROP | DROP | DROP | DROP | DROP | DROP | [5 empty] | 0.4155 | DROP | 12.9474 | 8.4553 | DROP | DROP | DROP | DROP | DROP | DROP | 0.12748 | 8.4553 | 1.1301 | DROP
DEF | N_AS_Smart Strip Plug Outlet | 55.9044 | 0.0083127 | 0 | 4 |  | 4.9133 | 0 | 4.0278 | 8.9411 |  | 19.3386 | 2.1803 | 0 | 10 | 10 | 19.3386 | smart strip | 1.9052 | 0.4155 | 0.73407 | 1.9339 | -12.5778 | -3.2391 | DROP | DROP | DROP | DROP | DROP | DROP | [5 empty] | 0.4155 | DROP | 1.9052 | 0 | DROP | DROP | DROP | DROP | DROP | DROP | 0.73407 | 0 | 1.9339 | DROP
DEF | N_CU_Smart Strip Plug Outlet | 146.8994 | 0.021843 | 0.015181 | 4 |  | 12.9107 | 0 | 10.5839 | 23.4945 |  | 50.8159 | 5.7291 | 0 | 20 | 20 | 50.8159 | smart strip | 1.4501 | 0.4155 | 0.91315 | 2.5408 | -33.0504 | -2.2345 | DROP | DROP | DROP | DROP | DROP | DROP | [5 empty] | 0.4155 | DROP | 1.4501 | 0 | DROP | DROP | DROP | DROP | DROP | DROP | 0.91315 | 0 | 2.5408 | DROP
DEF | N_GR_Smart Strip Plug Outlet | 71.1401 | 0.010578 | 0.0073516 | 4 |  | 6.2523 | 0 | 5.1255 | 11.3779 |  | 24.609 | 2.7745 | 0 | 10 | 10 | 24.609 | smart strip | 1.4972 | 0.4155 | 0.89067 | 2.4609 | -16.0056 | -1.3966 | DROP | DROP | DROP | DROP | DROP | DROP | [5 empty] | 0.4155 | DROP | 1.4972 | 0 | DROP | DROP | DROP | DROP | DROP | DROP | 0.89067 | 0 | 2.4609 | DROP
DEF | N_HC_Smart Strip Plug Outlet | 99.9794 | 0.014866 | 0.010332 | 4 |  | 8.787 | 0 | 7.2034 | 15.9903 |  | 34.5852 | 3.8992 | 0 | 10 | 10 | 34.5852 | smart strip | 1.0653 | 0.4155 | 1.1504 | 3.4585 | -22.4941 | 2.0911 | DROP | DROP | DROP | DROP | DROP | KEEP | [5 empty] | 0.4155 | DROP | 1.0653 | 0 | DROP | DROP | DROP | DROP | DROP | DROP | 1.1504 | 0 | 3.4585 | DROP
DEF | N_HS_Smart Strip Plug Outlet | 876.9623 | 0.1304 | 0.090625 | 4 |  | 77.0743 | 0 | 63.1837 | 140.258 |  | 303.3616 | 34.2015 | 0 | 80 | 80 | 303.3616 | smart strip | 0.9716 | 0.4155 | 1.2282 | 3.792 | -197.3051 | 26.0565 | DROP | DROP | DROP | DROP | DROP | DROP | [5 empty] | 0.4155 | DROP | 0.9716 | 0 | DROP | DROP | DROP | DROP | DROP | DROP | 1.2282 | 0 | 3.792 | DROP
DEF | N_IN_Smart Strip Plug Outlet | 91.2687 | 0.013571 | 0 | 4 |  | 8.0214 | 0 | 6.5758 | 14.5972 |  | 31.572 | 3.5595 | 0 | 10 | 10 | 31.572 | smart strip | 1.167 | 0.4155 | 1.0765 | 3.1572 | -20.5343 | 1.0377 | DROP | DROP | DROP | DROP | DROP | KEEP | [5 empty] | 0.4155 | DROP | 1.167 | 0 | DROP | DROP | DROP | DROP | DROP | DROP | 1.0765 | 0 | 3.1572 | DROP
DEF | N_LG_Smart Strip Plug Outlet | 82.0924 | 0.012207 | 0.0084835 | 4 |  | 7.2149 | 0 | 5.9146 | 13.1296 |  | 28.3977 | 3.2016 | 0 | 10 | 10 | 28.3977 | smart strip | 1.2974 | 0.4155 | 0.99454 | 2.8398 | -18.4697 | -0.072049 | DROP | DROP | DROP | DROP | DROP | DROP | [5 empty] | 0.4155 | DROP | 1.2974 | 0 | DROP | DROP | DROP | DROP | DROP | DROP | 0.99454 | 0 | 2.8398 | DROP
DEF | N_MS_Smart Strip Plug Outlet | 1225.4519 | 0.18222 | 0 | 4 |  | 107.7023 | 0 | 88.2919 | 195.9942 |  | 423.9123 | 47.7926 | 0 | 110 | 110 | 423.9123 | smart strip | 0.95604 | 0.4155 | 1.2421 | 3.8537 | -275.7107 | 38.2015 | DROP | DROP | DROP | DROP | DROP | DROP | [5 empty] | 0.4155 | DROP | 0.95604 | 0 | DROP | DROP | DROP | DROP | DROP | DROP | 1.2421 | 0 | 3.8537 | DROP
DEF | N_OF_Smart Strip Plug Outlet | 69.3824 | 0.010317 | 0.00717 | 4 |  | 6.0979 | 0 | 4.9989 | 11.0968 |  | 24.001 | 2.7059 | 0 | 10 | 10 | 24.001 | smart strip | 1.5351 | 0.4155 | 0.87335 | 2.4001 | -15.6101 | -1.6092 | DROP | DROP | DROP | DROP | DROP | DROP | [5 empty] | 0.4155 | DROP | 1.5351 | 0 | DROP | DROP | DROP | DROP | DROP | DROP | 0.87335 | 0 | 2.4001 | DROP
DEF | N_RS_Smart Strip Plug Outlet | 66.8878 | 0.0099458 | 0 | 4 |  | 5.8786 | 0 | 4.8192 | 10.6978 |  | 23.138 | 2.6086 | 0 | 10 | 10 | 23.138 | smart strip | 1.5923 | 0.4155 | 0.84845 | 2.3138 | -15.0489 | -1.9108 | DROP | DROP | DROP | DROP | DROP | DROP | [5 empty] | 0.4155 | DROP | 1.5923 | 0 | DROP | DROP | DROP | DROP | DROP | DROP | 0.84845 | 0 | 2.3138 | DROP
DEF | N_RT_Smart Strip Plug Outlet | 30.265 | 0.0045002 | 0.0031276 | 4 |  | 2.6599 | 0 | 2.1805 | 4.8405 |  | 10.4694 | 1.1803 | 0 | 10 | 10 | 10.4694 | smart strip | 3.5192 | 0.4155 | 0.43295 | 1.0469 | -6.8092 | -6.3399 | DROP | DROP | DROP | DROP | DROP | DROP | [5 empty] | 0.4155 | DROP | 3.5192 | 4.3168 | DROP | DROP | DROP | DROP | DROP | DROP | 0.43295 | 4.3168 | 1.4786 | DROP
DEF | N_SC_Smart Strip Plug Outlet | 100.717 | 0.014976 | 0.010408 | 4 |  | 8.8518 | 0 | 7.2565 | 16.1083 |  | 34.8403 | 3.928 | 0 | 10 | 10 | 34.8403 | smart strip | 1.0575 | 0.4155 | 1.1565 | 3.484 | -22.66 | 2.1803 | DROP | DROP | DROP | DROP | DROP | KEEP | [5 empty] | 0.4155 | DROP | 1.0575 | 0 | DROP | DROP | DROP | DROP | DROP | DROP | 1.1565 | 0 | 3.484 | DROP
DEF | N_WR_Smart Strip Plug Outlet | 8.2262 | 0.0012232 | 0 | 4 |  | 0.72298 | 0 | 0.59268 | 1.3157 |  | 2.8456 | 0.32082 | 0 | 10 | 10 | 2.8456 | smart strip | 12.9474 | 0.4155 | 0.12748 | 0.28456 | -1.8508 | -9.0052 | DROP | DROP | DROP | DROP | DROP | DROP | [5 empty] | 0.4155 | DROP | 12.9474 | 8.4553 | DROP | DROP | DROP | DROP | DROP | DROP | 0.12748 | 8.4553 | 1.1301 | DROP
DEF | E_AS_Anti-Sweat Controls | 1022.6336 | 0.081727 | 0.082167 | 8 |  | 179.323 | 8.7811 | 67.3221 | 255.4262 |  | 662.3666 | 39.8827 | 0 | 171 | 171 | 662.3666 | door | 1.781 | 0.36373 | 1.2112 | 3.8735 | -446.8232 | 44.5435 | DROP | DROP | DROP | DROP | DROP | KEEP | [5 empty] | 0.36373 | DROP | 1.781 | 0 | DROP | DROP | DROP | DROP | DROP | DROP | 1.2112 | 0 | 3.8735 | DROP
DEF | E_CU_Anti-Sweat Controls | 1022.6336 | 0.13259 | 0.11106 | 8 |  | 179.323 | 15.1363 | 117.5063 | 311.9656 |  | 662.3666 | 39.8827 | 0 | 171 | 171 | 662.3666 | door | 1.781 | 0.44424 | 1.4793 | 3.8735 | -390.2838 | 101.0828 | DROP | DROP | DROP | DROP | DROP | KEEP | [5 empty] | 0.44424 | DROP | 1.781 | 0 | DROP | DROP | DROP | DROP | DROP | DROP | 1.4793 | 0 | 3.8735 | DROP
DEF | E_GR_Anti-Sweat Controls | 1022.6336 | 0.081727 | 0.082167 | 8 |  | 179.323 | 8.7811 | 67.3221 | 255.4262 |  | 662.3666 | 39.8827 | 0 | 171 | 171 | 662.3666 | door | 1.781 | 0.36373 | 1.2112 | 3.8735 | -446.8232 | 44.5435 | DROP | DROP | DROP | DROP | DROP | KEEP | [5 empty] | 0.36373 | DROP | 1.781 | 0 | DROP | DROP | DROP | DROP | DROP | DROP | 1.2112 | 0 | 3.8735 | DROP
DEF | E_HC_Anti-Sweat Controls | 1022.6336 | 0.13259 | 0.11106 | 8 |  | 179.323 | 15.1363 | 117.5063 | 311.9656 |  | 662.3666 | 39.8827 | 0 | 171 | 171 | 662.3666 | door | 1.781 | 0.44424 | 1.4793 | 3.8735 | -390.2838 | 101.0828 | DROP | DROP | DROP | DROP | DROP | KEEP | [5 empty] | 0.44424 | DROP | 1.781 | 0 | DROP | DROP | DROP | DROP | DROP | DROP | 1.4793 | 0 | 3.8735 | DROP
DEF | E_HS_Anti-Sweat Controls | 1022.6336 | 0.13259 | 0.11106 | 8 |  | 179.323 | 15.1363 | 117.5063 | 311.9656 |  | 662.3666 | 39.8827 | 0 | 171 | 171 | 662.3666 | door | 1.781 | 0.44424 | 1.4793 | 3.8735 | -390.2838 | 101.0828 | DROP | DROP | DROP | DROP | DROP | KEEP | [5 empty] | 0.44424 | DROP | 1.781 | 0 | DROP | DROP | DROP | DROP | DROP | DROP | 1.4793 | 0 | 3.8735 | DROP
DEF | E_IN_Anti-Sweat Controls | 1022.6336 | 0.081727 | 0.082167 | 8 |  | 179.323 | 8.7811 | 67.3221 | 255.4262 |  | 662.3666 | 39.8827 | 0 | 171 | 171 | 662.3666 | door | 1.781 | 0.36373 | 1.2112 | 3.8735 | -446.8232 | 44.5435 | DROP | DROP | DROP | DROP | DROP | KEEP | [5 empty] | 0.36373 | DROP | 1.781 | 0 | DROP | DROP | DROP | DROP | DROP | DROP | 1.2112 | 0 | 3.8735 | DROP
DEF | E_LG_Anti-Sweat Controls | 1022.6336 | 0.13259 | 0.11106 | 8 |  | 179.323 | 15.1363 | 117.5063 | 311.9656 |  | 662.3666 | 39.8827 | 0 | 171 | 171 | 662.3666 | door | 1.781 | 0.44424 | 1.4793 | 3.8735 | -390.2838 | 101.0828 | DROP | DROP | DROP | DROP | DROP | KEEP | [5 empty] | 0.44424 | DROP | 1.781 | 0 | DROP | DROP | DROP | DROP | DROP | DROP | 1.4793 | 0 | 3.8735 | DROP
DEF | E_MS_Anti-Sweat Controls | 1022.6336 | 0.081727 | 0.082167 | 8 |  | 179.323 | 8.7811 | 67.3221 | 255.4262 |  | 662.3666 | 39.8827 | 0 | 171 | 171 | 662.3666 | door | 1.781 | 0.36373 | 1.2112 | 3.8735 | -446.8232 | 44.5435 | DROP | DROP | DROP | DROP | DROP | KEEP | [5 empty] | 0.36373 | DROP | 1.781 | 0 | DROP | DROP | DROP | DROP | DROP | DROP | 1.2112 | 0 | 3.8735 | DROP
DEF | E_OF_Anti-Sweat Controls | 1022.6336 | 0.081727 | 0.082167 | 8 |  | 179.323 | 8.7811 | 67.3221 | 255.4262 |  | 662.3666 | 39.8827 | 0 | 171 | 171 | 662.3666 | door | 1.781 | 0.36373 | 1.2112 | 3.8735 | -446.8232 | 44.5435 | DROP | DROP | DROP | DROP | DROP | KEEP | [5 empty] | 0.36373 | DROP | 1.781 | 0 | DROP | DROP | DROP | DROP | DROP | DROP | 1.2112 | 0 | 3.8735 | DROP
DEF | E_RS_Anti-Sweat Controls | 1022.6336 | 0.13259 | 0.11106 | 8 |  | 179.323 | 15.1363 | 117.5063 | 311.9656 |  | 662.3666 | 39.8827 | 0 | 171 | 171 | 662.3666 | door | 1.781 | 0.44424 | 1.4793 | 3.8735 | -390.2838 | 101.0828 | DROP | DROP | DROP | DROP | DROP | KEEP | [5 empty] | 0.44424 | DROP | 1.781 | 0 | DROP | DROP | DROP | DROP | DROP | DROP | 1.4793 | 0 | 3.8735 | DROP
DEF | E_RT_Anti-Sweat Controls | 1022.6336 | 0.081727 | 0.082167 | 8 |  | 179.323 | 8.7811 | 67.3221 | 255.4262 |  | 662.3666 | 39.8827 | 0 | 171 | 171 | 662.3666 | door | 1.781 | 0.36373 | 1.2112 | 3.8735 | -446.8232 | 44.5435 | DROP | DROP | DROP | DROP | DROP | KEEP | [5 empty] | 0.36373 | DROP | 1.781 | 0 | DROP | DROP | DROP | DROP | DROP | DROP | 1.2112 | 0 | 3.8735 | DROP
DEF | E_SC_Anti-Sweat Controls | 1022.6336 | 0.13259 | 0.11106 | 8 |  | 179.323 | 15.1363 | 117.5063 | 311.9656 |  | 662.3666 | 39.8827 | 0 | 171 | 171 | 662.3666 | door | 1.781 | 0.44424 | 1.4793 | 3.8735 | -390.2838 | 101.0828 | DROP | DROP | DROP | DROP | DROP | KEEP | [5 empty] | 0.44424 | DROP | 1.781 | 0 | DROP | DROP | DROP | DROP | DROP | DROP | 1.4793 | 0 | 3.8735 | DROP
DEF | E_WR_Anti-Sweat Controls | 1022.6336 | 0.081727 | 0.082167 | 8 |  | 179.323 | 8.7811 | 67.3221 | 255.4262 |  | 662.3666 | 39.8827 | 0 | 171 | 171 | 662.3666 | door | 1.781 | 0.36373 | 1.2112 | 3.8735 | -446.8232 | 44.5435 | DROP | DROP | DROP | DROP | DROP | KEEP | [5 empty] | 0.36373 | DROP | 1.781 | 0 | DROP | DROP | DROP | DROP | DROP | DROP | 1.2112 | 0 | 3.8735 | DROP
DEF | N_AS_Anti-Sweat Controls | 1022.6336 | 0.081727 | 0.082167 | 8 |  | 179.323 | 8.7811 | 67.3221 | 255.4262 |  | 662.3666 | 39.8827 | 0 | 171 | 171 | 662.3666 | door | 1.781 | 0.36373 | 1.2112 | 3.8735 | -446.8232 | 44.5435 | DROP | DROP | DROP | DROP | DROP | KEEP | [5 empty] | 0.36373 | DROP | 1.781 | 0 | DROP | DROP | DROP | DROP | DROP | DROP | 1.2112 | 0 | 3.8735 | DROP
DEF | N_CU_Anti-Sweat Controls | 1022.6336 | 0.13259 | 0.11106 | 8 |  | 179.323 | 15.1363 | 117.5063 | 311.9656 |  | 662.3666 | 39.8827 | 0 | 171 | 171 | 662.3666 | door | 1.781 | 0.44424 | 1.4793 | 3.8735 | -390.2838 | 101.0828 | DROP | DROP | DROP | DROP | DROP | KEEP | [5 empty] | 0.44424 | DROP | 1.781 | 0 | DROP | DROP | DROP | DROP | DROP | DROP | 1.4793 | 0 | 3.8735 | DROP
DEF | N_GR_Anti-Sweat Controls | 1022.6336 | 0.081727 | 0.082167 | 8 |  | 179.323 | 8.7811 | 67.3221 | 255.4262 |  | 662.3666 | 39.8827 | 0 | 171 | 171 | 662.3666 | door | 1.781 | 0.36373 | 1.2112 | 3.8735 | -446.8232 | 44.5435 | DROP | DROP | DROP | DROP | DROP | KEEP | [5 empty] | 0.36373 | DROP | 1.781 | 0 | DROP | DROP | DROP | DROP | DROP | DROP | 1.2112 | 0 | 3.8735 | DROP
DEF | N_HC_Anti-Sweat Controls | 1022.6336 | 0.13259 | 0.11106 | 8 |  | 179.323 | 15.1363 | 117.5063 | 311.9656 |  | 662.3666 | 39.8827 | 0 | 171 | 171 | 662.3666 | door | 1.781 | 0.44424 | 1.4793 | 3.8735 | -390.2838 | 101.0828 | DROP | DROP | DROP | DROP | DROP | KEEP | [5 empty] | 0.44424 | DROP | 1.781 | 0 | DROP | DROP | DROP | DROP | DROP | DROP | 1.4793 | 0 | 3.8735 | DROP
DEF | N_HS_Anti-Sweat Controls | 1022.6336 | 0.13259 | 0.11106 | 8 |  | 179.323 | 15.1363 | 117.5063 | 311.9656 |  | 662.3666 | 39.8827 | 0 | 171 | 171 | 662.3666 | door | 1.781 | 0.44424 | 1.4793 | 3.8735 | -390.2838 | 101.0828 | DROP | DROP | DROP | DROP | DROP | KEEP | [5 empty] | 0.44424 | DROP | 1.781 | 0 | DROP | DROP | DROP | DROP | DROP | DROP | 1.4793 | 0 | 3.8735 | DROP
DEF | N_IN_Anti-Sweat Controls | 1022.6336 | 0.081727 | 0.082167 | 8 |  | 179.323 | 8.7811 | 67.3221 | 255.4262 |  | 662.3666 | 39.8827 | 0 | 171 | 171 | 662.3666 | door | 1.781 | 0.36373 | 1.2112 | 3.8735 | -446.8232 | 44.5435 | DROP | DROP | DROP | DROP | DROP | KEEP | [5 empty] | 0.36373 | DROP | 1.781 | 0 | DROP | DROP | DROP | DROP | DROP | DROP | 1.2112 | 0 | 3.8735 | DROP
DEF | N_LG_Anti-Sweat Controls | 1022.6336 | 0.13259 | 0.11106 | 8 |  | 179.323 | 15.1363 | 117.5063 | 311.9656 |  | 662.3666 | 39.8827 | 0 | 171 | 171 | 662.3666 | door | 1.781 | 0.44424 | 1.4793 | 3.8735 | -390.2838 | 101.0828 | DROP | DROP | DROP | DROP | DROP | KEEP | [5 empty] | 0.44424 | DROP | 1.781 | 0 | DROP | DROP | DROP | DROP | DROP | DROP | 1.4793 | 0 | 3.8735 | DROP
DEF | N_MS_Anti-Sweat Controls | 1022.6336 | 0.081727 | 0.082167 | 8 |  | 179.323 | 8.7811 | 67.3221 | 255.4262 |  | 662.3666 | 39.8827 | 0 | 171 | 171 | 662.3666 | door | 1.781 | 0.36373 | 1.2112 | 3.8735 | -446.8232 | 44.5435 | DROP | DROP | DROP | DROP | DROP | KEEP | [5 empty] | 0.36373 | DROP | 1.781 | 0 | DROP | DROP | DROP | DROP | DROP | DROP | 1.2112 | 0 | 3.8735 | DROP
DEF | N_OF_Anti-Sweat Controls | 1022.6336 | 0.081727 | 0.082167 | 8 |  | 179.323 | 8.7811 | 67.3221 | 255.4262 |  | 662.3666 | 39.8827 | 0 | 171 | 171 | 662.3666 | door | 1.781 | 0.36373 | 1.2112 | 3.8735 | -446.8232 | 44.5435 | DROP | DROP | DROP | DROP | DROP | KEEP | [5 empty] | 0.36373 | DROP | 1.781 | 0 | DROP | DROP | DROP | DROP | DROP | DROP | 1.2112 | 0 | 3.8735 | DROP
DEF | N_RS_Anti-Sweat Controls | 1022.6336 | 0.13259 | 0.11106 | 8 |  | 179.323 | 15.1363 | 117.5063 | 311.9656 |  | 662.3666 | 39.8827 | 0 | 171 | 171 | 662.3666 | door | 1.781 | 0.44424 | 1.4793 | 3.8735 | -390.2838 | 101.0828 | DROP | DROP | DROP | DROP | DROP | KEEP | [5 empty] | 0.44424 | DROP | 1.781 | 0 | DROP | DROP | DROP | DROP | DROP | DROP | 1.4793 | 0 | 3.8735 | DROP
DEF | N_RT_Anti-Sweat Controls | 1022.6336 | 0.081727 | 0.082167 | 8 |  | 179.323 | 8.7811 | 67.3221 | 255.4262 |  | 662.3666 | 39.8827 | 0 | 171 | 171 | 662.3666 | door | 1.781 | 0.36373 | 1.2112 | 3.8735 | -446.8232 | 44.5435 | DROP | DROP | DROP | DROP | DROP | KEEP | [5 empty] | 0.36373 | DROP | 1.781 | 0 | DROP | DROP | DROP | DROP | DROP | DROP | 1.2112 | 0 | 3.8735 | DROP
DEF | N_SC_Anti-Sweat Controls | 1022.6336 | 0.13259 | 0.11106 | 8 |  | 179.323 | 15.1363 | 117.5063 | 311.9656 |  | 662.3666 | 39.8827 | 0 | 171 | 171 | 662.3666 | door | 1.781 | 0.44424 | 1.4793 | 3.8735 | -390.2838 | 101.0828 | DROP | DROP | DROP | DROP | DROP | KEEP | [5 empty] | 0.44424 | DROP | 1.781 | 0 | DROP | DROP | DROP | DROP | DROP | DROP | 1.4793 | 0 | 3.8735 | DROP
DEF | N_WR_Anti-Sweat Controls | 1022.6336 | 0.081727 | 0.082167 | 8 |  | 179.323 | 8.7811 | 67.3221 | 255.4262 |  | 662.3666 | 39.8827 | 0 | 171 | 171 | 662.3666 | door | 1.781 | 0.36373 | 1.2112 | 3.8735 | -446.8232 | 44.5435 | DROP | DROP | DROP | DROP | DROP | KEEP | [5 empty] | 0.36373 | DROP | 1.781 | 0 | DROP | DROP | DROP | DROP | DROP | DROP | 1.2112 | 0 | 3.8735 | DROP
DEF | E_AS_Automatic Door Closer for Walk-in Coolers and Freezers | 39.0829 | 0.0054303 | 0.0012106 | 8 |  | 6.8533 | 0.61991 | 4.8125 | 12.2858 |  | 25.3142 | 1.5242 | 0 | 156.82 | 156.82 | 25.3142 | cooler/freezer | 42.7362 | 0.45777 | 0.077589 | 0.16142 | -14.5527 | -146.0585 | DROP | DROP | DROP | DROP | DROP | DROP | [5 empty] | 0.45777 | DROP | 42.7362 | 149.481 | DROP | DROP | DROP | DROP | DROP | DROP | 0.077589 | 149.481 | 1.1146 | DROP
DEF | E_CU_Automatic Door Closer for Walk-in Coolers and Freezers | 39.0829 | 0.0050673 | 0.0042445 | 8 |  | 6.8533 | 0.57848 | 4.4908 | 11.9227 |  | 25.3142 | 1.5242 | 0 | 156.82 | 156.82 | 25.3142 | cooler/freezer | 42.7362 | 0.44424 | 0.075296 | 0.16142 | -14.9158 | -146.4216 | DROP | DROP | DROP | DROP | DROP | DROP | [5 empty] | 0.44424 | DROP | 42.7362 | 149.481 | DROP | DROP | DROP | DROP | DROP | DROP | 0.075296 | 149.481 | 1.1146 | DROP
DEF | E_GR_Automatic Door Closer for Walk-in Coolers and Freezers | 39.0829 | 0.0054303 | 0.0012106 | 8 |  | 6.8533 | 0.61991 | 4.8125 | 12.2858 |  | 25.3142 | 1.5242 | 0 | 156.82 | 156.82 | 25.3142 | cooler/freezer | 42.7362 | 0.45777 | 0.077589 | 0.16142 | -14.5527 | -146.0585 | DROP | DROP | DROP | DROP | DROP | DROP | [5 empty] | 0.45777 | DROP | 42.7362 | 149.481 | DROP | DROP | DROP | DROP | DROP | DROP | 0.077589 | 149.481 | 1.1146 | DROP
DEF | E_HC_Automatic Door Closer for Walk-in Coolers and Freezers | 39.0829 | 0.0050673 | 0.0042445 | 8 |  | 6.8533 | 0.57848 | 4.4908 | 11.9227 |  | 25.3142 | 1.5242 | 0 | 156.82 | 156.82 | 25.3142 | cooler/freezer | 42.7362 | 0.44424 | 0.075296 | 0.16142 | -14.9158 | -146.4216 | DROP | DROP | DROP | DROP | DROP | DROP | [5 empty] | 0.44424 | DROP | 42.7362 | 149.481 | DROP | DROP | DROP | DROP | DROP | DROP | 0.075296 | 149.481 | 1.1146 | DROP
DEF | E_HS_Automatic Door Closer for Walk-in Coolers and Freezers | 39.0829 | 0.0050673 | 0.0042445 | 8 |  | 6.8533 | 0.57848 | 4.4908 | 11.9227 |  | 25.3142 | 1.5242 | 0 | 156.82 | 156.82 | 25.3142 | cooler/freezer | 42.7362 | 0.44424 | 0.075296 | 0.16142 | -14.9158 | -146.4216 | DROP | DROP | DROP | DROP | DROP | DROP | [5 empty] | 0.44424 | DROP | 42.7362 | 149.481 | DROP | DROP | DROP | DROP | DROP | DROP | 0.075296 | 149.481 | 1.1146 | DROP
DEF | E_IN_Automatic Door Closer for Walk-in Coolers and Freezers | 39.0829 | 0.0054303 | 0.0012106 | 8 |  | 6.8533 | 0.61991 | 4.8125 | 12.2858 |  | 25.3142 | 1.5242 | 0 | 156.82 | 156.82 | 25.3142 | cooler/freezer | 42.7362 | 0.45777 | 0.077589 | 0.16142 | -14.5527 | -146.0585 | DROP | DROP | DROP | DROP | DROP | DROP | [5 empty] | 0.45777 | DROP | 42.7362 | 149.481 | DROP | DROP | DROP | DROP | DROP | DROP | 0.077589 | 149.481 | 1.1146 | DROP
DEF | E_LG_Automatic Door Closer for Walk-in Coolers and Freezers | 39.0829 | 0.0050673 | 0.0042445 | 8 |  | 6.8533 | 0.57848 | 4.4908 | 11.9227 |  | 25.3142 | 1.5242 | 0 | 156.82 | 156.82 | 25.3142 | cooler/freezer | 42.7362 | 0.44424 | 0.075296 | 0.16142 | -14.9158 | -146.4216 | DROP | DROP | DROP | DROP | DROP | DROP | [5 empty] | 0.44424 | DROP | 42.7362 | 149.481 | DROP | DROP | DROP | DROP | DROP | DROP | 0.075296 | 149.481 | 1.1146 | DROP
DEF | E_MS_Automatic Door Closer for Walk-in Coolers and Freezers | 39.0829 | 0.0054303 | 0.0012106 | 8 |  | 6.8533 | 0.61991 | 4.8125 | 12.2858 |  | 25.3142 | 1.5242 | 0 | 156.82 | 156.82 | 25.3142 | cooler/freezer | 42.7362 | 0.45777 | 0.077589 | 0.16142 | -14.5527 | -146.0585 | DROP | DROP | DROP | DROP | DROP | DROP | [5 empty] | 0.45777 | DROP | 42.7362 | 149.481 | DROP | DROP | DROP | DROP | DROP | DROP | 0.077589 | 149.481 | 1.1146 | DROP
DEF | E_OF_Automatic Door Closer for Walk-in Coolers and Freezers | 39.0829 | 0.0054303 | 0.0012106 | 8 |  | 6.8533 | 0.61991 | 4.8125 | 12.2858 |  | 25.3142 | 1.5242 | 0 | 156.82 | 156.82 | 25.3142 | cooler/freezer | 42.7362 | 0.45777 | 0.077589 | 0.16142 | -14.5527 | -146.0585 | DROP | DROP | DROP | DROP | DROP | DROP | [5 empty] | 0.45777 | DROP | 42.7362 | 149.481 | DROP | DROP | DROP | DROP | DROP | DROP | 0.077589 | 149.481 | 1.1146 | DROP
DEF | E_RS_Automatic Door Closer for Walk-in Coolers and Freezers | 39.0829 | 0.0050673 | 0.0042445 | 8 |  | 6.8533 | 0.57848 | 4.4908 | 11.9227 |  | 25.3142 | 1.5242 | 0 | 156.82 | 156.82 | 25.3142 | cooler/freezer | 42.7362 | 0.44424 | 0.075296 | 0.16142 | -14.9158 | -146.4216 | DROP | DROP | DROP | DROP | DROP | DROP | [5 empty] | 0.44424 | DROP | 42.7362 | 149.481 | DROP | DROP | DROP | DROP | DROP | DROP | 0.075296 | 149.481 | 1.1146 | DROP
DEF | E_RT_Automatic Door Closer for Walk-in Coolers and Freezers | 39.0829 | 0.0054303 | 0.0012106 | 8 |  | 6.8533 | 0.61991 | 4.8125 | 12.2858 |  | 25.3142 | 1.5242 | 0 | 156.82 | 156.82 | 25.3142 | cooler/freezer | 42.7362 | 0.45777 | 0.077589 | 0.16142 | -14.5527 | -146.0585 | DROP | DROP | DROP | DROP | DROP | DROP | [5 empty] | 0.45777 | DROP | 42.7362 | 149.481 | DROP | DROP | DROP | DROP | DROP | DROP | 0.077589 | 149.481 | 1.1146 | DROP
DEF | E_SC_Automatic Door Closer for Walk-in Coolers and Freezers | 39.0829 | 0.0050673 | 0.0042445 | 8 |  | 6.8533 | 0.57848 | 4.4908 | 11.9227 |  | 25.3142 | 1.5242 | 0 | 156.82 | 156.82 | 25.3142 | cooler/freezer | 42.7362 | 0.44424 | 0.075296 | 0.16142 | -14.9158 | -146.4216 | DROP | DROP | DROP | DROP | DROP | DROP | [5 empty] | 0.44424 | DROP | 42.7362 | 149.481 | DROP | DROP | DROP | DROP | DROP | DROP | 0.075296 | 149.481 | 1.1146 | DROP
DEF | E_WR_Automatic Door Closer for Walk-in Coolers and Freezers | 39.0829 | 0.0054303 | 0.0012106 | 8 |  | 6.8533 | 0.61991 | 4.8125 | 12.2858 |  | 25.3142 | 1.5242 | 0 | 156.82 | 156.82 | 25.3142 | cooler/freezer | 42.7362 | 0.45777 | 0.077589 | 0.16142 | -14.5527 | -146.0585 | DROP | DROP | DROP | DROP | DROP | DROP | [5 empty] | 0.45777 | DROP | 42.7362 | 149.481 | DROP | DROP | DROP | DROP | DROP | DROP | 0.077589 | 149.481 | 1.1146 | DROP
DEF | N_AS_Automatic Door Closer for Walk-in Coolers and Freezers | 39.0829 | 0.0054303 | 0.0012106 | 8 |  | 6.8533 | 0.61991 | 4.8125 | 12.2858 |  | 25.3142 | 1.5242 | 0 | 156.82 | 156.82 | 25.3142 | cooler/freezer | 42.7362 | 0.45777 | 0.077589 | 0.16142 | -14.5527 | -146.0585 | DROP | DROP | DROP | DROP | DROP | DROP | [5 empty] | 0.45777 | DROP | 42.7362 | 149.481 | DROP | DROP | DROP | DROP | DROP | DROP | 0.077589 | 149.481 | 1.1146 | DROP
DEF | N_CU_Automatic Door Closer for Walk-in Coolers and Freezers | 39.0829 | 0.0050673 | 0.0042445 | 8 |  | 6.8533 | 0.57848 | 4.4908 | 11.9227 |  | 25.3142 | 1.5242 | 0 | 156.82 | 156.82 | 25.3142 | cooler/freezer | 42.7362 | 0.44424 | 0.075296 | 0.16142 | -14.9158 | -146.4216 | DROP | DROP | DROP | DROP | DROP | DROP | [5 empty] | 0.44424 | DROP | 42.7362 | 149.481 | DROP | DROP | DROP | DROP | DROP | DROP | 0.075296 | 149.481 | 1.1146 | DROP
DEF | N_GR_Automatic Door Closer for Walk-in Coolers and Freezers | 39.0829 | 0.0054303 | 0.0012106 | 8 |  | 6.8533 | 0.61991 | 4.8125 | 12.2858 |  | 25.3142 | 1.5242 | 0 | 156.82 | 156.82 | 25.3142 | cooler/freezer | 42.7362 | 0.45777 | 0.077589 | 0.16142 | -14.5527 | -146.0585 | DROP | DROP | DROP | DROP | DROP | DROP | [5 empty] | 0.45777 | DROP | 42.7362 | 149.481 | DROP | DROP | DROP | DROP | DROP | DROP | 0.077589 | 149.481 | 1.1146 | DROP
DEF | N_HC_Automatic Door Closer for Walk-in Coolers and Freezers | 39.0829 | 0.0050673 | 0.0042445 | 8 |  | 6.8533 | 0.57848 | 4.4908 | 11.9227 |  | 25.3142 | 1.5242 | 0 | 156.82 | 156.82 | 25.3142 | cooler/freezer | 42.7362 | 0.44424 | 0.075296 | 0.16142 | -14.9158 | -146.4216 | DROP | DROP | DROP | DROP | DROP | DROP | [5 empty] | 0.44424 | DROP | 42.7362 | 149.481 | DROP | DROP | DROP | DROP | DROP | DROP | 0.075296 | 149.481 | 1.1146 | DROP
DEF | N_HS_Automatic Door Closer for Walk-in Coolers and Freezers | 39.0829 | 0.0050673 | 0.0042445 | 8 |  | 6.8533 | 0.57848 | 4.4908 | 11.9227 |  | 25.3142 | 1.5242 | 0 | 156.82 | 156.82 | 25.3142 | cooler/freezer | 42.7362 | 0.44424 | 0.075296 | 0.16142 | -14.9158 | -146.4216 | DROP | DROP | DROP | DROP | DROP | DROP | [5 empty] | 0.44424 | DROP | 42.7362 | 149.481 | DROP | DROP | DROP | DROP | DROP | DROP | 0.075296 | 149.481 | 1.1146 | DROP
DEF | N_IN_Automatic Door Closer for Walk-in Coolers and Freezers | 39.0829 | 0.0054303 | 0.0012106 | 8 |  | 6.8533 | 0.61991 | 4.8125 | 12.2858 |  | 25.3142 | 1.5242 | 0 | 156.82 | 156.82 | 25.3142 | cooler/freezer | 42.7362 | 0.45777 | 0.077589 | 0.16142 | -14.5527 | -146.0585 | DROP | DROP | DROP | DROP | DROP | DROP | [5 empty] | 0.45777 | DROP | 42.7362 | 149.481 | DROP | DROP | DROP | DROP | DROP | DROP | 0.077589 | 149.481 | 1.1146 | DROP
DEF | N_LG_Automatic Door Closer for Walk-in Coolers and Freezers | 39.0829 | 0.0050673 | 0.0042445 | 8 |  | 6.8533 | 0.57848 | 4.4908 | 11.9227 |  | 25.3142 | 1.5242 | 0 | 156.82 | 156.82 | 25.3142 | cooler/freezer | 42.7362 | 0.44424 | 0.075296 | 0.16142 | -14.9158 | -146.4216 | DROP | DROP | DROP | DROP | DROP | DROP | [5 empty] | 0.44424 | DROP | 42.7362 | 149.481 | DROP | DROP | DROP | DROP | DROP | DROP | 0.075296 | 149.481 | 1.1146 | DROP
DEF | N_MS_Automatic Door Closer for Walk-in Coolers and Freezers | 39.0829 | 0.0054303 | 0.0012106 | 8 |  | 6.8533 | 0.61991 | 4.8125 | 12.2858 |  | 25.3142 | 1.5242 | 0 | 156.82 | 156.82 | 25.3142 | cooler/freezer | 42.7362 | 0.45777 | 0.077589 | 0.16142 | -14.5527 | -146.0585 | DROP | DROP | DROP | DROP | DROP | DROP | [5 empty] | 0.45777 | DROP | 42.7362 | 149.481 | DROP | DROP | DROP | DROP | DROP | DROP | 0.077589 | 149.481 | 1.1146 | DROP
DEF | N_OF_Automatic Door Closer for Walk-in Coolers and Freezers | 39.0829 | 0.0054303 | 0.0012106 | 8 |  | 6.8533 | 0.61991 | 4.8125 | 12.2858 |  | 25.3142 | 1.5242 | 0 | 156.82 | 156.82 | 25.3142 | cooler/freezer | 42.7362 | 0.45777 | 0.077589 | 0.16142 | -14.5527 | -146.0585 | DROP | DROP | DROP | DROP | DROP | DROP | [5 empty] | 0.45777 | DROP | 42.7362 | 149.481 | DROP | DROP | DROP | DROP | DROP | DROP | 0.077589 | 149.481 | 1.1146 | DROP
DEF | N_RS_Automatic Door Closer for Walk-in Coolers and Freezers | 39.0829 | 0.0050673 | 0.0042445 | 8 |  | 6.8533 | 0.57848 | 4.4908 | 11.9227 |  | 25.3142 | 1.5242 | 0 | 156.82 | 156.82 | 25.3142 | cooler/freezer | 42.7362 | 0.44424 | 0.075296 | 0.16142 | -14.9158 | -146.4216 | DROP | DROP | DROP | DROP | DROP | DROP | [5 empty] | 0.44424 | DROP | 42.7362 | 149.481 | DROP | DROP | DROP | DROP | DROP | DROP | 0.075296 | 149.481 | 1.1146 | DROP
DEF | N_RT_Automatic Door Closer for Walk-in Coolers and Freezers | 39.0829 | 0.0054303 | 0.0012106 | 8 |  | 6.8533 | 0.61991 | 4.8125 | 12.2858 |  | 25.3142 | 1.5242 | 0 | 156.82 | 156.82 | 25.3142 | cooler/freezer | 42.7362 | 0.45777 | 0.077589 | 0.16142 | -14.5527 | -146.0585 | DROP | DROP | DROP | DROP | DROP | DROP | [5 empty] | 0.45777 | DROP | 42.7362 | 149.481 | DROP | DROP | DROP | DROP | DROP | DROP | 0.077589 | 149.481 | 1.1146 | DROP
DEF | N_SC_Automatic Door Closer for Walk-in Coolers and Freezers | 39.0829 | 0.0050673 | 0.0042445 | 8 |  | 6.8533 | 0.57848 | 4.4908 | 11.9227 |  | 25.3142 | 1.5242 | 0 | 156.82 | 156.82 | 25.3142 | cooler/freezer | 42.7362 | 0.44424 | 0.075296 | 0.16142 | -14.9158 | -146.4216 | DROP | DROP | DROP | DROP | DROP | DROP | [5 empty] | 0.44424 | DROP | 42.7362 | 149.481 | DROP | DROP | DROP | DROP | DROP | DROP | 0.075296 | 149.481 | 1.1146 | DROP
DEF | N_WR_Automatic Door Closer for Walk-in Coolers and Freezers | 39.0829 | 0.0054303 | 0.0012106 | 8 |  | 6.8533 | 0.61991 | 4.8125 | 12.2858 |  | 25.3142 | 1.5242 | 0 | 156.82 | 156.82 | 25.3142 | cooler/freezer | 42.7362 | 0.45777 | 0.077589 | 0.16142 | -14.5527 | -146.0585 | DROP | DROP | DROP | DROP | DROP | DROP | [5 empty] | 0.45777 | DROP | 42.7362 | 149.481 | DROP | DROP | DROP | DROP | DROP | DROP | 0.077589 | 149.481 | 1.1146 | DROP
DEF | E_AS_Demand Defrost | 394.47 | 0.054904 | 0.0050296 | 10 |  | 86.3813 | 19.7439 | 58.2843 | 164.4095 |  | 311.0331 | 15.3843 | 0 | 666.68 | 666.68 | 311.0331 | freezer | 18.0005 | 0.50368 | 0.24105 | 0.46654 | -162.0079 | -517.6548 | DROP | DROP | DROP | DROP | DROP | DROP | [5 empty] | 0.50368 | DROP | 18.0005 | 592.6064 | DROP | DROP | DROP | DROP | DROP | DROP | 0.24105 | 592.6064 | 1.3554 | DROP
DEF | E_CU_Demand Defrost | 394.47 | 0.051145 | 0.04284 | 10 |  | 86.3813 | 18.3923 | 54.2945 | 159.0681 |  | 311.0331 | 15.3843 | 0 | 666.68 | 666.68 | 311.0331 | freezer | 18.0005 | 0.48731 | 0.23322 | 0.46654 | -167.3494 | -522.9963 | DROP | DROP | DROP | DROP | DROP | DROP | [5 empty] | 0.48731 | DROP | 18.0005 | 592.6064 | DROP | DROP | DROP | DROP | DROP | DROP | 0.23322 | 592.6064 | 1.3554 | DROP
DEF | E_GR_Demand Defrost | 394.47 | 0.054904 | 0.0050296 | 10 |  | 86.3813 | 19.7439 | 58.2843 | 164.4095 |  | 311.0331 | 15.3843 | 0 | 666.68 | 666.68 | 311.0331 | freezer | 18.0005 | 0.50368 | 0.24105 | 0.46654 | -162.0079 | -517.6548 | DROP | DROP | DROP | DROP | DROP | DROP | [5 empty] | 0.50368 | DROP | 18.0005 | 592.6064 | DROP | DROP | DROP | DROP | DROP | DROP | 0.24105 | 592.6064 | 1.3554 | DROP
DEF | E_HC_Demand Defrost | 394.47 | 0.051145 | 0.04284 | 10 |  | 86.3813 | 18.3923 | 54.2945 | 159.0681 |  | 311.0331 | 15.3843 | 0 | 666.68 | 666.68 | 311.0331 | freezer | 18.0005 | 0.48731 | 0.23322 | 0.46654 | -167.3494 | -522.9963 | DROP | DROP | DROP | DROP | DROP | DROP | [5 empty] | 0.48731 | DROP | 18.0005 | 592.6064 | DROP | DROP | DROP | DROP | DROP | DROP | 0.23322 | 592.6064 | 1.3554 | DROP
DEF | E_HS_Demand Defrost | 394.47 | 0.051145 | 0.04284 | 10 |  | 86.3813 | 18.3923 | 54.2945 | 159.0681 |  | 311.0331 | 15.3843 | 0 | 666.68 | 666.68 | 311.0331 | freezer | 18.0005 | 0.48731 | 0.23322 | 0.46654 | -167.3494 | -522.9963 | DROP | DROP | DROP | DROP | DROP | DROP | [5 empty] | 0.48731 | DROP | 18.0005 | 592.6064 | DROP | DROP | DROP | DROP | DROP | DROP | 0.23322 | 592.6064 | 1.3554 | DROP
DEF | E_IN_Demand Defrost | 394.47 | 0.054904 | 0.0050296 | 10 |  | 86.3813 | 19.7439 | 58.2843 | 164.4095 |  | 311.0331 | 15.3843 | 0 | 666.68 | 666.68 | 311.0331 | freezer | 18.0005 | 0.50368 | 0.24105 | 0.46654 | -162.0079 | -517.6548 | DROP | DROP | DROP | DROP | DROP | DROP | [5 empty] | 0.50368 | DROP | 18.0005 | 592.6064 | DROP | DROP | DROP | DROP | DROP | DROP | 0.24105 | 592.6064 | 1.3554 | DROP
DEF | E_LG_Demand Defrost | 394.47 | 0.051145 | 0.04284 | 10 |  | 86.3813 | 18.3923 | 54.2945 | 159.0681 |  | 311.0331 | 15.3843 | 0 | 666.68 | 666.68 | 311.0331 | freezer | 18.0005 | 0.48731 | 0.23322 | 0.46654 | -167.3494 | -522.9963 | DROP | DROP | DROP | DROP | DROP | DROP | [5 empty] | 0.48731 | DROP | 18.0005 | 592.6064 | DROP | DROP | DROP | DROP | DROP | DROP | 0.23322 | 592.6064 | 1.3554 | DROP
DEF | E_MS_Demand Defrost | 394.47 | 0.054904 | 0.0050296 | 10 |  | 86.3813 | 19.7439 | 58.2843 | 164.4095 |  | 311.0331 | 15.3843 | 0 | 666.68 | 666.68 | 311.0331 | freezer | 18.0005 | 0.50368 | 0.24105 | 0.46654 | -162.0079 | -517.6548 | DROP | DROP | DROP | DROP | DROP | DROP | [5 empty] | 0.50368 | DROP | 18.0005 | 592.6064 | DROP | DROP | DROP | DROP | DROP | DROP | 0.24105 | 592.6064 | 1.3554 | DROP
DEF | E_OF_Demand Defrost | 394.47 | 0.054904 | 0.0050296 | 10 |  | 86.3813 | 19.7439 | 58.2843 | 164.4095 |  | 311.0331 | 15.3843 | 0 | 666.68 | 666.68 | 311.0331 | freezer | 18.0005 | 0.50368 | 0.24105 | 0.46654 | -162.0079 | -517.6548 | DROP | DROP | DROP | DROP | DROP | DROP | [5 empty] | 0.50368 | DROP | 18.0005 | 592.6064 | DROP | DROP | DROP | DROP | DROP | DROP | 0.24105 | 592.6064 | 1.3554 | DROP
DEF | E_RS_Demand Defrost | 394.47 | 0.051145 | 0.04284 | 10 |  | 86.3813 | 18.3923 | 54.2945 | 159.0681 |  | 311.0331 | 15.3843 | 0 | 666.68 | 666.68 | 311.0331 | freezer | 18.0005 | 0.48731 | 0.23322 | 0.46654 | -167.3494 | -522.9963 | DROP | DROP | DROP | DROP | DROP | DROP | [5 empty] | 0.48731 | DROP | 18.0005 | 592.6064 | DROP | DROP | DROP | DROP | DROP | DROP | 0.23322 | 592.6064 | 1.3554 | DROP
DEF | E_RT_Demand Defrost | 394.47 | 0.054904 | 0.0050296 | 10 |  | 86.3813 | 19.7439 | 58.2843 | 164.4095 |  | 311.0331 | 15.3843 | 0 | 666.68 | 666.68 | 311.0331 | freezer | 18.0005 | 0.50368 | 0.24105 | 0.46654 | -162.0079 | -517.6548 | DROP | DROP | DROP | DROP | DROP | DROP | [5 empty] | 0.50368 | DROP | 18.0005 | 592.6064 | DROP | DROP | DROP | DROP | DROP | DROP | 0.24105 | 592.6064 | 1.3554 | DROP
DEF | E_SC_Demand Defrost | 394.47 | 0.051145 | 0.04284 | 10 |  | 86.3813 | 18.3923 | 54.2945 | 159.0681 |  | 311.0331 | 15.3843 | 0 | 666.68 | 666.68 | 311.0331 | freezer | 18.0005 | 0.48731 | 0.23322 | 0.46654 | -167.3494 | -522.9963 | DROP | DROP | DROP | DROP | DROP | DROP | [5 empty] | 0.48731 | DROP | 18.0005 | 592.6064 | DROP | DROP | DROP | DROP | DROP | DROP | 0.23322 | 592.6064 | 1.3554 | DROP
DEF | E_WR_Demand Defrost | 394.47 | 0.054904 | 0.0050296 | 10 |  | 86.3813 | 19.7439 | 58.2843 | 164.4095 |  | 311.0331 | 15.3843 | 0 | 666.68 | 666.68 | 311.0331 | freezer | 18.0005 | 0.50368 | 0.24105 | 0.46654 | -162.0079 | -517.6548 | DROP | DROP | DROP | DROP | DROP | DROP | [5 empty] | 0.50368 | DROP | 18.0005 | 592.6064 | DROP | DROP | DROP | DROP | DROP | DROP | 0.24105 | 592.6064 | 1.3554 | DROP
DEF | N_AS_Demand Defrost | 394.47 | 0.054904 | 0.0050296 | 10 |  | 86.3813 | 19.7439 | 58.2843 | 164.4095 |  | 311.0331 | 15.3843 | 0 | 666.68 | 666.68 | 311.0331 | freezer | 18.0005 | 0.50368 | 0.24105 | 0.46654 | -162.0079 | -517.6548 | DROP | DROP | DROP | DROP | DROP | DROP | [5 empty] | 0.50368 | DROP | 18.0005 | 592.6064 | DROP | DROP | DROP | DROP | DROP | DROP | 0.24105 | 592.6064 | 1.3554 | DROP
DEF | N_CU_Demand Defrost | 394.47 | 0.051145 | 0.04284 | 10 |  | 86.3813 | 18.3923 | 54.2945 | 159.0681 |  | 311.0331 | 15.3843 | 0 | 666.68 | 666.68 | 311.0331 | freezer | 18.0005 | 0.48731 | 0.23322 | 0.46654 | -167.3494 | -522.9963 | DROP | DROP | DROP | DROP | DROP | DROP | [5 empty] | 0.48731 | DROP | 18.0005 | 592.6064 | DROP | DROP | DROP | DROP | DROP | DROP | 0.23322 | 592.6064 | 1.3554 | DROP
DEF | N_GR_Demand Defrost | 394.47 | 0.054904 | 0.0050296 | 10 |  | 86.3813 | 19.7439 | 58.2843 | 164.4095 |  | 311.0331 | 15.3843 | 0 | 666.68 | 666.68 | 311.0331 | freezer | 18.0005 | 0.50368 | 0.24105 | 0.46654 | -162.0079 | -517.6548 | DROP | DROP | DROP | DROP | DROP | DROP | [5 empty] | 0.50368 | DROP | 18.0005 | 592.6064 | DROP | DROP | DROP | DROP | DROP | DROP | 0.24105 | 592.6064 | 1.3554 | DROP
DEF | N_HC_Demand Defrost | 394.47 | 0.051145 | 0.04284 | 10 |  | 86.3813 | 18.3923 | 54.2945 | 159.0681 |  | 311.0331 | 15.3843 | 0 | 666.68 | 666.68 | 311.0331 | freezer | 18.0005 | 0.48731 | 0.23322 | 0.46654 | -167.3494 | -522.9963 | DROP | DROP | DROP | DROP | DROP | DROP | [5 empty] | 0.48731 | DROP | 18.0005 | 592.6064 | DROP | DROP | DROP | DROP | DROP | DROP | 0.23322 | 592.6064 | 1.3554 | DROP
DEF | N_HS_Demand Defrost | 394.47 | 0.051145 | 0.04284 | 10 |  | 86.3813 | 18.3923 | 54.2945 | 159.0681 |  | 311.0331 | 15.3843 | 0 | 666.68 | 666.68 | 311.0331 | freezer | 18.0005 | 0.48731 | 0.23322 | 0.46654 | -167.3494 | -522.9963 | DROP | DROP | DROP | DROP | DROP | DROP | [5 empty] | 0.48731 | DROP | 18.0005 | 592.6064 | DROP | DROP | DROP | DROP | DROP | DROP | 0.23322 | 592.6064 | 1.3554 | DROP
DEF | N_IN_Demand Defrost | 394.47 | 0.054904 | 0.0050296 | 10 |  | 86.3813 | 19.7439 | 58.2843 | 164.4095 |  | 311.0331 | 15.3843 | 0 | 666.68 | 666.68 | 311.0331 | freezer | 18.0005 | 0.50368 | 0.24105 | 0.46654 | -162.0079 | -517.6548 | DROP | DROP | DROP | DROP | DROP | DROP | [5 empty] | 0.50368 | DROP | 18.0005 | 592.6064 | DROP | DROP | DROP | DROP | DROP | DROP | 0.24105 | 592.6064 | 1.3554 | DROP
DEF | N_LG_Demand Defrost | 394.47 | 0.051145 | 0.04284 | 10 |  | 86.3813 | 18.3923 | 54.2945 | 159.0681 |  | 311.0331 | 15.3843 | 0 | 666.68 | 666.68 | 311.0331 | freezer | 18.0005 | 0.48731 | 0.23322 | 0.46654 | -167.3494 | -522.9963 | DROP | DROP | DROP | DROP | DROP | DROP | [5 empty] | 0.48731 | DROP | 18.0005 | 592.6064 | DROP | DROP | DROP | DROP | DROP | DROP | 0.23322 | 592.6064 | 1.3554 | DROP
DEF | N_MS_Demand Defrost | 394.47 | 0.054904 | 0.0050296 | 10 |  | 86.3813 | 19.7439 | 58.2843 | 164.4095 |  | 311.0331 | 15.3843 | 0 | 666.68 | 666.68 | 311.0331 | freezer | 18.0005 | 0.50368 | 0.24105 | 0.46654 | -162.0079 | -517.6548 | DROP | DROP | DROP | DROP | DROP | DROP | [5 empty] | 0.50368 | DROP | 18.0005 | 592.6064 | DROP | DROP | DROP | DROP | DROP | DROP | 0.24105 | 592.6064 | 1.3554 | DROP
DEF | N_OF_Demand Defrost | 394.47 | 0.054904 | 0.0050296 | 10 |  | 86.3813 | 19.7439 | 58.2843 | 164.4095 |  | 311.0331 | 15.3843 | 0 | 666.68 | 666.68 | 311.0331 | freezer | 18.0005 | 0.50368 | 0.24105 | 0.46654 | -162.0079 | -517.6548 | DROP | DROP | DROP | DROP | DROP | DROP | [5 empty] | 0.50368 | DROP | 18.0005 | 592.6064 | DROP | DROP | DROP | DROP | DROP | DROP | 0.24105 | 592.6064 | 1.3554 | DROP
DEF | N_RS_Demand Defrost | 394.47 | 0.051145 | 0.04284 | 10 |  | 86.3813 | 18.3923 | 54.2945 | 159.0681 |  | 311.0331 | 15.3843 | 0 | 666.68 | 666.68 | 311.0331 | freezer | 18.0005 | 0.48731 | 0.23322 | 0.46654 | -167.3494 | -522.9963 | DROP | DROP | DROP | DROP | DROP | DROP | [5 empty] | 0.48731 | DROP | 18.0005 | 592.6064 | DROP | DROP | DROP | DROP | DROP | DROP | 0.23322 | 592.6064 | 1.3554 | DROP
DEF | N_RT_Demand Defrost | 394.47 | 0.054904 | 0.0050296 | 10 |  | 86.3813 | 19.7439 | 58.2843 | 164.4095 |  | 311.0331 | 15.3843 | 0 | 666.68 | 666.68 | 311.0331 | freezer | 18.0005 | 0.50368 | 0.24105 | 0.46654 | -162.0079 | -517.6548 | DROP | DROP | DROP | DROP | DROP | DROP | [5 empty] | 0.50368 | DROP | 18.0005 | 592.6064 | DROP | DROP | DROP | DROP | DROP | DROP | 0.24105 | 592.6064 | 1.3554 | DROP
DEF | N_SC_Demand Defrost | 394.47 | 0.051145 | 0.04284 | 10 |  | 86.3813 | 18.3923 | 54.2945 | 159.0681 |  | 311.0331 | 15.3843 | 0 | 666.68 | 666.68 | 311.0331 | freezer | 18.0005 | 0.48731 | 0.23322 | 0.46654 | -167.3494 | -522.9963 | DROP | DROP | DROP | DROP | DROP | DROP | [5 empty] | 0.48731 | DROP | 18.0005 | 592.6064 | DROP | DROP | DROP | DROP | DROP | DROP | 0.23322 | 592.6064 | 1.3554 | DROP
DEF | N_WR_Demand Defrost | 394.47 | 0.054904 | 0.0050296 | 10 |  | 86.3813 | 19.7439 | 58.2843 | 164.4095 |  | 311.0331 | 15.3843 | 0 | 666.68 | 666.68 | 311.0331 | freezer | 18.0005 | 0.50368 | 0.24105 | 0.46654 | -162.0079 | -517.6548 | DROP | DROP | DROP | DROP | DROP | DROP | [5 empty] | 0.50368 | DROP | 18.0005 | 592.6064 | DROP | DROP | DROP | DROP | DROP | DROP | 0.24105 | 592.6064 | 1.3554 | DROP
DEF | E_AS_Floating Head Pressure Controls | 2523.5714 | 0.38051 | 0.1781 | 15 |  | 815.544 | 334.5622 | 546.3085 | 1696.4148 |  | 2794.7732 | 98.4193 | 0 | 307 | 307 | 2794.7732 | unit | 1.2957 | 0.58635 | 4.1843 | 9.1035 | -1196.7777 | 1290.9955 | DROP | DROP | DROP | DROP | DROP | KEEP | [5 empty] | 0.58635 | DROP | 1.2957 | 0 | DROP | DROP | DROP | DROP | DROP | DROP | 4.1843 | 0 | 9.1035 | DROP
DEF | E_CU_Floating Head Pressure Controls | 2523.5714 | 0.32719 | 0.27407 | 15 |  | 815.544 | 287.681 | 469.7558 | 1572.9808 |  | 2794.7732 | 98.4193 | 0 | 307 | 307 | 2794.7732 | unit | 1.2957 | 0.54368 | 3.8799 | 9.1035 | -1320.2117 | 1167.5616 | DROP | DROP | DROP | DROP | DROP | KEEP | [5 empty] | 0.54368 | DROP | 1.2957 | 0 | DROP | DROP | DROP | DROP | DROP | DROP | 3.8799 | 0 | 9.1035 | DROP
DEF | E_GR_Floating Head Pressure Controls | 2523.5714 | 0.38051 | 0.1781 | 15 |  | 815.544 | 334.5622 | 546.3085 | 1696.4148 |  | 2794.7732 | 98.4193 | 0 | 307 | 307 | 2794.7732 | unit | 1.2957 | 0.58635 | 4.1843 | 9.1035 | -1196.7777 | 1290.9955 | DROP | DROP | DROP | DROP | DROP | KEEP | [5 empty] | 0.58635 | DROP | 1.2957 | 0 | DROP | DROP | DROP | DROP | DROP | DROP | 4.1843 | 0 | 9.1035 | DROP
DEF | E_HC_Floating Head Pressure Controls | 2523.5714 | 0.32719 | 0.27407 | 15 |  | 815.544 | 287.681 | 469.7558 | 1572.9808 |  | 2794.7732 | 98.4193 | 0 | 307 | 307 | 2794.7732 | unit | 1.2957 | 0.54368 | 3.8799 | 9.1035 | -1320.2117 | 1167.5616 | DROP | DROP | DROP | DROP | DROP | KEEP | [5 empty] | 0.54368 | DROP | 1.2957 | 0 | DROP | DROP | DROP | DROP | DROP | DROP | 3.8799 | 0 | 9.1035 | DROP
DEF | E_HS_Floating Head Pressure Controls | 2523.5714 | 0.32719 | 0.27407 | 15 |  | 815.544 | 287.681 | 469.7558 | 1572.9808 |  | 2794.7732 | 98.4193 | 0 | 307 | 307 | 2794.7732 | unit | 1.2957 | 0.54368 | 3.8799 | 9.1035 | -1320.2117 | 1167.5616 | DROP | DROP | DROP | DROP | DROP | KEEP | [5 empty] | 0.54368 | DROP | 1.2957 | 0 | DROP | DROP | DROP | DROP | DROP | DROP | 3.8799 | 0 | 9.1035 | DROP
DEF | E_IN_Floating Head Pressure Controls | 2523.5714 | 0.38051 | 0.1781 | 15 |  | 815.544 | 334.5622 | 546.3085 | 1696.4148 |  | 2794.7732 | 98.4193 | 0 | 307 | 307 | 2794.7732 | unit | 1.2957 | 0.58635 | 4.1843 | 9.1035 | -1196.7777 | 1290.9955 | DROP | DROP | DROP | DROP | DROP | KEEP | [5 empty] | 0.58635 | DROP | 1.2957 | 0 | DROP | DROP | DROP | DROP | DROP | DROP | 4.1843 | 0 | 9.1035 | DROP
DEF | E_LG_Floating Head Pressure Controls | 2523.5714 | 0.32719 | 0.27407 | 15 |  | 815.544 | 287.681 | 469.7558 | 1572.9808 |  | 2794.7732 | 98.4193 | 0 | 307 | 307 | 2794.7732 | unit | 1.2957 | 0.54368 | 3.8799 | 9.1035 | -1320.2117 | 1167.5616 | DROP | DROP | DROP | DROP | DROP | KEEP | [5 empty] | 0.54368 | DROP | 1.2957 | 0 | DROP | DROP | DROP | DROP | DROP | DROP | 3.8799 | 0 | 9.1035 | DROP
DEF | E_MS_Floating Head Pressure Controls | 2523.5714 | 0.38051 | 0.1781 | 15 |  | 815.544 | 334.5622 | 546.3085 | 1696.4148 |  | 2794.7732 | 98.4193 | 0 | 307 | 307 | 2794.7732 | unit | 1.2957 | 0.58635 | 4.1843 | 9.1035 | -1196.7777 | 1290.9955 | DROP | DROP | DROP | DROP | DROP | KEEP | [5 empty] | 0.58635 | DROP | 1.2957 | 0 | DROP | DROP | DROP | DROP | DROP | DROP | 4.1843 | 0 | 9.1035 | DROP
DEF | E_OF_Floating Head Pressure Controls | 2523.5714 | 0.38051 | 0.1781 | 15 |  | 815.544 | 334.5622 | 546.3085 | 1696.4148 |  | 2794.7732 | 98.4193 | 0 | 307 | 307 | 2794.7732 | unit | 1.2957 | 0.58635 | 4.1843 | 9.1035 | -1196.7777 | 1290.9955 | DROP | DROP | DROP | DROP | DROP | KEEP | [5 empty] | 0.58635 | DROP | 1.2957 | 0 | DROP | DROP | DROP | DROP | DROP | DROP | 4.1843 | 0 | 9.1035 | DROP
DEF | E_RS_Floating Head Pressure Controls | 2523.5714 | 0.32719 | 0.27407 | 15 |  | 815.544 | 287.681 | 469.7558 | 1572.9808 |  | 2794.7732 | 98.4193 | 0 | 307 | 307 | 2794.7732 | unit | 1.2957 | 0.54368 | 3.8799 | 9.1035 | -1320.2117 | 1167.5616 | DROP | DROP | DROP | DROP | DROP | KEEP | [5 empty] | 0.54368 | DROP | 1.2957 | 0 | DROP | DROP | DROP | DROP | DROP | DROP | 3.8799 | 0 | 9.1035 | DROP
DEF | E_RT_Floating Head Pressure Controls | 2523.5714 | 0.38051 | 0.1781 | 15 |  | 815.544 | 334.5622 | 546.3085 | 1696.4148 |  | 2794.7732 | 98.4193 | 0 | 307 | 307 | 2794.7732 | unit | 1.2957 | 0.58635 | 4.1843 | 9.1035 | -1196.7777 | 1290.9955 | DROP | DROP | DROP | DROP | DROP | KEEP | [5 empty] | 0.58635 | DROP | 1.2957 | 0 | DROP | DROP | DROP | DROP | DROP | DROP | 4.1843 | 0 | 9.1035 | DROP
DEF | E_SC_Floating Head Pressure Controls | 2523.5714 | 0.32719 | 0.27407 | 15 |  | 815.544 | 287.681 | 469.7558 | 1572.9808 |  | 2794.7732 | 98.4193 | 0 | 307 | 307 | 2794.7732 | unit | 1.2957 | 0.54368 | 3.8799 | 9.1035 | -1320.2117 | 1167.5616 | DROP | DROP | DROP | DROP | DROP | KEEP | [5 empty] | 0.54368 | DROP | 1.2957 | 0 | DROP | DROP | DROP | DROP | DROP | DROP | 3.8799 | 0 | 9.1035 | DROP
DEF | E_WR_Floating Head Pressure Controls | 2523.5714 | 0.38051 | 0.1781 | 15 |  | 815.544 | 334.5622 | 546.3085 | 1696.4148 |  | 2794.7732 | 98.4193 | 0 | 307 | 307 | 2794.7732 | unit | 1.2957 | 0.58635 | 4.1843 | 9.1035 | -1196.7777 | 1290.9955 | DROP | DROP | DROP | DROP | DROP | KEEP | [5 empty] | 0.58635 | DROP | 1.2957 | 0 | DROP | DROP | DROP | DROP | DROP | DROP | 4.1843 | 0 | 9.1035 | DROP
DEF | N_AS_Floating Head Pressure Controls | 2523.5714 | 0.38051 | 0.1781 | 15 |  | 815.544 | 334.5622 | 546.3085 | 1696.4148 |  | 2794.7732 | 98.4193 | 0 | 307 | 307 | 2794.7732 | unit | 1.2957 | 0.58635 | 4.1843 | 9.1035 | -1196.7777 | 1290.9955 | DROP | DROP | DROP | DROP | DROP | KEEP | [5 empty] | 0.58635 | DROP | 1.2957 | 0 | DROP | DROP | DROP | DROP | DROP | DROP | 4.1843 | 0 | 9.1035 | DROP
DEF | N_CU_Floating Head Pressure Controls | 2523.5714 | 0.32719 | 0.27407 | 15 |  | 815.544 | 287.681 | 469.7558 | 1572.9808 |  | 2794.7732 | 98.4193 | 0 | 307 | 307 | 2794.7732 | unit | 1.2957 | 0.54368 | 3.8799 | 9.1035 | -1320.2117 | 1167.5616 | DROP | DROP | DROP | DROP | DROP | KEEP | [5 empty] | 0.54368 | DROP | 1.2957 | 0 | DROP | DROP | DROP | DROP | DROP | DROP | 3.8799 | 0 | 9.1035 | DROP
DEF | N_GR_Floating Head Pressure Controls | 2523.5714 | 0.38051 | 0.1781 | 15 |  | 815.544 | 334.5622 | 546.3085 | 1696.4148 |  | 2794.7732 | 98.4193 | 0 | 307 | 307 | 2794.7732 | unit | 1.2957 | 0.58635 | 4.1843 | 9.1035 | -1196.7777 | 1290.9955 | DROP | DROP | DROP | DROP | DROP | KEEP | [5 empty] | 0.58635 | DROP | 1.2957 | 0 | DROP | DROP | DROP | DROP | DROP | DROP | 4.1843 | 0 | 9.1035 | DROP
DEF | N_HC_Floating Head Pressure Controls | 2523.5714 | 0.32719 | 0.27407 | 15 |  | 815.544 | 287.681 | 469.7558 | 1572.9808 |  | 2794.7732 | 98.4193 | 0 | 307 | 307 | 2794.7732 | unit | 1.2957 | 0.54368 | 3.8799 | 9.1035 | -1320.2117 | 1167.5616 | DROP | DROP | DROP | DROP | DROP | KEEP | [5 empty] | 0.54368 | DROP | 1.2957 | 0 | DROP | DROP | DROP | DROP | DROP | DROP | 3.8799 | 0 | 9.1035 | DROP
DEF | N_HS_Floating Head Pressure Controls | 2523.5714 | 0.32719 | 0.27407 | 15 |  | 815.544 | 287.681 | 469.7558 | 1572.9808 |  | 2794.7732 | 98.4193 | 0 | 307 | 307 | 2794.7732 | unit | 1.2957 | 0.54368 | 3.8799 | 9.1035 | -1320.2117 | 1167.5616 | DROP | DROP | DROP | DROP | DROP | KEEP | [5 empty] | 0.54368 | DROP | 1.2957 | 0 | DROP | DROP | DROP | DROP | DROP | DROP | 3.8799 | 0 | 9.1035 | DROP
DEF | N_IN_Floating Head Pressure Controls | 2523.5714 | 0.38051 | 0.1781 | 15 |  | 815.544 | 334.5622 | 546.3085 | 1696.4148 |  | 2794.7732 | 98.4193 | 0 | 307 | 307 | 2794.7732 | unit | 1.2957 | 0.58635 | 4.1843 | 9.1035 | -1196.7777 | 1290.9955 | DROP | DROP | DROP | DROP | DROP | KEEP | [5 empty] | 0.58635 | DROP | 1.2957 | 0 | DROP | DROP | DROP | DROP | DROP | DROP | 4.1843 | 0 | 9.1035 | DROP
DEF | N_LG_Floating Head Pressure Controls | 2523.5714 | 0.32719 | 0.27407 | 15 |  | 815.544 | 287.681 | 469.7558 | 1572.9808 |  | 2794.7732 | 98.4193 | 0 | 307 | 307 | 2794.7732 | unit | 1.2957 | 0.54368 | 3.8799 | 9.1035 | -1320.2117 | 1167.5616 | DROP | DROP | DROP | DROP | DROP | KEEP | [5 empty] | 0.54368 | DROP | 1.2957 | 0 | DROP | DROP | DROP | DROP | DROP | DROP | 3.8799 | 0 | 9.1035 | DROP
DEF | N_MS_Floating Head Pressure Controls | 2523.5714 | 0.38051 | 0.1781 | 15 |  | 815.544 | 334.5622 | 546.3085 | 1696.4148 |  | 2794.7732 | 98.4193 | 0 | 307 | 307 | 2794.7732 | unit | 1.2957 | 0.58635 | 4.1843 | 9.1035 | -1196.7777 | 1290.9955 | DROP | DROP | DROP | DROP | DROP | KEEP | [5 empty] | 0.58635 | DROP | 1.2957 | 0 | DROP | DROP | DROP | DROP | DROP | DROP | 4.1843 | 0 | 9.1035 | DROP
DEF | N_OF_Floating Head Pressure Controls | 2523.5714 | 0.38051 | 0.1781 | 15 |  | 815.544 | 334.5622 | 546.3085 | 1696.4148 |  | 2794.7732 | 98.4193 | 0 | 307 | 307 | 2794.7732 | unit | 1.2957 | 0.58635 | 4.1843 | 9.1035 | -1196.7777 | 1290.9955 | DROP | DROP | DROP | DROP | DROP | KEEP | [5 empty] | 0.58635 | DROP | 1.2957 | 0 | DROP | DROP | DROP | DROP | DROP | DROP | 4.1843 | 0 | 9.1035 | DROP
DEF | N_RS_Floating Head Pressure Controls | 2523.5714 | 0.32719 | 0.27407 | 15 |  | 815.544 | 287.681 | 469.7558 | 1572.9808 |  | 2794.7732 | 98.4193 | 0 | 307 | 307 | 2794.7732 | unit | 1.2957 | 0.54368 | 3.8799 | 9.1035 | -1320.2117 | 1167.5616 | DROP | DROP | DROP | DROP | DROP | KEEP | [5 empty] | 0.54368 | DROP | 1.2957 | 0 | DROP | DROP | DROP | DROP | DROP | DROP | 3.8799 | 0 | 9.1035 | DROP
DEF | N_RT_Floating Head Pressure Controls | 2523.5714 | 0.38051 | 0.1781 | 15 |  | 815.544 | 334.5622 | 546.3085 | 1696.4148 |  | 2794.7732 | 98.4193 | 0 | 307 | 307 | 2794.7732 | unit | 1.2957 | 0.58635 | 4.1843 | 9.1035 | -1196.7777 | 1290.9955 | DROP | DROP | DROP | DROP | DROP | KEEP | [5 empty] | 0.58635 | DROP | 1.2957 | 0 | DROP | DROP | DROP | DROP | DROP | DROP | 4.1843 | 0 | 9.1035 | DROP
DEF | N_SC_Floating Head Pressure Controls | 2523.5714 | 0.32719 | 0.27407 | 15 |  | 815.544 | 287.681 | 469.7558 | 1572.9808 |  | 2794.7732 | 98.4193 | 0 | 307 | 307 | 2794.7732 | unit | 1.2957 | 0.54368 | 3.8799 | 9.1035 | -1320.2117 | 1167.5616 | DROP | DROP | DROP | DROP | DROP | KEEP | [5 empty] | 0.54368 | DROP | 1.2957 | 0 | DROP | DROP | DROP | DROP | DROP | DROP | 3.8799 | 0 | 9.1035 | DROP
DEF | N_WR_Floating Head Pressure Controls | 2523.5714 | 0.38051 | 0.1781 | 15 |  | 815.544 | 334.5622 | 546.3085 | 1696.4148 |  | 2794.7732 | 98.4193 | 0 | 307 | 307 | 2794.7732 | unit | 1.2957 | 0.58635 | 4.1843 | 9.1035 | -1196.7777 | 1290.9955 | DROP | DROP | DROP | DROP | DROP | KEEP | [5 empty] | 0.58635 | DROP | 1.2957 | 0 | DROP | DROP | DROP | DROP | DROP | DROP | 4.1843 | 0 | 9.1035 | DROP
DEF | E_AS_Freezer-Cooler Replacement Gaskets | 156.3315 | 0.022767 | 0.0074125 | 4 |  | 13.7396 | 0 | 11.0314 | 24.771 |  | 54.0787 | 6.0969 | 0 | 96.8 | 96.8 | 54.0787 | unit | 6.5949 | 0.41165 | 0.24074 | 0.55866 | -35.4046 | -78.1259 | DROP | DROP | DROP | DROP | DROP | DROP | [5 empty] | 0.41165 | DROP | 6.5949 | 67.4441 | DROP | DROP | DROP | DROP | DROP | DROP | 0.24074 | 67.4441 | 1.2554 | DROP
DEF | E_CU_Freezer-Cooler Replacement Gaskets | 156.3315 | 0.020269 | 0.016978 | 4 |  | 13.7396 | 0 | 9.8213 | 23.5609 |  | 54.0787 | 6.0969 | 0 | 96.8 | 96.8 | 54.0787 | unit | 6.5949 | 0.39154 | 0.22898 | 0.55866 | -36.6147 | -79.336 | DROP | DROP | DROP | DROP | DROP | DROP | [5 empty] | 0.39154 | DROP | 6.5949 | 67.4441 | DROP | DROP | DROP | DROP | DROP | DROP | 0.22898 | 67.4441 | 1.2554 | DROP
DEF | E_GR_Freezer-Cooler Replacement Gaskets | 156.3315 | 0.022767 | 0.0074125 | 4 |  | 13.7396 | 0 | 11.0314 | 24.771 |  | 54.0787 | 6.0969 | 0 | 96.8 | 96.8 | 54.0787 | unit | 6.5949 | 0.41165 | 0.24074 | 0.55866 | -35.4046 | -78.1259 | DROP | DROP | DROP | DROP | DROP | DROP | [5 empty] | 0.41165 | DROP | 6.5949 | 67.4441 | DROP | DROP | DROP | DROP | DROP | DROP | 0.24074 | 67.4441 | 1.2554 | DROP
DEF | E_HC_Freezer-Cooler Replacement Gaskets | 156.3315 | 0.020269 | 0.016978 | 4 |  | 13.7396 | 0 | 9.8213 | 23.5609 |  | 54.0787 | 6.0969 | 0 | 96.8 | 96.8 | 54.0787 | unit | 6.5949 | 0.39154 | 0.22898 | 0.55866 | -36.6147 | -79.336 | DROP | DROP | DROP | DROP | DROP | DROP | [5 empty] | 0.39154 | DROP | 6.5949 | 67.4441 | DROP | DROP | DROP | DROP | DROP | DROP | 0.22898 | 67.4441 | 1.2554 | DROP
DEF | E_HS_Freezer-Cooler Replacement Gaskets | 156.3315 | 0.020269 | 0.016978 | 4 |  | 13.7396 | 0 | 9.8213 | 23.5609 |  | 54.0787 | 6.0969 | 0 | 96.8 | 96.8 | 54.0787 | unit | 6.5949 | 0.39154 | 0.22898 | 0.55866 | -36.6147 | -79.336 | DROP | DROP | DROP | DROP | DROP | DROP | [5 empty] | 0.39154 | DROP | 6.5949 | 67.4441 | DROP | DROP | DROP | DROP | DROP | DROP | 0.22898 | 67.4441 | 1.2554 | DROP
DEF | E_IN_Freezer-Cooler Replacement Gaskets | 156.3315 | 0.022767 | 0.0074125 | 4 |  | 13.7396 | 0 | 11.0314 | 24.771 |  | 54.0787 | 6.0969 | 0 | 96.8 | 96.8 | 54.0787 | unit | 6.5949 | 0.41165 | 0.24074 | 0.55866 | -35.4046 | -78.1259 | DROP | DROP | DROP | DROP | DROP | DROP | [5 empty] | 0.41165 | DROP | 6.5949 | 67.4441 | DROP | DROP | DROP | DROP | DROP | DROP | 0.24074 | 67.4441 | 1.2554 | DROP
DEF | E_LG_Freezer-Cooler Replacement Gaskets | 156.3315 | 0.020269 | 0.016978 | 4 |  | 13.7396 | 0 | 9.8213 | 23.5609 |  | 54.0787 | 6.0969 | 0 | 96.8 | 96.8 | 54.0787 | unit | 6.5949 | 0.39154 | 0.22898 | 0.55866 | -36.6147 | -79.336 | DROP | DROP | DROP | DROP | DROP | DROP | [5 empty] | 0.39154 | DROP | 6.5949 | 67.4441 | DROP | DROP | DROP | DROP | DROP | DROP | 0.22898 | 67.4441 | 1.2554 | DROP
DEF | E_MS_Freezer-Cooler Replacement Gaskets | 156.3315 | 0.022767 | 0.0074125 | 4 |  | 13.7396 | 0 | 11.0314 | 24.771 |  | 54.0787 | 6.0969 | 0 | 96.8 | 96.8 | 54.0787 | unit | 6.5949 | 0.41165 | 0.24074 | 0.55866 | -35.4046 | -78.1259 | DROP | DROP | DROP | DROP | DROP | DROP | [5 empty] | 0.41165 | DROP | 6.5949 | 67.4441 | DROP | DROP | DROP | DROP | DROP | DROP | 0.24074 | 67.4441 | 1.2554 | DROP
DEF | E_OF_Freezer-Cooler Replacement Gaskets | 156.3315 | 0.022767 | 0.0074125 | 4 |  | 13.7396 | 0 | 11.0314 | 24.771 |  | 54.0787 | 6.0969 | 0 | 96.8 | 96.8 | 54.0787 | unit | 6.5949 | 0.41165 | 0.24074 | 0.55866 | -35.4046 | -78.1259 | DROP | DROP | DROP | DROP | DROP | DROP | [5 empty] | 0.41165 | DROP | 6.5949 | 67.4441 | DROP | DROP | DROP | DROP | DROP | DROP | 0.24074 | 67.4441 | 1.2554 | DROP
DEF | E_RS_Freezer-Cooler Replacement Gaskets | 156.3315 | 0.020269 | 0.016978 | 4 |  | 13.7396 | 0 | 9.8213 | 23.5609 |  | 54.0787 | 6.0969 | 0 | 96.8 | 96.8 | 54.0787 | unit | 6.5949 | 0.39154 | 0.22898 | 0.55866 | -36.6147 | -79.336 | DROP | DROP | DROP | DROP | DROP | DROP | [5 empty] | 0.39154 | DROP | 6.5949 | 67.4441 | DROP | DROP | DROP | DROP | DROP | DROP | 0.22898 | 67.4441 | 1.2554 | DROP
DEF | E_RT_Freezer-Cooler Replacement Gaskets | 156.3315 | 0.022767 | 0.0074125 | 4 |  | 13.7396 | 0 | 11.0314 | 24.771 |  | 54.0787 | 6.0969 | 0 | 96.8 | 96.8 | 54.0787 | unit | 6.5949 | 0.41165 | 0.24074 | 0.55866 | -35.4046 | -78.1259 | DROP | DROP | DROP | DROP | DROP | DROP | [5 empty] | 0.41165 | DROP | 6.5949 | 67.4441 | DROP | DROP | DROP | DROP | DROP | DROP | 0.24074 | 67.4441 | 1.2554 | DROP
DEF | E_SC_Freezer-Cooler Replacement Gaskets | 156.3315 | 0.020269 | 0.016978 | 4 |  | 13.7396 | 0 | 9.8213 | 23.5609 |  | 54.0787 | 6.0969 | 0 | 96.8 | 96.8 | 54.0787 | unit | 6.5949 | 0.39154 | 0.22898 | 0.55866 | -36.6147 | -79.336 | DROP | DROP | DROP | DROP | DROP | DROP | [5 empty] | 0.39154 | DROP | 6.5949 | 67.4441 | DROP | DROP | DROP | DROP | DROP | DROP | 0.22898 | 67.4441 | 1.2554 | DROP
DEF | E_WR_Freezer-Cooler Replacement Gaskets | 156.3315 | 0.022767 | 0.0074125 | 4 |  | 13.7396 | 0 | 11.0314 | 24.771 |  | 54.0787 | 6.0969 | 0 | 96.8 | 96.8 | 54.0787 | unit | 6.5949 | 0.41165 | 0.24074 | 0.55866 | -35.4046 | -78.1259 | DROP | DROP | DROP | DROP | DROP | DROP | [5 empty] | 0.41165 | DROP | 6.5949 | 67.4441 | DROP | DROP | DROP | DROP | DROP | DROP | 0.24074 | 67.4441 | 1.2554 | DROP
DEF | N_AS_Freezer-Cooler Replacement Gaskets | 0 | 0 | 0 | 4 |  | 0 | 0 | 0 | 0 |  | 0 | 0 | 0 | 96.8 | 96.8 | 0 | unit | 0 | 0 | 0 | 0 | 0 | -96.8 | DROP | DROP | DROP | DROP | DROP | DROP | [5 empty] | #DIV/0! | #DIV/0! | 0 | 0 | #DIV/0! | #DIV/0! | #DIV/0! | #DIV/0! | #DIV/0! | DROP | 0 | 0 | 0 | DROP
DEF | N_CU_Freezer-Cooler Replacement Gaskets | 0 | 0 | 0 | 4 |  | 0 | 0 | 0 | 0 |  | 0 | 0 | 0 | 96.8 | 96.8 | 0 | unit | 0 | 0 | 0 | 0 | 0 | -96.8 | DROP | DROP | DROP | DROP | DROP | DROP | [5 empty] | #DIV/0! | #DIV/0! | 0 | 0 | #DIV/0! | #DIV/0! | #DIV/0! | #DIV/0! | #DIV/0! | DROP | 0 | 0 | 0 | DROP
DEF | N_GR_Freezer-Cooler Replacement Gaskets | 0 | 0 | 0 | 4 |  | 0 | 0 | 0 | 0 |  | 0 | 0 | 0 | 96.8 | 96.8 | 0 | unit | 0 | 0 | 0 | 0 | 0 | -96.8 | DROP | DROP | DROP | DROP | DROP | DROP | [5 empty] | #DIV/0! | #DIV/0! | 0 | 0 | #DIV/0! | #DIV/0! | #DIV/0! | #DIV/0! | #DIV/0! | DROP | 0 | 0 | 0 | DROP
DEF | N_HC_Freezer-Cooler Replacement Gaskets | 0 | 0 | 0 | 4 |  | 0 | 0 | 0 | 0 |  | 0 | 0 | 0 | 96.8 | 96.8 | 0 | unit | 0 | 0 | 0 | 0 | 0 | -96.8 | DROP | DROP | DROP | DROP | DROP | DROP | [5 empty] | #DIV/0! | #DIV/0! | 0 | 0 | #DIV/0! | #DIV/0! | #DIV/0! | #DIV/0! | #DIV/0! | DROP | 0 | 0 | 0 | DROP
DEF | N_HS_Freezer-Cooler Replacement Gaskets | 0 | 0 | 0 | 4 |  | 0 | 0 | 0 | 0 |  | 0 | 0 | 0 | 96.8 | 96.8 | 0 | unit | 0 | 0 | 0 | 0 | 0 | -96.8 | DROP | DROP | DROP | DROP | DROP | DROP | [5 empty] | #DIV/0! | #DIV/0! | 0 | 0 | #DIV/0! | #DIV/0! | #DIV/0! | #DIV/0! | #DIV/0! | DROP | 0 | 0 | 0 | DROP
DEF | N_IN_Freezer-Cooler Replacement Gaskets | 0 | 0 | 0 | 4 |  | 0 | 0 | 0 | 0 |  | 0 | 0 | 0 | 96.8 | 96.8 | 0 | unit | 0 | 0 | 0 | 0 | 0 | -96.8 | DROP | DROP | DROP | DROP | DROP | DROP | [5 empty] | #DIV/0! | #DIV/0! | 0 | 0 | #DIV/0! | #DIV/0! | #DIV/0! | #DIV/0! | #DIV/0! | DROP | 0 | 0 | 0 | DROP
DEF | N_LG_Freezer-Cooler Replacement Gaskets | 0 | 0 | 0 | 4 |  | 0 | 0 | 0 | 0 |  | 0 | 0 | 0 | 96.8 | 96.8 | 0 | unit | 0 | 0 | 0 | 0 | 0 | -96.8 | DROP | DROP | DROP | DROP | DROP | DROP | [5 empty] | #DIV/0! | #DIV/0! | 0 | 0 | #DIV/0! | #DIV/0! | #DIV/0! | #DIV/0! | #DIV/0! | DROP | 0 | 0 | 0 | DROP
DEF | N_MS_Freezer-Cooler Replacement Gaskets | 0 | 0 | 0 | 4 |  | 0 | 0 | 0 | 0 |  | 0 | 0 | 0 | 96.8 | 96.8 | 0 | unit | 0 | 0 | 0 | 0 | 0 | -96.8 | DROP | DROP | DROP | DROP | DROP | DROP | [5 empty] | #DIV/0! | #DIV/0! | 0 | 0 | #DIV/0! | #DIV/0! | #DIV/0! | #DIV/0! | #DIV/0! | DROP | 0 | 0 | 0 | DROP
DEF | N_OF_Freezer-Cooler Replacement Gaskets | 0 | 0 | 0 | 4 |  | 0 | 0 | 0 | 0 |  | 0 | 0 | 0 | 96.8 | 96.8 | 0 | unit | 0 | 0 | 0 | 0 | 0 | -96.8 | DROP | DROP | DROP | DROP | DROP | DROP | [5 empty] | #DIV/0! | #DIV/0! | 0 | 0 | #DIV/0! | #DIV/0! | #DIV/0! | #DIV/0! | #DIV/0! | DROP | 0 | 0 | 0 | DROP
DEF | N_RS_Freezer-Cooler Replacement Gaskets | 0 | 0 | 0 | 4 |  | 0 | 0 | 0 | 0 |  | 0 | 0 | 0 | 96.8 | 96.8 | 0 | unit | 0 | 0 | 0 | 0 | 0 | -96.8 | DROP | DROP | DROP | DROP | DROP | DROP | [5 empty] | #DIV/0! | #DIV/0! | 0 | 0 | #DIV/0! | #DIV/0! | #DIV/0! | #DIV/0! | #DIV/0! | DROP | 0 | 0 | 0 | DROP
DEF | N_RT_Freezer-Cooler Replacement Gaskets | 0 | 0 | 0 | 4 |  | 0 | 0 | 0 | 0 |  | 0 | 0 | 0 | 96.8 | 96.8 | 0 | unit | 0 | 0 | 0 | 0 | 0 | -96.8 | DROP | DROP | DROP | DROP | DROP | DROP | [5 empty] | #DIV/0! | #DIV/0! | 0 | 0 | #DIV/0! | #DIV/0! | #DIV/0! | #DIV/0! | #DIV/0! | DROP | 0 | 0 | 0 | DROP
DEF | N_SC_Freezer-Cooler Replacement Gaskets | 0 | 0 | 0 | 4 |  | 0 | 0 | 0 | 0 |  | 0 | 0 | 0 | 96.8 | 96.8 | 0 | unit | 0 | 0 | 0 | 0 | 0 | -96.8 | DROP | DROP | DROP | DROP | DROP | DROP | [5 empty] | #DIV/0! | #DIV/0! | 0 | 0 | #DIV/0! | #DIV/0! | #DIV/0! | #DIV/0! | #DIV/0! | DROP | 0 | 0 | 0 | DROP
DEF | N_WR_Freezer-Cooler Replacement Gaskets | 0 | 0 | 0 | 4 |  | 0 | 0 | 0 | 0 |  | 0 | 0 | 0 | 96.8 | 96.8 | 0 | unit | 0 | 0 | 0 | 0 | 0 | -96.8 | DROP | DROP | DROP | DROP | DROP | DROP | [5 empty] | #DIV/0! | #DIV/0! | 0 | 0 | #DIV/0! | #DIV/0! | #DIV/0! | #DIV/0! | #DIV/0! | DROP | 0 | 0 | 0 | DROP
DEF | E_AS_High Efficiency Refrigeration Compressor | 135.5 | 0.020431 | 0.0095627 | 13 |  | 38.3562 | 14.3421 | 26.488 | 79.1862 |  | 133.6445 | 5.2845 | 0 | 221.64 | 221.64 | 133.6445 | compressor | 17.4217 | 0.56998 | 0.34895 | 0.60298 | -59.7428 | -147.7383 | DROP | DROP | DROP | DROP | DROP | DROP | [5 empty] | 0.56998 | DROP | 17.4217 | 196.1958 | DROP | DROP | DROP | DROP | DROP | DROP | 0.34895 | 196.1958 | 1.4882 | DROP
DEF | E_CU_High Efficiency Refrigeration Compressor | 135.5 | 0.017568 | 0.014716 | 13 |  | 38.3562 | 12.3324 | 22.7763 | 73.4648 |  | 133.6445 | 5.2845 | 0 | 221.64 | 221.64 | 133.6445 | compressor | 17.4217 | 0.52879 | 0.32374 | 0.60298 | -65.4642 | -153.4597 | DROP | DROP | DROP | DROP | DROP | DROP | [5 empty] | 0.52879 | DROP | 17.4217 | 196.1958 | DROP | DROP | DROP | DROP | DROP | DROP | 0.32374 | 196.1958 | 1.4882 | DROP
DEF | E_GR_High Efficiency Refrigeration Compressor | 135.5 | 0.020431 | 0.0095627 | 13 |  | 38.3562 | 14.3421 | 26.488 | 79.1862 |  | 133.6445 | 5.2845 | 0 | 221.64 | 221.64 | 133.6445 | compressor | 17.4217 | 0.56998 | 0.34895 | 0.60298 | -59.7428 | -147.7383 | DROP | DROP | DROP | DROP | DROP | DROP | [5 empty] | 0.56998 | DROP | 17.4217 | 196.1958 | DROP | DROP | DROP | DROP | DROP | DROP | 0.34895 | 196.1958 | 1.4882 | DROP
DEF | E_HC_High Efficiency Refrigeration Compressor | 135.5 | 0.017568 | 0.014716 | 13 |  | 38.3562 | 12.3324 | 22.7763 | 73.4648 |  | 133.6445 | 5.2845 | 0 | 221.64 | 221.64 | 133.6445 | compressor | 17.4217 | 0.52879 | 0.32374 | 0.60298 | -65.4642 | -153.4597 | DROP | DROP | DROP | DROP | DROP | DROP | [5 empty] | 0.52879 | DROP | 17.4217 | 196.1958 | DROP | DROP | DROP | DROP | DROP | DROP | 0.32374 | 196.1958 | 1.4882 | DROP
DEF | E_HS_High Efficiency Refrigeration Compressor | 135.5 | 0.017568 | 0.014716 | 13 |  | 38.3562 | 12.3324 | 22.7763 | 73.4648 |  | 133.6445 | 5.2845 | 0 | 221.64 | 221.64 | 133.6445 | compressor | 17.4217 | 0.52879 | 0.32374 | 0.60298 | -65.4642 | -153.4597 | DROP | DROP | DROP | DROP | DROP | DROP | [5 empty] | 0.52879 | DROP | 17.4217 | 196.1958 | DROP | DROP | DROP | DROP | DROP | DROP | 0.32374 | 196.1958 | 1.4882 | DROP
DEF | E_IN_High Efficiency Refrigeration Compressor | 135.5 | 0.020431 | 0.0095627 | 13 |  | 38.3562 | 14.3421 | 26.488 | 79.1862 |  | 133.6445 | 5.2845 | 0 | 221.64 | 221.64 | 133.6445 | compressor | 17.4217 | 0.56998 | 0.34895 | 0.60298 | -59.7428 | -147.7383 | DROP | DROP | DROP | DROP | DROP | DROP | [5 empty] | 0.56998 | DROP | 17.4217 | 196.1958 | DROP | DROP | DROP | DROP | DROP | DROP | 0.34895 | 196.1958 | 1.4882 | DROP
DEF | E_LG_High Efficiency Refrigeration Compressor | 135.5 | 0.017568 | 0.014716 | 13 |  | 38.3562 | 12.3324 | 22.7763 | 73.4648 |  | 133.6445 | 5.2845 | 0 | 221.64 | 221.64 | 133.6445 | compressor | 17.4217 | 0.52879 | 0.32374 | 0.60298 | -65.4642 | -153.4597 | DROP | DROP | DROP | DROP | DROP | DROP | [5 empty] | 0.52879 | DROP | 17.4217 | 196.1958 | DROP | DROP | DROP | DROP | DROP | DROP | 0.32374 | 196.1958 | 1.4882 | DROP
DEF | E_MS_High Efficiency Refrigeration Compressor | 135.5 | 0.020431 | 0.0095627 | 13 |  | 38.3562 | 14.3421 | 26.488 | 79.1862 |  | 133.6445 | 5.2845 | 0 | 221.64 | 221.64 | 133.6445 | compressor | 17.4217 | 0.56998 | 0.34895 | 0.60298 | -59.7428 | -147.7383 | DROP | DROP | DROP | DROP | DROP | DROP | [5 empty] | 0.56998 | DROP | 17.4217 | 196.1958 | DROP | DROP | DROP | DROP | DROP | DROP | 0.34895 | 196.1958 | 1.4882 | DROP
DEF | E_OF_High Efficiency Refrigeration Compressor | 135.5 | 0.020431 | 0.0095627 | 13 |  | 38.3562 | 14.3421 | 26.488 | 79.1862 |  | 133.6445 | 5.2845 | 0 | 221.64 | 221.64 | 133.6445 | compressor | 17.4217 | 0.56998 | 0.34895 | 0.60298 | -59.7428 | -147.7383 | DROP | DROP | DROP | DROP | DROP | DROP | [5 empty] | 0.56998 | DROP | 17.4217 | 196.1958 | DROP | DROP | DROP | DROP | DROP | DROP | 0.34895 | 196.1958 | 1.4882 | DROP
DEF | E_RS_High Efficiency Refrigeration Compressor | 135.5 | 0.017568 | 0.014716 | 13 |  | 38.3562 | 12.3324 | 22.7763 | 73.4648 |  | 133.6445 | 5.2845 | 0 | 221.64 | 221.64 | 133.6445 | compressor | 17.4217 | 0.52879 | 0.32374 | 0.60298 | -65.4642 | -153.4597 | DROP | DROP | DROP | DROP | DROP | DROP | [5 empty] | 0.52879 | DROP | 17.4217 | 196.1958 | DROP | DROP | DROP | DROP | DROP | DROP | 0.32374 | 196.1958 | 1.4882 | DROP
DEF | E_RT_High Efficiency Refrigeration Compressor | 135.5 | 0.020431 | 0.0095627 | 13 |  | 38.3562 | 14.3421 | 26.488 | 79.1862 |  | 133.6445 | 5.2845 | 0 | 221.64 | 221.64 | 133.6445 | compressor | 17.4217 | 0.56998 | 0.34895 | 0.60298 | -59.7428 | -147.7383 | DROP | DROP | DROP | DROP | DROP | DROP | [5 empty] | 0.56998 | DROP | 17.4217 | 196.1958 | DROP | DROP | DROP | DROP | DROP | DROP | 0.34895 | 196.1958 | 1.4882 | DROP
DEF | E_SC_High Efficiency Refrigeration Compressor | 135.5 | 0.017568 | 0.014716 | 13 |  | 38.3562 | 12.3324 | 22.7763 | 73.4648 |  | 133.6445 | 5.2845 | 0 | 221.64 | 221.64 | 133.6445 | compressor | 17.4217 | 0.52879 | 0.32374 | 0.60298 | -65.4642 | -153.4597 | DROP | DROP | DROP | DROP | DROP | DROP | [5 empty] | 0.52879 | DROP | 17.4217 | 196.1958 | DROP | DROP | DROP | DROP | DROP | DROP | 0.32374 | 196.1958 | 1.4882 | DROP
DEF | E_WR_High Efficiency Refrigeration Compressor | 135.5 | 0.020431 | 0.0095627 | 13 |  | 38.3562 | 14.3421 | 26.488 | 79.1862 |  | 133.6445 | 5.2845 | 0 | 221.64 | 221.64 | 133.6445 | compressor | 17.4217 | 0.56998 | 0.34895 | 0.60298 | -59.7428 | -147.7383 | DROP | DROP | DROP | DROP | DROP | DROP | [5 empty] | 0.56998 | DROP | 17.4217 | 196.1958 | DROP | DROP | DROP | DROP | DROP | DROP | 0.34895 | 196.1958 | 1.4882 | DROP
DEF | N_AS_High Efficiency Refrigeration Compressor | 135.5 | 0.020431 | 0.0095627 | 13 |  | 38.3562 | 14.3421 | 26.488 | 79.1862 |  | 133.6445 | 5.2845 | 0 | 221.64 | 221.64 | 133.6445 | compressor | 17.4217 | 0.56998 | 0.34895 | 0.60298 | -59.7428 | -147.7383 | DROP | DROP | DROP | DROP | DROP | DROP | [5 empty] | 0.56998 | DROP | 17.4217 | 196.1958 | DROP | DROP | DROP | DROP | DROP | DROP | 0.34895 | 196.1958 | 1.4882 | DROP
DEF | N_CU_High Efficiency Refrigeration Compressor | 135.5 | 0.017568 | 0.014716 | 13 |  | 38.3562 | 12.3324 | 22.7763 | 73.4648 |  | 133.6445 | 5.2845 | 0 | 221.64 | 221.64 | 133.6445 | compressor | 17.4217 | 0.52879 | 0.32374 | 0.60298 | -65.4642 | -153.4597 | DROP | DROP | DROP | DROP | DROP | DROP | [5 empty] | 0.52879 | DROP | 17.4217 | 196.1958 | DROP | DROP | DROP | DROP | DROP | DROP | 0.32374 | 196.1958 | 1.4882 | DROP
DEF | N_GR_High Efficiency Refrigeration Compressor | 135.5 | 0.020431 | 0.0095627 | 13 |  | 38.3562 | 14.3421 | 26.488 | 79.1862 |  | 133.6445 | 5.2845 | 0 | 221.64 | 221.64 | 133.6445 | compressor | 17.4217 | 0.56998 | 0.34895 | 0.60298 | -59.7428 | -147.7383 | DROP | DROP | DROP | DROP | DROP | DROP | [5 empty] | 0.56998 | DROP | 17.4217 | 196.1958 | DROP | DROP | DROP | DROP | DROP | DROP | 0.34895 | 196.1958 | 1.4882 | DROP
DEF | N_HC_High Efficiency Refrigeration Compressor | 135.5 | 0.017568 | 0.014716 | 13 |  | 38.3562 | 12.3324 | 22.7763 | 73.4648 |  | 133.6445 | 5.2845 | 0 | 221.64 | 221.64 | 133.6445 | compressor | 17.4217 | 0.52879 | 0.32374 | 0.60298 | -65.4642 | -153.4597 | DROP | DROP | DROP | DROP | DROP | DROP | [5 empty] | 0.52879 | DROP | 17.4217 | 196.1958 | DROP | DROP | DROP | DROP | DROP | DROP | 0.32374 | 196.1958 | 1.4882 | DROP
DEF | N_HS_High Efficiency Refrigeration Compressor | 135.5 | 0.017568 | 0.014716 | 13 |  | 38.3562 | 12.3324 | 22.7763 | 73.4648 |  | 133.6445 | 5.2845 | 0 | 221.64 | 221.64 | 133.6445 | compressor | 17.4217 | 0.52879 | 0.32374 | 0.60298 | -65.4642 | -153.4597 | DROP | DROP | DROP | DROP | DROP | DROP | [5 empty] | 0.52879 | DROP | 17.4217 | 196.1958 | DROP | DROP | DROP | DROP | DROP | DROP | 0.32374 | 196.1958 | 1.4882 | DROP
DEF | N_IN_High Efficiency Refrigeration Compressor | 135.5 | 0.020431 | 0.0095627 | 13 |  | 38.3562 | 14.3421 | 26.488 | 79.1862 |  | 133.6445 | 5.2845 | 0 | 221.64 | 221.64 | 133.6445 | compressor | 17.4217 | 0.56998 | 0.34895 | 0.60298 | -59.7428 | -147.7383 | DROP | DROP | DROP | DROP | DROP | DROP | [5 empty] | 0.56998 | DROP | 17.4217 | 196.1958 | DROP | DROP | DROP | DROP | DROP | DROP | 0.34895 | 196.1958 | 1.4882 | DROP
DEF | N_LG_High Efficiency Refrigeration Compressor | 135.5 | 0.017568 | 0.014716 | 13 |  | 38.3562 | 12.3324 | 22.7763 | 73.4648 |  | 133.6445 | 5.2845 | 0 | 221.64 | 221.64 | 133.6445 | compressor | 17.4217 | 0.52879 | 0.32374 | 0.60298 | -65.4642 | -153.4597 | DROP | DROP | DROP | DROP | DROP | DROP | [5 empty] | 0.52879 | DROP | 17.4217 | 196.1958 | DROP | DROP | DROP | DROP | DROP | DROP | 0.32374 | 196.1958 | 1.4882 | DROP
DEF | N_MS_High Efficiency Refrigeration Compressor | 135.5 | 0.020431 | 0.0095627 | 13 |  | 38.3562 | 14.3421 | 26.488 | 79.1862 |  | 133.6445 | 5.2845 | 0 | 221.64 | 221.64 | 133.6445 | compressor | 17.4217 | 0.56998 | 0.34895 | 0.60298 | -59.7428 | -147.7383 | DROP | DROP | DROP | DROP | DROP | DROP | [5 empty] | 0.56998 | DROP | 17.4217 | 196.1958 | DROP | DROP | DROP | DROP | DROP | DROP | 0.34895 | 196.1958 | 1.4882 | DROP
DEF | N_OF_High Efficiency Refrigeration Compressor | 135.5 | 0.020431 | 0.0095627 | 13 |  | 38.3562 | 14.3421 | 26.488 | 79.1862 |  | 133.6445 | 5.2845 | 0 | 221.64 | 221.64 | 133.6445 | compressor | 17.4217 | 0.56998 | 0.34895 | 0.60298 | -59.7428 | -147.7383 | DROP | DROP | DROP | DROP | DROP | DROP | [5 empty] | 0.56998 | DROP | 17.4217 | 196.1958 | DROP | DROP | DROP | DROP | DROP | DROP | 0.34895 | 196.1958 | 1.4882 | DROP
DEF | N_RS_High Efficiency Refrigeration Compressor | 135.5 | 0.017568 | 0.014716 | 13 |  | 38.3562 | 12.3324 | 22.7763 | 73.4648 |  | 133.6445 | 5.2845 | 0 | 221.64 | 221.64 | 133.6445 | compressor | 17.4217 | 0.52879 | 0.32374 | 0.60298 | -65.4642 | -153.4597 | DROP | DROP | DROP | DROP | DROP | DROP | [5 empty] | 0.52879 | DROP | 17.4217 | 196.1958 | DROP | DROP | DROP | DROP | DROP | DROP | 0.32374 | 196.1958 | 1.4882 | DROP
DEF | N_RT_High Efficiency Refrigeration Compressor | 135.5 | 0.020431 | 0.0095627 | 13 |  | 38.3562 | 14.3421 | 26.488 | 79.1862 |  | 133.6445 | 5.2845 | 0 | 221.64 | 221.64 | 133.6445 | compressor | 17.4217 | 0.56998 | 0.34895 | 0.60298 | -59.7428 | -147.7383 | DROP | DROP | DROP | DROP | DROP | DROP | [5 empty] | 0.56998 | DROP | 17.4217 | 196.1958 | DROP | DROP | DROP | DROP | DROP | DROP | 0.34895 | 196.1958 | 1.4882 | DROP
DEF | N_SC_High Efficiency Refrigeration Compressor | 135.5 | 0.017568 | 0.014716 | 13 |  | 38.3562 | 12.3324 | 22.7763 | 73.4648 |  | 133.6445 | 5.2845 | 0 | 221.64 | 221.64 | 133.6445 | compressor | 17.4217 | 0.52879 | 0.32374 | 0.60298 | -65.4642 | -153.4597 | DROP | DROP | DROP | DROP | DROP | DROP | [5 empty] | 0.52879 | DROP | 17.4217 | 196.1958 | DROP | DROP | DROP | DROP | DROP | DROP | 0.32374 | 196.1958 | 1.4882 | DROP
DEF | N_WR_High Efficiency Refrigeration Compressor | 135.5 | 0.020431 | 0.0095627 | 13 |  | 38.3562 | 14.3421 | 26.488 | 79.1862 |  | 133.6445 | 5.2845 | 0 | 221.64 | 221.64 | 133.6445 | compressor | 17.4217 | 0.56998 | 0.34895 | 0.60298 | -59.7428 | -147.7383 | DROP | DROP | DROP | DROP | DROP | DROP | [5 empty] | 0.56998 | DROP | 17.4217 | 196.1958 | DROP | DROP | DROP | DROP | DROP | DROP | 0.34895 | 196.1958 | 1.4882 | DROP
DEF | E_AS_High R-Value Glass Doors | 175 | 0.025557 | 0.0087903 | 12 |  | 45.9056 | 15.6534 | 31.2245 | 92.7835 |  | 161.4435 | 6.825 | 0 | 394 | 394 | 161.4435 | door | 23.9794 | 0.5514 | 0.23148 | 0.40976 | -75.485 | -308.0415 | DROP | DROP | DROP | DROP | DROP | DROP | [5 empty] | 0.5514 | DROP | 23.9794 | 361.1385 | DROP | DROP | DROP | DROP | DROP | DROP | 0.23148 | 361.1385 | 1.3264 | DROP
DEF | E_CU_High R-Value Glass Doors | 175 | 0.02269 | 0.019005 | 12 |  | 45.9056 | 13.8971 | 27.7211 | 87.5239 |  | 161.4435 | 6.825 | 0 | 394 | 394 | 161.4435 | door | 23.9794 | 0.52014 | 0.21836 | 0.40976 | -80.7446 | -313.3011 | DROP | DROP | DROP | DROP | DROP | DROP | [5 empty] | 0.52014 | DROP | 23.9794 | 361.1385 | DROP | DROP | DROP | DROP | DROP | DROP | 0.21836 | 361.1385 | 1.3264 | DROP
DEF | E_GR_High R-Value Glass Doors | 175 | 0.025557 | 0.0087903 | 12 |  | 45.9056 | 15.6534 | 31.2245 | 92.7835 |  | 161.4435 | 6.825 | 0 | 394 | 394 | 161.4435 | door | 23.9794 | 0.5514 | 0.23148 | 0.40976 | -75.485 | -308.0415 | DROP | DROP | DROP | DROP | DROP | DROP | [5 empty] | 0.5514 | DROP | 23.9794 | 361.1385 | DROP | DROP | DROP | DROP | DROP | DROP | 0.23148 | 361.1385 | 1.3264 | DROP
DEF | E_HC_High R-Value Glass Doors | 175 | 0.02269 | 0.019005 | 12 |  | 45.9056 | 13.8971 | 27.7211 | 87.5239 |  | 161.4435 | 6.825 | 0 | 394 | 394 | 161.4435 | door | 23.9794 | 0.52014 | 0.21836 | 0.40976 | -80.7446 | -313.3011 | DROP | DROP | DROP | DROP | DROP | DROP | [5 empty] | 0.52014 | DROP | 23.9794 | 361.1385 | DROP | DROP | DROP | DROP | DROP | DROP | 0.21836 | 361.1385 | 1.3264 | DROP
DEF | E_HS_High R-Value Glass Doors | 175 | 0.02269 | 0.019005 | 12 |  | 45.9056 | 13.8971 | 27.7211 | 87.5239 |  | 161.4435 | 6.825 | 0 | 394 | 394 | 161.4435 | door | 23.9794 | 0.52014 | 0.21836 | 0.40976 | -80.7446 | -313.3011 | DROP | DROP | DROP | DROP | DROP | DROP | [5 empty] | 0.52014 | DROP | 23.9794 | 361.1385 | DROP | DROP | DROP | DROP | DROP | DROP | 0.21836 | 361.1385 | 1.3264 | DROP
DEF | E_IN_High R-Value Glass Doors | 175 | 0.025557 | 0.0087903 | 12 |  | 45.9056 | 15.6534 | 31.2245 | 92.7835 |  | 161.4435 | 6.825 | 0 | 394 | 394 | 161.4435 | door | 23.9794 | 0.5514 | 0.23148 | 0.40976 | -75.485 | -308.0415 | DROP | DROP | DROP | DROP | DROP | DROP | [5 empty] | 0.5514 | DROP | 23.9794 | 361.1385 | DROP | DROP | DROP | DROP | DROP | DROP | 0.23148 | 361.1385 | 1.3264 | DROP
DEF | E_LG_High R-Value Glass Doors | 175 | 0.02269 | 0.019005 | 12 |  | 45.9056 | 13.8971 | 27.7211 | 87.5239 |  | 161.4435 | 6.825 | 0 | 394 | 394 | 161.4435 | door | 23.9794 | 0.52014 | 0.21836 | 0.40976 | -80.7446 | -313.3011 | DROP | DROP | DROP | DROP | DROP | DROP | [5 empty] | 0.52014 | DROP | 23.9794 | 361.1385 | DROP | DROP | DROP | DROP | DROP | DROP | 0.21836 | 361.1385 | 1.3264 | DROP
DEF | E_MS_High R-Value Glass Doors | 175 | 0.025557 | 0.0087903 | 12 |  | 45.9056 | 15.6534 | 31.2245 | 92.7835 |  | 161.4435 | 6.825 | 0 | 394 | 394 | 161.4435 | door | 23.9794 | 0.5514 | 0.23148 | 0.40976 | -75.485 | -308.0415 | DROP | DROP | DROP | DROP | DROP | DROP | [5 empty] | 0.5514 | DROP | 23.9794 | 361.1385 | DROP | DROP | DROP | DROP | DROP | DROP | 0.23148 | 361.1385 | 1.3264 | DROP
DEF | E_OF_High R-Value Glass Doors | 175 | 0.025557 | 0.0087903 | 12 |  | 45.9056 | 15.6534 | 31.2245 | 92.7835 |  | 161.4435 | 6.825 | 0 | 394 | 394 | 161.4435 | door | 23.9794 | 0.5514 | 0.23148 | 0.40976 | -75.485 | -308.0415 | DROP | DROP | DROP | DROP | DROP | DROP | [5 empty] | 0.5514 | DROP | 23.9794 | 361.1385 | DROP | DROP | DROP | DROP | DROP | DROP | 0.23148 | 361.1385 | 1.3264 | DROP
DEF | E_RS_High R-Value Glass Doors | 175 | 0.02269 | 0.019005 | 12 |  | 45.9056 | 13.8971 | 27.7211 | 87.5239 |  | 161.4435 | 6.825 | 0 | 394 | 394 | 161.4435 | door | 23.9794 | 0.52014 | 0.21836 | 0.40976 | -80.7446 | -313.3011 | DROP | DROP | DROP | DROP | DROP | DROP | [5 empty] | 0.52014 | DROP | 23.9794 | 361.1385 | DROP | DROP | DROP | DROP | DROP | DROP | 0.21836 | 361.1385 | 1.3264 | DROP
DEF | E_RT_High R-Value Glass Doors | 175 | 0.025557 | 0.0087903 | 12 |  | 45.9056 | 15.6534 | 31.2245 | 92.7835 |  | 161.4435 | 6.825 | 0 | 394 | 394 | 161.4435 | door | 23.9794 | 0.5514 | 0.23148 | 0.40976 | -75.485 | -308.0415 | DROP | DROP | DROP | DROP | DROP | DROP | [5 empty] | 0.5514 | DROP | 23.9794 | 361.1385 | DROP | DROP | DROP | DROP | DROP | DROP | 0.23148 | 361.1385 | 1.3264 | DROP
DEF | E_SC_High R-Value Glass Doors | 175 | 0.02269 | 0.019005 | 12 |  | 45.9056 | 13.8971 | 27.7211 | 87.5239 |  | 161.4435 | 6.825 | 0 | 394 | 394 | 161.4435 | door | 23.9794 | 0.52014 | 0.21836 | 0.40976 | -80.7446 | -313.3011 | DROP | DROP | DROP | DROP | DROP | DROP | [5 empty] | 0.52014 | DROP | 23.9794 | 361.1385 | DROP | DROP | DROP | DROP | DROP | DROP | 0.21836 | 361.1385 | 1.3264 | DROP
DEF | E_WR_High R-Value Glass Doors | 175 | 0.025557 | 0.0087903 | 12 |  | 45.9056 | 15.6534 | 31.2245 | 92.7835 |  | 161.4435 | 6.825 | 0 | 394 | 394 | 161.4435 | door | 23.9794 | 0.5514 | 0.23148 | 0.40976 | -75.485 | -308.0415 | DROP | DROP | DROP | DROP | DROP | DROP | [5 empty] | 0.5514 | DROP | 23.9794 | 361.1385 | DROP | DROP | DROP | DROP | DROP | DROP | 0.23148 | 361.1385 | 1.3264 | DROP
DEF | N_AS_High R-Value Glass Doors | 0 | 0 | 0 | 12 |  | 0 | 0 | 0 | 0 |  | 0 | 0 | 0 | 394 | 394 | 0 | door | 0 | 0 | 0 | 0 | 0 | -394 | DROP | DROP | DROP | DROP | DROP | DROP | [5 empty] | #DIV/0! | #DIV/0! | 0 | 0 | #DIV/0! | #DIV/0! | #DIV/0! | #DIV/0! | #DIV/0! | DROP | 0 | 0 | 0 | DROP
DEF | N_CU_High R-Value Glass Doors | 0 | 0 | 0 | 12 |  | 0 | 0 | 0 | 0 |  | 0 | 0 | 0 | 394 | 394 | 0 | door | 0 | 0 | 0 | 0 | 0 | -394 | DROP | DROP | DROP | DROP | DROP | DROP | [5 empty] | #DIV/0! | #DIV/0! | 0 | 0 | #DIV/0! | #DIV/0! | #DIV/0! | #DIV/0! | #DIV/0! | DROP | 0 | 0 | 0 | DROP
DEF | N_GR_High R-Value Glass Doors | 0 | 0 | 0 | 12 |  | 0 | 0 | 0 | 0 |  | 0 | 0 | 0 | 394 | 394 | 0 | door | 0 | 0 | 0 | 0 | 0 | -394 | DROP | DROP | DROP | DROP | DROP | DROP | [5 empty] | #DIV/0! | #DIV/0! | 0 | 0 | #DIV/0! | #DIV/0! | #DIV/0! | #DIV/0! | #DIV/0! | DROP | 0 | 0 | 0 | DROP
DEF | N_HC_High R-Value Glass Doors | 0 | 0 | 0 | 12 |  | 0 | 0 | 0 | 0 |  | 0 | 0 | 0 | 394 | 394 | 0 | door | 0 | 0 | 0 | 0 | 0 | -394 | DROP | DROP | DROP | DROP | DROP | DROP | [5 empty] | #DIV/0! | #DIV/0! | 0 | 0 | #DIV/0! | #DIV/0! | #DIV/0! | #DIV/0! | #DIV/0! | DROP | 0 | 0 | 0 | DROP
DEF | N_HS_High R-Value Glass Doors | 0 | 0 | 0 | 12 |  | 0 | 0 | 0 | 0 |  | 0 | 0 | 0 | 394 | 394 | 0 | door | 0 | 0 | 0 | 0 | 0 | -394 | DROP | DROP | DROP | DROP | DROP | DROP | [5 empty] | #DIV/0! | #DIV/0! | 0 | 0 | #DIV/0! | #DIV/0! | #DIV/0! | #DIV/0! | #DIV/0! | DROP | 0 | 0 | 0 | DROP
DEF | N_IN_High R-Value Glass Doors | 0 | 0 | 0 | 12 |  | 0 | 0 | 0 | 0 |  | 0 | 0 | 0 | 394 | 394 | 0 | door | 0 | 0 | 0 | 0 | 0 | -394 | DROP | DROP | DROP | DROP | DROP | DROP | [5 empty] | #DIV/0! | #DIV/0! | 0 | 0 | #DIV/0! | #DIV/0! | #DIV/0! | #DIV/0! | #DIV/0! | DROP | 0 | 0 | 0 | DROP
DEF | N_LG_High R-Value Glass Doors | 0 | 0 | 0 | 12 |  | 0 | 0 | 0 | 0 |  | 0 | 0 | 0 | 394 | 394 | 0 | door | 0 | 0 | 0 | 0 | 0 | -394 | DROP | DROP | DROP | DROP | DROP | DROP | [5 empty] | #DIV/0! | #DIV/0! | 0 | 0 | #DIV/0! | #DIV/0! | #DIV/0! | #DIV/0! | #DIV/0! | DROP | 0 | 0 | 0 | DROP
DEF | N_MS_High R-Value Glass Doors | 0 | 0 | 0 | 12 |  | 0 | 0 | 0 | 0 |  | 0 | 0 | 0 | 394 | 394 | 0 | door | 0 | 0 | 0 | 0 | 0 | -394 | DROP | DROP | DROP | DROP | DROP | DROP | [5 empty] | #DIV/0! | #DIV/0! | 0 | 0 | #DIV/0! | #DIV/0! | #DIV/0! | #DIV/0! | #DIV/0! | DROP | 0 | 0 | 0 | DROP
DEF | N_OF_High R-Value Glass Doors | 0 | 0 | 0 | 12 |  | 0 | 0 | 0 | 0 |  | 0 | 0 | 0 | 394 | 394 | 0 | door | 0 | 0 | 0 | 0 | 0 | -394 | DROP | DROP | DROP | DROP | DROP | DROP | [5 empty] | #DIV/0! | #DIV/0! | 0 | 0 | #DIV/0! | #DIV/0! | #DIV/0! | #DIV/0! | #DIV/0! | DROP | 0 | 0 | 0 | DROP
DEF | N_RS_High R-Value Glass Doors | 0 | 0 | 0 | 12 |  | 0 | 0 | 0 | 0 |  | 0 | 0 | 0 | 394 | 394 | 0 | door | 0 | 0 | 0 | 0 | 0 | -394 | DROP | DROP | DROP | DROP | DROP | DROP | [5 empty] | #DIV/0! | #DIV/0! | 0 | 0 | #DIV/0! | #DIV/0! | #DIV/0! | #DIV/0! | #DIV/0! | DROP | 0 | 0 | 0 | DROP
DEF | N_RT_High R-Value Glass Doors | 0 | 0 | 0 | 12 |  | 0 | 0 | 0 | 0 |  | 0 | 0 | 0 | 394 | 394 | 0 | door | 0 | 0 | 0 | 0 | 0 | -394 | DROP | DROP | DROP | DROP | DROP | DROP | [5 empty] | #DIV/0! | #DIV/0! | 0 | 0 | #DIV/0! | #DIV/0! | #DIV/0! | #DIV/0! | #DIV/0! | DROP | 0 | 0 | 0 | DROP
DEF | N_SC_High R-Value Glass Doors | 0 | 0 | 0 | 12 |  | 0 | 0 | 0 | 0 |  | 0 | 0 | 0 | 394 | 394 | 0 | door | 0 | 0 | 0 | 0 | 0 | -394 | DROP | DROP | DROP | DROP | DROP | DROP | [5 empty] | #DIV/0! | #DIV/0! | 0 | 0 | #DIV/0! | #DIV/0! | #DIV/0! | #DIV/0! | #DIV/0! | DROP | 0 | 0 | 0 | DROP
DEF | N_WR_High R-Value Glass Doors | 0 | 0 | 0 | 12 |  | 0 | 0 | 0 | 0 |  | 0 | 0 | 0 | 394 | 394 | 0 | door | 0 | 0 | 0 | 0 | 0 | -394 | DROP | DROP | DROP | DROP | DROP | DROP | [5 empty] | #DIV/0! | #DIV/0! | 0 | 0 | #DIV/0! | #DIV/0! | #DIV/0! | #DIV/0! | #DIV/0! | DROP | 0 | 0 | 0 | DROP
DEF | E_AS_Night Covers for Display Cases | 103.3118 | 0.015518 | 0.0069353 | 5 |  | 11.1993 | 0 | 9.1864 | 20.3857 |  | 43.6716 | 4.0292 | 0 | 714 | 714 | 43.6716 | case | 73.6086 | 0.42737 | 0.028391 | 0.061165 | -27.3151 | -697.6434 | DROP | DROP | DROP | DROP | DROP | DROP | [5 empty] | 0.42737 | DROP | 73.6086 | 694.6001 | DROP | DROP | DROP | DROP | DROP | DROP | 0.028391 | 694.6001 | 1.034 | DROP
DEF | E_CU_Night Covers for Display Cases | 103.3118 | 0.015518 | 0.0069353 | 5 |  | 11.1993 | 0 | 9.1864 | 20.3857 |  | 43.6716 | 4.0292 | 0 | 714 | 714 | 43.6716 | case | 73.6086 | 0.42737 | 0.028391 | 0.061165 | -27.3151 | -697.6434 | DROP | DROP | DROP | DROP | DROP | DROP | [5 empty] | 0.42737 | DROP | 73.6086 | 694.6001 | DROP | DROP | DROP | DROP | DROP | DROP | 0.028391 | 694.6001 | 1.034 | DROP
DEF | E_GR_Night Covers for Display Cases | 103.3118 | 0.015518 | 0.0069353 | 5 |  | 11.1993 | 0 | 9.1864 | 20.3857 |  | 43.6716 | 4.0292 | 0 | 714 | 714 | 43.6716 | case | 73.6086 | 0.42737 | 0.028391 | 0.061165 | -27.3151 | -697.6434 | DROP | DROP | DROP | DROP | DROP | DROP | [5 empty] | 0.42737 | DROP | 73.6086 | 694.6001 | DROP | DROP | DROP | DROP | DROP | DROP | 0.028391 | 694.6001 | 1.034 | DROP
DEF | E_HC_Night Covers for Display Cases | 103.3118 | 0.015518 | 0.0069353 | 5 |  | 11.1993 | 0 | 9.1864 | 20.3857 |  | 43.6716 | 4.0292 | 0 | 714 | 714 | 43.6716 | case | 73.6086 | 0.42737 | 0.028391 | 0.061165 | -27.3151 | -697.6434 | DROP | DROP | DROP | DROP | DROP | DROP | [5 empty] | 0.42737 | DROP | 73.6086 | 694.6001 | DROP | DROP | DROP | DROP | DROP | DROP | 0.028391 | 694.6001 | 1.034 | DROP
DEF | E_HS_Night Covers for Display Cases | 103.3118 | 0.015518 | 0.0069353 | 5 |  | 11.1993 | 0 | 9.1864 | 20.3857 |  | 43.6716 | 4.0292 | 0 | 714 | 714 | 43.6716 | case | 73.6086 | 0.42737 | 0.028391 | 0.061165 | -27.3151 | -697.6434 | DROP | DROP | DROP | DROP | DROP | DROP | [5 empty] | 0.42737 | DROP | 73.6086 | 694.6001 | DROP | DROP | DROP | DROP | DROP | DROP | 0.028391 | 694.6001 | 1.034 | DROP
DEF | E_IN_Night Covers for Display Cases | 103.3118 | 0.015518 | 0.0069353 | 5 |  | 11.1993 | 0 | 9.1864 | 20.3857 |  | 43.6716 | 4.0292 | 0 | 714 | 714 | 43.6716 | case | 73.6086 | 0.42737 | 0.028391 | 0.061165 | -27.3151 | -697.6434 | DROP | DROP | DROP | DROP | DROP | DROP | [5 empty] | 0.42737 | DROP | 73.6086 | 694.6001 | DROP | DROP | DROP | DROP | DROP | DROP | 0.028391 | 694.6001 | 1.034 | DROP
DEF | E_LG_Night Covers for Display Cases | 103.3118 | 0.015518 | 0.0069353 | 5 |  | 11.1993 | 0 | 9.1864 | 20.3857 |  | 43.6716 | 4.0292 | 0 | 714 | 714 | 43.6716 | case | 73.6086 | 0.42737 | 0.028391 | 0.061165 | -27.3151 | -697.6434 | DROP | DROP | DROP | DROP | DROP | DROP | [5 empty] | 0.42737 | DROP | 73.6086 | 694.6001 | DROP | DROP | DROP | DROP | DROP | DROP | 0.028391 | 694.6001 | 1.034 | DROP
DEF | E_MS_Night Covers for Display Cases | 103.3118 | 0.015518 | 0.0069353 | 5 |  | 11.1993 | 0 | 9.1864 | 20.3857 |  | 43.6716 | 4.0292 | 0 | 714 | 714 | 43.6716 | case | 73.6086 | 0.42737 | 0.028391 | 0.061165 | -27.3151 | -697.6434 | DROP | DROP | DROP | DROP | DROP | DROP | [5 empty] | 0.42737 | DROP | 73.6086 | 694.6001 | DROP | DROP | DROP | DROP | DROP | DROP | 0.028391 | 694.6001 | 1.034 | DROP
DEF | E_OF_Night Covers for Display Cases | 103.3118 | 0.015518 | 0.0069353 | 5 |  | 11.1993 | 0 | 9.1864 | 20.3857 |  | 43.6716 | 4.0292 | 0 | 714 | 714 | 43.6716 | case | 73.6086 | 0.42737 | 0.028391 | 0.061165 | -27.3151 | -697.6434 | DROP | DROP | DROP | DROP | DROP | DROP | [5 empty] | 0.42737 | DROP | 73.6086 | 694.6001 | DROP | DROP | DROP | DROP | DROP | DROP | 0.028391 | 694.6001 | 1.034 | DROP
DEF | E_RS_Night Covers for Display Cases | 103.3118 | 0.015518 | 0.0069353 | 5 |  | 11.1993 | 0 | 9.1864 | 20.3857 |  | 43.6716 | 4.0292 | 0 | 714 | 714 | 43.6716 | case | 73.6086 | 0.42737 | 0.028391 | 0.061165 | -27.3151 | -697.6434 | DROP | DROP | DROP | DROP | DROP | DROP | [5 empty] | 0.42737 | DROP | 73.6086 | 694.6001 | DROP | DROP | DROP | DROP | DROP | DROP | 0.028391 | 694.6001 | 1.034 | DROP
DEF | E_RT_Night Covers for Display Cases | 103.3118 | 0.015518 | 0.0069353 | 5 |  | 11.1993 | 0 | 9.1864 | 20.3857 |  | 43.6716 | 4.0292 | 0 | 714 | 714 | 43.6716 | case | 73.6086 | 0.42737 | 0.028391 | 0.061165 | -27.3151 | -697.6434 | DROP | DROP | DROP | DROP | DROP | DROP | [5 empty] | 0.42737 | DROP | 73.6086 | 694.6001 | DROP | DROP | DROP | DROP | DROP | DROP | 0.028391 | 694.6001 | 1.034 | DROP
DEF | E_SC_Night Covers for Display Cases | 103.3118 | 0.015518 | 0.0069353 | 5 |  | 11.1993 | 0 | 9.1864 | 20.3857 |  | 43.6716 | 4.0292 | 0 | 714 | 714 | 43.6716 | case | 73.6086 | 0.42737 | 0.028391 | 0.061165 | -27.3151 | -697.6434 | DROP | DROP | DROP | DROP | DROP | DROP | [5 empty] | 0.42737 | DROP | 73.6086 | 694.6001 | DROP | DROP | DROP | DROP | DROP | DROP | 0.028391 | 694.6001 | 1.034 | DROP
DEF | E_WR_Night Covers for Display Cases | 103.3118 | 0.015518 | 0.0069353 | 5 |  | 11.1993 | 0 | 9.1864 | 20.3857 |  | 43.6716 | 4.0292 | 0 | 714 | 714 | 43.6716 | case | 73.6086 | 0.42737 | 0.028391 | 0.061165 | -27.3151 | -697.6434 | DROP | DROP | DROP | DROP | DROP | DROP | [5 empty] | 0.42737 | DROP | 73.6086 | 694.6001 | DROP | DROP | DROP | DROP | DROP | DROP | 0.028391 | 694.6001 | 1.034 | DROP
DEF | N_AS_Night Covers for Display Cases | 103.3118 | 0.015518 | 0.0069353 | 5 |  | 11.1993 | 0 | 9.1864 | 20.3857 |  | 43.6716 | 4.0292 | 0 | 714 | 714 | 43.6716 | case | 73.6086 | 0.42737 | 0.028391 | 0.061165 | -27.3151 | -697.6434 | DROP | DROP | DROP | DROP | DROP | DROP | [5 empty] | 0.42737 | DROP | 73.6086 | 694.6001 | DROP | DROP | DROP | DROP | DROP | DROP | 0.028391 | 694.6001 | 1.034 | DROP
DEF | N_CU_Night Covers for Display Cases | 103.3118 | 0.015518 | 0.0069353 | 5 |  | 11.1993 | 0 | 9.1864 | 20.3857 |  | 43.6716 | 4.0292 | 0 | 714 | 714 | 43.6716 | case | 73.6086 | 0.42737 | 0.028391 | 0.061165 | -27.3151 | -697.6434 | DROP | DROP | DROP | DROP | DROP | DROP | [5 empty] | 0.42737 | DROP | 73.6086 | 694.6001 | DROP | DROP | DROP | DROP | DROP | DROP | 0.028391 | 694.6001 | 1.034 | DROP
DEF | N_GR_Night Covers for Display Cases | 103.3118 | 0.015518 | 0.0069353 | 5 |  | 11.1993 | 0 | 9.1864 | 20.3857 |  | 43.6716 | 4.0292 | 0 | 714 | 714 | 43.6716 | case | 73.6086 | 0.42737 | 0.028391 | 0.061165 | -27.3151 | -697.6434 | DROP | DROP | DROP | DROP | DROP | DROP | [5 empty] | 0.42737 | DROP | 73.6086 | 694.6001 | DROP | DROP | DROP | DROP | DROP | DROP | 0.028391 | 694.6001 | 1.034 | DROP
DEF | N_HC_Night Covers for Display Cases | 103.3118 | 0.015518 | 0.0069353 | 5 |  | 11.1993 | 0 | 9.1864 | 20.3857 |  | 43.6716 | 4.0292 | 0 | 714 | 714 | 43.6716 | case | 73.6086 | 0.42737 | 0.028391 | 0.061165 | -27.3151 | -697.6434 | DROP | DROP | DROP | DROP | DROP | DROP | [5 empty] | 0.42737 | DROP | 73.6086 | 694.6001 | DROP | DROP | DROP | DROP | DROP | DROP | 0.028391 | 694.6001 | 1.034 | DROP
DEF | N_HS_Night Covers for Display Cases | 103.3118 | 0.015518 | 0.0069353 | 5 |  | 11.1993 | 0 | 9.1864 | 20.3857 |  | 43.6716 | 4.0292 | 0 | 714 | 714 | 43.6716 | case | 73.6086 | 0.42737 | 0.028391 | 0.061165 | -27.3151 | -697.6434 | DROP | DROP | DROP | DROP | DROP | DROP | [5 empty] | 0.42737 | DROP | 73.6086 | 694.6001 | DROP | DROP | DROP | DROP | DROP | DROP | 0.028391 | 694.6001 | 1.034 | DROP
DEF | N_IN_Night Covers for Display Cases | 103.3118 | 0.015518 | 0.0069353 | 5 |  | 11.1993 | 0 | 9.1864 | 20.3857 |  | 43.6716 | 4.0292 | 0 | 714 | 714 | 43.6716 | case | 73.6086 | 0.42737 | 0.028391 | 0.061165 | -27.3151 | -697.6434 | DROP | DROP | DROP | DROP | DROP | DROP | [5 empty] | 0.42737 | DROP | 73.6086 | 694.6001 | DROP | DROP | DROP | DROP | DROP | DROP | 0.028391 | 694.6001 | 1.034 | DROP
DEF | N_LG_Night Covers for Display Cases | 103.3118 | 0.015518 | 0.0069353 | 5 |  | 11.1993 | 0 | 9.1864 | 20.3857 |  | 43.6716 | 4.0292 | 0 | 714 | 714 | 43.6716 | case | 73.6086 | 0.42737 | 0.028391 | 0.061165 | -27.3151 | -697.6434 | DROP | DROP | DROP | DROP | DROP | DROP | [5 empty] | 0.42737 | DROP | 73.6086 | 694.6001 | DROP | DROP | DROP | DROP | DROP | DROP | 0.028391 | 694.6001 | 1.034 | DROP
DEF | N_MS_Night Covers for Display Cases | 103.3118 | 0.015518 | 0.0069353 | 5 |  | 11.1993 | 0 | 9.1864 | 20.3857 |  | 43.6716 | 4.0292 | 0 | 714 | 714 | 43.6716 | case | 73.6086 | 0.42737 | 0.028391 | 0.061165 | -27.3151 | -697.6434 | DROP | DROP | DROP | DROP | DROP | DROP | [5 empty] | 0.42737 | DROP | 73.6086 | 694.6001 | DROP | DROP | DROP | DROP | DROP | DROP | 0.028391 | 694.6001 | 1.034 | DROP
DEF | N_OF_Night Covers for Display Cases | 103.3118 | 0.015518 | 0.0069353 | 5 |  | 11.1993 | 0 | 9.1864 | 20.3857 |  | 43.6716 | 4.0292 | 0 | 714 | 714 | 43.6716 | case | 73.6086 | 0.42737 | 0.028391 | 0.061165 | -27.3151 | -697.6434 | DROP | DROP | DROP | DROP | DROP | DROP | [5 empty] | 0.42737 | DROP | 73.6086 | 694.6001 | DROP | DROP | DROP | DROP | DROP | DROP | 0.028391 | 694.6001 | 1.034 | DROP
DEF | N_RS_Night Covers for Display Cases | 103.3118 | 0.015518 | 0.0069353 | 5 |  | 11.1993 | 0 | 9.1864 | 20.3857 |  | 43.6716 | 4.0292 | 0 | 714 | 714 | 43.6716 | case | 73.6086 | 0.42737 | 0.028391 | 0.061165 | -27.3151 | -697.6434 | DROP | DROP | DROP | DROP | DROP | DROP | [5 empty] | 0.42737 | DROP | 73.6086 | 694.6001 | DROP | DROP | DROP | DROP | DROP | DROP | 0.028391 | 694.6001 | 1.034 | DROP
DEF | N_RT_Night Covers for Display Cases | 103.3118 | 0.015518 | 0.0069353 | 5 |  | 11.1993 | 0 | 9.1864 | 20.3857 |  | 43.6716 | 4.0292 | 0 | 714 | 714 | 43.6716 | case | 73.6086 | 0.42737 | 0.028391 | 0.061165 | -27.3151 | -697.6434 | DROP | DROP | DROP | DROP | DROP | DROP | [5 empty] | 0.42737 | DROP | 73.6086 | 694.6001 | DROP | DROP | DROP | DROP | DROP | DROP | 0.028391 | 694.6001 | 1.034 | DROP
DEF | N_SC_Night Covers for Display Cases | 103.3118 | 0.015518 | 0.0069353 | 5 |  | 11.1993 | 0 | 9.1864 | 20.3857 |  | 43.6716 | 4.0292 | 0 | 714 | 714 | 43.6716 | case | 73.6086 | 0.42737 | 0.028391 | 0.061165 | -27.3151 | -697.6434 | DROP | DROP | DROP | DROP | DROP | DROP | [5 empty] | 0.42737 | DROP | 73.6086 | 694.6001 | DROP | DROP | DROP | DROP | DROP | DROP | 0.028391 | 694.6001 | 1.034 | DROP
DEF | N_WR_Night Covers for Display Cases | 103.3118 | 0.015518 | 0.0069353 | 5 |  | 11.1993 | 0 | 9.1864 | 20.3857 |  | 43.6716 | 4.0292 | 0 | 714 | 714 | 43.6716 | case | 73.6086 | 0.42737 | 0.028391 | 0.061165 | -27.3151 | -697.6434 | DROP | DROP | DROP | DROP | DROP | DROP | [5 empty] | 0.42737 | DROP | 73.6086 | 694.6001 | DROP | DROP | DROP | DROP | DROP | DROP | 0.028391 | 694.6001 | 1.034 | DROP
DEF | E_AS_PSC to ECM Evaporator Fan Motor (Reach-In) | 503.9324 | 0.070139 | 0.0064253 | 15 |  | 162.8561 | 61.6686 | 100.699 | 325.2238 |  | 558.0887 | 19.6534 | 0 | 177 | 177 | 558.0887 | motor | 3.7409 | 0.56292 | 1.6538 | 3.153 | -252.5183 | 128.5704 | DROP | DROP | DROP | KEEP | KEEP | KEEP | [5 empty] | 0.56292 | DROP | 3.7409 | 82.3716 | DROP | DROP | DROP | DROP | DROP | DROP | 1.6538 | 82.3716 | 3.6184 | KEEP
DEF | E_CU_PSC to ECM Evaporator Fan Motor (Reach-In) | 503.9324 | 0.065337 | 0.054728 | 15 |  | 162.8561 | 57.4471 | 93.8056 | 314.1088 |  | 558.0887 | 19.6534 | 0 | 177 | 177 | 558.0887 | motor | 3.7409 | 0.54368 | 1.5973 | 3.153 | -263.6333 | 117.4555 | DROP | DROP | DROP | KEEP | KEEP | KEEP | [5 empty] | 0.54368 | DROP | 3.7409 | 82.3716 | DROP | DROP | DROP | DROP | DROP | DROP | 1.5973 | 82.3716 | 3.6184 | KEEP
DEF | E_GR_PSC to ECM Evaporator Fan Motor (Reach-In) | 503.9324 | 0.070139 | 0.0064253 | 15 |  | 162.8561 | 61.6686 | 100.699 | 325.2238 |  | 558.0887 | 19.6534 | 0 | 177 | 177 | 558.0887 | motor | 3.7409 | 0.56292 | 1.6538 | 3.153 | -252.5183 | 128.5704 | DROP | DROP | DROP | KEEP | KEEP | KEEP | [5 empty] | 0.56292 | DROP | 3.7409 | 82.3716 | DROP | DROP | DROP | DROP | DROP | DROP | 1.6538 | 82.3716 | 3.6184 | KEEP
DEF | E_HC_PSC to ECM Evaporator Fan Motor (Reach-In) | 503.9324 | 0.065337 | 0.054728 | 15 |  | 162.8561 | 57.4471 | 93.8056 | 314.1088 |  | 558.0887 | 19.6534 | 0 | 177 | 177 | 558.0887 | motor | 3.7409 | 0.54368 | 1.5973 | 3.153 | -263.6333 | 117.4555 | DROP | DROP | DROP | KEEP | KEEP | KEEP | [5 empty] | 0.54368 | DROP | 3.7409 | 82.3716 | DROP | DROP | DROP | DROP | DROP | DROP | 1.5973 | 82.3716 | 3.6184 | KEEP
DEF | E_HS_PSC to ECM Evaporator Fan Motor (Reach-In) | 503.9324 | 0.065337 | 0.054728 | 15 |  | 162.8561 | 57.4471 | 93.8056 | 314.1088 |  | 558.0887 | 19.6534 | 0 | 177 | 177 | 558.0887 | motor | 3.7409 | 0.54368 | 1.5973 | 3.153 | -263.6333 | 117.4555 | DROP | DROP | DROP | KEEP | KEEP | KEEP | [5 empty] | 0.54368 | DROP | 3.7409 | 82.3716 | DROP | DROP | DROP | DROP | DROP | DROP | 1.5973 | 82.3716 | 3.6184 | KEEP
DEF | E_IN_PSC to ECM Evaporator Fan Motor (Reach-In) | 503.9324 | 0.070139 | 0.0064253 | 15 |  | 162.8561 | 61.6686 | 100.699 | 325.2238 |  | 558.0887 | 19.6534 | 0 | 177 | 177 | 558.0887 | motor | 3.7409 | 0.56292 | 1.6538 | 3.153 | -252.5183 | 128.5704 | DROP | DROP | DROP | KEEP | KEEP | KEEP | [5 empty] | 0.56292 | DROP | 3.7409 | 82.3716 | DROP | DROP | DROP | DROP | DROP | DROP | 1.6538 | 82.3716 | 3.6184 | KEEP
DEF | E_LG_PSC to ECM Evaporator Fan Motor (Reach-In) | 503.9324 | 0.065337 | 0.054728 | 15 |  | 162.8561 | 57.4471 | 93.8056 | 314.1088 |  | 558.0887 | 19.6534 | 0 | 177 | 177 | 558.0887 | motor | 3.7409 | 0.54368 | 1.5973 | 3.153 | -263.6333 | 117.4555 | DROP | DROP | DROP | KEEP | KEEP | KEEP | [5 empty] | 0.54368 | DROP | 3.7409 | 82.3716 | DROP | DROP | DROP | DROP | DROP | DROP | 1.5973 | 82.3716 | 3.6184 | KEEP
DEF | E_MS_PSC to ECM Evaporator Fan Motor (Reach-In) | 503.9324 | 0.070139 | 0.0064253 | 15 |  | 162.8561 | 61.6686 | 100.699 | 325.2238 |  | 558.0887 | 19.6534 | 0 | 177 | 177 | 558.0887 | motor | 3.7409 | 0.56292 | 1.6538 | 3.153 | -252.5183 | 128.5704 | DROP | DROP | DROP | KEEP | KEEP | KEEP | [5 empty] | 0.56292 | DROP | 3.7409 | 82.3716 | DROP | DROP | DROP | DROP | DROP | DROP | 1.6538 | 82.3716 | 3.6184 | KEEP
DEF | E_OF_PSC to ECM Evaporator Fan Motor (Reach-In) | 503.9324 | 0.070139 | 0.0064253 | 15 |  | 162.8561 | 61.6686 | 100.699 | 325.2238 |  | 558.0887 | 19.6534 | 0 | 177 | 177 | 558.0887 | motor | 3.7409 | 0.56292 | 1.6538 | 3.153 | -252.5183 | 128.5704 | DROP | DROP | DROP | KEEP | KEEP | KEEP | [5 empty] | 0.56292 | DROP | 3.7409 | 82.3716 | DROP | DROP | DROP | DROP | DROP | DROP | 1.6538 | 82.3716 | 3.6184 | KEEP
DEF | E_RS_PSC to ECM Evaporator Fan Motor (Reach-In) | 503.9324 | 0.065337 | 0.054728 | 15 |  | 162.8561 | 57.4471 | 93.8056 | 314.1088 |  | 558.0887 | 19.6534 | 0 | 177 | 177 | 558.0887 | motor | 3.7409 | 0.54368 | 1.5973 | 3.153 | -263.6333 | 117.4555 | DROP | DROP | DROP | KEEP | KEEP | KEEP | [5 empty] | 0.54368 | DROP | 3.7409 | 82.3716 | DROP | DROP | DROP | DROP | DROP | DROP | 1.5973 | 82.3716 | 3.6184 | KEEP
DEF | E_RT_PSC to ECM Evaporator Fan Motor (Reach-In) | 503.9324 | 0.070139 | 0.0064253 | 15 |  | 162.8561 | 61.6686 | 100.699 | 325.2238 |  | 558.0887 | 19.6534 | 0 | 177 | 177 | 558.0887 | motor | 3.7409 | 0.56292 | 1.6538 | 3.153 | -252.5183 | 128.5704 | DROP | DROP | DROP | KEEP | KEEP | KEEP | [5 empty] | 0.56292 | DROP | 3.7409 | 82.3716 | DROP | DROP | DROP | DROP | DROP | DROP | 1.6538 | 82.3716 | 3.6184 | KEEP
DEF | E_SC_PSC to ECM Evaporator Fan Motor (Reach-In) | 503.9324 | 0.065337 | 0.054728 | 15 |  | 162.8561 | 57.4471 | 93.8056 | 314.1088 |  | 558.0887 | 19.6534 | 0 | 177 | 177 | 558.0887 | motor | 3.7409 | 0.54368 | 1.5973 | 3.153 | -263.6333 | 117.4555 | DROP | DROP | DROP | KEEP | KEEP | KEEP | [5 empty] | 0.54368 | DROP | 3.7409 | 82.3716 | DROP | DROP | DROP | DROP | DROP | DROP | 1.5973 | 82.3716 | 3.6184 | KEEP
DEF | E_WR_PSC to ECM Evaporator Fan Motor (Reach-In) | 503.9324 | 0.070139 | 0.0064253 | 15 |  | 162.8561 | 61.6686 | 100.699 | 325.2238 |  | 558.0887 | 19.6534 | 0 | 177 | 177 | 558.0887 | motor | 3.7409 | 0.56292 | 1.6538 | 3.153 | -252.5183 | 128.5704 | DROP | DROP | DROP | KEEP | KEEP | KEEP | [5 empty] | 0.56292 | DROP | 3.7409 | 82.3716 | DROP | DROP | DROP | DROP | DROP | DROP | 1.6538 | 82.3716 | 3.6184 | KEEP
DEF | N_AS_PSC to ECM Evaporator Fan Motor (Reach-In) | 503.9324 | 0.070139 | 0.0064253 | 15 |  | 162.8561 | 61.6686 | 100.699 | 325.2238 |  | 558.0887 | 19.6534 | 0 | 177 | 177 | 558.0887 | motor | 3.7409 | 0.56292 | 1.6538 | 3.153 | -252.5183 | 128.5704 | DROP | DROP | DROP | KEEP | KEEP | KEEP | [5 empty] | 0.56292 | DROP | 3.7409 | 82.3716 | DROP | DROP | DROP | DROP | DROP | DROP | 1.6538 | 82.3716 | 3.6184 | KEEP
DEF | N_CU_PSC to ECM Evaporator Fan Motor (Reach-In) | 503.9324 | 0.065337 | 0.054728 | 15 |  | 162.8561 | 57.4471 | 93.8056 | 314.1088 |  | 558.0887 | 19.6534 | 0 | 177 | 177 | 558.0887 | motor | 3.7409 | 0.54368 | 1.5973 | 3.153 | -263.6333 | 117.4555 | DROP | DROP | DROP | KEEP | KEEP | KEEP | [5 empty] | 0.54368 | DROP | 3.7409 | 82.3716 | DROP | DROP | DROP | DROP | DROP | DROP | 1.5973 | 82.3716 | 3.6184 | KEEP
DEF | N_GR_PSC to ECM Evaporator Fan Motor (Reach-In) | 503.9324 | 0.070139 | 0.0064253 | 15 |  | 162.8561 | 61.6686 | 100.699 | 325.2238 |  | 558.0887 | 19.6534 | 0 | 177 | 177 | 558.0887 | motor | 3.7409 | 0.56292 | 1.6538 | 3.153 | -252.5183 | 128.5704 | DROP | DROP | DROP | KEEP | KEEP | KEEP | [5 empty] | 0.56292 | DROP | 3.7409 | 82.3716 | DROP | DROP | DROP | DROP | DROP | DROP | 1.6538 | 82.3716 | 3.6184 | KEEP
DEF | N_HC_PSC to ECM Evaporator Fan Motor (Reach-In) | 503.9324 | 0.065337 | 0.054728 | 15 |  | 162.8561 | 57.4471 | 93.8056 | 314.1088 |  | 558.0887 | 19.6534 | 0 | 177 | 177 | 558.0887 | motor | 3.7409 | 0.54368 | 1.5973 | 3.153 | -263.6333 | 117.4555 | DROP | DROP | DROP | KEEP | KEEP | KEEP | [5 empty] | 0.54368 | DROP | 3.7409 | 82.3716 | DROP | DROP | DROP | DROP | DROP | DROP | 1.5973 | 82.3716 | 3.6184 | KEEP
DEF | N_HS_PSC to ECM Evaporator Fan Motor (Reach-In) | 503.9324 | 0.065337 | 0.054728 | 15 |  | 162.8561 | 57.4471 | 93.8056 | 314.1088 |  | 558.0887 | 19.6534 | 0 | 177 | 177 | 558.0887 | motor | 3.7409 | 0.54368 | 1.5973 | 3.153 | -263.6333 | 117.4555 | DROP | DROP | DROP | KEEP | KEEP | KEEP | [5 empty] | 0.54368 | DROP | 3.7409 | 82.3716 | DROP | DROP | DROP | DROP | DROP | DROP | 1.5973 | 82.3716 | 3.6184 | KEEP
DEF | N_IN_PSC to ECM Evaporator Fan Motor (Reach-In) | 503.9324 | 0.070139 | 0.0064253 | 15 |  | 162.8561 | 61.6686 | 100.699 | 325.2238 |  | 558.0887 | 19.6534 | 0 | 177 | 177 | 558.0887 | motor | 3.7409 | 0.56292 | 1.6538 | 3.153 | -252.5183 | 128.5704 | DROP | DROP | DROP | KEEP | KEEP | KEEP | [5 empty] | 0.56292 | DROP | 3.7409 | 82.3716 | DROP | DROP | DROP | DROP | DROP | DROP | 1.6538 | 82.3716 | 3.6184 | KEEP
DEF | N_LG_PSC to ECM Evaporator Fan Motor (Reach-In) | 503.9324 | 0.065337 | 0.054728 | 15 |  | 162.8561 | 57.4471 | 93.8056 | 314.1088 |  | 558.0887 | 19.6534 | 0 | 177 | 177 | 558.0887 | motor | 3.7409 | 0.54368 | 1.5973 | 3.153 | -263.6333 | 117.4555 | DROP | DROP | DROP | KEEP | KEEP | KEEP | [5 empty] | 0.54368 | DROP | 3.7409 | 82.3716 | DROP | DROP | DROP | DROP | DROP | DROP | 1.5973 | 82.3716 | 3.6184 | KEEP
DEF | N_MS_PSC to ECM Evaporator Fan Motor (Reach-In) | 503.9324 | 0.070139 | 0.0064253 | 15 |  | 162.8561 | 61.6686 | 100.699 | 325.2238 |  | 558.0887 | 19.6534 | 0 | 177 | 177 | 558.0887 | motor | 3.7409 | 0.56292 | 1.6538 | 3.153 | -252.5183 | 128.5704 | DROP | DROP | DROP | KEEP | KEEP | KEEP | [5 empty] | 0.56292 | DROP | 3.7409 | 82.3716 | DROP | DROP | DROP | DROP | DROP | DROP | 1.6538 | 82.3716 | 3.6184 | KEEP
DEF | N_OF_PSC to ECM Evaporator Fan Motor (Reach-In) | 503.9324 | 0.070139 | 0.0064253 | 15 |  | 162.8561 | 61.6686 | 100.699 | 325.2238 |  | 558.0887 | 19.6534 | 0 | 177 | 177 | 558.0887 | motor | 3.7409 | 0.56292 | 1.6538 | 3.153 | -252.5183 | 128.5704 | DROP | DROP | DROP | KEEP | KEEP | KEEP | [5 empty] | 0.56292 | DROP | 3.7409 | 82.3716 | DROP | DROP | DROP | DROP | DROP | DROP | 1.6538 | 82.3716 | 3.6184 | KEEP
DEF | N_RS_PSC to ECM Evaporator Fan Motor (Reach-In) | 503.9324 | 0.065337 | 0.054728 | 15 |  | 162.8561 | 57.4471 | 93.8056 | 314.1088 |  | 558.0887 | 19.6534 | 0 | 177 | 177 | 558.0887 | motor | 3.7409 | 0.54368 | 1.5973 | 3.153 | -263.6333 | 117.4555 | DROP | DROP | DROP | KEEP | KEEP | KEEP | [5 empty] | 0.54368 | DROP | 3.7409 | 82.3716 | DROP | DROP | DROP | DROP | DROP | DROP | 1.5973 | 82.3716 | 3.6184 | KEEP
DEF | N_RT_PSC to ECM Evaporator Fan Motor (Reach-In) | 503.9324 | 0.070139 | 0.0064253 | 15 |  | 162.8561 | 61.6686 | 100.699 | 325.2238 |  | 558.0887 | 19.6534 | 0 | 177 | 177 | 558.0887 | motor | 3.7409 | 0.56292 | 1.6538 | 3.153 | -252.5183 | 128.5704 | DROP | DROP | DROP | KEEP | KEEP | KEEP | [5 empty] | 0.56292 | DROP | 3.7409 | 82.3716 | DROP | DROP | DROP | DROP | DROP | DROP | 1.6538 | 82.3716 | 3.6184 | KEEP
DEF | N_SC_PSC to ECM Evaporator Fan Motor (Reach-In) | 503.9324 | 0.065337 | 0.054728 | 15 |  | 162.8561 | 57.4471 | 93.8056 | 314.1088 |  | 558.0887 | 19.6534 | 0 | 177 | 177 | 558.0887 | motor | 3.7409 | 0.54368 | 1.5973 | 3.153 | -263.6333 | 117.4555 | DROP | DROP | DROP | KEEP | KEEP | KEEP | [5 empty] | 0.54368 | DROP | 3.7409 | 82.3716 | DROP | DROP | DROP | DROP | DROP | DROP | 1.5973 | 82.3716 | 3.6184 | KEEP
DEF | N_WR_PSC to ECM Evaporator Fan Motor (Reach-In) | 503.9324 | 0.070139 | 0.0064253 | 15 |  | 162.8561 | 61.6686 | 100.699 | 325.2238 |  | 558.0887 | 19.6534 | 0 | 177 | 177 | 558.0887 | motor | 3.7409 | 0.56292 | 1.6538 | 3.153 | -252.5183 | 128.5704 | DROP | DROP | DROP | KEEP | KEEP | KEEP | [5 empty] | 0.56292 | DROP | 3.7409 | 82.3716 | DROP | DROP | DROP | DROP | DROP | DROP | 1.6538 | 82.3716 | 3.6184 | KEEP
DEF | E_AS_PSC to ECM Evaporator Fan Motor (Walk-In, Refrigerator) | 327.0516 | 0.04552 | 0.00417 | 15 |  | 105.6935 | 40.0229 | 65.3536 | 211.0699 |  | 362.199 | 12.755 | 0 | 177 | 177 | 362.199 | motor | 5.7642 | 0.56292 | 1.1123 | 2.0463 | -163.8841 | 21.3149 | DROP | DROP | DROP | KEEP | KEEP | KEEP | [5 empty] | 0.56292 | DROP | 5.7642 | 115.5862 | DROP | DROP | DROP | DROP | DROP | DROP | 1.1123 | 115.5862 | 2.6994 | KEEP
DEF | E_CU_PSC to ECM Evaporator Fan Motor (Walk-In, Refrigerator) | 327.0516 | 0.042404 | 0.035519 | 15 |  | 105.6935 | 37.2831 | 60.8798 | 203.8563 |  | 362.199 | 12.755 | 0 | 177 | 177 | 362.199 | motor | 5.7642 | 0.54368 | 1.0743 | 2.0463 | -171.0977 | 14.1013 | DROP | DROP | DROP | KEEP | KEEP | KEEP | [5 empty] | 0.54368 | DROP | 5.7642 | 115.5862 | DROP | DROP | DROP | DROP | DROP | DROP | 1.0743 | 115.5862 | 2.6994 | KEEP
DEF | E_GR_PSC to ECM Evaporator Fan Motor (Walk-In, Refrigerator) | 327.0516 | 0.04552 | 0.00417 | 15 |  | 105.6935 | 40.0229 | 65.3536 | 211.0699 |  | 362.199 | 12.755 | 0 | 177 | 177 | 362.199 | motor | 5.7642 | 0.56292 | 1.1123 | 2.0463 | -163.8841 | 21.3149 | DROP | DROP | DROP | KEEP | KEEP | KEEP | [5 empty] | 0.56292 | DROP | 5.7642 | 115.5862 | DROP | DROP | DROP | DROP | DROP | DROP | 1.1123 | 115.5862 | 2.6994 | KEEP
DEF | E_HC_PSC to ECM Evaporator Fan Motor (Walk-In, Refrigerator) | 327.0516 | 0.042404 | 0.035519 | 15 |  | 105.6935 | 37.2831 | 60.8798 | 203.8563 |  | 362.199 | 12.755 | 0 | 177 | 177 | 362.199 | motor | 5.7642 | 0.54368 | 1.0743 | 2.0463 | -171.0977 | 14.1013 | DROP | DROP | DROP | KEEP | KEEP | KEEP | [5 empty] | 0.54368 | DROP | 5.7642 | 115.5862 | DROP | DROP | DROP | DROP | DROP | DROP | 1.0743 | 115.5862 | 2.6994 | KEEP
DEF | E_HS_PSC to ECM Evaporator Fan Motor (Walk-In, Refrigerator) | 327.0516 | 0.042404 | 0.035519 | 15 |  | 105.6935 | 37.2831 | 60.8798 | 203.8563 |  | 362.199 | 12.755 | 0 | 177 | 177 | 362.199 | motor | 5.7642 | 0.54368 | 1.0743 | 2.0463 | -171.0977 | 14.1013 | DROP | DROP | DROP | KEEP | KEEP | KEEP | [5 empty] | 0.54368 | DROP | 5.7642 | 115.5862 | DROP | DROP | DROP | DROP | DROP | DROP | 1.0743 | 115.5862 | 2.6994 | KEEP
DEF | E_IN_PSC to ECM Evaporator Fan Motor (Walk-In, Refrigerator) | 327.0516 | 0.04552 | 0.00417 | 15 |  | 105.6935 | 40.0229 | 65.3536 | 211.0699 |  | 362.199 | 12.755 | 0 | 177 | 177 | 362.199 | motor | 5.7642 | 0.56292 | 1.1123 | 2.0463 | -163.8841 | 21.3149 | DROP | DROP | DROP | KEEP | KEEP | KEEP | [5 empty] | 0.56292 | DROP | 5.7642 | 115.5862 | DROP | DROP | DROP | DROP | DROP | DROP | 1.1123 | 115.5862 | 2.6994 | KEEP
DEF | E_LG_PSC to ECM Evaporator Fan Motor (Walk-In, Refrigerator) | 327.0516 | 0.042404 | 0.035519 | 15 |  | 105.6935 | 37.2831 | 60.8798 | 203.8563 |  | 362.199 | 12.755 | 0 | 177 | 177 | 362.199 | motor | 5.7642 | 0.54368 | 1.0743 | 2.0463 | -171.0977 | 14.1013 | DROP | DROP | DROP | KEEP | KEEP | KEEP | [5 empty] | 0.54368 | DROP | 5.7642 | 115.5862 | DROP | DROP | DROP | DROP | DROP | DROP | 1.0743 | 115.5862 | 2.6994 | KEEP
DEF | E_MS_PSC to ECM Evaporator Fan Motor (Walk-In, Refrigerator) | 327.0516 | 0.04552 | 0.00417 | 15 |  | 105.6935 | 40.0229 | 65.3536 | 211.0699 |  | 362.199 | 12.755 | 0 | 177 | 177 | 362.199 | motor | 5.7642 | 0.56292 | 1.1123 | 2.0463 | -163.8841 | 21.3149 | DROP | DROP | DROP | KEEP | KEEP | KEEP | [5 empty] | 0.56292 | DROP | 5.7642 | 115.5862 | DROP | DROP | DROP | DROP | DROP | DROP | 1.1123 | 115.5862 | 2.6994 | KEEP
DEF | E_OF_PSC to ECM Evaporator Fan Motor (Walk-In, Refrigerator) | 327.0516 | 0.04552 | 0.00417 | 15 |  | 105.6935 | 40.0229 | 65.3536 | 211.0699 |  | 362.199 | 12.755 | 0 | 177 | 177 | 362.199 | motor | 5.7642 | 0.56292 | 1.1123 | 2.0463 | -163.8841 | 21.3149 | DROP | DROP | DROP | KEEP | KEEP | KEEP | [5 empty] | 0.56292 | DROP | 5.7642 | 115.5862 | DROP | DROP | DROP | DROP | DROP | DROP | 1.1123 | 115.5862 | 2.6994 | KEEP
DEF | E_RS_PSC to ECM Evaporator Fan Motor (Walk-In, Refrigerator) | 327.0516 | 0.042404 | 0.035519 | 15 |  | 105.6935 | 37.2831 | 60.8798 | 203.8563 |  | 362.199 | 12.755 | 0 | 177 | 177 | 362.199 | motor | 5.7642 | 0.54368 | 1.0743 | 2.0463 | -171.0977 | 14.1013 | DROP | DROP | DROP | KEEP | KEEP | KEEP | [5 empty] | 0.54368 | DROP | 5.7642 | 115.5862 | DROP | DROP | DROP | DROP | DROP | DROP | 1.0743 | 115.5862 | 2.6994 | KEEP
DEF | E_RT_PSC to ECM Evaporator Fan Motor (Walk-In, Refrigerator) | 327.0516 | 0.04552 | 0.00417 | 15 |  | 105.6935 | 40.0229 | 65.3536 | 211.0699 |  | 362.199 | 12.755 | 0 | 177 | 177 | 362.199 | motor | 5.7642 | 0.56292 | 1.1123 | 2.0463 | -163.8841 | 21.3149 | DROP | DROP | DROP | KEEP | KEEP | KEEP | [5 empty] | 0.56292 | DROP | 5.7642 | 115.5862 | DROP | DROP | DROP | DROP | DROP | DROP | 1.1123 | 115.5862 | 2.6994 | KEEP
DEF | E_SC_PSC to ECM Evaporator Fan Motor (Walk-In, Refrigerator) | 327.0516 | 0.042404 | 0.035519 | 15 |  | 105.6935 | 37.2831 | 60.8798 | 203.8563 |  | 362.199 | 12.755 | 0 | 177 | 177 | 362.199 | motor | 5.7642 | 0.54368 | 1.0743 | 2.0463 | -171.0977 | 14.1013 | DROP | DROP | DROP | KEEP | KEEP | KEEP | [5 empty] | 0.54368 | DROP | 5.7642 | 115.5862 | DROP | DROP | DROP | DROP | DROP | DROP | 1.0743 | 115.5862 | 2.6994 | KEEP
DEF | E_WR_PSC to ECM Evaporator Fan Motor (Walk-In, Refrigerator) | 327.0516 | 0.04552 | 0.00417 | 15 |  | 105.6935 | 40.0229 | 65.3536 | 211.0699 |  | 362.199 | 12.755 | 0 | 177 | 177 | 362.199 | motor | 5.7642 | 0.56292 | 1.1123 | 2.0463 | -163.8841 | 21.3149 | DROP | DROP | DROP | KEEP | KEEP | KEEP | [5 empty] | 0.56292 | DROP | 5.7642 | 115.5862 | DROP | DROP | DROP | DROP | DROP | DROP | 1.1123 | 115.5862 | 2.6994 | KEEP
DEF | N_AS_PSC to ECM Evaporator Fan Motor (Walk-In, Refrigerator) | 327.0516 | 0.04552 | 0.00417 | 15 |  | 105.6935 | 40.0229 | 65.3536 | 211.0699 |  | 362.199 | 12.755 | 0 | 177 | 177 | 362.199 | motor | 5.7642 | 0.56292 | 1.1123 | 2.0463 | -163.8841 | 21.3149 | DROP | DROP | DROP | KEEP | KEEP | KEEP | [5 empty] | 0.56292 | DROP | 5.7642 | 115.5862 | DROP | DROP | DROP | DROP | DROP | DROP | 1.1123 | 115.5862 | 2.6994 | KEEP
DEF | N_CU_PSC to ECM Evaporator Fan Motor (Walk-In, Refrigerator) | 327.0516 | 0.042404 | 0.035519 | 15 |  | 105.6935 | 37.2831 | 60.8798 | 203.8563 |  | 362.199 | 12.755 | 0 | 177 | 177 | 362.199 | motor | 5.7642 | 0.54368 | 1.0743 | 2.0463 | -171.0977 | 14.1013 | DROP | DROP | DROP | KEEP | KEEP | KEEP | [5 empty] | 0.54368 | DROP | 5.7642 | 115.5862 | DROP | DROP | DROP | DROP | DROP | DROP | 1.0743 | 115.5862 | 2.6994 | KEEP
DEF | N_GR_PSC to ECM Evaporator Fan Motor (Walk-In, Refrigerator) | 327.0516 | 0.04552 | 0.00417 | 15 |  | 105.6935 | 40.0229 | 65.3536 | 211.0699 |  | 362.199 | 12.755 | 0 | 177 | 177 | 362.199 | motor | 5.7642 | 0.56292 | 1.1123 | 2.0463 | -163.8841 | 21.3149 | DROP | DROP | DROP | KEEP | KEEP | KEEP | [5 empty] | 0.56292 | DROP | 5.7642 | 115.5862 | DROP | DROP | DROP | DROP | DROP | DROP | 1.1123 | 115.5862 | 2.6994 | KEEP
DEF | N_HC_PSC to ECM Evaporator Fan Motor (Walk-In, Refrigerator) | 327.0516 | 0.042404 | 0.035519 | 15 |  | 105.6935 | 37.2831 | 60.8798 | 203.8563 |  | 362.199 | 12.755 | 0 | 177 | 177 | 362.199 | motor | 5.7642 | 0.54368 | 1.0743 | 2.0463 | -171.0977 | 14.1013 | DROP | DROP | DROP | KEEP | KEEP | KEEP | [5 empty] | 0.54368 | DROP | 5.7642 | 115.5862 | DROP | DROP | DROP | DROP | DROP | DROP | 1.0743 | 115.5862 | 2.6994 | KEEP
DEF | N_HS_PSC to ECM Evaporator Fan Motor (Walk-In, Refrigerator) | 327.0516 | 0.042404 | 0.035519 | 15 |  | 105.6935 | 37.2831 | 60.8798 | 203.8563 |  | 362.199 | 12.755 | 0 | 177 | 177 | 362.199 | motor | 5.7642 | 0.54368 | 1.0743 | 2.0463 | -171.0977 | 14.1013 | DROP | DROP | DROP | KEEP | KEEP | KEEP | [5 empty] | 0.54368 | DROP | 5.7642 | 115.5862 | DROP | DROP | DROP | DROP | DROP | DROP | 1.0743 | 115.5862 | 2.6994 | KEEP
DEF | N_IN_PSC to ECM Evaporator Fan Motor (Walk-In, Refrigerator) | 327.0516 | 0.04552 | 0.00417 | 15 |  | 105.6935 | 40.0229 | 65.3536 | 211.0699 |  | 362.199 | 12.755 | 0 | 177 | 177 | 362.199 | motor | 5.7642 | 0.56292 | 1.1123 | 2.0463 | -163.8841 | 21.3149 | DROP | DROP | DROP | KEEP | KEEP | KEEP | [5 empty] | 0.56292 | DROP | 5.7642 | 115.5862 | DROP | DROP | DROP | DROP | DROP | DROP | 1.1123 | 115.5862 | 2.6994 | KEEP
DEF | N_LG_PSC to ECM Evaporator Fan Motor (Walk-In, Refrigerator) | 327.0516 | 0.042404 | 0.035519 | 15 |  | 105.6935 | 37.2831 | 60.8798 | 203.8563 |  | 362.199 | 12.755 | 0 | 177 | 177 | 362.199 | motor | 5.7642 | 0.54368 | 1.0743 | 2.0463 | -171.0977 | 14.1013 | DROP | DROP | DROP | KEEP | KEEP | KEEP | [5 empty] | 0.54368 | DROP | 5.7642 | 115.5862 | DROP | DROP | DROP | DROP | DROP | DROP | 1.0743 | 115.5862 | 2.6994 | KEEP
DEF | N_MS_PSC to ECM Evaporator Fan Motor (Walk-In, Refrigerator) | 327.0516 | 0.04552 | 0.00417 | 15 |  | 105.6935 | 40.0229 | 65.3536 | 211.0699 |  | 362.199 | 12.755 | 0 | 177 | 177 | 362.199 | motor | 5.7642 | 0.56292 | 1.1123 | 2.0463 | -163.8841 | 21.3149 | DROP | DROP | DROP | KEEP | KEEP | KEEP | [5 empty] | 0.56292 | DROP | 5.7642 | 115.5862 | DROP | DROP | DROP | DROP | DROP | DROP | 1.1123 | 115.5862 | 2.6994 | KEEP
DEF | N_OF_PSC to ECM Evaporator Fan Motor (Walk-In, Refrigerator) | 327.0516 | 0.04552 | 0.00417 | 15 |  | 105.6935 | 40.0229 | 65.3536 | 211.0699 |  | 362.199 | 12.755 | 0 | 177 | 177 | 362.199 | motor | 5.7642 | 0.56292 | 1.1123 | 2.0463 | -163.8841 | 21.3149 | DROP | DROP | DROP | KEEP | KEEP | KEEP | [5 empty] | 0.56292 | DROP | 5.7642 | 115.5862 | DROP | DROP | DROP | DROP | DROP | DROP | 1.1123 | 115.5862 | 2.6994 | KEEP
DEF | N_RS_PSC to ECM Evaporator Fan Motor (Walk-In, Refrigerator) | 327.0516 | 0.042404 | 0.035519 | 15 |  | 105.6935 | 37.2831 | 60.8798 | 203.8563 |  | 362.199 | 12.755 | 0 | 177 | 177 | 362.199 | motor | 5.7642 | 0.54368 | 1.0743 | 2.0463 | -171.0977 | 14.1013 | DROP | DROP | DROP | KEEP | KEEP | KEEP | [5 empty] | 0.54368 | DROP | 5.7642 | 115.5862 | DROP | DROP | DROP | DROP | DROP | DROP | 1.0743 | 115.5862 | 2.6994 | KEEP
DEF | N_RT_PSC to ECM Evaporator Fan Motor (Walk-In, Refrigerator) | 327.0516 | 0.04552 | 0.00417 | 15 |  | 105.6935 | 40.0229 | 65.3536 | 211.0699 |  | 362.199 | 12.755 | 0 | 177 | 177 | 362.199 | motor | 5.7642 | 0.56292 | 1.1123 | 2.0463 | -163.8841 | 21.3149 | DROP | DROP | DROP | KEEP | KEEP | KEEP | [5 empty] | 0.56292 | DROP | 5.7642 | 115.5862 | DROP | DROP | DROP | DROP | DROP | DROP | 1.1123 | 115.5862 | 2.6994 | KEEP
DEF | N_SC_PSC to ECM Evaporator Fan Motor (Walk-In, Refrigerator) | 327.0516 | 0.042404 | 0.035519 | 15 |  | 105.6935 | 37.2831 | 60.8798 | 203.8563 |  | 362.199 | 12.755 | 0 | 177 | 177 | 362.199 | motor | 5.7642 | 0.54368 | 1.0743 | 2.0463 | -171.0977 | 14.1013 | DROP | DROP | DROP | KEEP | KEEP | KEEP | [5 empty] | 0.54368 | DROP | 5.7642 | 115.5862 | DROP | DROP | DROP | DROP | DROP | DROP | 1.0743 | 115.5862 | 2.6994 | KEEP
DEF | N_WR_PSC to ECM Evaporator Fan Motor (Walk-In, Refrigerator) | 327.0516 | 0.04552 | 0.00417 | 15 |  | 105.6935 | 40.0229 | 65.3536 | 211.0699 |  | 362.199 | 12.755 | 0 | 177 | 177 | 362.199 | motor | 5.7642 | 0.56292 | 1.1123 | 2.0463 | -163.8841 | 21.3149 | DROP | DROP | DROP | KEEP | KEEP | KEEP | [5 empty] | 0.56292 | DROP | 5.7642 | 115.5862 | DROP | DROP | DROP | DROP | DROP | DROP | 1.1123 | 115.5862 | 2.6994 | KEEP
DEF | E_AS_Refrigerated Display Case Lighting Controls | 61.4361 | 0.0084392 | 0.0078859 | 8 |  | 10.7731 | 0.96341 | 7.4791 | 19.2156 |  | 39.7925 | 2.396 | 0 | 104.14 | 104.14 | 39.7925 | unit | 18.0541 | 0.45547 | 0.18037 | 0.38211 | -22.973 | -87.3204 | DROP | DROP | DROP | DROP | DROP | DROP | [5 empty] | 0.45547 | DROP | 18.0541 | 92.6035 | DROP | DROP | DROP | DROP | DROP | DROP | 0.18037 | 92.6035 | 1.2713 | DROP
DEF | E_CU_Refrigerated Display Case Lighting Controls | 61.4361 | 0.0084392 | 0.0078859 | 8 |  | 10.7731 | 0.96341 | 7.4791 | 19.2156 |  | 39.7925 | 2.396 | 0 | 104.14 | 104.14 | 39.7925 | unit | 18.0541 | 0.45547 | 0.18037 | 0.38211 | -22.973 | -87.3204 | DROP | DROP | DROP | DROP | DROP | DROP | [5 empty] | 0.45547 | DROP | 18.0541 | 92.6035 | DROP | DROP | DROP | DROP | DROP | DROP | 0.18037 | 92.6035 | 1.2713 | DROP
DEF | E_GR_Refrigerated Display Case Lighting Controls | 61.4361 | 0.0084392 | 0.0078859 | 8 |  | 10.7731 | 0.96341 | 7.4791 | 19.2156 |  | 39.7925 | 2.396 | 0 | 104.14 | 104.14 | 39.7925 | unit | 18.0541 | 0.45547 | 0.18037 | 0.38211 | -22.973 | -87.3204 | DROP | DROP | DROP | DROP | DROP | DROP | [5 empty] | 0.45547 | DROP | 18.0541 | 92.6035 | DROP | DROP | DROP | DROP | DROP | DROP | 0.18037 | 92.6035 | 1.2713 | DROP
DEF | E_HC_Refrigerated Display Case Lighting Controls | 61.4361 | 0.0084392 | 0.0078859 | 8 |  | 10.7731 | 0.96341 | 7.4791 | 19.2156 |  | 39.7925 | 2.396 | 0 | 104.14 | 104.14 | 39.7925 | unit | 18.0541 | 0.45547 | 0.18037 | 0.38211 | -22.973 | -87.3204 | DROP | DROP | DROP | DROP | DROP | DROP | [5 empty] | 0.45547 | DROP | 18.0541 | 92.6035 | DROP | DROP | DROP | DROP | DROP | DROP | 0.18037 | 92.6035 | 1.2713 | DROP
DEF | E_HS_Refrigerated Display Case Lighting Controls | 61.4361 | 0.0084392 | 0.0078859 | 8 |  | 10.7731 | 0.96341 | 7.4791 | 19.2156 |  | 39.7925 | 2.396 | 0 | 104.14 | 104.14 | 39.7925 | unit | 18.0541 | 0.45547 | 0.18037 | 0.38211 | -22.973 | -87.3204 | DROP | DROP | DROP | DROP | DROP | DROP | [5 empty] | 0.45547 | DROP | 18.0541 | 92.6035 | DROP | DROP | DROP | DROP | DROP | DROP | 0.18037 | 92.6035 | 1.2713 | DROP
DEF | E_IN_Refrigerated Display Case Lighting Controls | 61.4361 | 0.0084392 | 0.0078859 | 8 |  | 10.7731 | 0.96341 | 7.4791 | 19.2156 |  | 39.7925 | 2.396 | 0 | 104.14 | 104.14 | 39.7925 | unit | 18.0541 | 0.45547 | 0.18037 | 0.38211 | -22.973 | -87.3204 | DROP | DROP | DROP | DROP | DROP | DROP | [5 empty] | 0.45547 | DROP | 18.0541 | 92.6035 | DROP | DROP | DROP | DROP | DROP | DROP | 0.18037 | 92.6035 | 1.2713 | DROP
DEF | E_LG_Refrigerated Display Case Lighting Controls | 61.4361 | 0.0084392 | 0.0078859 | 8 |  | 10.7731 | 0.96341 | 7.4791 | 19.2156 |  | 39.7925 | 2.396 | 0 | 104.14 | 104.14 | 39.7925 | unit | 18.0541 | 0.45547 | 0.18037 | 0.38211 | -22.973 | -87.3204 | DROP | DROP | DROP | DROP | DROP | DROP | [5 empty] | 0.45547 | DROP | 18.0541 | 92.6035 | DROP | DROP | DROP | DROP | DROP | DROP | 0.18037 | 92.6035 | 1.2713 | DROP
DEF | E_MS_Refrigerated Display Case Lighting Controls | 61.4361 | 0.0084392 | 0.0078859 | 8 |  | 10.7731 | 0.96341 | 7.4791 | 19.2156 |  | 39.7925 | 2.396 | 0 | 104.14 | 104.14 | 39.7925 | unit | 18.0541 | 0.45547 | 0.18037 | 0.38211 | -22.973 | -87.3204 | DROP | DROP | DROP | DROP | DROP | DROP | [5 empty] | 0.45547 | DROP | 18.0541 | 92.6035 | DROP | DROP | DROP | DROP | DROP | DROP | 0.18037 | 92.6035 | 1.2713 | DROP
DEF | E_OF_Refrigerated Display Case Lighting Controls | 61.4361 | 0.0084392 | 0.0078859 | 8 |  | 10.7731 | 0.96341 | 7.4791 | 19.2156 |  | 39.7925 | 2.396 | 0 | 104.14 | 104.14 | 39.7925 | unit | 18.0541 | 0.45547 | 0.18037 | 0.38211 | -22.973 | -87.3204 | DROP | DROP | DROP | DROP | DROP | DROP | [5 empty] | 0.45547 | DROP | 18.0541 | 92.6035 | DROP | DROP | DROP | DROP | DROP | DROP | 0.18037 | 92.6035 | 1.2713 | DROP
DEF | E_RS_Refrigerated Display Case Lighting Controls | 61.4361 | 0.0084392 | 0.0078859 | 8 |  | 10.7731 | 0.96341 | 7.4791 | 19.2156 |  | 39.7925 | 2.396 | 0 | 104.14 | 104.14 | 39.7925 | unit | 18.0541 | 0.45547 | 0.18037 | 0.38211 | -22.973 | -87.3204 | DROP | DROP | DROP | DROP | DROP | DROP | [5 empty] | 0.45547 | DROP | 18.0541 | 92.6035 | DROP | DROP | DROP | DROP | DROP | DROP | 0.18037 | 92.6035 | 1.2713 | DROP
DEF | E_RT_Refrigerated Display Case Lighting Controls | 61.4361 | 0.0084392 | 0.0078859 | 8 |  | 10.7731 | 0.96341 | 7.4791 | 19.2156 |  | 39.7925 | 2.396 | 0 | 104.14 | 104.14 | 39.7925 | unit | 18.0541 | 0.45547 | 0.18037 | 0.38211 | -22.973 | -87.3204 | DROP | DROP | DROP | DROP | DROP | DROP | [5 empty] | 0.45547 | DROP | 18.0541 | 92.6035 | DROP | DROP | DROP | DROP | DROP | DROP | 0.18037 | 92.6035 | 1.2713 | DROP
DEF | E_SC_Refrigerated Display Case Lighting Controls | 61.4361 | 0.0084392 | 0.0078859 | 8 |  | 10.7731 | 0.96341 | 7.4791 | 19.2156 |  | 39.7925 | 2.396 | 0 | 104.14 | 104.14 | 39.7925 | unit | 18.0541 | 0.45547 | 0.18037 | 0.38211 | -22.973 | -87.3204 | DROP | DROP | DROP | DROP | DROP | DROP | [5 empty] | 0.45547 | DROP | 18.0541 | 92.6035 | DROP | DROP | DROP | DROP | DROP | DROP | 0.18037 | 92.6035 | 1.2713 | DROP
DEF | E_WR_Refrigerated Display Case Lighting Controls | 61.4361 | 0.0084392 | 0.0078859 | 8 |  | 10.7731 | 0.96341 | 7.4791 | 19.2156 |  | 39.7925 | 2.396 | 0 | 104.14 | 104.14 | 39.7925 | unit | 18.0541 | 0.45547 | 0.18037 | 0.38211 | -22.973 | -87.3204 | DROP | DROP | DROP | DROP | DROP | DROP | [5 empty] | 0.45547 | DROP | 18.0541 | 92.6035 | DROP | DROP | DROP | DROP | DROP | DROP | 0.18037 | 92.6035 | 1.2713 | DROP
DEF | N_AS_Refrigerated Display Case Lighting Controls | 22.7985 | 0.0031317 | 0.0029264 | 8 |  | 3.9978 | 0.35751 | 2.7755 | 7.1308 |  | 14.7668 | 0.88914 | 0 | 104.14 | 104.14 | 14.7668 | unit | 48.6509 | 0.45547 | 0.067893 | 0.1418 | -8.5251 | -97.8984 | DROP | DROP | DROP | DROP | DROP | DROP | [5 empty] | 0.45547 | DROP | 48.6509 | 99.8589 | DROP | DROP | DROP | DROP | DROP | DROP | 0.067893 | 99.8589 | 1.1007 | DROP
DEF | N_CU_Refrigerated Display Case Lighting Controls | 22.7985 | 0.0031317 | 0.0029264 | 8 |  | 3.9978 | 0.35751 | 2.7755 | 7.1308 |  | 14.7668 | 0.88914 | 0 | 104.14 | 104.14 | 14.7668 | unit | 48.6509 | 0.45547 | 0.067893 | 0.1418 | -8.5251 | -97.8984 | DROP | DROP | DROP | DROP | DROP | DROP | [5 empty] | 0.45547 | DROP | 48.6509 | 99.8589 | DROP | DROP | DROP | DROP | DROP | DROP | 0.067893 | 99.8589 | 1.1007 | DROP
DEF | N_GR_Refrigerated Display Case Lighting Controls | 22.7985 | 0.0031317 | 0.0029264 | 8 |  | 3.9978 | 0.35751 | 2.7755 | 7.1308 |  | 14.7668 | 0.88914 | 0 | 104.14 | 104.14 | 14.7668 | unit | 48.6509 | 0.45547 | 0.067893 | 0.1418 | -8.5251 | -97.8984 | DROP | DROP | DROP | DROP | DROP | DROP | [5 empty] | 0.45547 | DROP | 48.6509 | 99.8589 | DROP | DROP | DROP | DROP | DROP | DROP | 0.067893 | 99.8589 | 1.1007 | DROP
DEF | N_HC_Refrigerated Display Case Lighting Controls | 22.7985 | 0.0031317 | 0.0029264 | 8 |  | 3.9978 | 0.35751 | 2.7755 | 7.1308 |  | 14.7668 | 0.88914 | 0 | 104.14 | 104.14 | 14.7668 | unit | 48.6509 | 0.45547 | 0.067893 | 0.1418 | -8.5251 | -97.8984 | DROP | DROP | DROP | DROP | DROP | DROP | [5 empty] | 0.45547 | DROP | 48.6509 | 99.8589 | DROP | DROP | DROP | DROP | DROP | DROP | 0.067893 | 99.8589 | 1.1007 | DROP
DEF | N_HS_Refrigerated Display Case Lighting Controls | 22.7985 | 0.0031317 | 0.0029264 | 8 |  | 3.9978 | 0.35751 | 2.7755 | 7.1308 |  | 14.7668 | 0.88914 | 0 | 104.14 | 104.14 | 14.7668 | unit | 48.6509 | 0.45547 | 0.067893 | 0.1418 | -8.5251 | -97.8984 | DROP | DROP | DROP | DROP | DROP | DROP | [5 empty] | 0.45547 | DROP | 48.6509 | 99.8589 | DROP | DROP | DROP | DROP | DROP | DROP | 0.067893 | 99.8589 | 1.1007 | DROP
DEF | N_IN_Refrigerated Display Case Lighting Controls | 22.7985 | 0.0031317 | 0.0029264 | 8 |  | 3.9978 | 0.35751 | 2.7755 | 7.1308 |  | 14.7668 | 0.88914 | 0 | 104.14 | 104.14 | 14.7668 | unit | 48.6509 | 0.45547 | 0.067893 | 0.1418 | -8.5251 | -97.8984 | DROP | DROP | DROP | DROP | DROP | DROP | [5 empty] | 0.45547 | DROP | 48.6509 | 99.8589 | DROP | DROP | DROP | DROP | DROP | DROP | 0.067893 | 99.8589 | 1.1007 | DROP
DEF | N_LG_Refrigerated Display Case Lighting Controls | 22.7985 | 0.0031317 | 0.0029264 | 8 |  | 3.9978 | 0.35751 | 2.7755 | 7.1308 |  | 14.7668 | 0.88914 | 0 | 104.14 | 104.14 | 14.7668 | unit | 48.6509 | 0.45547 | 0.067893 | 0.1418 | -8.5251 | -97.8984 | DROP | DROP | DROP | DROP | DROP | DROP | [5 empty] | 0.45547 | DROP | 48.6509 | 99.8589 | DROP | DROP | DROP | DROP | DROP | DROP | 0.067893 | 99.8589 | 1.1007 | DROP
DEF | N_MS_Refrigerated Display Case Lighting Controls | 22.7985 | 0.0031317 | 0.0029264 | 8 |  | 3.9978 | 0.35751 | 2.7755 | 7.1308 |  | 14.7668 | 0.88914 | 0 | 104.14 | 104.14 | 14.7668 | unit | 48.6509 | 0.45547 | 0.067893 | 0.1418 | -8.5251 | -97.8984 | DROP | DROP | DROP | DROP | DROP | DROP | [5 empty] | 0.45547 | DROP | 48.6509 | 99.8589 | DROP | DROP | DROP | DROP | DROP | DROP | 0.067893 | 99.8589 | 1.1007 | DROP
DEF | N_OF_Refrigerated Display Case Lighting Controls | 22.7985 | 0.0031317 | 0.0029264 | 8 |  | 3.9978 | 0.35751 | 2.7755 | 7.1308 |  | 14.7668 | 0.88914 | 0 | 104.14 | 104.14 | 14.7668 | unit | 48.6509 | 0.45547 | 0.067893 | 0.1418 | -8.5251 | -97.8984 | DROP | DROP | DROP | DROP | DROP | DROP | [5 empty] | 0.45547 | DROP | 48.6509 | 99.8589 | DROP | DROP | DROP | DROP | DROP | DROP | 0.067893 | 99.8589 | 1.1007 | DROP
DEF | N_RS_Refrigerated Display Case Lighting Controls | 22.7985 | 0.0031317 | 0.0029264 | 8 |  | 3.9978 | 0.35751 | 2.7755 | 7.1308 |  | 14.7668 | 0.88914 | 0 | 104.14 | 104.14 | 14.7668 | unit | 48.6509 | 0.45547 | 0.067893 | 0.1418 | -8.5251 | -97.8984 | DROP | DROP | DROP | DROP | DROP | DROP | [5 empty] | 0.45547 | DROP | 48.6509 | 99.8589 | DROP | DROP | DROP | DROP | DROP | DROP | 0.067893 | 99.8589 | 1.1007 | DROP
DEF | N_RT_Refrigerated Display Case Lighting Controls | 22.7985 | 0.0031317 | 0.0029264 | 8 |  | 3.9978 | 0.35751 | 2.7755 | 7.1308 |  | 14.7668 | 0.88914 | 0 | 104.14 | 104.14 | 14.7668 | unit | 48.6509 | 0.45547 | 0.067893 | 0.1418 | -8.5251 | -97.8984 | DROP | DROP | DROP | DROP | DROP | DROP | [5 empty] | 0.45547 | DROP | 48.6509 | 99.8589 | DROP | DROP | DROP | DROP | DROP | DROP | 0.067893 | 99.8589 | 1.1007 | DROP
DEF | N_SC_Refrigerated Display Case Lighting Controls | 22.7985 | 0.0031317 | 0.0029264 | 8 |  | 3.9978 | 0.35751 | 2.7755 | 7.1308 |  | 14.7668 | 0.88914 | 0 | 104.14 | 104.14 | 14.7668 | unit | 48.6509 | 0.45547 | 0.067893 | 0.1418 | -8.5251 | -97.8984 | DROP | DROP | DROP | DROP | DROP | DROP | [5 empty] | 0.45547 | DROP | 48.6509 | 99.8589 | DROP | DROP | DROP | DROP | DROP | DROP | 0.067893 | 99.8589 | 1.1007 | DROP
DEF | N_WR_Refrigerated Display Case Lighting Controls | 22.7985 | 0.0031317 | 0.0029264 | 8 |  | 3.9978 | 0.35751 | 2.7755 | 7.1308 |  | 14.7668 | 0.88914 | 0 | 104.14 | 104.14 | 14.7668 | unit | 48.6509 | 0.45547 | 0.067893 | 0.1418 | -8.5251 | -97.8984 | DROP | DROP | DROP | DROP | DROP | DROP | [5 empty] | 0.45547 | DROP | 48.6509 | 99.8589 | DROP | DROP | DROP | DROP | DROP | DROP | 0.067893 | 99.8589 | 1.1007 | DROP
DEF | E_AS_Strip Curtains for Walk-ins | 420 | 0.060723 | 0.016724 | 4 |  | 36.9129 | 0 | 29.4227 | 66.3356 |  | 145.2877 | 16.38 | 0 | 214.62 | 214.62 | 145.2877 | sq ft | 5.4425 | 0.41032 | 0.28717 | 0.67695 | -95.3321 | -164.6644 | DROP | DROP | DROP | DROP | DROP | DROP | [5 empty] | 0.41032 | DROP | 5.4425 | 135.7524 | DROP | DROP | DROP | DROP | DROP | DROP | 0.28717 | 135.7524 | 1.3095 | DROP
DEF | E_CU_Strip Curtains for Walk-ins | 420 | 0.054455 | 0.045613 | 4 |  | 36.9129 | 0 | 26.3858 | 63.2987 |  | 145.2877 | 16.38 | 0 | 214.62 | 214.62 | 145.2877 | sq ft | 5.4425 | 0.39154 | 0.27402 | 0.67695 | -98.3691 | -167.7013 | DROP | DROP | DROP | DROP | DROP | DROP | [5 empty] | 0.39154 | DROP | 5.4425 | 135.7524 | DROP | DROP | DROP | DROP | DROP | DROP | 0.27402 | 135.7524 | 1.3095 | DROP
DEF | E_GR_Strip Curtains for Walk-ins | 420 | 0.060723 | 0.016724 | 4 |  | 36.9129 | 0 | 29.4227 | 66.3356 |  | 145.2877 | 16.38 | 0 | 214.62 | 214.62 | 145.2877 | sq ft | 5.4425 | 0.41032 | 0.28717 | 0.67695 | -95.3321 | -164.6644 | DROP | DROP | DROP | DROP | DROP | DROP | [5 empty] | 0.41032 | DROP | 5.4425 | 135.7524 | DROP | DROP | DROP | DROP | DROP | DROP | 0.28717 | 135.7524 | 1.3095 | DROP
DEF | E_HC_Strip Curtains for Walk-ins | 420 | 0.054455 | 0.045613 | 4 |  | 36.9129 | 0 | 26.3858 | 63.2987 |  | 145.2877 | 16.38 | 0 | 214.62 | 214.62 | 145.2877 | sq ft | 5.4425 | 0.39154 | 0.27402 | 0.67695 | -98.3691 | -167.7013 | DROP | DROP | DROP | DROP | DROP | DROP | [5 empty] | 0.39154 | DROP | 5.4425 | 135.7524 | DROP | DROP | DROP | DROP | DROP | DROP | 0.27402 | 135.7524 | 1.3095 | DROP
DEF | E_HS_Strip Curtains for Walk-ins | 420 | 0.054455 | 0.045613 | 4 |  | 36.9129 | 0 | 26.3858 | 63.2987 |  | 145.2877 | 16.38 | 0 | 214.62 | 214.62 | 145.2877 | sq ft | 5.4425 | 0.39154 | 0.27402 | 0.67695 | -98.3691 | -167.7013 | DROP | DROP | DROP | DROP | DROP | DROP | [5 empty] | 0.39154 | DROP | 5.4425 | 135.7524 | DROP | DROP | DROP | DROP | DROP | DROP | 0.27402 | 135.7524 | 1.3095 | DROP
DEF | E_IN_Strip Curtains for Walk-ins | 420 | 0.060723 | 0.016724 | 4 |  | 36.9129 | 0 | 29.4227 | 66.3356 |  | 145.2877 | 16.38 | 0 | 214.62 | 214.62 | 145.2877 | sq ft | 5.4425 | 0.41032 | 0.28717 | 0.67695 | -95.3321 | -164.6644 | DROP | DROP | DROP | DROP | DROP | DROP | [5 empty] | 0.41032 | DROP | 5.4425 | 135.7524 | DROP | DROP | DROP | DROP | DROP | DROP | 0.28717 | 135.7524 | 1.3095 | DROP
DEF | E_LG_Strip Curtains for Walk-ins | 420 | 0.054455 | 0.045613 | 4 |  | 36.9129 | 0 | 26.3858 | 63.2987 |  | 145.2877 | 16.38 | 0 | 214.62 | 214.62 | 145.2877 | sq ft | 5.4425 | 0.39154 | 0.27402 | 0.67695 | -98.3691 | -167.7013 | DROP | DROP | DROP | DROP | DROP | DROP | [5 empty] | 0.39154 | DROP | 5.4425 | 135.7524 | DROP | DROP | DROP | DROP | DROP | DROP | 0.27402 | 135.7524 | 1.3095 | DROP
DEF | E_MS_Strip Curtains for Walk-ins | 420 | 0.060723 | 0.016724 | 4 |  | 36.9129 | 0 | 29.4227 | 66.3356 |  | 145.2877 | 16.38 | 0 | 214.62 | 214.62 | 145.2877 | sq ft | 5.4425 | 0.41032 | 0.28717 | 0.67695 | -95.3321 | -164.6644 | DROP | DROP | DROP | DROP | DROP | DROP | [5 empty] | 0.41032 | DROP | 5.4425 | 135.7524 | DROP | DROP | DROP | DROP | DROP | DROP | 0.28717 | 135.7524 | 1.3095 | DROP
DEF | E_OF_Strip Curtains for Walk-ins | 420 | 0.060723 | 0.016724 | 4 |  | 36.9129 | 0 | 29.4227 | 66.3356 |  | 145.2877 | 16.38 | 0 | 214.62 | 214.62 | 145.2877 | sq ft | 5.4425 | 0.41032 | 0.28717 | 0.67695 | -95.3321 | -164.6644 | DROP | DROP | DROP | DROP | DROP | DROP | [5 empty] | 0.41032 | DROP | 5.4425 | 135.7524 | DROP | DROP | DROP | DROP | DROP | DROP | 0.28717 | 135.7524 | 1.3095 | DROP
DEF | E_RS_Strip Curtains for Walk-ins | 420 | 0.054455 | 0.045613 | 4 |  | 36.9129 | 0 | 26.3858 | 63.2987 |  | 145.2877 | 16.38 | 0 | 214.62 | 214.62 | 145.2877 | sq ft | 5.4425 | 0.39154 | 0.27402 | 0.67695 | -98.3691 | -167.7013 | DROP | DROP | DROP | DROP | DROP | DROP | [5 empty] | 0.39154 | DROP | 5.4425 | 135.7524 | DROP | DROP | DROP | DROP | DROP | DROP | 0.27402 | 135.7524 | 1.3095 | DROP
DEF | E_RT_Strip Curtains for Walk-ins | 420 | 0.060723 | 0.016724 | 4 |  | 36.9129 | 0 | 29.4227 | 66.3356 |  | 145.2877 | 16.38 | 0 | 214.62 | 214.62 | 145.2877 | sq ft | 5.4425 | 0.41032 | 0.28717 | 0.67695 | -95.3321 | -164.6644 | DROP | DROP | DROP | DROP | DROP | DROP | [5 empty] | 0.41032 | DROP | 5.4425 | 135.7524 | DROP | DROP | DROP | DROP | DROP | DROP | 0.28717 | 135.7524 | 1.3095 | DROP
DEF | E_SC_Strip Curtains for Walk-ins | 420 | 0.054455 | 0.045613 | 4 |  | 36.9129 | 0 | 26.3858 | 63.2987 |  | 145.2877 | 16.38 | 0 | 214.62 | 214.62 | 145.2877 | sq ft | 5.4425 | 0.39154 | 0.27402 | 0.67695 | -98.3691 | -167.7013 | DROP | DROP | DROP | DROP | DROP | DROP | [5 empty] | 0.39154 | DROP | 5.4425 | 135.7524 | DROP | DROP | DROP | DROP | DROP | DROP | 0.27402 | 135.7524 | 1.3095 | DROP
DEF | E_WR_Strip Curtains for Walk-ins | 420 | 0.060723 | 0.016724 | 4 |  | 36.9129 | 0 | 29.4227 | 66.3356 |  | 145.2877 | 16.38 | 0 | 214.62 | 214.62 | 145.2877 | sq ft | 5.4425 | 0.41032 | 0.28717 | 0.67695 | -95.3321 | -164.6644 | DROP | DROP | DROP | DROP | DROP | DROP | [5 empty] | 0.41032 | DROP | 5.4425 | 135.7524 | DROP | DROP | DROP | DROP | DROP | DROP | 0.28717 | 135.7524 | 1.3095 | DROP
DEF | N_AS_Strip Curtains for Walk-ins | 420 | 0.060723 | 0.016724 | 4 |  | 36.9129 | 0 | 29.4227 | 66.3356 |  | 145.2877 | 16.38 | 0 | 214.62 | 214.62 | 145.2877 | sq ft | 5.4425 | 0.41032 | 0.28717 | 0.67695 | -95.3321 | -164.6644 | DROP | DROP | DROP | DROP | DROP | DROP | [5 empty] | 0.41032 | DROP | 5.4425 | 135.7524 | DROP | DROP | DROP | DROP | DROP | DROP | 0.28717 | 135.7524 | 1.3095 | DROP
DEF | N_CU_Strip Curtains for Walk-ins | 420 | 0.054455 | 0.045613 | 4 |  | 36.9129 | 0 | 26.3858 | 63.2987 |  | 145.2877 | 16.38 | 0 | 214.62 | 214.62 | 145.2877 | sq ft | 5.4425 | 0.39154 | 0.27402 | 0.67695 | -98.3691 | -167.7013 | DROP | DROP | DROP | DROP | DROP | DROP | [5 empty] | 0.39154 | DROP | 5.4425 | 135.7524 | DROP | DROP | DROP | DROP | DROP | DROP | 0.27402 | 135.7524 | 1.3095 | DROP
DEF | N_GR_Strip Curtains for Walk-ins | 420 | 0.060723 | 0.016724 | 4 |  | 36.9129 | 0 | 29.4227 | 66.3356 |  | 145.2877 | 16.38 | 0 | 214.62 | 214.62 | 145.2877 | sq ft | 5.4425 | 0.41032 | 0.28717 | 0.67695 | -95.3321 | -164.6644 | DROP | DROP | DROP | DROP | DROP | DROP | [5 empty] | 0.41032 | DROP | 5.4425 | 135.7524 | DROP | DROP | DROP | DROP | DROP | DROP | 0.28717 | 135.7524 | 1.3095 | DROP
DEF | N_HC_Strip Curtains for Walk-ins | 420 | 0.054455 | 0.045613 | 4 |  | 36.9129 | 0 | 26.3858 | 63.2987 |  | 145.2877 | 16.38 | 0 | 214.62 | 214.62 | 145.2877 | sq ft | 5.4425 | 0.39154 | 0.27402 | 0.67695 | -98.3691 | -167.7013 | DROP | DROP | DROP | DROP | DROP | DROP | [5 empty] | 0.39154 | DROP | 5.4425 | 135.7524 | DROP | DROP | DROP | DROP | DROP | DROP | 0.27402 | 135.7524 | 1.3095 | DROP
DEF | N_HS_Strip Curtains for Walk-ins | 420 | 0.054455 | 0.045613 | 4 |  | 36.9129 | 0 | 26.3858 | 63.2987 |  | 145.2877 | 16.38 | 0 | 214.62 | 214.62 | 145.2877 | sq ft | 5.4425 | 0.39154 | 0.27402 | 0.67695 | -98.3691 | -167.7013 | DROP | DROP | DROP | DROP | DROP | DROP | [5 empty] | 0.39154 | DROP | 5.4425 | 135.7524 | DROP | DROP | DROP | DROP | DROP | DROP | 0.27402 | 135.7524 | 1.3095 | DROP
DEF | N_IN_Strip Curtains for Walk-ins | 420 | 0.060723 | 0.016724 | 4 |  | 36.9129 | 0 | 29.4227 | 66.3356 |  | 145.2877 | 16.38 | 0 | 214.62 | 214.62 | 145.2877 | sq ft | 5.4425 | 0.41032 | 0.28717 | 0.67695 | -95.3321 | -164.6644 | DROP | DROP | DROP | DROP | DROP | DROP | [5 empty] | 0.41032 | DROP | 5.4425 | 135.7524 | DROP | DROP | DROP | DROP | DROP | DROP | 0.28717 | 135.7524 | 1.3095 | DROP
DEF | N_LG_Strip Curtains for Walk-ins | 420 | 0.054455 | 0.045613 | 4 |  | 36.9129 | 0 | 26.3858 | 63.2987 |  | 145.2877 | 16.38 | 0 | 214.62 | 214.62 | 145.2877 | sq ft | 5.4425 | 0.39154 | 0.27402 | 0.67695 | -98.3691 | -167.7013 | DROP | DROP | DROP | DROP | DROP | DROP | [5 empty] | 0.39154 | DROP | 5.4425 | 135.7524 | DROP | DROP | DROP | DROP | DROP | DROP | 0.27402 | 135.7524 | 1.3095 | DROP
DEF | N_MS_Strip Curtains for Walk-ins | 420 | 0.060723 | 0.016724 | 4 |  | 36.9129 | 0 | 29.4227 | 66.3356 |  | 145.2877 | 16.38 | 0 | 214.62 | 214.62 | 145.2877 | sq ft | 5.4425 | 0.41032 | 0.28717 | 0.67695 | -95.3321 | -164.6644 | DROP | DROP | DROP | DROP | DROP | DROP | [5 empty] | 0.41032 | DROP | 5.4425 | 135.7524 | DROP | DROP | DROP | DROP | DROP | DROP | 0.28717 | 135.7524 | 1.3095 | DROP
DEF | N_OF_Strip Curtains for Walk-ins | 420 | 0.060723 | 0.016724 | 4 |  | 36.9129 | 0 | 29.4227 | 66.3356 |  | 145.2877 | 16.38 | 0 | 214.62 | 214.62 | 145.2877 | sq ft | 5.4425 | 0.41032 | 0.28717 | 0.67695 | -95.3321 | -164.6644 | DROP | DROP | DROP | DROP | DROP | DROP | [5 empty] | 0.41032 | DROP | 5.4425 | 135.7524 | DROP | DROP | DROP | DROP | DROP | DROP | 0.28717 | 135.7524 | 1.3095 | DROP
DEF | N_RS_Strip Curtains for Walk-ins | 420 | 0.054455 | 0.045613 | 4 |  | 36.9129 | 0 | 26.3858 | 63.2987 |  | 145.2877 | 16.38 | 0 | 214.62 | 214.62 | 145.2877 | sq ft | 5.4425 | 0.39154 | 0.27402 | 0.67695 | -98.3691 | -167.7013 | DROP | DROP | DROP | DROP | DROP | DROP | [5 empty] | 0.39154 | DROP | 5.4425 | 135.7524 | DROP | DROP | DROP | DROP | DROP | DROP | 0.27402 | 135.7524 | 1.3095 | DROP
DEF | N_RT_Strip Curtains for Walk-ins | 420 | 0.060723 | 0.016724 | 4 |  | 36.9129 | 0 | 29.4227 | 66.3356 |  | 145.2877 | 16.38 | 0 | 214.62 | 214.62 | 145.2877 | sq ft | 5.4425 | 0.41032 | 0.28717 | 0.67695 | -95.3321 | -164.6644 | DROP | DROP | DROP | DROP | DROP | DROP | [5 empty] | 0.41032 | DROP | 5.4425 | 135.7524 | DROP | DROP | DROP | DROP | DROP | DROP | 0.28717 | 135.7524 | 1.3095 | DROP
DEF | N_SC_Strip Curtains for Walk-ins | 420 | 0.054455 | 0.045613 | 4 |  | 36.9129 | 0 | 26.3858 | 63.2987 |  | 145.2877 | 16.38 | 0 | 214.62 | 214.62 | 145.2877 | sq ft | 5.4425 | 0.39154 | 0.27402 | 0.67695 | -98.3691 | -167.7013 | DROP | DROP | DROP | DROP | DROP | DROP | [5 empty] | 0.39154 | DROP | 5.4425 | 135.7524 | DROP | DROP | DROP | DROP | DROP | DROP | 0.27402 | 135.7524 | 1.3095 | DROP
DEF | N_WR_Strip Curtains for Walk-ins | 420 | 0.060723 | 0.016724 | 4 |  | 36.9129 | 0 | 29.4227 | 66.3356 |  | 145.2877 | 16.38 | 0 | 214.62 | 214.62 | 145.2877 | sq ft | 5.4425 | 0.41032 | 0.28717 | 0.67695 | -95.3321 | -164.6644 | DROP | DROP | DROP | DROP | DROP | DROP | [5 empty] | 0.41032 | DROP | 5.4425 | 135.7524 | DROP | DROP | DROP | DROP | DROP | DROP | 0.28717 | 135.7524 | 1.3095 | DROP
DEF | E_AS_CO Sensors for Parking Garage Exhaust | 4980.032 | 0.20046 | 0.20046 | 15 |  | 1609.3998 | 176.2546 | 287.8071 | 2073.4616 |  | 5515.2234 | 194.2212 | 0 | 607 | 607 | 5515.2234 | exhaust fan system | 1.2982 | 0.36316 | 2.5879 | 9.086 | -3635.983 | 1272.2403 | DROP | DROP | DROP | DROP | DROP | KEEP | [5 empty] | 0.36316 | DROP | 1.2982 | 0 | DROP | DROP | DROP | DROP | DROP | DROP | 2.5879 | 0 | 9.086 | DROP
DEF | E_CU_CO Sensors for Parking Garage Exhaust | 4980.032 | 0.20046 | 0.20046 | 15 |  | 1609.3998 | 176.2546 | 287.8071 | 2073.4616 |  | 5515.2234 | 194.2212 | 0 | 607 | 607 | 5515.2234 | exhaust fan system | 1.2982 | 0.36316 | 2.5879 | 9.086 | -3635.983 | 1272.2403 | DROP | DROP | DROP | DROP | DROP | KEEP | [5 empty] | 0.36316 | DROP | 1.2982 | 0 | DROP | DROP | DROP | DROP | DROP | DROP | 2.5879 | 0 | 9.086 | DROP
DEF | E_GR_CO Sensors for Parking Garage Exhaust | 4980.032 | 0.20046 | 0.20046 | 15 |  | 1609.3998 | 176.2546 | 287.8071 | 2073.4616 |  | 5515.2234 | 194.2212 | 0 | 607 | 607 | 5515.2234 | exhaust fan system | 1.2982 | 0.36316 | 2.5879 | 9.086 | -3635.983 | 1272.2403 | DROP | DROP | DROP | DROP | DROP | KEEP | [5 empty] | 0.36316 | DROP | 1.2982 | 0 | DROP | DROP | DROP | DROP | DROP | DROP | 2.5879 | 0 | 9.086 | DROP
DEF | E_HC_CO Sensors for Parking Garage Exhaust | 4980.032 | 0.20046 | 0.20046 | 15 |  | 1609.3998 | 176.2546 | 287.8071 | 2073.4616 |  | 5515.2234 | 194.2212 | 0 | 607 | 607 | 5515.2234 | exhaust fan system | 1.2982 | 0.36316 | 2.5879 | 9.086 | -3635.983 | 1272.2403 | DROP | DROP | DROP | DROP | DROP | KEEP | [5 empty] | 0.36316 | DROP | 1.2982 | 0 | DROP | DROP | DROP | DROP | DROP | DROP | 2.5879 | 0 | 9.086 | DROP
DEF | E_HS_CO Sensors for Parking Garage Exhaust | 4980.032 | 0.20046 | 0.20046 | 15 |  | 1609.3998 | 176.2546 | 287.8071 | 2073.4616 |  | 5515.2234 | 194.2212 | 0 | 607 | 607 | 5515.2234 | exhaust fan system | 1.2982 | 0.36316 | 2.5879 | 9.086 | -3635.983 | 1272.2403 | DROP | DROP | DROP | DROP | DROP | KEEP | [5 empty] | 0.36316 | DROP | 1.2982 | 0 | DROP | DROP | DROP | DROP | DROP | DROP | 2.5879 | 0 | 9.086 | DROP
DEF | E_IN_CO Sensors for Parking Garage Exhaust | 4980.032 | 0.20046 | 0.20046 | 15 |  | 1609.3998 | 176.2546 | 287.8071 | 2073.4616 |  | 5515.2234 | 194.2212 | 0 | 607 | 607 | 5515.2234 | exhaust fan system | 1.2982 | 0.36316 | 2.5879 | 9.086 | -3635.983 | 1272.2403 | DROP | DROP | DROP | DROP | DROP | KEEP | [5 empty] | 0.36316 | DROP | 1.2982 | 0 | DROP | DROP | DROP | DROP | DROP | DROP | 2.5879 | 0 | 9.086 | DROP
DEF | E_LG_CO Sensors for Parking Garage Exhaust | 4980.032 | 0.20046 | 0.20046 | 15 |  | 1609.3998 | 176.2546 | 287.8071 | 2073.4616 |  | 5515.2234 | 194.2212 | 0 | 607 | 607 | 5515.2234 | exhaust fan system | 1.2982 | 0.36316 | 2.5879 | 9.086 | -3635.983 | 1272.2403 | DROP | DROP | DROP | DROP | DROP | KEEP | [5 empty] | 0.36316 | DROP | 1.2982 | 0 | DROP | DROP | DROP | DROP | DROP | DROP | 2.5879 | 0 | 9.086 | DROP
DEF | E_MS_CO Sensors for Parking Garage Exhaust | 4980.032 | 0.20046 | 0.20046 | 15 |  | 1609.3998 | 176.2546 | 287.8071 | 2073.4616 |  | 5515.2234 | 194.2212 | 0 | 607 | 607 | 5515.2234 | exhaust fan system | 1.2982 | 0.36316 | 2.5879 | 9.086 | -3635.983 | 1272.2403 | DROP | DROP | DROP | DROP | DROP | KEEP | [5 empty] | 0.36316 | DROP | 1.2982 | 0 | DROP | DROP | DROP | DROP | DROP | DROP | 2.5879 | 0 | 9.086 | DROP
DEF | E_OF_CO Sensors for Parking Garage Exhaust | 4980.032 | 0.20046 | 0.20046 | 15 |  | 1609.3998 | 176.2546 | 287.8071 | 2073.4616 |  | 5515.2234 | 194.2212 | 0 | 607 | 607 | 5515.2234 | exhaust fan system | 1.2982 | 0.36316 | 2.5879 | 9.086 | -3635.983 | 1272.2403 | DROP | DROP | DROP | DROP | DROP | KEEP | [5 empty] | 0.36316 | DROP | 1.2982 | 0 | DROP | DROP | DROP | DROP | DROP | DROP | 2.5879 | 0 | 9.086 | DROP
DEF | E_RS_CO Sensors for Parking Garage Exhaust | 4980.032 | 0.20046 | 0.20046 | 15 |  | 1609.3998 | 176.2546 | 287.8071 | 2073.4616 |  | 5515.2234 | 194.2212 | 0 | 607 | 607 | 5515.2234 | exhaust fan system | 1.2982 | 0.36316 | 2.5879 | 9.086 | -3635.983 | 1272.2403 | DROP | DROP | DROP | DROP | DROP | KEEP | [5 empty] | 0.36316 | DROP | 1.2982 | 0 | DROP | DROP | DROP | DROP | DROP | DROP | 2.5879 | 0 | 9.086 | DROP
DEF | E_RT_CO Sensors for Parking Garage Exhaust | 4980.032 | 0.20046 | 0.20046 | 15 |  | 1609.3998 | 176.2546 | 287.8071 | 2073.4616 |  | 5515.2234 | 194.2212 | 0 | 607 | 607 | 5515.2234 | exhaust fan system | 1.2982 | 0.36316 | 2.5879 | 9.086 | -3635.983 | 1272.2403 | DROP | DROP | DROP | DROP | DROP | KEEP | [5 empty] | 0.36316 | DROP | 1.2982 | 0 | DROP | DROP | DROP | DROP | DROP | DROP | 2.5879 | 0 | 9.086 | DROP
DEF | E_SC_CO Sensors for Parking Garage Exhaust | 4980.032 | 0.20046 | 0.20046 | 15 |  | 1609.3998 | 176.2546 | 287.8071 | 2073.4616 |  | 5515.2234 | 194.2212 | 0 | 607 | 607 | 5515.2234 | exhaust fan system | 1.2982 | 0.36316 | 2.5879 | 9.086 | -3635.983 | 1272.2403 | DROP | DROP | DROP | DROP | DROP | KEEP | [5 empty] | 0.36316 | DROP | 1.2982 | 0 | DROP | DROP | DROP | DROP | DROP | DROP | 2.5879 | 0 | 9.086 | DROP
DEF | E_WR_CO Sensors for Parking Garage Exhaust | 4980.032 | 0.20046 | 0.20046 | 15 |  | 1609.3998 | 176.2546 | 287.8071 | 2073.4616 |  | 5515.2234 | 194.2212 | 0 | 607 | 607 | 5515.2234 | exhaust fan system | 1.2982 | 0.36316 | 2.5879 | 9.086 | -3635.983 | 1272.2403 | DROP | DROP | DROP | DROP | DROP | KEEP | [5 empty] | 0.36316 | DROP | 1.2982 | 0 | DROP | DROP | DROP | DROP | DROP | DROP | 2.5879 | 0 | 9.086 | DROP
DEF | N_AS_CO Sensors for Parking Garage Exhaust | 4980.032 | 0.20046 | 0.20046 | 15 |  | 1609.3998 | 176.2546 | 287.8071 | 2073.4616 |  | 5515.2234 | 194.2212 | 0 | 607 | 607 | 5515.2234 | exhaust fan system | 1.2982 | 0.36316 | 2.5879 | 9.086 | -3635.983 | 1272.2403 | DROP | DROP | DROP | DROP | DROP | KEEP | [5 empty] | 0.36316 | DROP | 1.2982 | 0 | DROP | DROP | DROP | DROP | DROP | DROP | 2.5879 | 0 | 9.086 | DROP
DEF | N_CU_CO Sensors for Parking Garage Exhaust | 4980.032 | 0.20046 | 0.20046 | 15 |  | 1609.3998 | 176.2546 | 287.8071 | 2073.4616 |  | 5515.2234 | 194.2212 | 0 | 607 | 607 | 5515.2234 | exhaust fan system | 1.2982 | 0.36316 | 2.5879 | 9.086 | -3635.983 | 1272.2403 | DROP | DROP | DROP | DROP | DROP | KEEP | [5 empty] | 0.36316 | DROP | 1.2982 | 0 | DROP | DROP | DROP | DROP | DROP | DROP | 2.5879 | 0 | 9.086 | DROP
DEF | N_GR_CO Sensors for Parking Garage Exhaust | 4980.032 | 0.20046 | 0.20046 | 15 |  | 1609.3998 | 176.2546 | 287.8071 | 2073.4616 |  | 5515.2234 | 194.2212 | 0 | 607 | 607 | 5515.2234 | exhaust fan system | 1.2982 | 0.36316 | 2.5879 | 9.086 | -3635.983 | 1272.2403 | DROP | DROP | DROP | DROP | DROP | KEEP | [5 empty] | 0.36316 | DROP | 1.2982 | 0 | DROP | DROP | DROP | DROP | DROP | DROP | 2.5879 | 0 | 9.086 | DROP
DEF | N_HC_CO Sensors for Parking Garage Exhaust | 4980.032 | 0.20046 | 0.20046 | 15 |  | 1609.3998 | 176.2546 | 287.8071 | 2073.4616 |  | 5515.2234 | 194.2212 | 0 | 607 | 607 | 5515.2234 | exhaust fan system | 1.2982 | 0.36316 | 2.5879 | 9.086 | -3635.983 | 1272.2403 | DROP | DROP | DROP | DROP | DROP | KEEP | [5 empty] | 0.36316 | DROP | 1.2982 | 0 | DROP | DROP | DROP | DROP | DROP | DROP | 2.5879 | 0 | 9.086 | DROP
DEF | N_HS_CO Sensors for Parking Garage Exhaust | 4980.032 | 0.20046 | 0.20046 | 15 |  | 1609.3998 | 176.2546 | 287.8071 | 2073.4616 |  | 5515.2234 | 194.2212 | 0 | 607 | 607 | 5515.2234 | exhaust fan system | 1.2982 | 0.36316 | 2.5879 | 9.086 | -3635.983 | 1272.2403 | DROP | DROP | DROP | DROP | DROP | KEEP | [5 empty] | 0.36316 | DROP | 1.2982 | 0 | DROP | DROP | DROP | DROP | DROP | DROP | 2.5879 | 0 | 9.086 | DROP
DEF | N_IN_CO Sensors for Parking Garage Exhaust | 4980.032 | 0.20046 | 0.20046 | 15 |  | 1609.3998 | 176.2546 | 287.8071 | 2073.4616 |  | 5515.2234 | 194.2212 | 0 | 607 | 607 | 5515.2234 | exhaust fan system | 1.2982 | 0.36316 | 2.5879 | 9.086 | -3635.983 | 1272.2403 | DROP | DROP | DROP | DROP | DROP | KEEP | [5 empty] | 0.36316 | DROP | 1.2982 | 0 | DROP | DROP | DROP | DROP | DROP | DROP | 2.5879 | 0 | 9.086 | DROP
DEF | N_LG_CO Sensors for Parking Garage Exhaust | 4980.032 | 0.20046 | 0.20046 | 15 |  | 1609.3998 | 176.2546 | 287.8071 | 2073.4616 |  | 5515.2234 | 194.2212 | 0 | 607 | 607 | 5515.2234 | exhaust fan system | 1.2982 | 0.36316 | 2.5879 | 9.086 | -3635.983 | 1272.2403 | DROP | DROP | DROP | DROP | DROP | KEEP | [5 empty] | 0.36316 | DROP | 1.2982 | 0 | DROP | DROP | DROP | DROP | DROP | DROP | 2.5879 | 0 | 9.086 | DROP
DEF | N_MS_CO Sensors for Parking Garage Exhaust | 4980.032 | 0.20046 | 0.20046 | 15 |  | 1609.3998 | 176.2546 | 287.8071 | 2073.4616 |  | 5515.2234 | 194.2212 | 0 | 607 | 607 | 5515.2234 | exhaust fan system | 1.2982 | 0.36316 | 2.5879 | 9.086 | -3635.983 | 1272.2403 | DROP | DROP | DROP | DROP | DROP | KEEP | [5 empty] | 0.36316 | DROP | 1.2982 | 0 | DROP | DROP | DROP | DROP | DROP | DROP | 2.5879 | 0 | 9.086 | DROP
DEF | N_OF_CO Sensors for Parking Garage Exhaust | 4980.032 | 0.20046 | 0.20046 | 15 |  | 1609.3998 | 176.2546 | 287.8071 | 2073.4616 |  | 5515.2234 | 194.2212 | 0 | 607 | 607 | 5515.2234 | exhaust fan system | 1.2982 | 0.36316 | 2.5879 | 9.086 | -3635.983 | 1272.2403 | DROP | DROP | DROP | DROP | DROP | KEEP | [5 empty] | 0.36316 | DROP | 1.2982 | 0 | DROP | DROP | DROP | DROP | DROP | DROP | 2.5879 | 0 | 9.086 | DROP
DEF | N_RS_CO Sensors for Parking Garage Exhaust | 4980.032 | 0.20046 | 0.20046 | 15 |  | 1609.3998 | 176.2546 | 287.8071 | 2073.4616 |  | 5515.2234 | 194.2212 | 0 | 607 | 607 | 5515.2234 | exhaust fan system | 1.2982 | 0.36316 | 2.5879 | 9.086 | -3635.983 | 1272.2403 | DROP | DROP | DROP | DROP | DROP | KEEP | [5 empty] | 0.36316 | DROP | 1.2982 | 0 | DROP | DROP | DROP | DROP | DROP | DROP | 2.5879 | 0 | 9.086 | DROP
DEF | N_RT_CO Sensors for Parking Garage Exhaust | 4980.032 | 0.20046 | 0.20046 | 15 |  | 1609.3998 | 176.2546 | 287.8071 | 2073.4616 |  | 5515.2234 | 194.2212 | 0 | 607 | 607 | 5515.2234 | exhaust fan system | 1.2982 | 0.36316 | 2.5879 | 9.086 | -3635.983 | 1272.2403 | DROP | DROP | DROP | DROP | DROP | KEEP | [5 empty] | 0.36316 | DROP | 1.2982 | 0 | DROP | DROP | DROP | DROP | DROP | DROP | 2.5879 | 0 | 9.086 | DROP
DEF | N_SC_CO Sensors for Parking Garage Exhaust | 4980.032 | 0.20046 | 0.20046 | 15 |  | 1609.3998 | 176.2546 | 287.8071 | 2073.4616 |  | 5515.2234 | 194.2212 | 0 | 607 | 607 | 5515.2234 | exhaust fan system | 1.2982 | 0.36316 | 2.5879 | 9.086 | -3635.983 | 1272.2403 | DROP | DROP | DROP | DROP | DROP | KEEP | [5 empty] | 0.36316 | DROP | 1.2982 | 0 | DROP | DROP | DROP | DROP | DROP | DROP | 2.5879 | 0 | 9.086 | DROP
DEF | N_WR_CO Sensors for Parking Garage Exhaust | 4980.032 | 0.20046 | 0.20046 | 15 |  | 1609.3998 | 176.2546 | 287.8071 | 2073.4616 |  | 5515.2234 | 194.2212 | 0 | 607 | 607 | 5515.2234 | exhaust fan system | 1.2982 | 0.36316 | 2.5879 | 9.086 | -3635.983 | 1272.2403 | DROP | DROP | DROP | DROP | DROP | KEEP | [5 empty] | 0.36316 | DROP | 1.2982 | 0 | DROP | DROP | DROP | DROP | DROP | DROP | 2.5879 | 0 | 9.086 | DROP
DEF | E_AS_Demand Controlled Ventilation | 4678.5352 | 0.4871 | 2.7424 | 10 |  | 1024.5087 | 912.6174 | 2691.471 | 4628.5971 |  | 3688.9484 | 182.4629 | 0 | 1500 | 1500 | 3688.9484 | zone or individual space | 3.4148 | 1.1956 | 2.7511 | 2.4593 | 757.1858 | 2946.1342 | KEEP | KEEP | KEEP | KEEP | KEEP | KEEP | [5 empty] | 1.1956 | 757.1858 | 3.4148 | 621.4647 | KEEP | 621.4647 | 1.0738 | 2 | 2.8736 | KEEP | 2.7511 | 621.4647 | 2.8736 | KEEP
DEF | E_CU_Demand Controlled Ventilation | 27943.0441 | 2.9093 | 16.3792 | 10 |  | 6118.9859 | 5450.7032 | 16075.0941 | 27644.7831 |  | 22032.6324 | 1089.7787 | 0 | 4500 | 4500 | 22032.6324 | zone or individual space | 1.7152 | 1.1956 | 4.9456 | 4.8961 | 4522.372 | 22055.0044 | DROP | DROP | KEEP | DROP | DROP | KEEP | [5 empty] | 1.1956 | 4522.372 | 1.7152 | 0 | DROP | DROP | DROP | DROP | DROP | DROP | 4.9456 | 0 | 4.8961 | DROP
DEF | E_GR_Demand Controlled Ventilation | 2125.2697 | 0.22127 | 1.2458 | 10 |  | 465.3929 | 414.5652 | 1222.6267 | 2102.5848 |  | 1675.7404 | 82.8855 | 0 | 1500 | 1500 | 1675.7404 | zone or individual space | 7.5172 | 1.1956 | 1.3283 | 1.1172 | 343.959 | 519.6993 | KEEP | KEEP | KEEP | KEEP | KEEP | KEEP | [5 empty] | 1.1956 | 343.959 | 7.5172 | 1100.9168 | KEEP | 343.959 | 1.041 | 5.7935 | 1.3465 | KEEP | 1.3283 | 1100.9168 | 1.8511 | KEEP
DEF | E_HC_Demand Controlled Ventilation | 9075.7228 | 0.94492 | 5.3199 | 10 |  | 1987.4076 | 1770.3537 | 5221.0882 | 8978.8496 |  | 7156.0587 | 353.9532 | 0 | 1500 | 1500 | 7156.0587 | zone or individual space | 1.7603 | 1.1956 | 4.8431 | 4.7707 | 1468.8376 | 7124.8964 | DROP | DROP | KEEP | DROP | DROP | KEEP | [5 empty] | 1.1956 | 1468.8376 | 1.7603 | 0 | DROP | DROP | DROP | DROP | DROP | DROP | 4.8431 | 0 | 4.7707 | DROP
DEF | E_HS_Demand Controlled Ventilation | 94567.6036 | 9.8459 | 55.4323 | 10 |  | 20708.475 | 18446.807 | 54402.9176 | 93558.1996 |  | 74565.0061 | 3688.1365 | 0 | 10500 | 10500 | 74565.0061 | zone or individual space | 1.1826 | 1.1956 | 6.5941 | 7.1014 | 15305.057 | 79370.063 | DROP | DROP | KEEP | DROP | DROP | KEEP | [5 empty] | 1.1956 | 15305.057 | 1.1826 | 0 | DROP | DROP | DROP | DROP | DROP | DROP | 6.5941 | 0 | 7.1014 | DROP
DEF | E_IN_Demand Controlled Ventilation | 9305.5485 | 0.96884 | 5.4546 | 10 |  | 2037.735 | 1815.1846 | 5353.3025 | 9206.2221 |  | 7337.2725 | 362.9164 | 0 | 1500 | 1500 | 7337.2725 | zone or individual space | 1.7168 | 1.1956 | 4.9418 | 4.8915 | 1506.0332 | 7343.3057 | DROP | DROP | KEEP | DROP | DROP | KEEP | [5 empty] | 1.1956 | 1506.0332 | 1.7168 | 0 | DROP | DROP | DROP | DROP | DROP | DROP | 4.9418 | 0 | 4.8915 | DROP
DEF | E_LG_Demand Controlled Ventilation | 15248.3191 | 1.5876 | 8.938 | 10 |  | 3339.0868 | 2974.4097 | 8772.0637 | 15085.5602 |  | 12023.0498 | 594.6844 | 0 | 3000 | 3000 | 12023.0498 | zone or individual space | 2.0955 | 1.1956 | 4.1966 | 4.0077 | 2467.826 | 11490.8758 | KEEP | DROP | KEEP | KEEP | DROP | KEEP | [5 empty] | 1.1956 | 2467.826 | 2.0955 | 136.6706 | KEEP | 136.6706 | 1.2406 | 2 | 4.0532 | KEEP | 4.1966 | 136.6706 | 4.0532 | KEEP
DEF | E_MS_Demand Controlled Ventilation | 13832.6709 | 1.4402 | 8.1082 | 10 |  | 3029.0872 | 2698.2666 | 7957.6687 | 13685.0225 |  | 10906.8344 | 539.4742 | 0 | 3000 | 3000 | 10906.8344 | zone or individual space | 2.3099 | 1.1956 | 3.8664 | 3.6356 | 2238.714 | 10145.5484 | KEEP | DROP | KEEP | KEEP | DROP | KEEP | [5 empty] | 1.1956 | 2238.714 | 2.3099 | 402.5011 | KEEP | 402.5011 | 1.2101 | 2 | 3.7698 | KEEP | 3.8664 | 402.5011 | 3.7698 | KEEP
DEF | E_OF_Demand Controlled Ventilation | 7246.3338 | 0.75445 | 4.2476 | 10 |  | 1586.8069 | 1413.5044 | 4168.676 | 7168.9873 |  | 5713.6155 | 282.607 | 0 | 1500 | 1500 | 5713.6155 | zone or individual space | 2.2047 | 1.1956 | 4.0216 | 3.8091 | 1172.7648 | 5386.3803 | KEEP | DROP | KEEP | KEEP | DROP | KEEP | [5 empty] | 1.1956 | 1172.7648 | 2.2047 | 139.2834 | KEEP | 139.2834 | 1.2249 | 2 | 3.9019 | KEEP | 4.0216 | 139.2834 | 3.9019 | KEEP
DEF | E_RS_Demand Controlled Ventilation | 2291.3025 | 0.23856 | 1.3431 | 10 |  | 501.7509 | 446.9524 | 1318.1421 | 2266.8454 |  | 1806.6545 | 89.3608 | 0 | 1500 | 1500 | 1806.6545 | zone or individual space | 6.9725 | 1.1956 | 1.4263 | 1.2044 | 370.8301 | 677.4846 | KEEP | KEEP | KEEP | KEEP | KEEP | KEEP | [5 empty] | 1.1956 | 370.8301 | 6.9725 | 1069.7392 | KEEP | 370.8301 | 1.041 | 5.2488 | 1.4517 | KEEP | 1.4263 | 1069.7392 | 1.9176 | KEEP
DEF | E_RT_Demand Controlled Ventilation | 5126.5164 | 0.53375 | 3.005 | 10 |  | 1122.6079 | 1000.0027 | 2949.186 | 5071.7966 |  | 4042.1742 | 199.9341 | 0 | 1500 | 1500 | 4042.1742 | zone or individual space | 3.1164 | 1.1956 | 2.9835 | 2.6948 | 829.6882 | 3371.8624 | KEEP | KEEP | KEEP | KEEP | KEEP | KEEP | [5 empty] | 1.1956 | 829.6882 | 3.1164 | 537.3427 | KEEP | 537.3427 | 1.1075 | 2 | 3.053 | KEEP | 2.9835 | 537.3427 | 3.053 | KEEP
DEF | E_SC_Demand Controlled Ventilation | 19158.2709 | 1.9947 | 11.2299 | 10 |  | 4195.2906 | 3737.1035 | 11021.3836 | 18953.7777 |  | 15105.9827 | 747.1726 | 0 | 3000 | 3000 | 15105.9827 | zone or individual space | 1.6678 | 1.1956 | 5.0582 | 5.0353 | 3100.6224 | 15206.6051 | DROP | DROP | KEEP | DROP | DROP | KEEP | [5 empty] | 1.1956 | 3100.6224 | 1.6678 | 0 | DROP | DROP | DROP | DROP | DROP | DROP | 5.0582 | 0 | 5.0353 | DROP
DEF | E_WR_Demand Controlled Ventilation | 1903.19 | 0.19815 | 1.1156 | 10 |  | 416.7618 | 371.2453 | 1094.8685 | 1882.8756 |  | 1500.6341 | 74.2244 | 0 | 1500 | 1500 | 1500.6341 | zone or individual space | 8.3944 | 1.1956 | 1.1961 | 1.0004 | 308.017 | 308.6511 | KEEP | KEEP | KEEP | KEEP | KEEP | KEEP | [5 empty] | 1.1956 | 308.017 | 8.3944 | 1142.619 | KEEP | 308.017 | 1.041 | 6.6707 | 1.2058 | KEEP | 1.1961 | 1142.619 | 1.7622 | KEEP
DEF | N_AS_Demand Controlled Ventilation | 4678.5352 | 0.4871 | 2.7424 | 10 |  | 1024.5087 | 912.6174 | 2691.471 | 4628.5971 |  | 3688.9484 | 182.4629 | 0 | 1500 | 1500 | 3688.9484 | zone or individual space | 3.4148 | 1.1956 | 2.7511 | 2.4593 | 757.1858 | 2946.1342 | KEEP | KEEP | KEEP | KEEP | KEEP | KEEP | [5 empty] | 1.1956 | 757.1858 | 3.4148 | 621.4647 | KEEP | 621.4647 | 1.0738 | 2 | 2.8736 | KEEP | 2.7511 | 621.4647 | 2.8736 | KEEP
DEF | N_CU_Demand Controlled Ventilation | 27943.0441 | 2.9093 | 16.3792 | 10 |  | 6118.9859 | 5450.7032 | 16075.0941 | 27644.7831 |  | 22032.6324 | 1089.7787 | 0 | 4500 | 4500 | 22032.6324 | zone or individual space | 1.7152 | 1.1956 | 4.9456 | 4.8961 | 4522.372 | 22055.0044 | DROP | DROP | KEEP | DROP | DROP | KEEP | [5 empty] | 1.1956 | 4522.372 | 1.7152 | 0 | DROP | DROP | DROP | DROP | DROP | DROP | 4.9456 | 0 | 4.8961 | DROP
DEF | N_GR_Demand Controlled Ventilation | 2125.2697 | 0.22127 | 1.2458 | 10 |  | 465.3929 | 414.5652 | 1222.6267 | 2102.5848 |  | 1675.7404 | 82.8855 | 0 | 1500 | 1500 | 1675.7404 | zone or individual space | 7.5172 | 1.1956 | 1.3283 | 1.1172 | 343.959 | 519.6993 | KEEP | KEEP | KEEP | KEEP | KEEP | KEEP | [5 empty] | 1.1956 | 343.959 | 7.5172 | 1100.9168 | KEEP | 343.959 | 1.041 | 5.7935 | 1.3465 | KEEP | 1.3283 | 1100.9168 | 1.8511 | KEEP
DEF | N_HC_Demand Controlled Ventilation | 9075.7228 | 0.94492 | 5.3199 | 10 |  | 1987.4076 | 1770.3537 | 5221.0882 | 8978.8496 |  | 7156.0587 | 353.9532 | 0 | 1500 | 1500 | 7156.0587 | zone or individual space | 1.7603 | 1.1956 | 4.8431 | 4.7707 | 1468.8376 | 7124.8964 | DROP | DROP | KEEP | DROP | DROP | KEEP | [5 empty] | 1.1956 | 1468.8376 | 1.7603 | 0 | DROP | DROP | DROP | DROP | DROP | DROP | 4.8431 | 0 | 4.7707 | DROP
DEF | N_HS_Demand Controlled Ventilation | 94567.6036 | 9.8459 | 55.4323 | 10 |  | 20708.475 | 18446.807 | 54402.9176 | 93558.1996 |  | 74565.0061 | 3688.1365 | 0 | 10500 | 10500 | 74565.0061 | zone or individual space | 1.1826 | 1.1956 | 6.5941 | 7.1014 | 15305.057 | 79370.063 | DROP | DROP | KEEP | DROP | DROP | KEEP | [5 empty] | 1.1956 | 15305.057 | 1.1826 | 0 | DROP | DROP | DROP | DROP | DROP | DROP | 6.5941 | 0 | 7.1014 | DROP
DEF | N_IN_Demand Controlled Ventilation | 9305.5485 | 0.96884 | 5.4546 | 10 |  | 2037.735 | 1815.1846 | 5353.3025 | 9206.2221 |  | 7337.2725 | 362.9164 | 0 | 1500 | 1500 | 7337.2725 | zone or individual space | 1.7168 | 1.1956 | 4.9418 | 4.8915 | 1506.0332 | 7343.3057 | DROP | DROP | KEEP | DROP | DROP | KEEP | [5 empty] | 1.1956 | 1506.0332 | 1.7168 | 0 | DROP | DROP | DROP | DROP | DROP | DROP | 4.9418 | 0 | 4.8915 | DROP
DEF | N_LG_Demand Controlled Ventilation | 15248.3191 | 1.5876 | 8.938 | 10 |  | 3339.0868 | 2974.4097 | 8772.0637 | 15085.5602 |  | 12023.0498 | 594.6844 | 0 | 3000 | 3000 | 12023.0498 | zone or individual space | 2.0955 | 1.1956 | 4.1966 | 4.0077 | 2467.826 | 11490.8758 | KEEP | DROP | KEEP | KEEP | DROP | KEEP | [5 empty] | 1.1956 | 2467.826 | 2.0955 | 136.6706 | KEEP | 136.6706 | 1.2406 | 2 | 4.0532 | KEEP | 4.1966 | 136.6706 | 4.0532 | KEEP
DEF | N_MS_Demand Controlled Ventilation | 13832.6709 | 1.4402 | 8.1082 | 10 |  | 3029.0872 | 2698.2666 | 7957.6687 | 13685.0225 |  | 10906.8344 | 539.4742 | 0 | 3000 | 3000 | 10906.8344 | zone or individual space | 2.3099 | 1.1956 | 3.8664 | 3.6356 | 2238.714 | 10145.5484 | KEEP | DROP | KEEP | KEEP | DROP | KEEP | [5 empty] | 1.1956 | 2238.714 | 2.3099 | 402.5011 | KEEP | 402.5011 | 1.2101 | 2 | 3.7698 | KEEP | 3.8664 | 402.5011 | 3.7698 | KEEP
DEF | N_OF_Demand Controlled Ventilation | 7246.3338 | 0.75445 | 4.2476 | 10 |  | 1586.8069 | 1413.5044 | 4168.676 | 7168.9873 |  | 5713.6155 | 282.607 | 0 | 1500 | 1500 | 5713.6155 | zone or individual space | 2.2047 | 1.1956 | 4.0216 | 3.8091 | 1172.7648 | 5386.3803 | KEEP | DROP | KEEP | KEEP | DROP | KEEP | [5 empty] | 1.1956 | 1172.7648 | 2.2047 | 139.2834 | KEEP | 139.2834 | 1.2249 | 2 | 3.9019 | KEEP | 4.0216 | 139.2834 | 3.9019 | KEEP
DEF | N_RS_Demand Controlled Ventilation | 2291.3025 | 0.23856 | 1.3431 | 10 |  | 501.7509 | 446.9524 | 1318.1421 | 2266.8454 |  | 1806.6545 | 89.3608 | 0 | 1500 | 1500 | 1806.6545 | zone or individual space | 6.9725 | 1.1956 | 1.4263 | 1.2044 | 370.8301 | 677.4846 | KEEP | KEEP | KEEP | KEEP | KEEP | KEEP | [5 empty] | 1.1956 | 370.8301 | 6.9725 | 1069.7392 | KEEP | 370.8301 | 1.041 | 5.2488 | 1.4517 | KEEP | 1.4263 | 1069.7392 | 1.9176 | KEEP
DEF | N_RT_Demand Controlled Ventilation | 5126.5164 | 0.53375 | 3.005 | 10 |  | 1122.6079 | 1000.0027 | 2949.186 | 5071.7966 |  | 4042.1742 | 199.9341 | 0 | 1500 | 1500 | 4042.1742 | zone or individual space | 3.1164 | 1.1956 | 2.9835 | 2.6948 | 829.6882 | 3371.8624 | KEEP | KEEP | KEEP | KEEP | KEEP | KEEP | [5 empty] | 1.1956 | 829.6882 | 3.1164 | 537.3427 | KEEP | 537.3427 | 1.1075 | 2 | 3.053 | KEEP | 2.9835 | 537.3427 | 3.053 | KEEP
DEF | N_SC_Demand Controlled Ventilation | 19158.2709 | 1.9947 | 11.2299 | 10 |  | 4195.2906 | 3737.1035 | 11021.3836 | 18953.7777 |  | 15105.9827 | 747.1726 | 0 | 3000 | 3000 | 15105.9827 | zone or individual space | 1.6678 | 1.1956 | 5.0582 | 5.0353 | 3100.6224 | 15206.6051 | DROP | DROP | KEEP | DROP | DROP | KEEP | [5 empty] | 1.1956 | 3100.6224 | 1.6678 | 0 | DROP | DROP | DROP | DROP | DROP | DROP | 5.0582 | 0 | 5.0353 | DROP
DEF | N_WR_Demand Controlled Ventilation | 1903.19 | 0.19815 | 1.1156 | 10 |  | 416.7618 | 371.2453 | 1094.8685 | 1882.8756 |  | 1500.6341 | 74.2244 | 0 | 1500 | 1500 | 1500.6341 | zone or individual space | 8.3944 | 1.1956 | 1.1961 | 1.0004 | 308.017 | 308.6511 | KEEP | KEEP | KEEP | KEEP | KEEP | KEEP | [5 empty] | 1.1956 | 308.017 | 8.3944 | 1142.619 | KEEP | 308.017 | 1.041 | 6.6707 | 1.2058 | KEEP | 1.1961 | 1142.619 | 1.7622 | KEEP
DEF | E_AS_VAV System | 69747.4569 | 19.8511 | 20.1456 | 10 |  | 15273.3432 | 6704.0698 | 19771.4952 | 41748.9082 |  | 54994.7271 | 2720.1508 | 0 | 5039.4571 | 5039.4571 | 54994.7271 | sq ft | 0.76955 | 0.72336 | 5.3803 | 10.9128 | -15965.9697 | 33989.3002 | DROP | DROP | DROP | DROP | DROP | DROP | [5 empty] | 0.72336 | DROP | 0.76955 | 0 | DROP | DROP | DROP | DROP | DROP | DROP | 5.3803 | 0 | 10.9128 | DROP
DEF | E_CU_VAV System | 274878.2198 | 78.2342 | 79.3948 | 10 |  | 60193.0103 | 26421.0746 | 77920.4524 | 164534.5373 |  | 216736.9728 | 10720.2506 | 0 | 19860.7529 | 19860.7529 | 216736.9728 | sq ft | 0.76955 | 0.72336 | 5.3803 | 10.9128 | -62922.686 | 133953.5339 | DROP | DROP | DROP | DROP | DROP | DROP | [5 empty] | 0.72336 | DROP | 0.76955 | 0 | DROP | DROP | DROP | DROP | DROP | DROP | 5.3803 | 0 | 10.9128 | DROP
DEF | E_GR_VAV System | 17056.3424 | 4.8545 | 4.9265 | 10 |  | 3735.0089 | 1639.442 | 4835.0063 | 10209.4571 |  | 13448.6465 | 665.1974 | 0 | 1232.3705 | 1232.3705 | 13448.6465 | sq ft | 0.76955 | 0.72336 | 5.3803 | 10.9128 | -3904.3867 | 8311.8893 | DROP | DROP | DROP | DROP | DROP | DROP | [5 empty] | 0.72336 | DROP | 0.76955 | 0 | DROP | DROP | DROP | DROP | DROP | DROP | 5.3803 | 0 | 10.9128 | DROP
DEF | E_HC_VAV System | 72837.1712 | 20.7305 | 21.038 | 10 |  | 15949.9309 | 7001.0506 | 20647.3446 | 43598.3261 |  | 57430.9162 | 2840.6497 | 0 | 5262.698 | 5262.698 | 57430.9162 | sq ft | 0.76955 | 0.72336 | 5.3803 | 10.9128 | -16673.2397 | 35494.9784 | DROP | DROP | DROP | DROP | DROP | DROP | [5 empty] | 0.72336 | DROP | 0.76955 | 0 | DROP | DROP | DROP | DROP | DROP | DROP | 5.3803 | 0 | 10.9128 | DROP
DEF | E_HS_VAV System | 758951.8639 | 216.0084 | 219.2128 | 10 |  | 166195.77 | 72949.8461 | 215142.0822 | 454287.6983 |  | 598421.1102 | 29599.1227 | 0 | 54836.4852 | 54836.4852 | 598421.1102 | sq ft | 0.76955 | 0.72336 | 5.3803 | 10.9128 | -173732.5346 | 369852.0904 | DROP | DROP | DROP | DROP | DROP | DROP | [5 empty] | 0.72336 | DROP | 0.76955 | 0 | DROP | DROP | DROP | DROP | DROP | DROP | 5.3803 | 0 | 10.9128 | DROP
DEF | E_IN_VAV System | 74681.6361 | 21.2554 | 21.5708 | 10 |  | 16353.833 | 7178.3391 | 21170.1999 | 44702.372 |  | 58885.2465 | 2912.5838 | 0 | 5395.966 | 5395.966 | 58885.2465 | sq ft | 0.76955 | 0.72336 | 5.3803 | 10.9128 | -17095.4583 | 36393.8222 | DROP | DROP | DROP | DROP | DROP | DROP | [5 empty] | 0.72336 | DROP | 0.76955 | 0 | DROP | DROP | DROP | DROP | DROP | DROP | 5.3803 | 0 | 10.9128 | DROP
DEF | E_LG_VAV System | 122375.3139 | 34.8297 | 35.3464 | 10 |  | 26797.8254 | 11762.6173 | 34690.0523 | 73250.495 |  | 96490.9301 | 4772.6372 | 0 | 8841.9733 | 8841.9733 | 96490.9301 | sq ft | 0.76955 | 0.72336 | 5.3803 | 10.9128 | -28013.0723 | 59635.8845 | DROP | DROP | DROP | DROP | DROP | DROP | [5 empty] | 0.72336 | DROP | 0.76955 | 0 | DROP | DROP | DROP | DROP | DROP | DROP | 5.3803 | 0 | 10.9128 | DROP
DEF | E_MS_VAV System | 111014.0362 | 31.5962 | 32.0649 | 10 |  | 24309.9254 | 10670.5804 | 31469.441 | 66449.9468 |  | 87532.7487 | 4329.5474 | 0 | 8021.0878 | 8021.0878 | 87532.7487 | sq ft | 0.76955 | 0.72336 | 5.3803 | 10.9128 | -25412.3493 | 54099.3116 | DROP | DROP | DROP | DROP | DROP | DROP | [5 empty] | 0.72336 | DROP | 0.76955 | 0 | DROP | DROP | DROP | DROP | DROP | DROP | 5.3803 | 0 | 10.9128 | DROP
DEF | E_OF_VAV System | 58155.4186 | 16.5519 | 16.7974 | 10 |  | 12734.9112 | 5589.8523 | 16485.4696 | 34810.233 |  | 45854.5947 | 2268.0613 | 0 | 4201.8986 | 4201.8986 | 45854.5947 | sq ft | 0.76955 | 0.72336 | 5.3803 | 10.9128 | -13312.423 | 28340.2731 | DROP | DROP | DROP | DROP | DROP | DROP | [5 empty] | 0.72336 | DROP | 0.76955 | 0 | DROP | DROP | DROP | DROP | DROP | DROP | 5.3803 | 0 | 10.9128 | DROP
DEF | E_RS_VAV System | 18388.8374 | 5.2337 | 5.3114 | 10 |  | 4026.7995 | 1767.5203 | 5212.7321 | 11007.052 |  | 14499.297 | 717.1647 | 0 | 1328.6471 | 1328.6471 | 14499.297 | sq ft | 0.76955 | 0.72336 | 5.3803 | 10.9128 | -4209.4097 | 8961.2402 | DROP | DROP | DROP | DROP | DROP | DROP | [5 empty] | 0.72336 | DROP | 0.76955 | 0 | DROP | DROP | DROP | DROP | DROP | DROP | 5.3803 | 0 | 10.9128 | DROP
DEF | E_RT_VAV System | 41426.7224 | 11.7906 | 11.9655 | 10 |  | 9071.6505 | 3981.9034 | 11743.342 | 24796.8959 |  | 32664.2919 | 1615.6422 | 0 | 2993.2015 | 2993.2015 | 32664.2919 | sq ft | 0.76955 | 0.72336 | 5.3803 | 10.9128 | -9483.0381 | 20188.0522 | DROP | DROP | DROP | DROP | DROP | DROP | [5 empty] | 0.72336 | DROP | 0.76955 | 0 | DROP | DROP | DROP | DROP | DROP | DROP | 5.3803 | 0 | 10.9128 | DROP
DEF | E_SC_VAV System | 188461.6219 | 53.6388 | 54.4345 | 10 |  | 41269.4478 | 18114.7803 | 53423.712 | 112807.9401 |  | 148598.9012 | 7350.0033 | 0 | 13616.9017 | 13616.9017 | 148598.9012 | sq ft | 0.76955 | 0.72336 | 5.3803 | 10.9128 | -43140.9643 | 91841.0352 | DROP | DROP | DROP | DROP | DROP | DROP | [5 empty] | 0.72336 | DROP | 0.76955 | 0 | DROP | DROP | DROP | DROP | DROP | DROP | 5.3803 | 0 | 10.9128 | DROP
DEF | E_WR_VAV System | 58151.6527 | 16.5508 | 16.7963 | 10 |  | 12734.0865 | 5589.4903 | 16484.402 | 34807.9789 |  | 45851.6254 | 2267.9145 | 0 | 4201.6265 | 4201.6265 | 45851.6254 | sq ft | 0.76955 | 0.72336 | 5.3803 | 10.9128 | -13311.561 | 28338.438 | DROP | DROP | DROP | DROP | DROP | DROP | [5 empty] | 0.72336 | DROP | 0.76955 | 0 | DROP | DROP | DROP | DROP | DROP | DROP | 5.3803 | 0 | 10.9128 | DROP
DEF | N_AS_VAV System | 69747.4569 | 19.8511 | 20.1456 | 10 |  | 15273.3432 | 6704.0698 | 19771.4952 | 41748.9082 |  | 54994.7271 | 2720.1508 | 0 | 5039.4571 | 5039.4571 | 54994.7271 | sq ft | 0.76955 | 0.72336 | 5.3803 | 10.9128 | -15965.9697 | 33989.3002 | DROP | DROP | DROP | DROP | DROP | DROP | [5 empty] | 0.72336 | DROP | 0.76955 | 0 | DROP | DROP | DROP | DROP | DROP | DROP | 5.3803 | 0 | 10.9128 | DROP
DEF | N_CU_VAV System | 274878.2198 | 78.2342 | 79.3948 | 10 |  | 60193.0103 | 26421.0746 | 77920.4524 | 164534.5373 |  | 216736.9728 | 10720.2506 | 0 | 19860.7529 | 19860.7529 | 216736.9728 | sq ft | 0.76955 | 0.72336 | 5.3803 | 10.9128 | -62922.686 | 133953.5339 | DROP | DROP | DROP | DROP | DROP | DROP | [5 empty] | 0.72336 | DROP | 0.76955 | 0 | DROP | DROP | DROP | DROP | DROP | DROP | 5.3803 | 0 | 10.9128 | DROP
DEF | N_GR_VAV System | 17056.3424 | 4.8545 | 4.9265 | 10 |  | 3735.0089 | 1639.442 | 4835.0063 | 10209.4571 |  | 13448.6465 | 665.1974 | 0 | 1232.3705 | 1232.3705 | 13448.6465 | sq ft | 0.76955 | 0.72336 | 5.3803 | 10.9128 | -3904.3867 | 8311.8893 | DROP | DROP | DROP | DROP | DROP | DROP | [5 empty] | 0.72336 | DROP | 0.76955 | 0 | DROP | DROP | DROP | DROP | DROP | DROP | 5.3803 | 0 | 10.9128 | DROP
DEF | N_HC_VAV System | 72837.1712 | 20.7305 | 21.038 | 10 |  | 15949.9309 | 7001.0506 | 20647.3446 | 43598.3261 |  | 57430.9162 | 2840.6497 | 0 | 5262.698 | 5262.698 | 57430.9162 | sq ft | 0.76955 | 0.72336 | 5.3803 | 10.9128 | -16673.2397 | 35494.9784 | DROP | DROP | DROP | DROP | DROP | DROP | [5 empty] | 0.72336 | DROP | 0.76955 | 0 | DROP | DROP | DROP | DROP | DROP | DROP | 5.3803 | 0 | 10.9128 | DROP
DEF | N_HS_VAV System | 758951.8639 | 216.0084 | 219.2128 | 10 |  | 166195.77 | 72949.8461 | 215142.0822 | 454287.6983 |  | 598421.1102 | 29599.1227 | 0 | 54836.4852 | 54836.4852 | 598421.1102 | sq ft | 0.76955 | 0.72336 | 5.3803 | 10.9128 | -173732.5346 | 369852.0904 | DROP | DROP | DROP | DROP | DROP | DROP | [5 empty] | 0.72336 | DROP | 0.76955 | 0 | DROP | DROP | DROP | DROP | DROP | DROP | 5.3803 | 0 | 10.9128 | DROP
DEF | N_IN_VAV System | 74681.6361 | 21.2554 | 21.5708 | 10 |  | 16353.833 | 7178.3391 | 21170.1999 | 44702.372 |  | 58885.2465 | 2912.5838 | 0 | 5395.966 | 5395.966 | 58885.2465 | sq ft | 0.76955 | 0.72336 | 5.3803 | 10.9128 | -17095.4583 | 36393.8222 | DROP | DROP | DROP | DROP | DROP | DROP | [5 empty] | 0.72336 | DROP | 0.76955 | 0 | DROP | DROP | DROP | DROP | DROP | DROP | 5.3803 | 0 | 10.9128 | DROP
DEF | N_LG_VAV System | 122375.3139 | 34.8297 | 35.3464 | 10 |  | 26797.8254 | 11762.6173 | 34690.0523 | 73250.495 |  | 96490.9301 | 4772.6372 | 0 | 8841.9733 | 8841.9733 | 96490.9301 | sq ft | 0.76955 | 0.72336 | 5.3803 | 10.9128 | -28013.0723 | 59635.8845 | DROP | DROP | DROP | DROP | DROP | DROP | [5 empty] | 0.72336 | DROP | 0.76955 | 0 | DROP | DROP | DROP | DROP | DROP | DROP | 5.3803 | 0 | 10.9128 | DROP
DEF | N_MS_VAV System | 111014.0362 | 31.5962 | 32.0649 | 10 |  | 24309.9254 | 10670.5804 | 31469.441 | 66449.9468 |  | 87532.7487 | 4329.5474 | 0 | 8021.0878 | 8021.0878 | 87532.7487 | sq ft | 0.76955 | 0.72336 | 5.3803 | 10.9128 | -25412.3493 | 54099.3116 | DROP | DROP | DROP | DROP | DROP | DROP | [5 empty] | 0.72336 | DROP | 0.76955 | 0 | DROP | DROP | DROP | DROP | DROP | DROP | 5.3803 | 0 | 10.9128 | DROP
DEF | N_OF_VAV System | 58155.4186 | 16.5519 | 16.7974 | 10 |  | 12734.9112 | 5589.8523 | 16485.4696 | 34810.233 |  | 45854.5947 | 2268.0613 | 0 | 4201.8986 | 4201.8986 | 45854.5947 | sq ft | 0.76955 | 0.72336 | 5.3803 | 10.9128 | -13312.423 | 28340.2731 | DROP | DROP | DROP | DROP | DROP | DROP | [5 empty] | 0.72336 | DROP | 0.76955 | 0 | DROP | DROP | DROP | DROP | DROP | DROP | 5.3803 | 0 | 10.9128 | DROP
DEF | N_RS_VAV System | 18388.8374 | 5.2337 | 5.3114 | 10 |  | 4026.7995 | 1767.5203 | 5212.7321 | 11007.052 |  | 14499.297 | 717.1647 | 0 | 1328.6471 | 1328.6471 | 14499.297 | sq ft | 0.76955 | 0.72336 | 5.3803 | 10.9128 | -4209.4097 | 8961.2402 | DROP | DROP | DROP | DROP | DROP | DROP | [5 empty] | 0.72336 | DROP | 0.76955 | 0 | DROP | DROP | DROP | DROP | DROP | DROP | 5.3803 | 0 | 10.9128 | DROP
DEF | N_RT_VAV System | 41426.7224 | 11.7906 | 11.9655 | 10 |  | 9071.6505 | 3981.9034 | 11743.342 | 24796.8959 |  | 32664.2919 | 1615.6422 | 0 | 2993.2015 | 2993.2015 | 32664.2919 | sq ft | 0.76955 | 0.72336 | 5.3803 | 10.9128 | -9483.0381 | 20188.0522 | DROP | DROP | DROP | DROP | DROP | DROP | [5 empty] | 0.72336 | DROP | 0.76955 | 0 | DROP | DROP | DROP | DROP | DROP | DROP | 5.3803 | 0 | 10.9128 | DROP
DEF | N_SC_VAV System | 188461.6219 | 53.6388 | 54.4345 | 10 |  | 41269.4478 | 18114.7803 | 53423.712 | 112807.9401 |  | 148598.9012 | 7350.0033 | 0 | 13616.9017 | 13616.9017 | 148598.9012 | sq ft | 0.76955 | 0.72336 | 5.3803 | 10.9128 | -43140.9643 | 91841.0352 | DROP | DROP | DROP | DROP | DROP | DROP | [5 empty] | 0.72336 | DROP | 0.76955 | 0 | DROP | DROP | DROP | DROP | DROP | DROP | 5.3803 | 0 | 10.9128 | DROP
DEF | N_WR_VAV System | 58151.6527 | 16.5508 | 16.7963 | 10 |  | 12734.0865 | 5589.4903 | 16484.402 | 34807.9789 |  | 45851.6254 | 2267.9145 | 0 | 4201.6265 | 4201.6265 | 45851.6254 | sq ft | 0.76955 | 0.72336 | 5.3803 | 10.9128 | -13311.561 | 28338.438 | DROP | DROP | DROP | DROP | DROP | DROP | [5 empty] | 0.72336 | DROP | 0.76955 | 0 | DROP | DROP | DROP | DROP | DROP | DROP | 5.3803 | 0 | 10.9128 | DROP
DEF | E_AS_ENERGY STAR certified buildings program | 18312.7076 | 3.0616 | 9.492 | 20 |  | 7445.8561 | 11320.9881 | 15195.7815 | 33962.6257 |  | 25058.4514 | 714.1956 | 0 | 39497.8693 | 39497.8693 | 25058.4514 | sq ft | 22.9722 | 1.3178 | 0.84459 | 0.63443 | 8189.9787 | -6249.4392 | DROP | DROP | DROP | DROP | DROP | DROP | [5 empty] | 1.3178 | 8189.9787 | 22.9722 | 36059.109 | KEEP | 8189.9787 | 1.0215 | 18.2088 | 0.84178 | DROP | 0.84459 | 36059.109 | 1.5474 | DROP
DEF | E_CU_ENERGY STAR certified buildings program | 91682.9859 | 38.6582 | 0.44413 | 20 |  | 37277.8475 | 49934.3873 | 66942.0371 | 154154.2718 |  | 125455.7051 | 3575.6365 | 0 | 155663.0803 | 155663.0803 | 125455.7051 | sq ft | 18.0833 | 1.1947 | 0.96807 | 0.80594 | 25122.9303 | -5084.4449 | DROP | DROP | DROP | DROP | DROP | DROP | [5 empty] | 1.1947 | 25122.9303 | 18.0833 | 138446.8492 | KEEP | 25122.9303 | 1.0237 | 15.1648 | 0.96734 | DROP | 0.96807 | 138446.8492 | 1.6953 | DROP
DEF | E_GR_ENERGY STAR certified buildings program | 36958.0211 | 11.4107 | 22.1093 | 20 |  | 15026.9481 | 26369.4614 | 35394.8408 | 76791.2503 |  | 50572.0287 | 1441.3628 | 0 | 9658.9784 | 9658.9784 | 50572.0287 | sq ft | 2.7836 | 1.4764 | 6.9179 | 5.2358 | 24777.8587 | 65690.9091 | KEEP | DROP | KEEP | KEEP | DROP | KEEP | [5 empty] | 1.4764 | 24777.8587 | 2.7836 | 2719.0012 | KEEP | 2719.0012 | 1.441 | 2 | 5.5173 | KEEP | 6.9179 | 2719.0012 | 5.5173 | KEEP
DEF | E_HC_ENERGY STAR certified buildings program | 64510.3866 | 10.785 | 33.4376 | 20 |  | 26229.6033 | 39880.5756 | 53530.3548 | 119640.5337 |  | 88273.6961 | 2515.9051 | 0 | 41247.5693 | 41247.5693 | 88273.6961 | sq ft | 6.81 | 1.3178 | 2.7338 | 2.1401 | 28850.9325 | 75877.0593 | KEEP | KEEP | KEEP | KEEP | KEEP | KEEP | [5 empty] | 1.3178 | 28850.9325 | 6.81 | 29133.8089 | KEEP | 28850.9325 | 1.0215 | 2.0467 | 2.8396 | KEEP | 2.7338 | 29133.8089 | 2.8464 | KEEP
DEF | E_HS_ENERGY STAR certified buildings program | 672188.077 | 283.4289 | 3.2562 | 20 |  | 273308.3391 | 366101.7303 | 490795.961 | 1130206.0304 |  | 919798.0229 | 26215.335 | 0 | 429793.1826 | 429793.1826 | 919798.0229 | sq ft | 6.81 | 1.1947 | 2.4785 | 2.1401 | 184192.6724 | 674197.5128 | KEEP | KEEP | KEEP | KEEP | KEEP | KEEP | [5 empty] | 1.1947 | 184192.6724 | 6.81 | 303569.7055 | KEEP | 184192.6724 | 1.0237 | 3.8915 | 2.5687 | KEEP | 2.4785 | 303569.7055 | 2.8464 | KEEP
DEF | E_IN_ENERGY STAR certified buildings program | 74574.6947 | 12.4675 | 38.6543 | 20 |  | 30321.7011 | 46102.3705 | 61881.6609 | 138305.7326 |  | 102045.3339 | 2908.4131 | 0 | 42292.0867 | 42292.0867 | 102045.3339 | sq ft | 6.0402 | 1.3178 | 3.0598 | 2.4129 | 33351.9856 | 93105.2327 | KEEP | KEEP | KEEP | KEEP | KEEP | KEEP | [5 empty] | 1.3178 | 33351.9856 | 6.0402 | 28288.4506 | KEEP | 28288.4506 | 1.0612 | 2 | 3.0818 | KEEP | 3.0598 | 28288.4506 | 3.0818 | KEEP
DEF | E_LG_ENERGY STAR certified buildings program | 61175.4055 | 18.8877 | 36.5968 | 20 |  | 24873.6165 | 43648.5083 | 58587.9242 | 127110.0491 |  | 83710.2278 | 2385.8408 | 0 | 69300.9375 | 69300.9375 | 83710.2278 | sq ft | 12.0654 | 1.4764 | 1.7731 | 1.2079 | 41013.9805 | 55423.2708 | KEEP | KEEP | KEEP | KEEP | KEEP | KEEP | [5 empty] | 1.4764 | 41013.9805 | 12.0654 | 57813.4198 | KEEP | 41013.9805 | 1.0191 | 4.9248 | 1.7997 | KEEP | 1.7731 | 57813.4198 | 2.0422 | KEEP
DEF | E_MS_ENERGY STAR certified buildings program | 710971.58 | 118.8615 | 368.5175 | 20 |  | 289077.5191 | 439525.4363 | 589960.2059 | 1318563.1613 |  | 972867.9755 | 27727.8916 | 0 | 590356.8006 | 590356.8006 | 972867.9755 | sq ft | 8.8439 | 1.3178 | 2.1333 | 1.6479 | 317967.2942 | 700478.4691 | KEEP | KEEP | KEEP | KEEP | KEEP | KEEP | [5 empty] | 1.3178 | 317967.2942 | 8.8439 | 456850.5573 | KEEP | 317967.2942 | 1.0215 | 4.0806 | 2.1865 | KEEP | 2.1333 | 456850.5573 | 2.4218 | KEEP
DEF | E_OF_ENERGY STAR certified buildings program | 53145.4 | 8.8849 | 27.5468 | 20 |  | 21608.6561 | 32854.696 | 44099.7531 | 98563.1052 |  | 72722.2566 | 2072.6706 | 0 | 32933.3171 | 32933.3171 | 72722.2566 | sq ft | 6.6001 | 1.3178 | 2.8156 | 2.2082 | 23768.178 | 63557.1175 | KEEP | KEEP | KEEP | KEEP | KEEP | KEEP | [5 empty] | 1.3178 | 23768.178 | 6.6001 | 22953.6739 | KEEP | 22953.6739 | 1.0302 | 2 | 2.9051 | KEEP | 2.8156 | 22953.6739 | 2.9051 | KEEP
DEF | E_RS_ENERGY STAR certified buildings program | 38510.4852 | 11.89 | 23.038 | 20 |  | 15658.1723 | 27477.1408 | 36881.6417 | 80016.9549 |  | 52696.3648 | 1501.9089 | 0 | 10413.5681 | 10413.5681 | 52696.3648 | sq ft | 2.8801 | 1.4764 | 6.7154 | 5.0604 | 25818.6811 | 68101.4778 | KEEP | DROP | KEEP | KEEP | DROP | KEEP | [5 empty] | 1.4764 | 25818.6811 | 2.8801 | 3182.0692 | KEEP | 3182.0692 | 1.432 | 2 | 5.3659 | KEEP | 6.7154 | 3182.0692 | 5.3659 | KEEP
DEF | E_RT_ENERGY STAR certified buildings program | 16820.441 | 5.1933 | 10.0625 | 20 |  | 6839.1079 | 12001.3452 | 16109.0019 | 34949.455 |  | 23016.4874 | 655.9972 | 0 | 23459.8842 | 23459.8842 | 23016.4874 | sq ft | 14.8549 | 1.4764 | 1.4492 | 0.9811 | 11276.9704 | 10833.5736 | DROP | DROP | DROP | DROP | DROP | DROP | [5 empty] | 1.4764 | 11276.9704 | 14.8549 | 20301.3418 | KEEP | 11276.9704 | 1.0191 | 7.7143 | 1.4618 | DROP | 1.4492 | 20301.3418 | 1.8465 | DROP
DEF | E_SC_ENERGY STAR certified buildings program | 62859.5605 | 10.509 | 32.582 | 20 |  | 25558.3856 | 38860.0283 | 52160.5087 | 116578.9226 |  | 86014.765 | 2451.5229 | 0 | 106725.5041 | 106725.5041 | 86014.765 | sq ft | 18.0833 | 1.3178 | 1.0678 | 0.80594 | 28112.6348 | 7401.8956 | DROP | DROP | DROP | DROP | DROP | DROP | [5 empty] | 1.3178 | 28112.6348 | 18.0833 | 94921.7359 | KEEP | 28112.6348 | 1.0215 | 13.32 | 1.0694 | DROP | 1.0678 | 94921.7359 | 1.6953 | DROP
DEF | E_WR_ENERGY STAR certified buildings program | 6244.4932 | 1.044 | 3.2367 | 20 |  | 2538.98 | 3860.3703 | 5181.6452 | 11580.9955 |  | 8544.7402 | 243.5352 | 0 | 32931.1845 | 32931.1845 | 8544.7402 | sq ft | 56.1682 | 1.3178 | 0.34909 | 0.25947 | 2792.7201 | -21593.7242 | DROP | DROP | DROP | DROP | DROP | DROP | [5 empty] | 1.3178 | 2792.7201 | 56.1682 | 31758.5936 | KEEP | 2792.7201 | 1.0215 | 51.4049 | 0.34428 | DROP | 0.34909 | 31758.5936 | 1.2239 | DROP
DEF | N_AS_ENERGY STAR certified buildings program | 18312.7076 | 3.0616 | 9.492 | 20 |  | 7445.8561 | 11320.9881 | 15195.7815 | 33962.6257 |  | 25058.4514 | 714.1956 | 0 | 39497.8693 | 39497.8693 | 25058.4514 | sq ft | 22.9722 | 1.3178 | 0.84459 | 0.63443 | 8189.9787 | -6249.4392 | DROP | DROP | DROP | DROP | DROP | DROP | [5 empty] | 1.3178 | 8189.9787 | 22.9722 | 36059.109 | KEEP | 8189.9787 | 1.0215 | 18.2088 | 0.84178 | DROP | 0.84459 | 36059.109 | 1.5474 | DROP
DEF | N_CU_ENERGY STAR certified buildings program | 91682.9859 | 38.6582 | 0.44413 | 20 |  | 37277.8475 | 49934.3873 | 66942.0371 | 154154.2718 |  | 125455.7051 | 3575.6365 | 0 | 155663.0803 | 155663.0803 | 125455.7051 | sq ft | 18.0833 | 1.1947 | 0.96807 | 0.80594 | 25122.9303 | -5084.4449 | DROP | DROP | DROP | DROP | DROP | DROP | [5 empty] | 1.1947 | 25122.9303 | 18.0833 | 138446.8492 | KEEP | 25122.9303 | 1.0237 | 15.1648 | 0.96734 | DROP | 0.96807 | 138446.8492 | 1.6953 | DROP
DEF | N_GR_ENERGY STAR certified buildings program | 36958.0211 | 11.4107 | 22.1093 | 20 |  | 15026.9481 | 26369.4614 | 35394.8408 | 76791.2503 |  | 50572.0287 | 1441.3628 | 0 | 9658.9784 | 9658.9784 | 50572.0287 | sq ft | 2.7836 | 1.4764 | 6.9179 | 5.2358 | 24777.8587 | 65690.9091 | KEEP | DROP | KEEP | KEEP | DROP | KEEP | [5 empty] | 1.4764 | 24777.8587 | 2.7836 | 2719.0012 | KEEP | 2719.0012 | 1.441 | 2 | 5.5173 | KEEP | 6.9179 | 2719.0012 | 5.5173 | KEEP
DEF | N_HC_ENERGY STAR certified buildings program | 64510.3866 | 10.785 | 33.4376 | 20 |  | 26229.6033 | 39880.5756 | 53530.3548 | 119640.5337 |  | 88273.6961 | 2515.9051 | 0 | 41247.5693 | 41247.5693 | 88273.6961 | sq ft | 6.81 | 1.3178 | 2.7338 | 2.1401 | 28850.9325 | 75877.0593 | KEEP | KEEP | KEEP | KEEP | KEEP | KEEP | [5 empty] | 1.3178 | 28850.9325 | 6.81 | 29133.8089 | KEEP | 28850.9325 | 1.0215 | 2.0467 | 2.8396 | KEEP | 2.7338 | 29133.8089 | 2.8464 | KEEP
DEF | N_HS_ENERGY STAR certified buildings program | 672188.077 | 283.4289 | 3.2562 | 20 |  | 273308.3391 | 366101.7303 | 490795.961 | 1130206.0304 |  | 919798.0229 | 26215.335 | 0 | 429793.1826 | 429793.1826 | 919798.0229 | sq ft | 6.81 | 1.1947 | 2.4785 | 2.1401 | 184192.6724 | 674197.5128 | KEEP | KEEP | KEEP | KEEP | KEEP | KEEP | [5 empty] | 1.1947 | 184192.6724 | 6.81 | 303569.7055 | KEEP | 184192.6724 | 1.0237 | 3.8915 | 2.5687 | KEEP | 2.4785 | 303569.7055 | 2.8464 | KEEP
DEF | N_IN_ENERGY STAR certified buildings program | 74574.6947 | 12.4675 | 38.6543 | 20 |  | 30321.7011 | 46102.3705 | 61881.6609 | 138305.7326 |  | 102045.3339 | 2908.4131 | 0 | 42292.0867 | 42292.0867 | 102045.3339 | sq ft | 6.0402 | 1.3178 | 3.0598 | 2.4129 | 33351.9856 | 93105.2327 | KEEP | KEEP | KEEP | KEEP | KEEP | KEEP | [5 empty] | 1.3178 | 33351.9856 | 6.0402 | 28288.4506 | KEEP | 28288.4506 | 1.0612 | 2 | 3.0818 | KEEP | 3.0598 | 28288.4506 | 3.0818 | KEEP
DEF | N_LG_ENERGY STAR certified buildings program | 61175.4055 | 18.8877 | 36.5968 | 20 |  | 24873.6165 | 43648.5083 | 58587.9242 | 127110.0491 |  | 83710.2278 | 2385.8408 | 0 | 69300.9375 | 69300.9375 | 83710.2278 | sq ft | 12.0654 | 1.4764 | 1.7731 | 1.2079 | 41013.9805 | 55423.2708 | KEEP | KEEP | KEEP | KEEP | KEEP | KEEP | [5 empty] | 1.4764 | 41013.9805 | 12.0654 | 57813.4198 | KEEP | 41013.9805 | 1.0191 | 4.9248 | 1.7997 | KEEP | 1.7731 | 57813.4198 | 2.0422 | KEEP
DEF | N_MS_ENERGY STAR certified buildings program | 710971.58 | 118.8615 | 368.5175 | 20 |  | 289077.5191 | 439525.4363 | 589960.2059 | 1318563.1613 |  | 972867.9755 | 27727.8916 | 0 | 590356.8006 | 590356.8006 | 972867.9755 | sq ft | 8.8439 | 1.3178 | 2.1333 | 1.6479 | 317967.2942 | 700478.4691 | KEEP | KEEP | KEEP | KEEP | KEEP | KEEP | [5 empty] | 1.3178 | 317967.2942 | 8.8439 | 456850.5573 | KEEP | 317967.2942 | 1.0215 | 4.0806 | 2.1865 | KEEP | 2.1333 | 456850.5573 | 2.4218 | KEEP
DEF | N_OF_ENERGY STAR certified buildings program | 53145.4 | 8.8849 | 27.5468 | 20 |  | 21608.6561 | 32854.696 | 44099.7531 | 98563.1052 |  | 72722.2566 | 2072.6706 | 0 | 32933.3171 | 32933.3171 | 72722.2566 | sq ft | 6.6001 | 1.3178 | 2.8156 | 2.2082 | 23768.178 | 63557.1175 | KEEP | KEEP | KEEP | KEEP | KEEP | KEEP | [5 empty] | 1.3178 | 23768.178 | 6.6001 | 22953.6739 | KEEP | 22953.6739 | 1.0302 | 2 | 2.9051 | KEEP | 2.8156 | 22953.6739 | 2.9051 | KEEP
DEF | N_RS_ENERGY STAR certified buildings program | 38510.4852 | 11.89 | 23.038 | 20 |  | 15658.1723 | 27477.1408 | 36881.6417 | 80016.9549 |  | 52696.3648 | 1501.9089 | 0 | 10413.5681 | 10413.5681 | 52696.3648 | sq ft | 2.8801 | 1.4764 | 6.7154 | 5.0604 | 25818.6811 | 68101.4778 | KEEP | DROP | KEEP | KEEP | DROP | KEEP | [5 empty] | 1.4764 | 25818.6811 | 2.8801 | 3182.0692 | KEEP | 3182.0692 | 1.432 | 2 | 5.3659 | KEEP | 6.7154 | 3182.0692 | 5.3659 | KEEP
DEF | N_RT_ENERGY STAR certified buildings program | 16820.441 | 5.1933 | 10.0625 | 20 |  | 6839.1079 | 12001.3452 | 16109.0019 | 34949.455 |  | 23016.4874 | 655.9972 | 0 | 23459.8842 | 23459.8842 | 23016.4874 | sq ft | 14.8549 | 1.4764 | 1.4492 | 0.9811 | 11276.9704 | 10833.5736 | DROP | DROP | DROP | DROP | DROP | DROP | [5 empty] | 1.4764 | 11276.9704 | 14.8549 | 20301.3418 | KEEP | 11276.9704 | 1.0191 | 7.7143 | 1.4618 | DROP | 1.4492 | 20301.3418 | 1.8465 | DROP
DEF | N_SC_ENERGY STAR certified buildings program | 62859.5605 | 10.509 | 32.582 | 20 |  | 25558.3856 | 38860.0283 | 52160.5087 | 116578.9226 |  | 86014.765 | 2451.5229 | 0 | 106725.5041 | 106725.5041 | 86014.765 | sq ft | 18.0833 | 1.3178 | 1.0678 | 0.80594 | 28112.6348 | 7401.8956 | DROP | DROP | DROP | DROP | DROP | DROP | [5 empty] | 1.3178 | 28112.6348 | 18.0833 | 94921.7359 | KEEP | 28112.6348 | 1.0215 | 13.32 | 1.0694 | DROP | 1.0678 | 94921.7359 | 1.6953 | DROP
DEF | N_WR_ENERGY STAR certified buildings program | 6244.4932 | 1.044 | 3.2367 | 20 |  | 2538.98 | 3860.3703 | 5181.6452 | 11580.9955 |  | 8544.7402 | 243.5352 | 0 | 32931.1845 | 32931.1845 | 8544.7402 | sq ft | 56.1682 | 1.3178 | 0.34909 | 0.25947 | 2792.7201 | -21593.7242 | DROP | DROP | DROP | DROP | DROP | DROP | [5 empty] | 1.3178 | 2792.7201 | 56.1682 | 31758.5936 | KEEP | 2792.7201 | 1.0215 | 51.4049 | 0.34428 | DROP | 0.34909 | 31758.5936 | 1.2239 | DROP
DEF | E_AS_Retro-Commissioning | 19406.44 | 3.2444 | 10.0589 | 5 |  | 2103.7093 | 0 | 5505.1441 | 7608.8533 |  | 8203.4219 | 756.8512 | 0 | 5780.176 | 5780.176 | 8203.4219 | sq ft | 3.1723 | 0.84918 | 1.164 | 1.4192 | -1351.4197 | 1071.8262 | DROP | DROP | DROP | KEEP | KEEP | KEEP | [5 empty] | 0.84918 | DROP | 3.1723 | 2136.0347 | DROP | DROP | DROP | DROP | DROP | DROP | 1.164 | 2136.0347 | 1.7888 | KEEP
DEF | E_CU_Retro-Commissioning | 115907.03 | 48.8723 | 0.56148 | 5 |  | 12564.6276 | 0 | 28931.5892 | 41496.2168 |  | 48995.8112 | 4520.3742 | 0 | 22779.963 | 22779.963 | 48995.8112 | sq ft | 2.0933 | 0.7754 | 1.52 | 2.1508 | -12019.9685 | 14195.8797 | DROP | DROP | DROP | KEEP | DROP | KEEP | [5 empty] | 0.7754 | DROP | 2.0933 | 1014.9409 | DROP | DROP | DROP | DROP | DROP | DROP | 1.52 | 1014.9409 | 2.1954 | KEEP
DEF | E_GR_Retro-Commissioning | 46722.91 | 14.4255 | 27.951 | 5 |  | 5064.8866 | 0 | 15297.2539 | 20362.1405 |  | 19750.5438 | 1822.1935 | 0 | 1413.509 | 1413.509 | 19750.5438 | sq ft | 0.32222 | 0.94388 | 6.293 | 13.9727 | -1210.5968 | 17126.438 | DROP | DROP | DROP | DROP | DROP | DROP | [5 empty] | 0.94388 | DROP | 0.32222 | 0 | DROP | DROP | DROP | DROP | DROP | DROP | 6.293 | 0 | 13.9727 | DROP
DEF | E_HC_Retro-Commissioning | 81555.02 | 13.6345 | 42.2724 | 5 |  | 8840.7792 | 0 | 23135.2136 | 31975.9928 |  | 34474.6506 | 3180.6458 | 0 | 6036.2297 | 6036.2297 | 34474.6506 | sq ft | 0.78831 | 0.84918 | 3.4693 | 5.7113 | -5679.3036 | 22759.1173 | DROP | DROP | DROP | DROP | DROP | DROP | [5 empty] | 0.84918 | DROP | 0.78831 | 0 | DROP | DROP | DROP | DROP | DROP | DROP | 3.4693 | 0 | 5.7113 | DROP
DEF | E_HS_Retro-Commissioning | 849790.53 | 358.3151 | 4.1166 | 5 |  | 92119.5339 | 0 | 212116.474 | 304236.0078 |  | 359220.4574 | 33141.8307 | 0 | 62896.5633 | 62896.5633 | 359220.4574 | sq ft | 0.78831 | 0.7754 | 3.1679 | 5.7113 | -88126.2803 | 208197.6139 | DROP | DROP | DROP | DROP | DROP | DROP | [5 empty] | 0.7754 | DROP | 0.78831 | 0 | DROP | DROP | DROP | DROP | DROP | DROP | 3.1679 | 0 | 5.7113 | DROP
DEF | E_IN_Retro-Commissioning | 94278.48 | 15.7616 | 48.8673 | 5 |  | 10220.0358 | 0 | 26744.5557 | 36964.5914 |  | 39853.0667 | 3676.8607 | 0 | 6189.0859 | 6189.0859 | 39853.0667 | sq ft | 0.69919 | 0.84918 | 3.7467 | 6.4392 | -6565.336 | 27098.6449 | DROP | DROP | DROP | DROP | DROP | DROP | [5 empty] | 0.84918 | DROP | 0.69919 | 0 | DROP | DROP | DROP | DROP | DROP | DROP | 3.7467 | 0 | 6.4392 | DROP
DEF | E_LG_Retro-Commissioning | 77338.89 | 23.8781 | 46.2663 | 5 |  | 8383.7396 | 0 | 25321.0392 | 33704.7788 |  | 32692.423 | 3016.2167 | 0 | 10141.6006 | 10141.6006 | 32692.423 | sq ft | 1.3967 | 0.94388 | 2.5616 | 3.2236 | -2003.8609 | 20546.9615 | DROP | DROP | DROP | DROP | DROP | KEEP | [5 empty] | 0.94388 | DROP | 1.3967 | 0 | DROP | DROP | DROP | DROP | DROP | DROP | 2.5616 | 0 | 3.2236 | DROP
DEF | E_MS_Retro-Commissioning | 898821.23 | 150.2665 | 465.8856 | 5 |  | 97434.591 | 0 | 254974.1406 | 352408.7316 |  | 379946.5421 | 35054.028 | 0 | 86393.6779 | 86393.6779 | 379946.5421 | sq ft | 1.0237 | 0.84918 | 2.9017 | 4.3979 | -62591.8385 | 230961.0257 | DROP | DROP | DROP | DROP | DROP | KEEP | [5 empty] | 0.84918 | DROP | 1.0237 | 0 | DROP | DROP | DROP | DROP | DROP | DROP | 2.9017 | 0 | 4.3979 | DROP
DEF | E_OF_Retro-Commissioning | 67187.23 | 11.2325 | 34.8251 | 5 |  | 7283.2729 | 0 | 19059.4143 | 26342.6872 |  | 28401.149 | 2620.302 | 0 | 4819.5098 | 4819.5098 | 28401.149 | sq ft | 0.76401 | 0.84918 | 3.5408 | 5.893 | -4678.7638 | 18902.8754 | DROP | DROP | DROP | DROP | DROP | DROP | [5 empty] | 0.84918 | DROP | 0.76401 | 0 | DROP | DROP | DROP | DROP | DROP | DROP | 3.5408 | 0 | 5.893 | DROP
DEF | E_RS_Retro-Commissioning | 48685.54 | 15.0315 | 29.1251 | 5 |  | 5277.6409 | 0 | 15939.8262 | 21217.4671 |  | 20580.1799 | 1898.7361 | 0 | 1523.9368 | 1523.9368 | 20580.1799 | sq ft | 0.33339 | 0.94388 | 6.1991 | 13.5046 | -1261.4488 | 17794.7943 | DROP | DROP | DROP | DROP | DROP | DROP | [5 empty] | 0.94388 | DROP | 0.33339 | 0 | DROP | DROP | DROP | DROP | DROP | DROP | 6.1991 | 0 | 13.5046 | DROP
DEF | E_RT_Retro-Commissioning | 21264.66 | 6.5654 | 12.7211 | 5 |  | 2305.1452 | 0 | 6962.1285 | 9267.2737 |  | 8988.9221 | 829.3217 | 0 | 3433.1538 | 3433.1538 | 8988.9221 | sq ft | 1.7196 | 0.94388 | 2.1742 | 2.6183 | -550.9702 | 5004.7982 | DROP | DROP | DROP | DROP | DROP | KEEP | [5 empty] | 0.94388 | DROP | 1.7196 | 0 | DROP | DROP | DROP | DROP | DROP | DROP | 2.1742 | 0 | 2.6183 | DROP
DEF | E_SC_Retro-Commissioning | 79468.03 | 13.2856 | 41.1906 | 5 |  | 8614.544 | 0 | 22543.1843 | 31157.7283 |  | 33592.4455 | 3099.2532 | 0 | 15618.3665 | 15618.3665 | 33592.4455 | sq ft | 2.0933 | 0.84918 | 1.6646 | 2.1508 | -5533.9704 | 12440.1086 | DROP | DROP | DROP | KEEP | DROP | KEEP | [5 empty] | 0.84918 | DROP | 2.0933 | 695.8598 | DROP | DROP | DROP | DROP | DROP | DROP | 1.6646 | 695.8598 | 2.1954 | KEEP
DEF | E_WR_Retro-Commissioning | 7894.4 | 1.3198 | 4.0919 | 5 |  | 855.7738 | 0 | 2239.453 | 3095.2267 |  | 3337.0929 | 307.8816 | 0 | 4819.1977 | 4819.1977 | 3337.0929 | sq ft | 6.5018 | 0.84918 | 0.6037 | 0.69246 | -549.7478 | -2031.8526 | DROP | DROP | DROP | DROP | DROP | DROP | [5 empty] | 0.84918 | DROP | 6.5018 | 3336.7873 | DROP | DROP | DROP | DROP | DROP | DROP | 0.6037 | 3336.7873 | 1.3849 | DROP
DEF | N_AS_Retro-Commissioning | 19406.44 | 3.2444 | 10.0589 | 5 |  | 2103.7093 | 0 | 5505.1441 | 7608.8533 |  | 8203.4219 | 756.8512 | 0 | 5780.176 | 5780.176 | 8203.4219 | sq ft | 3.1723 | 0.84918 | 1.164 | 1.4192 | -1351.4197 | 1071.8262 | DROP | DROP | DROP | KEEP | KEEP | KEEP | [5 empty] | 0.84918 | DROP | 3.1723 | 2136.0347 | DROP | DROP | DROP | DROP | DROP | DROP | 1.164 | 2136.0347 | 1.7888 | KEEP
DEF | N_CU_Retro-Commissioning | 115907.03 | 48.8723 | 0.56148 | 5 |  | 12564.6276 | 0 | 28931.5892 | 41496.2168 |  | 48995.8112 | 4520.3742 | 0 | 22779.963 | 22779.963 | 48995.8112 | sq ft | 2.0933 | 0.7754 | 1.52 | 2.1508 | -12019.9685 | 14195.8797 | DROP | DROP | DROP | KEEP | DROP | KEEP | [5 empty] | 0.7754 | DROP | 2.0933 | 1014.9409 | DROP | DROP | DROP | DROP | DROP | DROP | 1.52 | 1014.9409 | 2.1954 | KEEP
DEF | N_GR_Retro-Commissioning | 46722.91 | 14.4255 | 27.951 | 5 |  | 5064.8866 | 0 | 15297.2539 | 20362.1405 |  | 19750.5438 | 1822.1935 | 0 | 1413.509 | 1413.509 | 19750.5438 | sq ft | 0.32222 | 0.94388 | 6.293 | 13.9727 | -1210.5968 | 17126.438 | DROP | DROP | DROP | DROP | DROP | DROP | [5 empty] | 0.94388 | DROP | 0.32222 | 0 | DROP | DROP | DROP | DROP | DROP | DROP | 6.293 | 0 | 13.9727 | DROP
DEF | N_HC_Retro-Commissioning | 81555.02 | 13.6345 | 42.2724 | 5 |  | 8840.7792 | 0 | 23135.2136 | 31975.9928 |  | 34474.6506 | 3180.6458 | 0 | 6036.2297 | 6036.2297 | 34474.6506 | sq ft | 0.78831 | 0.84918 | 3.4693 | 5.7113 | -5679.3036 | 22759.1173 | DROP | DROP | DROP | DROP | DROP | DROP | [5 empty] | 0.84918 | DROP | 0.78831 | 0 | DROP | DROP | DROP | DROP | DROP | DROP | 3.4693 | 0 | 5.7113 | DROP
DEF | N_HS_Retro-Commissioning | 849790.53 | 358.3151 | 4.1166 | 5 |  | 92119.5339 | 0 | 212116.474 | 304236.0078 |  | 359220.4574 | 33141.8307 | 0 | 62896.5633 | 62896.5633 | 359220.4574 | sq ft | 0.78831 | 0.7754 | 3.1679 | 5.7113 | -88126.2803 | 208197.6139 | DROP | DROP | DROP | DROP | DROP | DROP | [5 empty] | 0.7754 | DROP | 0.78831 | 0 | DROP | DROP | DROP | DROP | DROP | DROP | 3.1679 | 0 | 5.7113 | DROP
DEF | N_IN_Retro-Commissioning | 94278.48 | 15.7616 | 48.8673 | 5 |  | 10220.0358 | 0 | 26744.5557 | 36964.5914 |  | 39853.0667 | 3676.8607 | 0 | 6189.0859 | 6189.0859 | 39853.0667 | sq ft | 0.69919 | 0.84918 | 3.7467 | 6.4392 | -6565.336 | 27098.6449 | DROP | DROP | DROP | DROP | DROP | DROP | [5 empty] | 0.84918 | DROP | 0.69919 | 0 | DROP | DROP | DROP | DROP | DROP | DROP | 3.7467 | 0 | 6.4392 | DROP
DEF | N_LG_Retro-Commissioning | 77338.89 | 23.8781 | 46.2663 | 5 |  | 8383.7396 | 0 | 25321.0392 | 33704.7788 |  | 32692.423 | 3016.2167 | 0 | 10141.6006 | 10141.6006 | 32692.423 | sq ft | 1.3967 | 0.94388 | 2.5616 | 3.2236 | -2003.8609 | 20546.9615 | DROP | DROP | DROP | DROP | DROP | KEEP | [5 empty] | 0.94388 | DROP | 1.3967 | 0 | DROP | DROP | DROP | DROP | DROP | DROP | 2.5616 | 0 | 3.2236 | DROP
DEF | N_MS_Retro-Commissioning | 898821.23 | 150.2665 | 465.8856 | 5 |  | 97434.591 | 0 | 254974.1406 | 352408.7316 |  | 379946.5421 | 35054.028 | 0 | 86393.6779 | 86393.6779 | 379946.5421 | sq ft | 1.0237 | 0.84918 | 2.9017 | 4.3979 | -62591.8385 | 230961.0257 | DROP | DROP | DROP | DROP | DROP | KEEP | [5 empty] | 0.84918 | DROP | 1.0237 | 0 | DROP | DROP | DROP | DROP | DROP | DROP | 2.9017 | 0 | 4.3979 | DROP
DEF | N_OF_Retro-Commissioning | 67187.23 | 11.2325 | 34.8251 | 5 |  | 7283.2729 | 0 | 19059.4143 | 26342.6872 |  | 28401.149 | 2620.302 | 0 | 4819.5098 | 4819.5098 | 28401.149 | sq ft | 0.76401 | 0.84918 | 3.5408 | 5.893 | -4678.7638 | 18902.8754 | DROP | DROP | DROP | DROP | DROP | DROP | [5 empty] | 0.84918 | DROP | 0.76401 | 0 | DROP | DROP | DROP | DROP | DROP | DROP | 3.5408 | 0 | 5.893 | DROP
DEF | N_RS_Retro-Commissioning | 48685.54 | 15.0315 | 29.1251 | 5 |  | 5277.6409 | 0 | 15939.8262 | 21217.4671 |  | 20580.1799 | 1898.7361 | 0 | 1523.9368 | 1523.9368 | 20580.1799 | sq ft | 0.33339 | 0.94388 | 6.1991 | 13.5046 | -1261.4488 | 17794.7943 | DROP | DROP | DROP | DROP | DROP | DROP | [5 empty] | 0.94388 | DROP | 0.33339 | 0 | DROP | DROP | DROP | DROP | DROP | DROP | 6.1991 | 0 | 13.5046 | DROP
DEF | N_RT_Retro-Commissioning | 21264.66 | 6.5654 | 12.7211 | 5 |  | 2305.1452 | 0 | 6962.1285 | 9267.2737 |  | 8988.9221 | 829.3217 | 0 | 3433.1538 | 3433.1538 | 8988.9221 | sq ft | 1.7196 | 0.94388 | 2.1742 | 2.6183 | -550.9702 | 5004.7982 | DROP | DROP | DROP | DROP | DROP | KEEP | [5 empty] | 0.94388 | DROP | 1.7196 | 0 | DROP | DROP | DROP | DROP | DROP | DROP | 2.1742 | 0 | 2.6183 | DROP
DEF | N_SC_Retro-Commissioning | 79468.03 | 13.2856 | 41.1906 | 5 |  | 8614.544 | 0 | 22543.1843 | 31157.7283 |  | 33592.4455 | 3099.2532 | 0 | 15618.3665 | 15618.3665 | 33592.4455 | sq ft | 2.0933 | 0.84918 | 1.6646 | 2.1508 | -5533.9704 | 12440.1086 | DROP | DROP | DROP | KEEP | DROP | KEEP | [5 empty] | 0.84918 | DROP | 2.0933 | 695.8598 | DROP | DROP | DROP | DROP | DROP | DROP | 1.6646 | 695.8598 | 2.1954 | KEEP
DEF | N_WR_Retro-Commissioning | 7894.4 | 1.3198 | 4.0919 | 5 |  | 855.7738 | 0 | 2239.453 | 3095.2267 |  | 3337.0929 | 307.8816 | 0 | 4819.1977 | 4819.1977 | 3337.0929 | sq ft | 6.5018 | 0.84918 | 0.6037 | 0.69246 | -549.7478 | -2031.8526 | DROP | DROP | DROP | DROP | DROP | DROP | [5 empty] | 0.84918 | DROP | 6.5018 | 3336.7873 | DROP | DROP | DROP | DROP | DROP | DROP | 0.6037 | 3336.7873 | 1.3849 | DROP
DEF | AS_Solar Voltaic (17.1w/sf2) | 25.9601 | 0.0036837 | 0.00029093 | 20 |  | 10.5553 | 4.7582 | 6.3789 | 21.6923 |  | 35.5229 | 1.0124 | 0 | 31.635 | 31.635 | 35.5229 | Square foot | 12.979 | 0.59374 | 0.66444 | 1.1229 | -14.843 | -10.9551 | DROP | DROP | DROP | DROP | DROP | DROP | [5 empty] | 0.59374 | DROP | 12.979 | 26.7602 | DROP | DROP | DROP | DROP | DROP | DROP | 0.66444 | 26.7602 | 1.9688 | DROP
DEF | CU_Solar Voltaic (17.1w/sf2) | 25.9601 | 0.0036837 | 0.00029093 | 20 |  | 10.5553 | 4.7582 | 6.3789 | 21.6923 |  | 35.5229 | 1.0124 | 0 | 31.635 | 31.635 | 35.5229 | Square foot | 12.979 | 0.59374 | 0.66444 | 1.1229 | -14.843 | -10.9551 | DROP | DROP | DROP | DROP | DROP | DROP | [5 empty] | 0.59374 | DROP | 12.979 | 26.7602 | DROP | DROP | DROP | DROP | DROP | DROP | 0.66444 | 26.7602 | 1.9688 | DROP
DEF | GR_Solar Voltaic (17.1w/sf2) | 25.9601 | 0.0036837 | 0.00029093 | 20 |  | 10.5553 | 4.7582 | 6.3789 | 21.6923 |  | 35.5229 | 1.0124 | 0 | 31.635 | 31.635 | 35.5229 | Square foot | 12.979 | 0.59374 | 0.66444 | 1.1229 | -14.843 | -10.9551 | DROP | DROP | DROP | DROP | DROP | DROP | [5 empty] | 0.59374 | DROP | 12.979 | 26.7602 | DROP | DROP | DROP | DROP | DROP | DROP | 0.66444 | 26.7602 | 1.9688 | DROP
DEF | HC_Solar Voltaic (17.1w/sf2) | 25.9601 | 0.0036837 | 0.00029093 | 20 |  | 10.5553 | 4.7582 | 6.3789 | 21.6923 |  | 35.5229 | 1.0124 | 0 | 31.635 | 31.635 | 35.5229 | Square foot | 12.979 | 0.59374 | 0.66444 | 1.1229 | -14.843 | -10.9551 | DROP | DROP | DROP | DROP | DROP | DROP | [5 empty] | 0.59374 | DROP | 12.979 | 26.7602 | DROP | DROP | DROP | DROP | DROP | DROP | 0.66444 | 26.7602 | 1.9688 | DROP
DEF | HS_Solar Voltaic (17.1w/sf2) | 25.9601 | 0.0036837 | 0.00029093 | 20 |  | 10.5553 | 4.7582 | 6.3789 | 21.6923 |  | 35.5229 | 1.0124 | 0 | 31.635 | 31.635 | 35.5229 | Square foot | 12.979 | 0.59374 | 0.66444 | 1.1229 | -14.843 | -10.9551 | DROP | DROP | DROP | DROP | DROP | DROP | [5 empty] | 0.59374 | DROP | 12.979 | 26.7602 | DROP | DROP | DROP | DROP | DROP | DROP | 0.66444 | 26.7602 | 1.9688 | DROP
DEF | IN_Solar Voltaic (17.1w/sf2) | 25.9601 | 0.0036837 | 0.00029093 | 20 |  | 10.5553 | 4.7582 | 6.3789 | 21.6923 |  | 35.5229 | 1.0124 | 0 | 31.635 | 31.635 | 35.5229 | Square foot | 12.979 | 0.59374 | 0.66444 | 1.1229 | -14.843 | -10.9551 | DROP | DROP | DROP | DROP | DROP | DROP | [5 empty] | 0.59374 | DROP | 12.979 | 26.7602 | DROP | DROP | DROP | DROP | DROP | DROP | 0.66444 | 26.7602 | 1.9688 | DROP
DEF | LG_Solar Voltaic (17.1w/sf2) | 25.9601 | 0.0036837 | 0.00029093 | 20 |  | 10.5553 | 4.7582 | 6.3789 | 21.6923 |  | 35.5229 | 1.0124 | 0 | 31.635 | 31.635 | 35.5229 | Square foot | 12.979 | 0.59374 | 0.66444 | 1.1229 | -14.843 | -10.9551 | DROP | DROP | DROP | DROP | DROP | DROP | [5 empty] | 0.59374 | DROP | 12.979 | 26.7602 | DROP | DROP | DROP | DROP | DROP | DROP | 0.66444 | 26.7602 | 1.9688 | DROP
DEF | MS_Solar Voltaic (17.1w/sf2) | 25.9601 | 0.0036837 | 0.00029093 | 20 |  | 10.5553 | 4.7582 | 6.3789 | 21.6923 |  | 35.5229 | 1.0124 | 0 | 31.635 | 31.635 | 35.5229 | Square foot | 12.979 | 0.59374 | 0.66444 | 1.1229 | -14.843 | -10.9551 | DROP | DROP | DROP | DROP | DROP | DROP | [5 empty] | 0.59374 | DROP | 12.979 | 26.7602 | DROP | DROP | DROP | DROP | DROP | DROP | 0.66444 | 26.7602 | 1.9688 | DROP
DEF | OF_Solar Voltaic (17.1w/sf2) | 25.9601 | 0.0036837 | 0.00029093 | 20 |  | 10.5553 | 4.7582 | 6.3789 | 21.6923 |  | 35.5229 | 1.0124 | 0 | 31.635 | 31.635 | 35.5229 | Square foot | 12.979 | 0.59374 | 0.66444 | 1.1229 | -14.843 | -10.9551 | DROP | DROP | DROP | DROP | DROP | DROP | [5 empty] | 0.59374 | DROP | 12.979 | 26.7602 | DROP | DROP | DROP | DROP | DROP | DROP | 0.66444 | 26.7602 | 1.9688 | DROP
DEF | RS_Solar Voltaic (17.1w/sf2) | 25.9601 | 0.0036837 | 0.00029093 | 20 |  | 10.5553 | 4.7582 | 6.3789 | 21.6923 |  | 35.5229 | 1.0124 | 0 | 31.635 | 31.635 | 35.5229 | Square foot | 12.979 | 0.59374 | 0.66444 | 1.1229 | -14.843 | -10.9551 | DROP | DROP | DROP | DROP | DROP | DROP | [5 empty] | 0.59374 | DROP | 12.979 | 26.7602 | DROP | DROP | DROP | DROP | DROP | DROP | 0.66444 | 26.7602 | 1.9688 | DROP
DEF | RT_Solar Voltaic (17.1w/sf2) | 25.9601 | 0.0036837 | 0.00029093 | 20 |  | 10.5553 | 4.7582 | 6.3789 | 21.6923 |  | 35.5229 | 1.0124 | 0 | 31.635 | 31.635 | 35.5229 | Square foot | 12.979 | 0.59374 | 0.66444 | 1.1229 | -14.843 | -10.9551 | DROP | DROP | DROP | DROP | DROP | DROP | [5 empty] | 0.59374 | DROP | 12.979 | 26.7602 | DROP | DROP | DROP | DROP | DROP | DROP | 0.66444 | 26.7602 | 1.9688 | DROP
DEF | SC_Solar Voltaic (17.1w/sf2) | 25.9601 | 0.0036837 | 0.00029093 | 20 |  | 10.5553 | 4.7582 | 6.3789 | 21.6923 |  | 35.5229 | 1.0124 | 0 | 31.635 | 31.635 | 35.5229 | Square foot | 12.979 | 0.59374 | 0.66444 | 1.1229 | -14.843 | -10.9551 | DROP | DROP | DROP | DROP | DROP | DROP | [5 empty] | 0.59374 | DROP | 12.979 | 26.7602 | DROP | DROP | DROP | DROP | DROP | DROP | 0.66444 | 26.7602 | 1.9688 | DROP
DEF | WR_Solar Voltaic (17.1w/sf2) | 25.9601 | 0.0036837 | 0.00029093 | 20 |  | 10.5553 | 4.7582 | 6.3789 | 21.6923 |  | 35.5229 | 1.0124 | 0 | 31.635 | 31.635 | 35.5229 | Square foot | 12.979 | 0.59374 | 0.66444 | 1.1229 | -14.843 | -10.9551 | DROP | DROP | DROP | DROP | DROP | DROP | [5 empty] | 0.59374 | DROP | 12.979 | 26.7602 | DROP | DROP | DROP | DROP | DROP | DROP | 0.66444 | 26.7602 | 1.9688 | DROP
DEF | Storage | 0 | 0.054689 | 0 | 10 |  | 0 | 19.6668 | 58.0568 | 77.7237 |  | 0 | 0 | 0 | 19965.4511 | 19965.4511 | 0 | per customer | 0 | 0 | 0.0038929 | 0 | 77.7237 | -19887.7274 | DROP | DROP | DROP | DROP | DROP | DROP
DEF | Storage | 0 | 0.069001 | 0 | 10 |  | 0 | 24.8135 | 73.2501 | 98.0636 |  | 0 | 0 | 0 | 33856.9983 | 33856.9983 | 0 | per customer | 0 | 0 | 0.0028964 | 0 | 98.0636 | -33758.9347 | DROP | DROP | DROP | DROP | DROP | DROP
DEF | Storage | 0 | 0.21183 | 0 | 10 |  | 0 | 76.1748 | 224.8697 | 301.0445 |  | 0 | 0 | 0 | 56825.7687 | 56825.7687 | 0 | per customer | 0 | 0 | 0.0052977 | 0 | 301.0445 | -56524.7241 | DROP | DROP | DROP | DROP | DROP | DROP
DEF | Storage | 0 | 0.22444 | 0 | 10 |  | 0 | 80.7094 | 238.2558 | 318.9652 |  | 0 | 0 | 0 | 114078.9536 | 114078.9536 | 0 | per customer | 0 | 0 | 0.002796 | 0 | 318.9652 | -113759.9885 | DROP | DROP | DROP | DROP | DROP | DROP
DEF | Storage with other DSM (EE and DR) | 0 | 0.52983 | 0 | 10 |  | 0 | 190.5311 | 562.4518 | 752.983 |  | 0 | 0 | 0 | 19965.4511 | 19965.4511 | 0 | per customer | 0 | 0 | 0.037714 | 0 | 752.983 | -19212.4681 | DROP | DROP | DROP | DROP | DROP | DROP
DEF | Storage with other DSM (EE and DR) | 0 | 0.46925 | 0 | 10 |  | 0 | 168.7466 | 498.1433 | 666.8899 |  | 0 | 0 | 0 | 33856.9983 | 33856.9983 | 0 | per customer | 0 | 0 | 0.019697 | 0 | 666.8899 | -33190.1084 | DROP | DROP | DROP | DROP | DROP | DROP
DEF | Storage with other DSM (EE and DR) | 0 | 0.7986 | 0 | 10 |  | 0 | 287.1837 | 847.7721 | 1134.9558 |  | 0 | 0 | 0 | 56825.7687 | 56825.7687 | 0 | per customer | 0 | 0 | 0.019973 | 0 | 1134.9558 | -55690.8129 | DROP | DROP | DROP | DROP | DROP | DROP
DEF | Storage with other DSM (EE and DR) | 0 | 1.634 | 0 | 10 |  | 0 | 587.6005 | 1734.6089 | 2322.2094 |  | 0 | 0 | 0 | 114078.9536 | 114078.9536 | 0 | per customer | 0 | 0 | 0.020356 | 0 | 2322.2094 | -111756.7442 | DROP | DROP | DROP | DROP | DROP | DROP

## LF-based Av Energy Escalators (hidden)
1 | 2 | 3 | 4 | 5 | 6 | 7 | 8 | 9 | 10 | 11 | 12 | 13 | 14 | 15 | 16 | 17 | 18 | 19 | 20 | 21 | 22 | 23 | 24 | 25 | 26 | 27 | 28 | 29 | 30 | 31 | 32
Measure Name | 2015 | 2016 | 2017 | 2018 | 2019 | 2020 | 2021 | 2022 | 2023 | 2024 | 2025 | 2026 | 2027 | 2028 | 2029 | 2030 | 2031 | 2032 | 2033 | 2034 | 2035 | 2036 | 2037 | 2038 | 2039 | 2040 | 2041 | 2042 | 2043 | 2044 | 2045
#REF! | 0 | 0 | 0 | #REF! | #REF! | #REF! | #REF! | #REF! | #REF! | #REF! | #REF! | #REF! | #REF! | #REF! | #REF! | #REF! | #REF! | #REF! | #REF! | #REF! | #REF! | #REF! | #REF! | #REF! | #REF! | #REF! | #REF! | 0 | 0 | 0 | 0
#REF! | 0 | 0 | 0 | #REF! | #REF! | #REF! | #REF! | #REF! | #REF! | #REF! | #REF! | #REF! | #REF! | #REF! | #REF! | #REF! | #REF! | #REF! | #REF! | #REF! | #REF! | #REF! | #REF! | #REF! | #REF! | #REF! | #REF! | 0 | 0 | 0 | 0