## Utility Inputs
DEF Utility Inputs for Docket No. 20190018-EG
Avoided Cost Rates* | Unit | 2020 | 2021 | 2022 | 2023 | 2024 | 2025 | 2026 | 2027 | 2028 | 2029 | 2030 | 2031 | 2032 | 2033 | 2034 | 2035 | 2036 | 2037 | 2038 | 2039 | 2040 | 2041 | 2042 | 2043 | 2044
Avoided Energy | $/kWh | 0.022903 | 0.022379 | 0.022313 | 0.022692 | 0.025098 | 0.028885 | 0.030863 | 0.034437 | 0.035532 | 0.037154 | 0.040763 | 0.042039 | 0.043952 | 0.046546 | 0.047559 | 0.045363 | 0.046206 | 0.049331 | 0.052478 | 0.05633 | 0.05762 | 0.05906 | 0.060687 | 0.062293 | 0.063941
Avoided Capacity (Summer) | $/KW-Yr | 0 | 0 | 0 | 0 | 0 | 0 | 0 | 174.3159 | 175.2761 | 242.1834 | 244.2807 | 246.4106 | 192.5332 | 209.2384 | 213.4115 | 271.9897 | 274.2911 | 226.4844 | 231.0338 | 232.3666 | 240.4337 | 245.2889 | 246.6797 | 255.3219 | 264.2669
Avoided Capacity (Winter) | $/KW-Yr | 0 | 0 | 0 | 0 | 0 | 0 | 0 | 163.183 | 164.0819 | 219.9507 | 221.8555 | 223.7899 | 180.2368 | 195.8752 | 199.7817 | 247.0208 | 249.111 | 212.0196 | 216.2785 | 217.5262 | 225.0781 | 229.6232 | 230.9252 | 239.0154 | 247.3892
Avoided T&D | $/KW-Yr | 123.1517 | 125.3406 | 127.7076 | 130.5057 | 133.5462 | 136.5506 | 139.6913 | 143.079 | 146.5734 | 150.1215 | 153.6804 | 157.2035 | 160.7115 | 164.2389 | 167.8148 | 171.4938 | 175.2536 | 179.0648 | 182.9459 | 186.9029 | 190.9936 | 195.157 | 199.4093 | 203.7389 | 208.1949
*Nominal dollars
Sources: | Avoided Energy and Capacity rates were based on DEF's 2019 Ten Year Site Plan data with a no new DSM Load forecast.
An initial Avoided T&D rate (in 2018$) was based on DEF's 2017 Cost of Service Study, which was then escalated by the Handy Whitman index to determin future year rates.
Electric Rates* | Unit | 2020 | 2021 | 2022 | 2023 | 2024 | 2025 | 2026 | 2027 | 2028 | 2029 | 2030 | 2031 | 2032 | 2033 | 2034 | 2035 | 2036 | 2037 | 2038 | 2039 | 2040 | 2041 | 2042 | 2043 | 2044
Residential Electric Rate | $/kWh | 0.12036 | 0.12103 | 0.1249 | 0.12852 | 0.1324 | 0.14007 | 0.14817 | 0.1556 | 0.16184 | 0.16853 | 0.17722 | 0.18422 | 0.19133 | 0.19877 | 0.20588 | 0.20848 | 0.21477 | 0.22382 | 0.23486 | 0.24588 | 0.25403 | 0.26196 | 0.27044 | 0.27916 | 0.2881
Non-Res Electric Rate | $/kWh | 0.09389 | 0.09394 | 0.0964 | 0.098621 | 0.10104 | 0.1071 | 0.11353 | 0.11922 | 0.12369 | 0.12853 | 0.13524 | 0.14023 | 0.14525 | 0.1505 | 0.15535 | 0.15568 | 0.15955 | 0.166 | 0.17432 | 0.18249 | 0.18775 | 0.19269 | 0.19804 | 0.2035 | 0.20906
*Nominal dollars
Sources: | Electric Rate forecasts were based on DEF's 2018-2022 E Schedules
Nominal Discount Rate = | 7.1% | 2020: for all years
Loss Factor = | 5.852% | 2020: for all years

## Res
Source: | Nexant DEF_ Results_Comparison
Company | Measure Name | Unit of Measure | Target Annual kWh Savings | Target Annual Summer Coincident kW | Target Annual Winter Coincident kW | Measure Life | Incremental Measure Cost
DEF | T_SF_Energy Star Clothes Dryer | Per Unit | 145.9522 | 0.021463 | 0.011557 | 11 | 249
DEF | T_MF_Energy Star Clothes Dryer | Per Unit | 145.9522 | 0.021463 | 0.011557 | 11 | 249
DEF | T_MH_Energy Star Clothes Dryer | Per Unit | 145.9522 | 0.021463 | 0.011557 | 11 | 249
DEF | N_SF_Energy Star Clothes Dryer | Per Unit | 145.9522 | 0.021463 | 0.011557 | 11 | 249
DEF | N_MF_Energy Star Clothes Dryer | Per Unit | 145.9522 | 0.021463 | 0.011557 | 11 | 249
DEF | N_MH_Energy Star Clothes Dryer | Per Unit | 145.9522 | 0.021463 | 0.011557 | 11 | 249
DEF | T_SF_Energy Star Clothes Washer | Per Unit | 544.539 | 0.16214 | 0.039994 | 11 | 58.34
DEF | T_MF_Energy Star Clothes Washer | Per Unit | 544.539 | 0.16214 | 0.039994 | 11 | 58.34
DEF | T_MH_Energy Star Clothes Washer | Per Unit | 544.539 | 0.16214 | 0.039994 | 11 | 58.34
DEF | N_SF_Energy Star Clothes Washer | Per Unit | 544.539 | 0.16214 | 0.039994 | 11 | 58.34
DEF | N_MF_Energy Star Clothes Washer | Per Unit | 544.539 | 0.16214 | 0.039994 | 11 | 58.34
DEF | N_MH_Energy Star Clothes Washer | Per Unit | 544.539 | 0.16214 | 0.039994 | 11 | 58.34
DEF | T_SF_Energy Star Dishwasher | Per Unit | 40.303 | 0.0044126 | 0.0047969 | 10 | 0
DEF | T_MF_Energy Star Dishwasher | Per Unit | 40.303 | 0.0044126 | 0.0047969 | 10 | 0
DEF | T_MH_Energy Star Dishwasher | Per Unit | 40.303 | 0.0044126 | 0.0047969 | 10 | 0
DEF | N_SF_Energy Star Dishwasher | Per Unit | 40.303 | 0.0044126 | 0.0047969 | 10 | 0
DEF | N_MF_Energy Star Dishwasher | Per Unit | 40.303 | 0.0044126 | 0.0047969 | 10 | 0
DEF | N_MH_Energy Star Dishwasher | Per Unit | 40.303 | 0.0044126 | 0.0047969 | 10 | 0
DEF | T_SF_Energy Star Freezer | Per Unit | 65.6 | 0.0074854 | 0.0067022 | 11 | 90
DEF | T_MF_Energy Star Freezer | Per Unit | 65.6 | 0.0074854 | 0.0067022 | 11 | 90
DEF | T_MH_Energy Star Freezer | Per Unit | 65.6 | 0.0074854 | 0.0067022 | 11 | 90
DEF | N_SF_Energy Star Freezer | Per Unit | 65.6 | 0.0074854 | 0.0067022 | 11 | 90
DEF | N_MF_Energy Star Freezer | Per Unit | 65.6 | 0.0074854 | 0.0067022 | 11 | 90
DEF | N_MH_Energy Star Freezer | Per Unit | 65.6 | 0.0074854 | 0.0067022 | 11 | 90
DEF | T_SF_Energy Star Refrigerator | Per Unit | 133.5 | 0.015233 | 0.013639 | 14 | 122
DEF | T_MF_Energy Star Refrigerator | Per Unit | 133.5 | 0.015233 | 0.013639 | 14 | 122
DEF | T_MH_Energy Star Refrigerator | Per Unit | 133.5 | 0.015233 | 0.013639 | 14 | 122
DEF | N_SF_Energy Star Refrigerator | Per Unit | 133.5 | 0.015233 | 0.013639 | 14 | 122
DEF | N_MF_Energy Star Refrigerator | Per Unit | 133.5 | 0.015233 | 0.013639 | 14 | 122
DEF | N_MH_Energy Star Refrigerator | Per Unit | 133.5 | 0.015233 | 0.013639 | 14 | 122
DEF | T_SF_Heat Pump Clothes Dryer | Per Unit | 216.0685 | 0.031774 | 0.017109 | 12 | 850
DEF | T_MF_Heat Pump Clothes Dryer | Per Unit | 216.0685 | 0.031774 | 0.017109 | 12 | 850
DEF | T_MH_Heat Pump Clothes Dryer | Per Unit | 216.0685 | 0.031774 | 0.017109 | 12 | 850
DEF | N_SF_Heat Pump Clothes Dryer | Per Unit | 216.0685 | 0.031774 | 0.017109 | 12 | 850
DEF | N_MF_Heat Pump Clothes Dryer | Per Unit | 216.0685 | 0.031774 | 0.017109 | 12 | 850
DEF | N_MH_Heat Pump Clothes Dryer | Per Unit | 216.0685 | 0.031774 | 0.017109 | 12 | 850
DEF | T_SF_High Efficiency Convection Oven | Per Unit | 84.3 | 0.034713 | 0.0057855 | 12 | 652.5
DEF | T_MF_High Efficiency Convection Oven | Per Unit | 84.3 | 0.034713 | 0.0057855 | 12 | 652.5
DEF | T_MH_High Efficiency Convection Oven | Per Unit | 84.3 | 0.034713 | 0.0057855 | 12 | 652.5
DEF | N_SF_High Efficiency Convection Oven | Per Unit | 84.3 | 0.034713 | 0.0057855 | 12 | 652.5
DEF | N_MF_High Efficiency Convection Oven | Per Unit | 84.3 | 0.034713 | 0.0057855 | 12 | 652.5
DEF | N_MH_High Efficiency Convection Oven | Per Unit | 84.3 | 0.034713 | 0.0057855 | 12 | 652.5
DEF | T_SF_High Efficiency Induction Cooktop | Per Unit | 533.952 | 0.21987 | 0.036645 | 10 | 226.5
DEF | T_MF_High Efficiency Induction Cooktop | Per Unit | 533.952 | 0.21987 | 0.036645 | 10 | 226.5
DEF | T_MH_High Efficiency Induction Cooktop | Per Unit | 533.952 | 0.21987 | 0.036645 | 10 | 226.5
DEF | N_SF_High Efficiency Induction Cooktop | Per Unit | 533.952 | 0.21987 | 0.036645 | 10 | 226.5
DEF | N_MF_High Efficiency Induction Cooktop | Per Unit | 533.952 | 0.21987 | 0.036645 | 10 | 226.5
DEF | N_MH_High Efficiency Induction Cooktop | Per Unit | 533.952 | 0.21987 | 0.036645 | 10 | 226.5
DEF | T_SF_Heat Pump Water Heater | Per Unit | 1559.9186 | 0.14043 | 0.42974 | 10 | 1006
DEF | T_MF_Heat Pump Water Heater | Per Unit | 1226.1991 | 0.11039 | 0.33781 | 10 | 1006
DEF | T_MH_Heat Pump Water Heater | Per Unit | 1216.4239 | 0.10951 | 0.33511 | 10 | 1006
DEF | N_SF_Heat Pump Water Heater | Per Unit | 1559.9186 | 0.14043 | 0.42974 | 10 | 1006
DEF | N_MF_Heat Pump Water Heater | Per Unit | 1226.1991 | 0.11039 | 0.33781 | 10 | 1006
DEF | N_MH_Heat Pump Water Heater | Per Unit | 1216.4239 | 0.10951 | 0.33511 | 10 | 1006
DEF | T_SF_Instantaneous Hot Water System | Per Home | 149.9719 | -0.0034743 | 0.041304 | 20 | 2380.91
DEF | T_MF_Instantaneous Hot Water System | Per Home | 117.8878 | -0.002731 | 0.032468 | 20 | 2380.91
DEF | T_MH_Instantaneous Hot Water System | Per Home | 116.948 | -0.0027093 | 0.032209 | 20 | 2380.91
DEF | N_SF_Instantaneous Hot Water System | Per Home | 149.9719 | -0.0034743 | 0.041304 | 20 | 2380.91
DEF | N_MF_Instantaneous Hot Water System | Per Home | 117.8878 | -0.002731 | 0.032468 | 20 | 2380.91
DEF | N_MH_Instantaneous Hot Water System | Per Home | 116.948 | -0.0027093 | 0.032209 | 20 | 2380.91
DEF | T_SF_Solar Water Heater | Per 50-gallon | 1913.1534 | 0.14299 | 0.020075 | 15 | 6767
DEF | T_MF_Solar Water Heater | Per 50-gallon | 1503.865 | 0.1124 | 0.015781 | 15 | 6767
DEF | T_MH_Solar Water Heater | Per 50-gallon | 1491.8763 | 0.11151 | 0.015655 | 15 | 6767
DEF | N_SF_Solar Water Heater | Per 50-gallon | 1913.1534 | 0.14299 | 0.020075 | 15 | 6767
DEF | N_MF_Solar Water Heater | Per 50-gallon | 1503.865 | 0.1124 | 0.015781 | 15 | 6767
DEF | N_MH_Solar Water Heater | Per 50-gallon | 1491.8763 | 0.11151 | 0.015655 | 15 | 6767
DEF | T_SF_Energy Star Air Purifier | Per Unit | 641.9636 | 0.085069 | 0.061385 | 9 | 0
DEF | T_MF_Energy Star Air Purifier | Per Unit | 641.9636 | 0.085069 | 0.061385 | 9 | 0
DEF | T_MH_Energy Star Air Purifier | Per Unit | 641.9636 | 0.085069 | 0.061385 | 9 | 0
DEF | N_SF_Energy Star Air Purifier | Per Unit | 641.9636 | 0.085069 | 0.061385 | 9 | 0
DEF | N_MF_Energy Star Air Purifier | Per Unit | 641.9636 | 0.085069 | 0.061385 | 9 | 0
DEF | N_MH_Energy Star Air Purifier | Per Unit | 641.9636 | 0.085069 | 0.061385 | 9 | 0
DEF | T_SF_Energy Star Audio-Video Equipment | Per Unit | 80.2955 | 0 | 0 | 5 | 134.84
DEF | T_MF_Energy Star Audio-Video Equipment | Per Unit | 80.2955 | 0 | 0 | 5 | 134.84
DEF | T_MH_Energy Star Audio-Video Equipment | Per Unit | 80.2955 | 0 | 0 | 5 | 134.84
DEF | N_SF_Energy Star Audio-Video Equipment | Per Unit | 80.2955 | 0 | 0 | 5 | 134.84
DEF | N_MF_Energy Star Audio-Video Equipment | Per Unit | 80.2955 | 0 | 0 | 5 | 134.84
DEF | N_MH_Energy Star Audio-Video Equipment | Per Unit | 80.2955 | 0 | 0 | 5 | 134.84
DEF | T_SF_Energy Star Imaging Equipment | Per Unit | 127.645 | 0.011573 | 0.0067571 | 5 | 0
DEF | T_MF_Energy Star Imaging Equipment | Per Unit | 127.645 | 0.011573 | 0.0067571 | 5 | 0
DEF | T_MH_Energy Star Imaging Equipment | Per Unit | 127.645 | 0.011573 | 0.0067571 | 5 | 0
DEF | N_SF_Energy Star Imaging Equipment | Per Unit | 127.645 | 0.011573 | 0.0067571 | 5 | 0
DEF | N_MF_Energy Star Imaging Equipment | Per Unit | 127.645 | 0.011573 | 0.0067571 | 5 | 0
DEF | N_MH_Energy Star Imaging Equipment | Per Unit | 127.645 | 0.011573 | 0.0067571 | 5 | 0
DEF | T_SF_Energy Star Personal Computer | Per Unit | 119.5512 | 0.018954 | 0.0040635 | 4 | 29.75
DEF | T_MF_Energy Star Personal Computer | Per Unit | 119.5512 | 0.018954 | 0.0040635 | 4 | 29.75
DEF | T_MH_Energy Star Personal Computer | Per Unit | 119.5512 | 0.018954 | 0.0040635 | 4 | 29.75
DEF | N_SF_Energy Star Personal Computer | Per Unit | 119.5512 | 0.018954 | 0.0040635 | 4 | 29.75
DEF | N_MF_Energy Star Personal Computer | Per Unit | 119.5512 | 0.018954 | 0.0040635 | 4 | 29.75
DEF | N_MH_Energy Star Personal Computer | Per Unit | 119.5512 | 0.018954 | 0.0040635 | 4 | 29.75
DEF | T_SF_Energy Star TV | Per Unit | 38.325 | 0.0076643 | 0.0045849 | 6 | 93.3333
DEF | T_MF_Energy Star TV | Per Unit | 38.325 | 0.0076643 | 0.0045849 | 6 | 93.3333
DEF | T_MH_Energy Star TV | Per Unit | 38.325 | 0.0076643 | 0.0045849 | 6 | 93.3333
DEF | N_SF_Energy Star TV | Per Unit | 38.325 | 0.0076643 | 0.0045849 | 6 | 93.3333
DEF | N_MF_Energy Star TV | Per Unit | 38.325 | 0.0076643 | 0.0045849 | 6 | 93.3333
DEF | N_MH_Energy Star TV | Per Unit | 38.325 | 0.0076643 | 0.0045849 | 6 | 93.3333
DEF | T_SF_14 SEER ASHP from base electric resistance heating | Per 3 Ton | 952.7427 | 0 | 0.61735 | 15 | 469.29
DEF | T_MF_14 SEER ASHP from base electric resistance heating | Per 2 Ton | 581.173 | 0 | 0.37659 | 15 | 312.86
DEF | T_MH_14 SEER ASHP from base electric resistance heating | Per 3 Ton | 590.7005 | 0 | 0.38276 | 15 | 469.29
DEF | N_SF_14 SEER ASHP from base electric resistance heating | Per 3 Ton | 952.7427 | 0 | 0.61735 | 15 | 469.29
DEF | N_MF_14 SEER ASHP from base electric resistance heating | Per 2 Ton | 581.173 | 0 | 0.37659 | 15 | 312.86
DEF | N_MH_14 SEER ASHP from base electric resistance heating | Per 3 Ton | 590.7005 | 0 | 0.38276 | 15 | 469.29
DEF | T_SF_15 SEER Air Source Heat Pump | Per 3 Ton | 402.0863 | 0.17643 | 0.26054 | 15 | 474
DEF | T_MF_15 SEER Air Source Heat Pump | Per 2 Ton | 245.2726 | 0.10762 | 0.15893 | 15 | 447
DEF | T_MH_15 SEER Air Source Heat Pump | Per 3 Ton | 249.2935 | 0.10939 | 0.16154 | 15 | 474
DEF | N_SF_15 SEER Air Source Heat Pump | Per 3 Ton | 402.0863 | 0.17643 | 0.26054 | 15 | 474
DEF | N_MF_15 SEER Air Source Heat Pump | Per 2 Ton | 245.2726 | 0.10762 | 0.15893 | 15 | 447
DEF | N_MH_15 SEER Air Source Heat Pump | Per 3 Ton | 249.2935 | 0.10939 | 0.16154 | 15 | 474
DEF | T_SF_15 SEER Central AC | Per 3 Ton | 372.9333 | 0.19071 | 0 | 15 | 371
DEF | T_MF_15 SEER Central AC | Per 2 Ton | 227.4893 | 0.11633 | 0 | 15 | 332
DEF | T_MH_15 SEER Central AC | Per 3 Ton | 231.2187 | 0.11824 | 0 | 15 | 371
DEF | N_SF_15 SEER Central AC | Per 3 Ton | 372.9333 | 0.19071 | 0 | 15 | 371
DEF | N_MF_15 SEER Central AC | Per 2 Ton | 227.4893 | 0.11633 | 0 | 15 | 332
DEF | N_MH_15 SEER Central AC | Per 3 Ton | 231.2187 | 0.11824 | 0 | 15 | 371
DEF | T_SF_16 SEER Air Source Heat Pump | Per 3 Ton | 772.6722 | 0.33904 | 0.50067 | 15 | 1385
DEF | T_MF_16 SEER Air Source Heat Pump | Per 2 Ton | 471.3301 | 0.20682 | 0.30541 | 15 | 1148
DEF | T_MH_16 SEER Air Source Heat Pump | Per 3 Ton | 479.0568 | 0.21021 | 0.31042 | 15 | 1385
DEF | N_SF_16 SEER Air Source Heat Pump | Per 3 Ton | 772.6722 | 0.33904 | 0.50067 | 15 | 1385
DEF | N_MF_16 SEER Air Source Heat Pump | Per 2 Ton | 471.3301 | 0.20682 | 0.30541 | 15 | 1148
DEF | N_MH_16 SEER Air Source Heat Pump | Per 3 Ton | 479.0568 | 0.21021 | 0.31042 | 15 | 1385
DEF | T_SF_16 SEER Central AC | Per 3 Ton | 699.25 | 0.35757 | 0 | 15 | 726
DEF | T_MF_16 SEER Central AC | Per 2 Ton | 426.5425 | 0.21812 | 0 | 15 | 649
DEF | T_MH_16 SEER Central AC | Per 3 Ton | 433.535 | 0.2217 | 0 | 15 | 726
DEF | N_SF_16 SEER Central AC | Per 3 Ton | 699.25 | 0.35757 | 0 | 15 | 726
DEF | N_MF_16 SEER Central AC | Per 2 Ton | 426.5425 | 0.21812 | 0 | 15 | 649
DEF | N_MH_16 SEER Central AC | Per 3 Ton | 433.535 | 0.2217 | 0 | 15 | 726
DEF | T_SF_17 SEER Air Source Heat Pump | Per 3 Ton | 1100.208 | 0.48277 | 0.71291 | 15 | 2250
DEF | T_MF_17 SEER Air Source Heat Pump | Per 2 Ton | 671.1269 | 0.29449 | 0.43487 | 15 | 1837
DEF | T_MH_17 SEER Air Source Heat Pump | Per 3 Ton | 682.129 | 0.29931 | 0.442 | 15 | 2250
DEF | N_SF_17 SEER Air Source Heat Pump | Per 3 Ton | 1100.208 | 0.48277 | 0.71291 | 15 | 2250
DEF | N_MF_17 SEER Air Source Heat Pump | Per 2 Ton | 671.1269 | 0.29449 | 0.43487 | 15 | 1837
DEF | N_MH_17 SEER Air Source Heat Pump | Per 3 Ton | 682.129 | 0.29931 | 0.442 | 15 | 2250
DEF | T_SF_17 SEER Central AC | Per 3 Ton | 987.1765 | 0.50481 | 0 | 15 | 2350
DEF | T_MF_17 SEER Central AC | Per 2 Ton | 602.1776 | 0.30793 | 0 | 15 | 1565
DEF | T_MH_17 SEER Central AC | Per 3 Ton | 612.0494 | 0.31298 | 0 | 15 | 2350
DEF | N_SF_17 SEER Central AC | Per 3 Ton | 987.1765 | 0.50481 | 0 | 15 | 2350
DEF | N_MF_17 SEER Central AC | Per 2 Ton | 602.1776 | 0.30793 | 0 | 15 | 1565
DEF | N_MH_17 SEER Central AC | Per 3 Ton | 612.0494 | 0.31298 | 0 | 15 | 2350
DEF | T_SF_18 SEER Air Source Heat Pump | Per 3 Ton | 1356.1427 | 0.59507 | 0.87875 | 15 | 3013
DEF | T_MF_18 SEER Air Source Heat Pump | Per 2 Ton | 827.247 | 0.36299 | 0.53604 | 15 | 2733
DEF | T_MH_18 SEER Air Source Heat Pump | Per 3 Ton | 840.8085 | 0.36894 | 0.54482 | 15 | 3013
DEF | N_SF_18 SEER Air Source Heat Pump | Per 3 Ton | 1356.1427 | 0.59507 | 0.87875 | 15 | 3013
DEF | N_MF_18 SEER Air Source Heat Pump | Per 2 Ton | 827.247 | 0.36299 | 0.53604 | 15 | 2733
DEF | N_MH_18 SEER Air Source Heat Pump | Per 3 Ton | 840.8085 | 0.36894 | 0.54482 | 15 | 3013
DEF | T_SF_18 SEER Central AC | Per 3 Ton | 1243.1111 | 0.63569 | 0 | 15 | 3333
DEF | T_MF_18 SEER Central AC | Per 2 Ton | 758.2978 | 0.38777 | 0 | 15 | 2426
DEF | T_MH_18 SEER Central AC | Per 3 Ton | 770.7289 | 0.39413 | 0 | 15 | 3333
DEF | N_SF_18 SEER Central AC | Per 3 Ton | 1243.1111 | 0.63569 | 0 | 15 | 3333
DEF | N_MF_18 SEER Central AC | Per 2 Ton | 758.2978 | 0.38777 | 0 | 15 | 2426
DEF | N_MH_18 SEER Central AC | Per 3 Ton | 770.7289 | 0.39413 | 0 | 15 | 3333
DEF | T_SF_21 SEER Air Source Heat Pump | Per 3 Ton | 2013.3467 | 0.88345 | 1.3046 | 15 | 4740
DEF | T_MF_21 SEER Air Source Heat Pump | Per 2 Ton | 1228.1415 | 0.5389 | 0.79581 | 15 | 4539
DEF | T_MH_21 SEER Air Source Heat Pump | Per 3 Ton | 1248.2749 | 0.54774 | 0.80885 | 15 | 4740
DEF | N_SF_21 SEER Air Source Heat Pump | Per 3 Ton | 2013.3467 | 0.88345 | 1.3046 | 15 | 4740
DEF | N_MF_21 SEER Air Source Heat Pump | Per 2 Ton | 1228.1415 | 0.5389 | 0.79581 | 15 | 4539
DEF | N_MH_21 SEER Air Source Heat Pump | Per 3 Ton | 1248.2749 | 0.54774 | 0.80885 | 15 | 4740
DEF | T_SF_21 SEER ASHP from base electric resistance heating | Per 3 Ton | 2939.4957 | 1.2898 | 1.9047 | 15 | 5209.29
DEF | T_MF_21 SEER ASHP from base electric resistance heating | Per 2 Ton | 1793.0924 | 0.7868 | 1.1619 | 15 | 4851.86
DEF | T_MH_21 SEER ASHP from base electric resistance heating | Per 3 Ton | 1822.4873 | 0.7997 | 1.1809 | 15 | 5209.29
DEF | N_SF_21 SEER ASHP from base electric resistance heating | Per 3 Ton | 2939.4957 | 1.2898 | 1.9047 | 15 | 5209.29
DEF | N_MF_21 SEER ASHP from base electric resistance heating | Per 2 Ton | 1793.0924 | 0.7868 | 1.1619 | 15 | 4851.86
DEF | N_MH_21 SEER ASHP from base electric resistance heating | Per 3 Ton | 1822.4873 | 0.7997 | 1.1809 | 15 | 5209.29
DEF | T_SF_21 SEER Central AC | Per 3 Ton | 1864.6667 | 0.95353 | 0 | 15 | 5194
DEF | T_MF_21 SEER Central AC | Per 2 Ton | 1137.4467 | 0.58165 | 0 | 15 | 4217
DEF | T_MH_21 SEER Central AC | Per 3 Ton | 1156.0933 | 0.59119 | 0 | 15 | 5194
DEF | N_SF_21 SEER Central AC | Per 3 Ton | 1864.6667 | 0.95353 | 0 | 15 | 5194
DEF | N_MF_21 SEER Central AC | Per 2 Ton | 1137.4467 | 0.58165 | 0 | 15 | 4217
DEF | N_MH_21 SEER Central AC | Per 3 Ton | 1156.0933 | 0.59119 | 0 | 15 | 5194
DEF | T_SF_Energy Star Room AC | Per Ton | 150.6455 | 0.077035 | 0 | 9 | 18.67
DEF | T_MF_Energy Star Room AC | Per Ton | 150.6455 | 0.077035 | 0 | 9 | 18.67
DEF | T_MH_Energy Star Room AC | Per Ton | 150.6455 | 0.077035 | 0 | 9 | 18.67
DEF | N_SF_Energy Star Room AC | Per Ton | 150.6455 | 0.077035 | 0 | 9 | 18.67
DEF | N_MF_Energy Star Room AC | Per Ton | 150.6455 | 0.077035 | 0 | 9 | 18.67
DEF | N_MH_Energy Star Room AC | Per Ton | 150.6455 | 0.077035 | 0 | 9 | 18.67
DEF | T_SF_Ground Source Heat Pump | Per 3 Ton | 2068.1269 | 0.90748 | 1.3401 | 22 | 14639.526
DEF | T_MF_Ground Source Heat Pump | Per 2 Ton | 2068.1269 | 0.90748 | 1.3401 | 22 | 13839.956
DEF | T_MH_Ground Source Heat Pump | Per 3 Ton | 2068.1269 | 0.90748 | 1.3401 | 22 | 14639.526
DEF | N_SF_Ground Source Heat Pump | Per 3 Ton | 2068.1269 | 0.90748 | 1.3401 | 22 | 14639.526
DEF | N_MF_Ground Source Heat Pump | Per 2 Ton | 2068.1269 | 0.90748 | 1.3401 | 22 | 13839.956
DEF | N_MH_Ground Source Heat Pump | Per 3 Ton | 2068.1269 | 0.90748 | 1.3401 | 22 | 14639.526
DEF | T_SF_Variable Refrigerant Flow (VRF) HVAC Systems | Per 3 Ton | 1708.5902 | 0.74972 | 1.1071 | 13 | 3207.372
DEF | T_MF_Variable Refrigerant Flow (VRF) HVAC Systems | Per 2 Ton | 1139.0602 | 0.49981 | 0.73808 | 13 | 2645.892
DEF | T_MH_Variable Refrigerant Flow (VRF) HVAC Systems | Per 3 Ton | 1708.5902 | 0.74972 | 1.1071 | 13 | 3207.372
DEF | N_SF_Variable Refrigerant Flow (VRF) HVAC Systems | Per 3 Ton | 1708.5902 | 0.74972 | 1.1071 | 13 | 2526.732
DEF | N_MF_Variable Refrigerant Flow (VRF) HVAC Systems | Per 2 Ton | 1139.0602 | 0.49981 | 0.73808 | 13 | 1965.252
DEF | N_MH_Variable Refrigerant Flow (VRF) HVAC Systems | Per 3 Ton | 1708.5902 | 0.74972 | 1.1071 | 13 | 2526.732
DEF | T_SF_CFL - 15W Flood (Exterior) | Per Unit | 47.45 | 0 | 0 | 8 | 3.92
DEF | T_MF_CFL - 15W Flood (Exterior) | Per Unit | 47.45 | 0 | 0 | 8 | 3.92
DEF | T_MH_CFL - 15W Flood (Exterior) | Per Unit | 47.45 | 0 | 0 | 8 | 3.92
DEF | N_SF_CFL - 15W Flood (Exterior) | Per Unit | 47.45 | 0 | 0 | 8 | 3.92
DEF | N_MF_CFL - 15W Flood (Exterior) | Per Unit | 47.45 | 0 | 0 | 8 | 3.92
DEF | N_MH_CFL - 15W Flood (Exterior) | Per Unit | 47.45 | 0 | 0 | 8 | 3.92
DEF | T_SF_CFL - 15W Flood | Per Unit | 4.7606 | 0.00041875 | 0.00043966 | 8 | 3.92
DEF | T_MF_CFL - 15W Flood | Per Unit | 4.7606 | 0.00041875 | 0.00043966 | 8 | 3.92
DEF | T_MH_CFL - 15W Flood | Per Unit | 4.7606 | 0.00041875 | 0.00043966 | 8 | 3.92
DEF | N_SF_CFL - 15W Flood | Per Unit | 4.7606 | 0.00041875 | 0.00043966 | 8 | 3.92
DEF | N_MF_CFL - 15W Flood | Per Unit | 4.7606 | 0.00041875 | 0.00043966 | 8 | 3.92
DEF | N_MH_CFL - 15W Flood | Per Unit | 4.7606 | 0.00041875 | 0.00043966 | 8 | 3.92
DEF | T_SF_CFL-13W | Per Unit | 5.2896 | 0.00046528 | 0.00048851 | 8 | 1.32
DEF | T_MF_CFL-13W | Per Unit | 5.2896 | 0.00046528 | 0.00048851 | 8 | 1.32
DEF | T_MH_CFL-13W | Per Unit | 5.2896 | 0.00046528 | 0.00048851 | 8 | 1.32
DEF | N_SF_CFL-13W | Per Unit | 5.2896 | 0.00046528 | 0.00048851 | 8 | 1.32
DEF | N_MF_CFL-13W | Per Unit | 5.2896 | 0.00046528 | 0.00048851 | 8 | 1.32
DEF | N_MH_CFL-13W | Per Unit | 5.2896 | 0.00046528 | 0.00048851 | 8 | 1.32
DEF | T_SF_CFL-23W | Per Unit | 7.4054 | 0.00065139 | 0.00068392 | 8 | 0.85
DEF | T_MF_CFL-23W | Per Unit | 7.4054 | 0.00065139 | 0.00068392 | 8 | 0.85
DEF | T_MH_CFL-23W | Per Unit | 7.4054 | 0.00065139 | 0.00068392 | 8 | 0.85
DEF | N_SF_CFL-23W | Per Unit | 7.4054 | 0.00065139 | 0.00068392 | 8 | 0.85
DEF | N_MF_CFL-23W | Per Unit | 7.4054 | 0.00065139 | 0.00068392 | 8 | 0.85
DEF | N_MH_CFL-23W | Per Unit | 7.4054 | 0.00065139 | 0.00068392 | 8 | 0.85
DEF | T_SF_LED - 14W | Per Unit | 16.9267 | 0.0014889 | 0.0015632 | 10 | 1.88
DEF | T_MF_LED - 14W | Per Unit | 16.9267 | 0.0014889 | 0.0015632 | 10 | 1.88
DEF | T_MH_LED - 14W | Per Unit | 16.9267 | 0.0014889 | 0.0015632 | 10 | 1.88
DEF | N_SF_LED - 14W | Per Unit | 16.9267 | 0.0014889 | 0.0015632 | 10 | 1.88
DEF | N_MF_LED - 14W | Per Unit | 16.9267 | 0.0014889 | 0.0015632 | 10 | 1.88
DEF | N_MH_LED - 14W | Per Unit | 16.9267 | 0.0014889 | 0.0015632 | 10 | 1.88
DEF | T_SF_LED - 9W Flood (Exterior) | Per Unit | 53.144 | 0 | 0 | 10 | 3.14
DEF | T_MF_LED - 9W Flood (Exterior) | Per Unit | 53.144 | 0 | 0 | 10 | 3.14
DEF | T_MH_LED - 9W Flood (Exterior) | Per Unit | 53.144 | 0 | 0 | 10 | 3.14
DEF | N_SF_LED - 9W Flood (Exterior) | Per Unit | 53.144 | 0 | 0 | 10 | 3.14
DEF | N_MF_LED - 9W Flood (Exterior) | Per Unit | 53.144 | 0 | 0 | 10 | 3.14
DEF | N_MH_LED - 9W Flood (Exterior) | Per Unit | 53.144 | 0 | 0 | 10 | 3.14
DEF | T_SF_LED - 9W Flood | Per Unit | 11.1081 | 0.00097708 | 0.0010259 | 10 | 3.14
DEF | T_MF_LED - 9W Flood | Per Unit | 11.1081 | 0.00097708 | 0.0010259 | 10 | 3.14
DEF | T_MH_LED - 9W Flood | Per Unit | 11.1081 | 0.00097708 | 0.0010259 | 10 | 3.14
DEF | N_SF_LED - 9W Flood | Per Unit | 11.1081 | 0.00097708 | 0.0010259 | 10 | 3.14
DEF | N_MF_LED - 9W Flood | Per Unit | 11.1081 | 0.00097708 | 0.0010259 | 10 | 3.14
DEF | N_MH_LED - 9W Flood | Per Unit | 11.1081 | 0.00097708 | 0.0010259 | 10 | 3.14
DEF | T_SF_LED - 9W | Per Unit | 9.5213 | 0.0008375 | 0.00087932 | 10 | 1.2
DEF | T_MF_LED - 9W | Per Unit | 9.5213 | 0.0008375 | 0.00087932 | 10 | 1.2
DEF | T_MH_LED - 9W | Per Unit | 9.5213 | 0.0008375 | 0.00087932 | 10 | 1.2
DEF | N_SF_LED - 9W | Per Unit | 9.5213 | 0.0008375 | 0.00087932 | 10 | 1.2
DEF | N_MF_LED - 9W | Per Unit | 9.5213 | 0.0008375 | 0.00087932 | 10 | 1.2
DEF | N_MH_LED - 9W | Per Unit | 9.5213 | 0.0008375 | 0.00087932 | 10 | 1.2
DEF | T_SF_LED Specialty Lamps-5W Chandelier | Per Unit | 7.4054 | 0.00065139 | 0.00068392 | 10 | 1.97
DEF | T_MF_LED Specialty Lamps-5W Chandelier | Per Unit | 7.4054 | 0.00065139 | 0.00068392 | 10 | 1.97
DEF | T_MH_LED Specialty Lamps-5W Chandelier | Per Unit | 7.4054 | 0.00065139 | 0.00068392 | 10 | 1.97
DEF | N_SF_LED Specialty Lamps-5W Chandelier | Per Unit | 7.4054 | 0.00065139 | 0.00068392 | 10 | 1.97
DEF | N_MF_LED Specialty Lamps-5W Chandelier | Per Unit | 7.4054 | 0.00065139 | 0.00068392 | 10 | 1.97
DEF | N_MH_LED Specialty Lamps-5W Chandelier | Per Unit | 7.4054 | 0.00065139 | 0.00068392 | 10 | 1.97
DEF | T_SF_Linear LED | Per Unit | 14.8108 | 0 | 8.6271e-10 | 15 | 2.15
DEF | T_MF_Linear LED | Per Unit | 14.8108 | 0 | 8.6271e-10 | 15 | 2.15
DEF | T_MH_Linear LED | Per Unit | 14.8108 | 0 | 8.6271e-10 | 15 | 2.15
DEF | N_SF_Linear LED | Per Unit | 14.8108 | 0 | 8.6271e-10 | 15 | 2.15
DEF | N_MF_Linear LED | Per Unit | 14.8108 | 0 | 8.6271e-10 | 15 | 2.15
DEF | N_MH_Linear LED | Per Unit | 14.8108 | 0 | 8.6271e-10 | 15 | 2.15
DEF | T_SF_Low Wattage T8 Fixture | Per Unit | 6.3475 | 0 | 1.191e-09 | 15 | 0.44
DEF | T_MF_Low Wattage T8 Fixture | Per Unit | 6.3475 | 0 | 1.191e-09 | 15 | 0.44
DEF | T_MH_Low Wattage T8 Fixture | Per Unit | 6.3475 | 0 | 1.191e-09 | 15 | 0.44
DEF | N_SF_Low Wattage T8 Fixture | Per Unit | 6.3475 | 0 | 1.191e-09 | 15 | 0.44
DEF | N_MF_Low Wattage T8 Fixture | Per Unit | 6.3475 | 0 | 1.191e-09 | 15 | 0.44
DEF | N_MH_Low Wattage T8 Fixture | Per Unit | 6.3475 | 0 | 1.191e-09 | 15 | 0.44
DEF | T_SF_Energy Star Bathroom Ventilating Fan | Per Unit | 5.9063 | 0.00020675 | 0.00082699 | 10 | 12.1
DEF | T_MF_Energy Star Bathroom Ventilating Fan | Per Unit | 5.9063 | 0.00020675 | 0.00082699 | 10 | 12.1
DEF | T_MH_Energy Star Bathroom Ventilating Fan | Per Unit | 5.9063 | 0.00020675 | 0.00082699 | 10 | 12.1
DEF | N_SF_Energy Star Bathroom Ventilating Fan | Per Unit | 5.9063 | 0.00020675 | 0.00082699 | 10 | 12.1
DEF | N_MF_Energy Star Bathroom Ventilating Fan | Per Unit | 5.9063 | 0.00020675 | 0.00082699 | 10 | 12.1
DEF | N_MH_Energy Star Bathroom Ventilating Fan | Per Unit | 5.9063 | 0.00020675 | 0.00082699 | 10 | 12.1
DEF | T_SF_Energy Star Ceiling Fan | Per Unit | 21.4818 | 0 | 2.4186e-06 | 20 | 45
DEF | T_MF_Energy Star Ceiling Fan | Per Unit | 21.4818 | 0 | 2.4186e-06 | 20 | 45
DEF | T_MH_Energy Star Ceiling Fan | Per Unit | 21.4818 | 0 | 2.4186e-06 | 20 | 45
DEF | N_SF_Energy Star Ceiling Fan | Per Unit | 21.4818 | 0 | 4.4863e-06 | 20 | 45
DEF | N_MF_Energy Star Ceiling Fan | Per Unit | 21.4818 | 0 | 4.4863e-06 | 20 | 45
DEF | N_MH_Energy Star Ceiling Fan | Per Unit | 21.4818 | 0 | 4.4863e-06 | 20 | 45
DEF | T_SF_Energy Star Dehumidifier | Per Unit | 214.4267 | 0.035168 | 0.0066615 | 12 | 20
DEF | T_MF_Energy Star Dehumidifier | Per Unit | 214.4267 | 0.035168 | 0.0066615 | 12 | 20
DEF | T_MH_Energy Star Dehumidifier | Per Unit | 214.4267 | 0.035168 | 0.0066615 | 12 | 20
DEF | N_SF_Energy Star Dehumidifier | Per Unit | 214.4267 | 0.035168 | 0.0066615 | 12 | 20
DEF | N_MF_Energy Star Dehumidifier | Per Unit | 214.4267 | 0.035168 | 0.0066615 | 12 | 20
DEF | N_MH_Energy Star Dehumidifier | Per Unit | 197.6089 | 0.03241 | 0.006139 | 12 | 20
DEF | T_SF_Heat Pump Pool Heater | Per Unit | 9411.7647 | 0 | 0 | 15 | 906.95
DEF | T_MF_Heat Pump Pool Heater | Per Unit | 9411.7647 | 0 | 0 | 15 | 906.95
DEF | T_MH_Heat Pump Pool Heater | Per Unit | 9411.7647 | 0 | 0 | 15 | 906.95
DEF | N_SF_Heat Pump Pool Heater | Per Unit | 9411.7647 | 0 | 0 | 15 | 906.95
DEF | N_MF_Heat Pump Pool Heater | Per Unit | 9411.7647 | 0 | 0 | 15 | 906.95
DEF | N_MH_Heat Pump Pool Heater | Per Unit | 9411.7647 | 0 | 0 | 15 | 906.95
DEF | T_SF_Solar Pool Heater | Per Unit | 10130.719 | 0 | 0 | 15 | 3477
DEF | T_MF_Solar Pool Heater | Per Unit | 10130.719 | 0 | 0 | 15 | 3477
DEF | T_MH_Solar Pool Heater | Per Unit | 10130.719 | 0 | 0 | 15 | 3477
DEF | N_SF_Solar Pool Heater | Per Unit | 10130.719 | 0 | 0 | 15 | 3477
DEF | N_MF_Solar Pool Heater | Per Unit | 10130.719 | 0 | 0 | 15 | 3477
DEF | N_MH_Solar Pool Heater | Per Unit | 10130.719 | 0 | 0 | 15 | 3477
DEF | T_SF_Solar Powered Pool Pumps | Per Unit | 2184.0332 | 0.32661 | 0.36796 | 10 | 2259.01
DEF | T_MF_Solar Powered Pool Pumps | Per Unit | 2184.0332 | 0.32661 | 0.36796 | 10 | 2259.01
DEF | T_MH_Solar Powered Pool Pumps | Per Unit | 2184.0332 | 0.32661 | 0.36796 | 10 | 2259.01
DEF | N_SF_Solar Powered Pool Pumps | Per Unit | 2184.0332 | 0.32661 | 0.36796 | 10 | 2259.01
DEF | N_MF_Solar Powered Pool Pumps | Per Unit | 2184.0332 | 0.32661 | 0.36796 | 10 | 2259.01
DEF | N_MH_Solar Powered Pool Pumps | Per Unit | 2184.0332 | 0.32661 | 0.36796 | 10 | 2259.01
DEF | T_SF_Two Speed Pool Pump | Per Hp | 1046.06 | 0.15643 | 0.17624 | 10 | 359.01
DEF | T_MF_Two Speed Pool Pump | Per Hp | 1046.06 | 0.15643 | 0.17624 | 10 | 359.01
DEF | T_MH_Two Speed Pool Pump | Per Hp | 1046.06 | 0.15643 | 0.17624 | 10 | 359.01
DEF | N_SF_Two Speed Pool Pump | Per Hp | 1046.06 | 0.15643 | 0.17624 | 10 | 359.01
DEF | N_MF_Two Speed Pool Pump | Per Hp | 1046.06 | 0.15643 | 0.17624 | 10 | 359.01
DEF | N_MH_Two Speed Pool Pump | Per Hp | 1046.06 | 0.15643 | 0.17624 | 10 | 359.01
DEF | T_SF_Variable Speed Pool Pump | Per Hp | 3160.064 | 0.47257 | 0.5324 | 10 | 1085.01
DEF | T_MF_Variable Speed Pool Pump | Per Hp | 3160.064 | 0.47257 | 0.5324 | 10 | 1085.01
DEF | T_MH_Variable Speed Pool Pump | Per Hp | 3160.064 | 0.47257 | 0.5324 | 10 | 1085.01
DEF | N_SF_Variable Speed Pool Pump | Per Hp | 3160.064 | 0.47257 | 0.5324 | 10 | 1085.01
DEF | N_MF_Variable Speed Pool Pump | Per Hp | 3160.064 | 0.47257 | 0.5324 | 10 | 1085.01
DEF | N_MH_Variable Speed Pool Pump | Per Hp | 3160.064 | 0.47257 | 0.5324 | 10 | 1085.01
DEF | E_SF_Removal of 2nd Refrigerator-Freezer | Per Unit | 1052.5805 | 0.12011 | 0.10754 | 5 | 50
DEF | E_MF_Removal of 2nd Refrigerator-Freezer | Per Unit | 1052.5805 | 0.12011 | 0.10754 | 5 | 50
DEF | E_MH_Removal of 2nd Refrigerator-Freezer | Per Unit | 1052.5805 | 0.12011 | 0.10754 | 5 | 50
DEF | N_SF_Removal of 2nd Refrigerator-Freezer | Per Unit | 1052.5805 | 0.12011 | 0.10754 | 5 | 50
DEF | N_MF_Removal of 2nd Refrigerator-Freezer | Per Unit | 1052.5805 | 0.12011 | 0.10754 | 5 | 50
DEF | N_MH_Removal of 2nd Refrigerator-Freezer | Per Unit | 1052.5805 | 0.12011 | 0.10754 | 5 | 50
DEF | E_SF_Drain Water Heat Recovery | Per Unit | 237.513 | 0.021393 | 0.046051 | 15 | 1025
DEF | E_MF_Drain Water Heat Recovery | Per Unit | 203.442 | 0.018324 | 0.039445 | 15 | 1025
DEF | E_MH_Drain Water Heat Recovery | Per Unit | 301.227 | 0.027132 | 0.058404 | 15 | 1025
DEF | N_SF_Drain Water Heat Recovery | Per Unit | 237.513 | 0.021393 | 0.046051 | 15 | 815
DEF | N_MF_Drain Water Heat Recovery | Per Unit | 203.442 | 0.018324 | 0.039445 | 15 | 815
DEF | N_MH_Drain Water Heat Recovery | Per Unit | 301.227 | 0.027132 | 0.058404 | 15 | 815
DEF | E_SF_Faucet Aerator | Per Home | 69.5871 | 0.0062678 | 0.013492 | 10 | 3
DEF | E_MF_Faucet Aerator | Per Home | 54.6832 | 0.0049254 | 0.010602 | 10 | 3
DEF | E_MH_Faucet Aerator | Per Home | 54.28 | 0.004889 | 0.010524 | 10 | 3
DEF | N_SF_Faucet Aerator | Per Home | 28.9946 | 0.0026116 | 0.0056217 | 10 | 3
DEF | N_MF_Faucet Aerator | Per Home | 22.7846 | 0.0020522 | 0.0044176 | 10 | 3
DEF | N_MH_Faucet Aerator | Per Home | 22.6167 | 0.0020371 | 0.0043851 | 10 | 3
DEF | E_SF_Heat Trap | Per Unit | 132.247 | 0.011912 | 0.025641 | 10 | 116.77
DEF | E_MF_Heat Trap | Per Unit | 103.9549 | 0.0093633 | 0.020155 | 10 | 116.77
DEF | E_MH_Heat Trap | Per Unit | 103.1262 | 0.0092887 | 0.019995 | 10 | 116.77
DEF | N_SF_Heat Trap | Per Unit | 132.247 | 0.011912 | 0.025641 | 10 | 116.77
DEF | N_MF_Heat Trap | Per Unit | 103.9549 | 0.0093633 | 0.020155 | 10 | 116.77
DEF | N_MH_Heat Trap | Per Unit | 103.1262 | 0.0092887 | 0.019995 | 10 | 116.77
DEF | E_SF_Hot Water Pipe Insulation | Per 6 LF | 147.8828 | 0.01332 | 0.028672 | 13 | 18
DEF | E_MF_Hot Water Pipe Insulation | Per 6 LF | 126.7083 | 0.011413 | 0.024567 | 13 | 18
DEF | E_MH_Hot Water Pipe Insulation | Per 6 LF | 187.4977 | 0.016888 | 0.036353 | 13 | 18
DEF | N_SF_Hot Water Pipe Insulation | Per 6 LF | 147.8828 | 0.01332 | 0.028672 | 13 | 18
DEF | N_MF_Hot Water Pipe Insulation | Per 6 LF | 126.7083 | 0.011413 | 0.024567 | 13 | 18
DEF | N_MH_Hot Water Pipe Insulation | Per 6 LF | 187.4977 | 0.016888 | 0.036353 | 13 | 18
DEF | E_SF_Low Flow Showerhead | Per Unit | 295.0025 | 0.026571 | 0.057197 | 9 | 7
DEF | E_MF_Low Flow Showerhead | Per Unit | 231.8914 | 0.020887 | 0.044961 | 9 | 7
DEF | E_MH_Low Flow Showerhead | Per Unit | 230.0428 | 0.02072 | 0.044602 | 9 | 7
DEF | N_SF_Low Flow Showerhead | Per Unit | 295.0025 | 0.026571 | 0.057197 | 9 | 7
DEF | N_MF_Low Flow Showerhead | Per Unit | 231.8914 | 0.020887 | 0.044961 | 9 | 7
DEF | N_MH_Low Flow Showerhead | Per Unit | 230.0428 | 0.02072 | 0.044602 | 9 | 7
DEF | E_SF_Thermostatic Shower Restriction Valve | Per Unit | 92.6413 | 0.0083443 | 0.017962 | 10 | 29.95
DEF | E_MF_Thermostatic Shower Restriction Valve | Per Unit | 72.8222 | 0.0065592 | 0.014119 | 10 | 29.95
DEF | E_MH_Thermostatic Shower Restriction Valve | Per Unit | 72.2416 | 0.0065069 | 0.014007 | 10 | 29.95
DEF | N_SF_Thermostatic Shower Restriction Valve | Per Unit | 92.6413 | 0.0083443 | 0.017962 | 10 | 29.95
DEF | N_MF_Thermostatic Shower Restriction Valve | Per Unit | 72.8222 | 0.0065592 | 0.014119 | 10 | 29.95
DEF | N_MH_Thermostatic Shower Restriction Valve | Per Unit | 72.2416 | 0.0065069 | 0.014007 | 10 | 29.95
DEF | E_SF_Water Heater Blanket | Per Unit | 263.9459 | 0.023774 | 0.051176 | 7 | 167.92
DEF | E_MF_Water Heater Blanket | Per Unit | 263.9459 | 0.023774 | 0.051176 | 7 | 167.92
DEF | E_MH_Water Heater Blanket | Per Unit | 263.9459 | 0.023774 | 0.051176 | 7 | 167.92
DEF | N_SF_Water Heater Blanket | Per Unit | 252.4943 | 0.022742 | 0.048955 | 7 | 167.92
DEF | N_MF_Water Heater Blanket | Per Unit | 252.4943 | 0.022742 | 0.048955 | 7 | 167.92
DEF | N_MH_Water Heater Blanket | Per Unit | 252.4943 | 0.022742 | 0.048955 | 7 | 167.92
DEF | E_SF_Water Heater Thermostat Setback | Per Unit | 36.5826 | 0.003295 | 0.0070929 | 4 | 1.65
DEF | E_MF_Water Heater Thermostat Setback | Per Unit | 36.5826 | 0.003295 | 0.0070929 | 4 | 1.65
DEF | E_MH_Water Heater Thermostat Setback | Per Unit | 36.5826 | 0.003295 | 0.0070929 | 4 | 1.65
DEF | N_SF_Water Heater Thermostat Setback | Per Unit | 36.5826 | 0.003295 | 0.0070929 | 4 | 1.65
DEF | N_MF_Water Heater Thermostat Setback | Per Unit | 36.5826 | 0.003295 | 0.0070929 | 4 | 1.65
DEF | N_MH_Water Heater Thermostat Setback | Per Unit | 36.5826 | 0.003295 | 0.0070929 | 4 | 1.65
DEF | E_SF_Water Heater Timeclock | Per Unit | 96.55 | 0 | 0 | 7 | 143.33
DEF | E_MF_Water Heater Timeclock | Per Unit | 82.7 | 0 | 0 | 7 | 143.33
DEF | E_MH_Water Heater Timeclock | Per Unit | 122.45 | 0 | 0 | 7 | 143.33
DEF | N_SF_Water Heater Timeclock | Per Unit | 96.55 | 0 | 0 | 7 | 143.33
DEF | N_MF_Water Heater Timeclock | Per Unit | 82.7 | 0 | 0 | 7 | 143.33
DEF | N_MH_Water Heater Timeclock | Per Unit | 122.45 | 0 | 0 | 7 | 143.33
DEF | E_SF_Smart Power Strip | Per Unit | 53.801 | 0.0059262 | 0.0046242 | 5 | 10
DEF | E_MF_Smart Power Strip | Per Unit | 53.801 | 0.0059262 | 0.0046242 | 5 | 10
DEF | E_MH_Smart Power Strip | Per Unit | 53.801 | 0.0059262 | 0.0046242 | 5 | 10
DEF | N_SF_Smart Power Strip | Per Unit | 53.801 | 0.0059262 | 0.0046242 | 5 | 10
DEF | N_MF_Smart Power Strip | Per Unit | 53.801 | 0.0059262 | 0.0046242 | 5 | 10
DEF | N_MH_Smart Power Strip | Per Unit | 53.801 | 0.0059262 | 0.0046242 | 5 | 10
DEF | E_SF_Air Sealing-Infiltration Control | Per Home | 595.5471 | 0.26132 | 0.3859 | 11 | 578.496
DEF | E_MF_Air Sealing-Infiltration Control | Per Home | 387.27 | 0.16993 | 0.25094 | 11 | 343.22
DEF | E_MH_Air Sealing-Infiltration Control | Per Home | 582.57 | 0.25563 | 0.37749 | 11 | 362.084
DEF | N_SF_Air Sealing-Infiltration Control | Per Home | 0 | 0 | 0 | 11 | 578.496
DEF | N_MF_Air Sealing-Infiltration Control | Per Home | 0 | 0 | 0 | 11 | 343.22
DEF | N_MH_Air Sealing-Infiltration Control | Per Home | 0 | 0 | 0 | 11 | 362.084
DEF | E_SF_Ceiling Insulation(R12 to R38) | Per Home | 843 | 0.3699 | 0.54624 | 20 | 842.0071
DEF | E_MF_Ceiling Insulation(R12 to R38) | Per Home | 522 | 0.22905 | 0.33824 | 20 | 699.3845
DEF | E_MH_Ceiling Insulation(R12 to R38) | Per Home | 517.2 | 0.22694 | 0.33513 | 20 | 737.8239
DEF | N_SF_Ceiling Insulation(R12 to R38) | Per Home | 843 | 0.3699 | 0.54624 | 20 | 842.0071
DEF | N_MF_Ceiling Insulation(R12 to R38) | Per Home | 522 | 0.22905 | 0.33824 | 20 | 699.3845
DEF | N_MH_Ceiling Insulation(R12 to R38) | Per Home | 517.2 | 0.22694 | 0.33513 | 20 | 737.8239
DEF | E_SF_Ceiling Insulation(R19 to R38) | Per Home | 426 | 0.18693 | 0.27604 | 20 | 721.5516
DEF | E_MF_Ceiling Insulation(R19 to R38) | Per Home | 265 | 0.11628 | 0.17171 | 20 | 599.3323
DEF | E_MH_Ceiling Insulation(R19 to R38) | Per Home | 254.41 | 0.11163 | 0.16485 | 20 | 632.2727
DEF | N_SF_Ceiling Insulation(R19 to R38) | Per Home | 426 | 0.18693 | 0.27604 | 20 | 721.5516
DEF | N_MF_Ceiling Insulation(R19 to R38) | Per Home | 265 | 0.11628 | 0.17171 | 20 | 599.3323
DEF | N_MH_Ceiling Insulation(R19 to R38) | Per Home | 254.41 | 0.11163 | 0.16485 | 20 | 632.2727
DEF | E_SF_Ceiling Insulation(R2 to R38) | Per Home | 3236 | 1.4199 | 2.0968 | 20 | 1014.0863
DEF | E_MF_Ceiling Insulation(R2 to R38) | Per Home | 1949 | 0.85521 | 1.2629 | 20 | 842.3162
DEF | E_MH_Ceiling Insulation(R2 to R38) | Per Home | 2007.61 | 0.88093 | 1.3009 | 20 | 888.6115
DEF | N_SF_Ceiling Insulation(R2 to R38) | Per Home | 3236 | 1.4199 | 2.0968 | 20 | 1014.0863
DEF | N_MF_Ceiling Insulation(R2 to R38) | Per Home | 1949 | 0.85521 | 1.2629 | 20 | 842.3162
DEF | N_MH_Ceiling Insulation(R2 to R38) | Per Home | 2007.61 | 0.88093 | 1.3009 | 20 | 888.6115
DEF | E_SF_Ceiling Insulation(R30 to R38) | Per Home | 123 | 0.053972 | 0.079701 | 20 | 532.2645
DEF | E_MF_Ceiling Insulation(R30 to R38) | Per Home | 75 | 0.03291 | 0.048598 | 20 | 442.1074
DEF | E_MH_Ceiling Insulation(R30 to R38) | Per Home | 71.7 | 0.031462 | 0.04646 | 20 | 466.4064
DEF | N_SF_Ceiling Insulation(R30 to R38) | Per Home | 123 | 0.053972 | 0.079701 | 20 | 532.2645
DEF | N_MF_Ceiling Insulation(R30 to R38) | Per Home | 75 | 0.03291 | 0.048598 | 20 | 442.1074
DEF | N_MH_Ceiling Insulation(R30 to R38) | Per Home | 71.7 | 0.031462 | 0.04646 | 20 | 466.4064
DEF | E_SF_Central AC Tune Up | Per Visit | 187.352 | 0.082209 | 0 | 2 | 175
DEF | E_MF_Central AC Tune Up | Per Visit | 90.75 | 0.039821 | 0 | 2 | 175
DEF | E_MH_Central AC Tune Up | Per Visit | 124.65 | 0.054696 | 0 | 2 | 175
DEF | N_SF_Central AC Tune Up | Per Visit | 0 | 0 | 0 | 2 | 175
DEF | N_MF_Central AC Tune Up | Per Visit | 0 | 0 | 0 | 2 | 175
DEF | N_MH_Central AC Tune Up | Per Visit | 0 | 0 | 0 | 2 | 175
DEF | E_SF_Duct Insulation | Per Home | 135.3381 | 0.059386 | 0.087696 | 15 | 1515.9757
DEF | E_MF_Duct Insulation | Per Home | 88.0071 | 0.038617 | 0.057026 | 15 | 1259.2375
DEF | E_MH_Duct Insulation | Per Home | 132.389 | 0.058092 | 0.085785 | 15 | 1328.4475
DEF | N_SF_Duct Insulation | Per Home | 0 | 0 | 0 | 15 | 1515.9757
DEF | N_MF_Duct Insulation | Per Home | 0 | 0 | 0 | 15 | 1259.2375
DEF | N_MH_Duct Insulation | Per Home | 0 | 0 | 0 | 15 | 1328.4475
DEF | E_SF_Duct Repair | Per Home | 794.0628 | 0.34843 | 0.51453 | 11 | 275
DEF | E_MF_Duct Repair | Per Home | 516.36 | 0.22658 | 0.33459 | 11 | 275
DEF | E_MH_Duct Repair | Per Home | 776.76 | 0.34084 | 0.50332 | 11 | 275
DEF | N_SF_Duct Repair | Per Home | 0 | 0 | 0 | 11 | 275
DEF | N_MF_Duct Repair | Per Home | 0 | 0 | 0 | 11 | 275
DEF | N_MH_Duct Repair | Per Home | 0 | 0 | 0 | 11 | 275
DEF | E_SF_Energy Star Certified Roof Products | Per Home | 827.1488 | 0.36295 | 0.53597 | 20 | 0
DEF | E_MF_Energy Star Certified Roof Products | Per Home | 537.875 | 0.23602 | 0.34853 | 20 | 0
DEF | E_MH_Energy Star Certified Roof Products | Per Home | 809.125 | 0.35504 | 0.52429 | 20 | 0
DEF | N_SF_Energy Star Certified Roof Products | Per Home | 827.1488 | 0.36295 | 0.53597 | 20 | 0
DEF | N_MF_Energy Star Certified Roof Products | Per Home | 537.875 | 0.23602 | 0.34853 | 20 | 0
DEF | N_MH_Energy Star Certified Roof Products | Per Home | 809.125 | 0.35504 | 0.52429 | 20 | 0
DEF | E_SF_Energy Star Door | Per Unit | 139.7551 | 0.061324 | 0.090558 | 20 | 278.02
DEF | E_MF_Energy Star Door | Per Unit | 139.7551 | 0.061324 | 0.090558 | 20 | 278.02
DEF | E_MH_Energy Star Door | Per Unit | 139.7551 | 0.061324 | 0.090558 | 20 | 278.02
DEF | N_SF_Energy Star Door | Per Unit | 99.181 | 0.04352 | 0.064267 | 20 | 278.02
DEF | N_MF_Energy Star Door | Per Unit | 99.181 | 0.04352 | 0.064267 | 20 | 278.02
DEF | N_MH_Energy Star Door | Per Unit | 99.181 | 0.04352 | 0.064267 | 20 | 278.02
DEF | E_SF_Energy Star Windows | Per 100 SF | 568.4708 | 0.24944 | 0.36836 | 20 | 360
DEF | E_MF_Energy Star Windows | Per 100 SF | 568.4708 | 0.24944 | 0.36836 | 20 | 360
DEF | E_MH_Energy Star Windows | Per 100 SF | 568.4708 | 0.24944 | 0.36836 | 20 | 360
DEF | N_SF_Energy Star Windows | Per 100 SF | 194.4769 | 0.085336 | 0.12602 | 20 | 360
DEF | N_MF_Energy Star Windows | Per 100 SF | 194.4769 | 0.085336 | 0.12602 | 20 | 360
DEF | N_MH_Energy Star Windows | Per 100 SF | 194.4769 | 0.085336 | 0.12602 | 20 | 360
DEF | E_SF_Floor Insulation | Per Home | 73 | 0 | 0.047302 | 20 | 2201.3816
DEF | E_MF_Floor Insulation | Per Home | 30 | 0 | 0.019439 | 20 | 1828.5027
DEF | E_MH_Floor Insulation | Per Home | 59 | 0 | 0.038231 | 20 | 1929.0005
DEF | N_SF_Floor Insulation | Per Home | 0 | 0 | 0 | 20 | 2201.3816
DEF | N_MF_Floor Insulation | Per Home | 0 | 0 | 0 | 20 | 1828.5027
DEF | N_MH_Floor Insulation | Per Home | 0 | 0 | 0 | 20 | 1929.0005
DEF | E_SF_Green Roof | Per Home | 969.6678 | 0.42549 | 0.62832 | 20 | 26072.6495
DEF | E_MF_Green Roof | Per Home | 630.5517 | 0.27668 | 0.40858 | 20 | 21656.3583
DEF | E_MH_Green Roof | Per Home | 948.5385 | 0.41621 | 0.61463 | 20 | 22846.6314
DEF | N_SF_Green Roof | Per Home | 969.6678 | 0.42549 | 0.62832 | 20 | 26072.6495
DEF | N_MF_Green Roof | Per Home | 630.5517 | 0.27668 | 0.40858 | 20 | 21656.3583
DEF | N_MH_Green Roof | Per Home | 948.5385 | 0.41621 | 0.61463 | 20 | 22846.6314
DEF | E_SF_Heat Pump Tune Up | Per Visit | 330.8595 | 0.14518 | 0.21439 | 2 | 175
DEF | E_MF_Heat Pump Tune Up | Per Visit | 215.15 | 0.094407 | 0.13941 | 2 | 175
DEF | E_MH_Heat Pump Tune Up | Per Visit | 323.65 | 0.14202 | 0.20972 | 2 | 175
DEF | N_SF_Heat Pump Tune Up | Per Visit | 0 | 0 | 0 | 2 | 175
DEF | N_MF_Heat Pump Tune Up | Per Visit | 0 | 0 | 0 | 2 | 175
DEF | N_MH_Heat Pump Tune Up | Per Visit | 0 | 0 | 0 | 2 | 175
DEF | E_SF_Home Energy Management System | Per Unit | 697.3117 | 0.30598 | 0.45184 | 11 | 481.26
DEF | E_MF_Home Energy Management System | Per Unit | 502.428 | 0.22046 | 0.32556 | 11 | 481.26
DEF | E_MH_Home Energy Management System | Per Unit | 774.5016 | 0.33985 | 0.50186 | 11 | 481.26
DEF | N_SF_Home Energy Management System | Per Unit | 697.3117 | 0.30598 | 0.45184 | 11 | 481.26
DEF | N_MF_Home Energy Management System | Per Unit | 502.428 | 0.22046 | 0.32556 | 11 | 481.26
DEF | N_MH_Home Energy Management System | Per Unit | 774.5016 | 0.33985 | 0.50186 | 11 | 481.26
DEF | E_SF_HVAC ECM Motor | Per Unit | 48.0178 | 0.02107 | 0.031114 | 15 | 287
DEF | E_MF_HVAC ECM Motor | Per Unit | 48.0178 | 0.02107 | 0.031114 | 15 | 287
DEF | E_MH_HVAC ECM Motor | Per Unit | 48.0178 | 0.02107 | 0.031114 | 15 | 287
DEF | N_SF_HVAC ECM Motor | Per Unit | 48.0178 | 0.02107 | 0.031114 | 15 | 287
DEF | N_MF_HVAC ECM Motor | Per Unit | 48.0178 | 0.02107 | 0.031114 | 15 | 287
DEF | N_MH_HVAC ECM Motor | Per Unit | 48.0178 | 0.02107 | 0.031114 | 15 | 287
DEF | E_SF_Programmable Thermostat | Per Unit | 113.8157 | 0 | 0 | 11 | 174.99
DEF | E_MF_Programmable Thermostat | Per Unit | 74.0116 | 0 | 0 | 11 | 174.99
DEF | E_MH_Programmable Thermostat | Per Unit | 111.3356 | 0 | 0 | 11 | 174.99
DEF | N_SF_Programmable Thermostat | Per Unit | 113.8157 | 0 | 0 | 11 | 33
DEF | N_MF_Programmable Thermostat | Per Unit | 74.0116 | 0 | 0 | 11 | 33
DEF | N_MH_Programmable Thermostat | Per Unit | 111.3356 | 0 | 0 | 11 | 33
DEF | E_SF_Radiant Barrier | Per Home | 661.719 | 0.29036 | 0.42878 | 20 | 1413.5714
DEF | E_MF_Radiant Barrier | Per Home | 430.3 | 0.18881 | 0.27882 | 20 | 1155
DEF | E_MH_Radiant Barrier | Per Home | 647.3 | 0.28403 | 0.41943 | 20 | 1191
DEF | N_SF_Radiant Barrier | Per Home | 661.719 | 0.29036 | 0.42878 | 20 | 1413.5714
DEF | N_MF_Radiant Barrier | Per Home | 430.3 | 0.18881 | 0.27882 | 20 | 1155
DEF | N_MH_Radiant Barrier | Per Home | 647.3 | 0.28403 | 0.41943 | 20 | 1191
DEF | E_SF_Sealed crawlspace | Per Home | 162.06 | 0.071111 | 0.10501 | 11 | 5500
DEF | E_MF_Sealed crawlspace | Per Home | 66.6 | 0.029224 | 0.043155 | 11 | 4568.3877
DEF | E_MH_Sealed crawlspace | Per Home | 130.98 | 0.057473 | 0.084872 | 11 | 4819.4746
DEF | N_SF_Sealed crawlspace | Per Home | 0 | 0 | 0 | 11 | 5500
DEF | N_MF_Sealed crawlspace | Per Home | 0 | 0 | 0 | 11 | 4568.3877
DEF | N_MH_Sealed crawlspace | Per Home | 0 | 0 | 0 | 11 | 4819.4746
DEF | E_SF_Smart Thermostat | Per Unit | 264.6876 | 0 | 0 | 11 | 274
DEF | E_MF_Smart Thermostat | Per Unit | 172.12 | 0 | 0 | 11 | 274
DEF | E_MH_Smart Thermostat | Per Unit | 258.92 | 0 | 0 | 11 | 274
DEF | N_SF_Smart Thermostat | Per Unit | 264.6876 | 0 | 0 | 11 | 132.01
DEF | N_MF_Smart Thermostat | Per Unit | 172.12 | 0 | 0 | 11 | 132.01
DEF | N_MH_Smart Thermostat | Per Unit | 258.92 | 0 | 0 | 11 | 132.01
DEF | E_SF_Spray Foam Insulation(Base R12) | Per Home | 1250 | 0.54849 | 0.80997 | 20 | 5204.5714
DEF | E_MF_Spray Foam Insulation(Base R12) | Per Home | 834 | 0.36596 | 0.54041 | 20 | 4323
DEF | E_MH_Spray Foam Insulation(Base R12) | Per Home | 1035.55 | 0.45439 | 0.67101 | 20 | 4560.6
DEF | N_SF_Spray Foam Insulation(Base R12) | Per Home | 1250 | 0.54849 | 0.80997 | 20 | 5204.5714
DEF | N_MF_Spray Foam Insulation(Base R12) | Per Home | 834 | 0.36596 | 0.54041 | 20 | 4323
DEF | N_MH_Spray Foam Insulation(Base R12) | Per Home | 1035.55 | 0.45439 | 0.67101 | 20 | 4560.6
DEF | E_SF_Spray Foam Insulation(Base R19) | Per Home | 880 | 0.38614 | 0.57022 | 20 | 5204.5714
DEF | E_MF_Spray Foam Insulation(Base R19) | Per Home | 603 | 0.26459 | 0.39073 | 20 | 4323
DEF | E_MH_Spray Foam Insulation(Base R19) | Per Home | 796.41 | 0.34946 | 0.51605 | 20 | 4560.6
DEF | N_SF_Spray Foam Insulation(Base R19) | Per Home | 880 | 0.38614 | 0.57022 | 20 | 5204.5714
DEF | N_MF_Spray Foam Insulation(Base R19) | Per Home | 603 | 0.26459 | 0.39073 | 20 | 4323
DEF | N_MH_Spray Foam Insulation(Base R19) | Per Home | 796.41 | 0.34946 | 0.51605 | 20 | 4560.6
DEF | E_SF_Spray Foam Insulation(Base R2) | Per Home | 3485 | 1.5292 | 2.2582 | 20 | 5204.5714
DEF | E_MF_Spray Foam Insulation(Base R2) | Per Home | 2156 | 0.94604 | 1.397 | 20 | 4323
DEF | E_MH_Spray Foam Insulation(Base R2) | Per Home | 2444.11 | 1.0725 | 1.5837 | 20 | 4560.6
DEF | N_SF_Spray Foam Insulation(Base R2) | Per Home | 3485 | 1.5292 | 2.2582 | 20 | 5204.5714
DEF | N_MF_Spray Foam Insulation(Base R2) | Per Home | 2156 | 0.94604 | 1.397 | 20 | 4323
DEF | N_MH_Spray Foam Insulation(Base R2) | Per Home | 2444.11 | 1.0725 | 1.5837 | 20 | 4560.6
DEF | E_SF_Spray Foam Insulation(Base R30) | Per Home | 618 | 0.27118 | 0.40045 | 20 | 5204.5714
DEF | E_MF_Spray Foam Insulation(Base R30) | Per Home | 429 | 0.18824 | 0.27798 | 20 | 4323
DEF | E_MH_Spray Foam Insulation(Base R30) | Per Home | 635.42 | 0.27882 | 0.41174 | 20 | 4560.6
DEF | N_SF_Spray Foam Insulation(Base R30) | Per Home | 618 | 0.27118 | 0.40045 | 20 | 4293.7327
DEF | N_MF_Spray Foam Insulation(Base R30) | Per Home | 429 | 0.18824 | 0.27798 | 20 | 4293.7327
DEF | N_MH_Spray Foam Insulation(Base R30) | Per Home | 635.42 | 0.27882 | 0.41174 | 20 | 4293.7327
DEF | E_SF_Storm Door | Per 21 SF | 120.2194 | 0.052752 | 0.077899 | 20 | 329.0418
DEF | E_MF_Storm Door | Per 21 SF | 120.2194 | 0.052752 | 0.077899 | 20 | 329.0418
DEF | E_MH_Storm Door | Per 21 SF | 120.2194 | 0.052752 | 0.077899 | 20 | 329.0418
DEF | N_SF_Storm Door | Per 21 SF | 79.6454 | 0.034948 | 0.051608 | 20 | 329.0418
DEF | N_MF_Storm Door | Per 21 SF | 79.6454 | 0.034948 | 0.051608 | 20 | 329.0418
DEF | N_MH_Storm Door | Per 21 SF | 79.6454 | 0.034948 | 0.051608 | 20 | 329.0418
DEF | E_SF_Wall Insulation | Per Home | 1113 | 0.48838 | 0.7212 | 20 | 1886.262
DEF | E_MF_Wall Insulation | Per Home | 391 | 0.17157 | 0.25336 | 20 | 1227.9314
DEF | E_MH_Wall Insulation | Per Home | 859 | 0.37693 | 0.55661 | 20 | 1261.2248
DEF | N_SF_Wall Insulation | Per Home | 0 | 0 | 0 | 20 | 1886.262
DEF | N_MF_Wall Insulation | Per Home | 0 | 0 | 0 | 20 | 1227.9314
DEF | N_MH_Wall Insulation | Per Home | 0 | 0 | 0 | 20 | 1261.2248
DEF | E_SF_Window Sun Protection | Per Home | 304.2475 | 0.1335 | -0.20945 | 10 | 1099.584
DEF | E_MF_Window Sun Protection | Per Home | 150.4243 | 0.066005 | -0.10355 | 10 | 652.38
DEF | E_MH_Window Sun Protection | Per Home | 126.9535 | 0.055707 | -0.087395 | 10 | 688.236
DEF | N_SF_Window Sun Protection | Per Home | 304.2475 | 0.1335 | -0.20945 | 10 | 1099.584
DEF | N_MF_Window Sun Protection | Per Home | 150.4243 | 0.066005 | -0.10355 | 10 | 652.38
DEF | N_MH_Window Sun Protection | Per Home | 126.9535 | 0.055707 | -0.087395 | 10 | 688.236
DEF | E_SF_Exterior Lighting Controls | Per Control | 56.94 | 0 | 0 | 10 | 52.3496
DEF | E_MF_Exterior Lighting Controls | Per Control | 56.94 | 0 | 0 | 10 | 52.3496
DEF | E_MH_Exterior Lighting Controls | Per Control | 56.94 | 0 | 0 | 10 | 52.3496
DEF | N_SF_Exterior Lighting Controls | Per Control | 56.94 | 0 | 0 | 10 | 52.3496
DEF | N_MF_Exterior Lighting Controls | Per Control | 56.94 | 0 | 0 | 10 | 52.3496
DEF | N_MH_Exterior Lighting Controls | Per Control | 56.94 | 0 | 0 | 10 | 52.3496
DEF | E_SF_Interior Lighting Controls | Per Control | 36.2714 | 0.0049193 | 0.0037144 | 8 | 63.5396
DEF | E_MF_Interior Lighting Controls | Per Control | 36.2714 | 0.0049193 | 0.0037144 | 8 | 63.5396
DEF | E_MH_Interior Lighting Controls | Per Control | 36.2714 | 0.0049193 | 0.0037144 | 8 | 63.5396
DEF | N_SF_Interior Lighting Controls | Per Control | 36.2714 | 0.0049193 | 0.0037144 | 8 | 63.5396
DEF | N_MF_Interior Lighting Controls | Per Control | 36.2714 | 0.0049193 | 0.0037144 | 8 | 63.5396
DEF | N_MH_Interior Lighting Controls | Per Control | 36.2714 | 0.0049193 | 0.0037144 | 8 | 63.5396
DEF | E_SF_Solar Attic Fan | Per Unit | 224.8224 | 0.077312 | 0 | 15 | 575
DEF | E_MF_Solar Attic Fan | Per Unit | 108.9 | 0.037449 | 0 | 15 | 575
DEF | E_MH_Solar Attic Fan | Per Unit | 149.58 | 0.051438 | 0 | 15 | 575
DEF | N_SF_Solar Attic Fan | Per Unit | 224.8224 | 0.077312 | 0 | 15 | 575
DEF | N_MF_Solar Attic Fan | Per Unit | 108.9 | 0.037449 | 0 | 15 | 575
DEF | N_MH_Solar Attic Fan | Per Unit | 149.58 | 0.051438 | 0 | 15 | 575
DEF | SF_Solar Voltaic (17.1w/sf2) | Square foot | 25.9601 | 0.0036837 | 0.00029093 | 20 | 47.88
DEF | MF_Solar Voltaic (17.1w/sf2) | Square foot | 25.9601 | 0.0036837 | 0.00029093 | 20 | 47.88
DEF | SF_Solar Plus Storage | per customer | 9846.4065 | 0 | 0 | 20 | 25500
DEF | MF_Solar Plus Storage | per customer | 2699.7296 | 0 | 0.11837 | 20 | 25500
DEF | SF_Solar Plus Storage with other DSM (EE and DR) | per customer | 5242.4807 | 0.33903 | 0.15309 | 20 | 25500
DEF | MF_Solar Plus Storage with other DSM (EE and DR) | per customer | 859.3951 | 0.6661 | 0.441 | 20 | 25500
DEF | Storage | per customer | 0 | 0 | 0 | 10 | 25500
DEF | Storage | per customer | 0 | 0 | 0.11837 | 10 | 25500
DEF | Storage with other DSM (EE and DR) | per customer | 0 | 0.33903 | 0.15309 | 10 | 25500
DEF | Storage with other DSM (EE and DR) | per customer | 0 | 0.6661 | 0.441 | 10 | 25500

## Com
Source: | Nexant DEF_ Results_Comparison
Company | Measure Name | Unit of Measure | Target Annual kWh Savings | Target Annual Summer Coincident kW | Target Annual Winter Coincident kW | Measure Life | Incremental Measure Cost
DEF | T_AS_Efficient Exhaust Hood | unit | 8066.5 | 1.7635 | 0.69217 | 15 | 1988
DEF | T_CU_Efficient Exhaust Hood | unit | 8066.5 | 1.7635 | 0.69217 | 15 | 1988
DEF | T_GR_Efficient Exhaust Hood | unit | 8066.5 | 1.7635 | 0.69217 | 15 | 1988
DEF | T_HC_Efficient Exhaust Hood | unit | 8066.5 | 1.7635 | 0.69217 | 15 | 1988
DEF | T_HS_Efficient Exhaust Hood | unit | 8066.5 | 1.7635 | 0.69217 | 15 | 1988
DEF | T_IN_Efficient Exhaust Hood | unit | 8066.5 | 1.7635 | 0.69217 | 15 | 1988
DEF | T_LG_Efficient Exhaust Hood | unit | 8066.5 | 1.7635 | 0.69217 | 15 | 1988
DEF | T_MS_Efficient Exhaust Hood | unit | 8066.5 | 1.7635 | 0.69217 | 15 | 1988
DEF | T_OF_Efficient Exhaust Hood | unit | 8066.5 | 1.7635 | 0.69217 | 15 | 1988
DEF | T_RS_Efficient Exhaust Hood | unit | 8066.5 | 1.7635 | 0.69217 | 15 | 1988
DEF | T_RT_Efficient Exhaust Hood | unit | 8066.5 | 1.7635 | 0.69217 | 15 | 1988
DEF | T_SC_Efficient Exhaust Hood | unit | 8066.5 | 1.7635 | 0.69217 | 15 | 1988
DEF | T_WR_Efficient Exhaust Hood | unit | 8066.5 | 1.7635 | 0.69217 | 15 | 1988
DEF | N_AS_Efficient Exhaust Hood | unit | 8066.5 | 1.7635 | 0.69217 | 15 | 1988
DEF | N_CU_Efficient Exhaust Hood | unit | 8066.5 | 1.7635 | 0.69217 | 15 | 1988
DEF | N_GR_Efficient Exhaust Hood | unit | 8066.5 | 1.7635 | 0.69217 | 15 | 1988
DEF | N_HC_Efficient Exhaust Hood | unit | 8066.5 | 1.7635 | 0.69217 | 15 | 1988
DEF | N_HS_Efficient Exhaust Hood | unit | 8066.5 | 1.7635 | 0.69217 | 15 | 1988
DEF | N_IN_Efficient Exhaust Hood | unit | 8066.5 | 1.7635 | 0.69217 | 15 | 1988
DEF | N_LG_Efficient Exhaust Hood | unit | 8066.5 | 1.7635 | 0.69217 | 15 | 1988
DEF | N_MS_Efficient Exhaust Hood | unit | 8066.5 | 1.7635 | 0.69217 | 15 | 1988
DEF | N_OF_Efficient Exhaust Hood | unit | 8066.5 | 1.7635 | 0.69217 | 15 | 1988
DEF | N_RS_Efficient Exhaust Hood | unit | 8066.5 | 1.7635 | 0.69217 | 15 | 1988
DEF | N_RT_Efficient Exhaust Hood | unit | 8066.5 | 1.7635 | 0.69217 | 15 | 1988
DEF | N_SC_Efficient Exhaust Hood | unit | 8066.5 | 1.7635 | 0.69217 | 15 | 1988
DEF | N_WR_Efficient Exhaust Hood | unit | 8066.5 | 1.7635 | 0.69217 | 15 | 1988
DEF | T_AS_Energy Star Commercial Oven | unit | 6368 | 1.0341 | 0.54113 | 12 | 1191
DEF | T_CU_Energy Star Commercial Oven | unit | 6368 | 1.0341 | 0.54113 | 12 | 1191
DEF | T_GR_Energy Star Commercial Oven | unit | 6368 | 1.0341 | 0.54113 | 12 | 1191
DEF | T_HC_Energy Star Commercial Oven | unit | 6368 | 1.0341 | 0.54113 | 12 | 1191
DEF | T_HS_Energy Star Commercial Oven | unit | 6368 | 1.0341 | 0.54113 | 12 | 1191
DEF | T_IN_Energy Star Commercial Oven | unit | 6368 | 1.0341 | 0.54113 | 12 | 1191
DEF | T_LG_Energy Star Commercial Oven | unit | 6368 | 1.0341 | 0.54113 | 12 | 1191
DEF | T_MS_Energy Star Commercial Oven | unit | 6368 | 1.0341 | 0.54113 | 12 | 1191
DEF | T_OF_Energy Star Commercial Oven | unit | 6368 | 1.0341 | 0.54113 | 12 | 1191
DEF | T_RS_Energy Star Commercial Oven | unit | 6368 | 1.0341 | 0.54113 | 12 | 1191
DEF | T_RT_Energy Star Commercial Oven | unit | 6368 | 1.0341 | 0.54113 | 12 | 1191
DEF | T_SC_Energy Star Commercial Oven | unit | 6368 | 1.0341 | 0.54113 | 12 | 1191
DEF | T_WR_Energy Star Commercial Oven | unit | 6368 | 1.0341 | 0.54113 | 12 | 1191
DEF | N_AS_Energy Star Commercial Oven | unit | 6368 | 1.0341 | 0.54113 | 12 | 1191
DEF | N_CU_Energy Star Commercial Oven | unit | 6368 | 1.0341 | 0.54113 | 12 | 1191
DEF | N_GR_Energy Star Commercial Oven | unit | 6368 | 1.0341 | 0.54113 | 12 | 1191
DEF | N_HC_Energy Star Commercial Oven | unit | 6368 | 1.0341 | 0.54113 | 12 | 1191
DEF | N_HS_Energy Star Commercial Oven | unit | 6368 | 1.0341 | 0.54113 | 12 | 1191
DEF | N_IN_Energy Star Commercial Oven | unit | 6368 | 1.0341 | 0.54113 | 12 | 1191
DEF | N_LG_Energy Star Commercial Oven | unit | 6368 | 1.0341 | 0.54113 | 12 | 1191
DEF | N_MS_Energy Star Commercial Oven | unit | 6368 | 1.0341 | 0.54113 | 12 | 1191
DEF | N_OF_Energy Star Commercial Oven | unit | 6368 | 1.0341 | 0.54113 | 12 | 1191
DEF | N_RS_Energy Star Commercial Oven | unit | 6368 | 1.0341 | 0.54113 | 12 | 1191
DEF | N_RT_Energy Star Commercial Oven | unit | 6368 | 1.0341 | 0.54113 | 12 | 1191
DEF | N_SC_Energy Star Commercial Oven | unit | 6368 | 1.0341 | 0.54113 | 12 | 1191
DEF | N_WR_Energy Star Commercial Oven | unit | 6368 | 1.0341 | 0.54113 | 12 | 1191
DEF | T_AS_Energy Star Fryer | unit | 903.8223 | 0.14651 | 0.045305 | 12 | 2175
DEF | T_CU_Energy Star Fryer | unit | 903.8223 | 0.14651 | 0.045305 | 12 | 2175
DEF | T_GR_Energy Star Fryer | unit | 903.8223 | 0.14651 | 0.045305 | 12 | 2175
DEF | T_HC_Energy Star Fryer | unit | 903.8223 | 0.14651 | 0.045305 | 12 | 2175
DEF | T_HS_Energy Star Fryer | unit | 903.8223 | 0.14651 | 0.045305 | 12 | 2175
DEF | T_IN_Energy Star Fryer | unit | 903.8223 | 0.14651 | 0.045305 | 12 | 2175
DEF | T_LG_Energy Star Fryer | unit | 903.8223 | 0.14651 | 0.045305 | 12 | 2175
DEF | T_MS_Energy Star Fryer | unit | 903.8223 | 0.14651 | 0.045305 | 12 | 2175
DEF | T_OF_Energy Star Fryer | unit | 903.8223 | 0.14651 | 0.045305 | 12 | 2175
DEF | T_RS_Energy Star Fryer | unit | 903.8223 | 0.14651 | 0.045305 | 12 | 2175
DEF | T_RT_Energy Star Fryer | unit | 903.8223 | 0.14651 | 0.045305 | 12 | 2175
DEF | T_SC_Energy Star Fryer | unit | 903.8223 | 0.14651 | 0.045305 | 12 | 2175
DEF | T_WR_Energy Star Fryer | unit | 903.8223 | 0.14651 | 0.045305 | 12 | 2175
DEF | N_AS_Energy Star Fryer | unit | 903.8223 | 0.14651 | 0.045305 | 12 | 2175
DEF | N_CU_Energy Star Fryer | unit | 903.8223 | 0.14651 | 0.045305 | 12 | 2175
DEF | N_GR_Energy Star Fryer | unit | 903.8223 | 0.14651 | 0.045305 | 12 | 2175
DEF | N_HC_Energy Star Fryer | unit | 903.8223 | 0.14651 | 0.045305 | 12 | 2175
DEF | N_HS_Energy Star Fryer | unit | 903.8223 | 0.14651 | 0.045305 | 12 | 2175
DEF | N_IN_Energy Star Fryer | unit | 903.8223 | 0.14651 | 0.045305 | 12 | 2175
DEF | N_LG_Energy Star Fryer | unit | 903.8223 | 0.14651 | 0.045305 | 12 | 2175
DEF | N_MS_Energy Star Fryer | unit | 903.8223 | 0.14651 | 0.045305 | 12 | 2175
DEF | N_OF_Energy Star Fryer | unit | 903.8223 | 0.14651 | 0.045305 | 12 | 2175
DEF | N_RS_Energy Star Fryer | unit | 903.8223 | 0.14651 | 0.045305 | 12 | 2175
DEF | N_RT_Energy Star Fryer | unit | 903.8223 | 0.14651 | 0.045305 | 12 | 2175
DEF | N_SC_Energy Star Fryer | unit | 903.8223 | 0.14651 | 0.045305 | 12 | 2175
DEF | N_WR_Energy Star Fryer | unit | 903.8223 | 0.14651 | 0.045305 | 12 | 2175
DEF | T_AS_Energy Star Griddle | unit | 1910 | 0.3156 | 0.080771 | 12 | 0
DEF | T_CU_Energy Star Griddle | unit | 1910 | 0.3156 | 0.080771 | 12 | 0
DEF | T_GR_Energy Star Griddle | unit | 1910 | 0.3156 | 0.080771 | 12 | 0
DEF | T_HC_Energy Star Griddle | unit | 1910 | 0.3156 | 0.080771 | 12 | 0
DEF | T_HS_Energy Star Griddle | unit | 1910 | 0.3156 | 0.080771 | 12 | 0
DEF | T_IN_Energy Star Griddle | unit | 1910 | 0.3156 | 0.080771 | 12 | 0
DEF | T_LG_Energy Star Griddle | unit | 1910 | 0.3156 | 0.080771 | 12 | 0
DEF | T_MS_Energy Star Griddle | unit | 1910 | 0.3156 | 0.080771 | 12 | 0
DEF | T_OF_Energy Star Griddle | unit | 1910 | 0.3156 | 0.080771 | 12 | 0
DEF | T_RS_Energy Star Griddle | unit | 1910 | 0.3156 | 0.080771 | 12 | 0
DEF | T_RT_Energy Star Griddle | unit | 1910 | 0.3156 | 0.080771 | 12 | 0
DEF | T_SC_Energy Star Griddle | unit | 1910 | 0.3156 | 0.080771 | 12 | 0
DEF | T_WR_Energy Star Griddle | unit | 1910 | 0.3156 | 0.080771 | 12 | 0
DEF | N_AS_Energy Star Griddle | unit | 1910 | 0.3156 | 0.080771 | 12 | 0
DEF | N_CU_Energy Star Griddle | unit | 1910 | 0.3156 | 0.080771 | 12 | 0
DEF | N_GR_Energy Star Griddle | unit | 1910 | 0.3156 | 0.080771 | 12 | 0
DEF | N_HC_Energy Star Griddle | unit | 1910 | 0.3156 | 0.080771 | 12 | 0
DEF | N_HS_Energy Star Griddle | unit | 1910 | 0.3156 | 0.080771 | 12 | 0
DEF | N_IN_Energy Star Griddle | unit | 1910 | 0.3156 | 0.080771 | 12 | 0
DEF | N_LG_Energy Star Griddle | unit | 1910 | 0.3156 | 0.080771 | 12 | 0
DEF | N_MS_Energy Star Griddle | unit | 1910 | 0.3156 | 0.080771 | 12 | 0
DEF | N_OF_Energy Star Griddle | unit | 1910 | 0.3156 | 0.080771 | 12 | 0
DEF | N_RS_Energy Star Griddle | unit | 1910 | 0.3156 | 0.080771 | 12 | 0
DEF | N_RT_Energy Star Griddle | unit | 1910 | 0.3156 | 0.080771 | 12 | 0
DEF | N_SC_Energy Star Griddle | unit | 1910 | 0.3156 | 0.080771 | 12 | 0
DEF | N_WR_Energy Star Griddle | unit | 1910 | 0.3156 | 0.080771 | 12 | 0
DEF | T_AS_Energy Star Hot Food Holding Cabinet | unit | 1730.1 | 0.31862 | 0.15417 | 12 | 811
DEF | T_CU_Energy Star Hot Food Holding Cabinet | unit | 1730.1 | 0.31862 | 0.15417 | 12 | 811
DEF | T_GR_Energy Star Hot Food Holding Cabinet | unit | 1730.1 | 0.31862 | 0.15417 | 12 | 811
DEF | T_HC_Energy Star Hot Food Holding Cabinet | unit | 1730.1 | 0.31862 | 0.15417 | 12 | 811
DEF | T_HS_Energy Star Hot Food Holding Cabinet | unit | 1730.1 | 0.31862 | 0.15417 | 12 | 811
DEF | T_IN_Energy Star Hot Food Holding Cabinet | unit | 1730.1 | 0.31862 | 0.15417 | 12 | 811
DEF | T_LG_Energy Star Hot Food Holding Cabinet | unit | 1730.1 | 0.31862 | 0.15417 | 12 | 811
DEF | T_MS_Energy Star Hot Food Holding Cabinet | unit | 1730.1 | 0.31862 | 0.15417 | 12 | 811
DEF | T_OF_Energy Star Hot Food Holding Cabinet | unit | 1730.1 | 0.31862 | 0.15417 | 12 | 811
DEF | T_RS_Energy Star Hot Food Holding Cabinet | unit | 1730.1 | 0.31862 | 0.15417 | 12 | 811
DEF | T_RT_Energy Star Hot Food Holding Cabinet | unit | 1730.1 | 0.31862 | 0.15417 | 12 | 811
DEF | T_SC_Energy Star Hot Food Holding Cabinet | unit | 1730.1 | 0.31862 | 0.15417 | 12 | 811
DEF | T_WR_Energy Star Hot Food Holding Cabinet | unit | 1730.1 | 0.31862 | 0.15417 | 12 | 811
DEF | N_AS_Energy Star Hot Food Holding Cabinet | unit | 1730.1 | 0.31862 | 0.15417 | 12 | 811
DEF | N_CU_Energy Star Hot Food Holding Cabinet | unit | 1730.1 | 0.31862 | 0.15417 | 12 | 811
DEF | N_GR_Energy Star Hot Food Holding Cabinet | unit | 1730.1 | 0.31862 | 0.15417 | 12 | 811
DEF | N_HC_Energy Star Hot Food Holding Cabinet | unit | 1730.1 | 0.31862 | 0.15417 | 12 | 811
DEF | N_HS_Energy Star Hot Food Holding Cabinet | unit | 1730.1 | 0.31862 | 0.15417 | 12 | 811
DEF | N_IN_Energy Star Hot Food Holding Cabinet | unit | 1730.1 | 0.31862 | 0.15417 | 12 | 811
DEF | N_LG_Energy Star Hot Food Holding Cabinet | unit | 1730.1 | 0.31862 | 0.15417 | 12 | 811
DEF | N_MS_Energy Star Hot Food Holding Cabinet | unit | 1730.1 | 0.31862 | 0.15417 | 12 | 811
DEF | N_OF_Energy Star Hot Food Holding Cabinet | unit | 1730.1 | 0.31862 | 0.15417 | 12 | 811
DEF | N_RS_Energy Star Hot Food Holding Cabinet | unit | 1730.1 | 0.31862 | 0.15417 | 12 | 811
DEF | N_RT_Energy Star Hot Food Holding Cabinet | unit | 1730.1 | 0.31862 | 0.15417 | 12 | 811
DEF | N_SC_Energy Star Hot Food Holding Cabinet | unit | 1730.1 | 0.31862 | 0.15417 | 12 | 811
DEF | N_WR_Energy Star Hot Food Holding Cabinet | unit | 1730.1 | 0.31862 | 0.15417 | 12 | 811
DEF | T_AS_Energy Star Steamer | unit | 9967 | 1.4645 | 0.85037 | 12 | 825.72
DEF | T_CU_Energy Star Steamer | unit | 9967 | 1.4645 | 0.85037 | 12 | 825.72
DEF | T_GR_Energy Star Steamer | unit | 9967 | 1.4645 | 0.85037 | 12 | 825.72
DEF | T_HC_Energy Star Steamer | unit | 9967 | 1.4645 | 0.85037 | 12 | 825.72
DEF | T_HS_Energy Star Steamer | unit | 9967 | 1.4645 | 0.85037 | 12 | 825.72
DEF | T_IN_Energy Star Steamer | unit | 9967 | 1.4645 | 0.85037 | 12 | 825.72
DEF | T_LG_Energy Star Steamer | unit | 9967 | 1.4645 | 0.85037 | 12 | 825.72
DEF | T_MS_Energy Star Steamer | unit | 9967 | 1.4645 | 0.85037 | 12 | 825.72
DEF | T_OF_Energy Star Steamer | unit | 9967 | 1.4645 | 0.85037 | 12 | 825.72
DEF | T_RS_Energy Star Steamer | unit | 9967 | 1.4645 | 0.85037 | 12 | 825.72
DEF | T_RT_Energy Star Steamer | unit | 9967 | 1.4645 | 0.85037 | 12 | 825.72
DEF | T_SC_Energy Star Steamer | unit | 9967 | 1.4645 | 0.85037 | 12 | 825.72
DEF | T_WR_Energy Star Steamer | unit | 9967 | 1.4645 | 0.85037 | 12 | 825.72
DEF | N_AS_Energy Star Steamer | unit | 9967 | 1.4645 | 0.85037 | 12 | 825.72
DEF | N_CU_Energy Star Steamer | unit | 9967 | 1.4645 | 0.85037 | 12 | 825.72
DEF | N_GR_Energy Star Steamer | unit | 9967 | 1.4645 | 0.85037 | 12 | 825.72
DEF | N_HC_Energy Star Steamer | unit | 9967 | 1.4645 | 0.85037 | 12 | 825.72
DEF | N_HS_Energy Star Steamer | unit | 9967 | 1.4645 | 0.85037 | 12 | 825.72
DEF | N_IN_Energy Star Steamer | unit | 9967 | 1.4645 | 0.85037 | 12 | 825.72
DEF | N_LG_Energy Star Steamer | unit | 9967 | 1.4645 | 0.85037 | 12 | 825.72
DEF | N_MS_Energy Star Steamer | unit | 9967 | 1.4645 | 0.85037 | 12 | 825.72
DEF | N_OF_Energy Star Steamer | unit | 9967 | 1.4645 | 0.85037 | 12 | 825.72
DEF | N_RS_Energy Star Steamer | unit | 9967 | 1.4645 | 0.85037 | 12 | 825.72
DEF | N_RT_Energy Star Steamer | unit | 9967 | 1.4645 | 0.85037 | 12 | 825.72
DEF | N_SC_Energy Star Steamer | unit | 9967 | 1.4645 | 0.85037 | 12 | 825.72
DEF | N_WR_Energy Star Steamer | unit | 9967 | 1.4645 | 0.85037 | 12 | 825.72
DEF | T_AS_Induction Cooktops | unit | 1974.24 | 0.4257 | 0.17529 | 10 | 2693.65
DEF | T_CU_Induction Cooktops | unit | 1974.24 | 0.4257 | 0.17529 | 10 | 2693.65
DEF | T_GR_Induction Cooktops | unit | 1974.24 | 0.4257 | 0.17529 | 10 | 2693.65
DEF | T_HC_Induction Cooktops | unit | 1974.24 | 0.4257 | 0.17529 | 10 | 2693.65
DEF | T_HS_Induction Cooktops | unit | 1974.24 | 0.4257 | 0.17529 | 10 | 2693.65
DEF | T_IN_Induction Cooktops | unit | 1974.24 | 0.4257 | 0.17529 | 10 | 2693.65
DEF | T_LG_Induction Cooktops | unit | 1974.24 | 0.4257 | 0.17529 | 10 | 2693.65
DEF | T_MS_Induction Cooktops | unit | 1974.24 | 0.4257 | 0.17529 | 10 | 2693.65
DEF | T_OF_Induction Cooktops | unit | 1974.24 | 0.4257 | 0.17529 | 10 | 2693.65
DEF | T_RS_Induction Cooktops | unit | 1974.24 | 0.4257 | 0.17529 | 10 | 2693.65
DEF | T_RT_Induction Cooktops | unit | 1974.24 | 0.4257 | 0.17529 | 10 | 2693.65
DEF | T_SC_Induction Cooktops | unit | 1974.24 | 0.4257 | 0.17529 | 10 | 2693.65
DEF | T_WR_Induction Cooktops | unit | 1974.24 | 0.4257 | 0.17529 | 10 | 2693.65
DEF | N_AS_Induction Cooktops | unit | 1974.24 | 0.4257 | 0.17529 | 10 | 2693.65
DEF | N_CU_Induction Cooktops | unit | 1974.24 | 0.4257 | 0.17529 | 10 | 2693.65
DEF | N_GR_Induction Cooktops | unit | 1974.24 | 0.4257 | 0.17529 | 10 | 2693.65
DEF | N_HC_Induction Cooktops | unit | 1974.24 | 0.4257 | 0.17529 | 10 | 2693.65
DEF | N_HS_Induction Cooktops | unit | 1974.24 | 0.4257 | 0.17529 | 10 | 2693.65
DEF | N_IN_Induction Cooktops | unit | 1974.24 | 0.4257 | 0.17529 | 10 | 2693.65
DEF | N_LG_Induction Cooktops | unit | 1974.24 | 0.4257 | 0.17529 | 10 | 2693.65
DEF | N_MS_Induction Cooktops | unit | 1974.24 | 0.4257 | 0.17529 | 10 | 2693.65
DEF | N_OF_Induction Cooktops | unit | 1974.24 | 0.4257 | 0.17529 | 10 | 2693.65
DEF | N_RS_Induction Cooktops | unit | 1974.24 | 0.4257 | 0.17529 | 10 | 2693.65
DEF | N_RT_Induction Cooktops | unit | 1974.24 | 0.4257 | 0.17529 | 10 | 2693.65
DEF | N_SC_Induction Cooktops | unit | 1974.24 | 0.4257 | 0.17529 | 10 | 2693.65
DEF | N_WR_Induction Cooktops | unit | 1974.24 | 0.4257 | 0.17529 | 10 | 2693.65
DEF | T_AS_Energy Star Commercial Dishwasher | unit | 19054.1268 | 1.3826 | -0.0001471 | 15 | 737.7778
DEF | T_CU_Energy Star Commercial Dishwasher | unit | 19054.1268 | 1.3826 | -0.0001471 | 15 | 737.7778
DEF | T_GR_Energy Star Commercial Dishwasher | unit | 19054.1268 | 1.3826 | -0.0001471 | 15 | 737.7778
DEF | T_HC_Energy Star Commercial Dishwasher | unit | 19054.1268 | 1.3826 | -0.0001471 | 15 | 737.7778
DEF | T_HS_Energy Star Commercial Dishwasher | unit | 19054.1268 | 1.3826 | -0.0001471 | 15 | 737.7778
DEF | T_IN_Energy Star Commercial Dishwasher | unit | 19054.1268 | 1.3826 | -0.0001471 | 15 | 737.7778
DEF | T_LG_Energy Star Commercial Dishwasher | unit | 19054.1268 | 1.3826 | -0.0001471 | 15 | 737.7778
DEF | T_MS_Energy Star Commercial Dishwasher | unit | 19054.1268 | 1.3826 | -0.0001471 | 15 | 737.7778
DEF | T_OF_Energy Star Commercial Dishwasher | unit | 19054.1268 | 1.3826 | -0.0001471 | 15 | 737.7778
DEF | T_RS_Energy Star Commercial Dishwasher | unit | 19054.1268 | 1.3826 | -0.0001471 | 15 | 737.7778
DEF | T_RT_Energy Star Commercial Dishwasher | unit | 19054.1268 | 1.3826 | -0.0001471 | 15 | 737.7778
DEF | T_SC_Energy Star Commercial Dishwasher | unit | 19054.1268 | 1.3826 | -0.0001471 | 15 | 737.7778
DEF | T_WR_Energy Star Commercial Dishwasher | unit | 19054.1268 | 1.3826 | -0.0001471 | 15 | 737.7778
DEF | N_AS_Energy Star Commercial Dishwasher | unit | 19054.1268 | 1.3826 | -0.0001471 | 15 | 737.7778
DEF | N_CU_Energy Star Commercial Dishwasher | unit | 19054.1268 | 1.3826 | -0.0001471 | 15 | 737.7778
DEF | N_GR_Energy Star Commercial Dishwasher | unit | 19054.1268 | 1.3826 | -0.0001471 | 15 | 737.7778
DEF | N_HC_Energy Star Commercial Dishwasher | unit | 19054.1268 | 1.3826 | -0.0001471 | 15 | 737.7778
DEF | N_HS_Energy Star Commercial Dishwasher | unit | 19054.1268 | 1.3826 | -0.0001471 | 15 | 737.7778
DEF | N_IN_Energy Star Commercial Dishwasher | unit | 19054.1268 | 1.3826 | -0.0001471 | 15 | 737.7778
DEF | N_LG_Energy Star Commercial Dishwasher | unit | 19054.1268 | 1.3826 | -0.0001471 | 15 | 737.7778
DEF | N_MS_Energy Star Commercial Dishwasher | unit | 19054.1268 | 1.3826 | -0.0001471 | 15 | 737.7778
DEF | N_OF_Energy Star Commercial Dishwasher | unit | 19054.1268 | 1.3826 | -0.0001471 | 15 | 737.7778
DEF | N_RS_Energy Star Commercial Dishwasher | unit | 19054.1268 | 1.3826 | -0.0001471 | 15 | 737.7778
DEF | N_RT_Energy Star Commercial Dishwasher | unit | 19054.1268 | 1.3826 | -0.0001471 | 15 | 737.7778
DEF | N_SC_Energy Star Commercial Dishwasher | unit | 19054.1268 | 1.3826 | -0.0001471 | 15 | 737.7778
DEF | N_WR_Energy Star Commercial Dishwasher | unit | 19054.1268 | 1.3826 | -0.0001471 | 15 | 737.7778
DEF | T_AS_Heat Pump Water Heater | unit | 4698.2135 | 0.79397 | 0.52808 | 10 | 1006
DEF | T_CU_Heat Pump Water Heater | unit | 108058.9101 | 5.7477 | 31.0919 | 10 | 10060
DEF | T_GR_Heat Pump Water Heater | unit | 9396.427 | 0.65925 | 3.4586 | 10 | 1006
DEF | T_HC_Heat Pump Water Heater | unit | 6264.2846 | 1.0586 | 0.70411 | 10 | 1006
DEF | T_HS_Heat Pump Water Heater | unit | 189494.6105 | 10.0793 | 54.5234 | 10 | 15090
DEF | T_IN_Heat Pump Water Heater | unit | 375857.0786 | 63.5174 | 42.2467 | 10 | 25150
DEF | T_LG_Heat Pump Water Heater | unit | 45102.8494 | 3.1644 | 16.6011 | 10 | 3018
DEF | T_MS_Heat Pump Water Heater | unit | 281892.809 | 47.638 | 31.685 | 10 | 20120
DEF | T_OF_Heat Pump Water Heater | unit | 39151.779 | 6.6164 | 4.4007 | 10 | 3018
DEF | T_RS_Heat Pump Water Heater | unit | 15660.7116 | 1.0987 | 5.7643 | 10 | 2012
DEF | T_RT_Heat Pump Water Heater | unit | 27907.3881 | 1.958 | 10.2719 | 10 | 3018
DEF | T_SC_Heat Pump Water Heater | unit | 1957.6319 | 0.33083 | 0.22004 | 10 | 1006
DEF | T_WR_Heat Pump Water Heater | unit | 9396.427 | 1.5879 | 1.0562 | 10 | 1006
DEF | N_AS_Heat Pump Water Heater | unit | 4698.2135 | 0.79397 | 0.52808 | 10 | 1006
DEF | N_CU_Heat Pump Water Heater | unit | 108058.9101 | 5.7477 | 31.0919 | 10 | 10060
DEF | N_GR_Heat Pump Water Heater | unit | 9396.427 | 0.65925 | 3.4586 | 10 | 1006
DEF | N_HC_Heat Pump Water Heater | unit | 6264.2846 | 1.0586 | 0.70411 | 10 | 1006
DEF | N_HS_Heat Pump Water Heater | unit | 189494.6105 | 10.0793 | 54.5234 | 10 | 15090
DEF | N_IN_Heat Pump Water Heater | unit | 375857.0786 | 63.5174 | 42.2467 | 10 | 25150
DEF | N_LG_Heat Pump Water Heater | unit | 45102.8494 | 3.1644 | 16.6011 | 10 | 3018
DEF | N_MS_Heat Pump Water Heater | unit | 281892.809 | 47.638 | 31.685 | 10 | 20120
DEF | N_OF_Heat Pump Water Heater | unit | 39151.779 | 6.6164 | 4.4007 | 10 | 3018
DEF | N_RS_Heat Pump Water Heater | unit | 15660.7116 | 1.0987 | 5.7643 | 10 | 2012
DEF | N_RT_Heat Pump Water Heater | unit | 27907.3881 | 1.958 | 10.2719 | 10 | 3018
DEF | N_SC_Heat Pump Water Heater | unit | 1957.6319 | 0.33083 | 0.22004 | 10 | 1006
DEF | N_WR_Heat Pump Water Heater | unit | 9396.427 | 1.5879 | 1.0562 | 10 | 1006
DEF | T_AS_Instantaneous Hot Water System | unit | 379.8836 | 0.042084 | 0.048493 | 20 | 2967
DEF | T_CU_Instantaneous Hot Water System | unit | 8737.3234 | 0.82565 | 1.9915 | 20 | 29670
DEF | T_GR_Instantaneous Hot Water System | unit | 759.7673 | 0.084523 | 0.088194 | 20 | 2967
DEF | T_HC_Instantaneous Hot Water System | unit | 506.5115 | 0.056112 | 0.064657 | 20 | 2967
DEF | T_HS_Instantaneous Hot Water System | unit | 15321.9729 | 1.4479 | 3.4923 | 20 | 44505
DEF | T_IN_Instantaneous Hot Water System | unit | 30390.6901 | 3.3667 | 3.8794 | 20 | 74175
DEF | T_LG_Instantaneous Hot Water System | unit | 3646.8828 | 0.40571 | 0.42333 | 20 | 8901
DEF | T_MS_Instantaneous Hot Water System | unit | 22793.0176 | 2.525 | 2.9096 | 20 | 59340
DEF | T_OF_Instantaneous Hot Water System | unit | 3165.6969 | 0.3507 | 0.4041 | 20 | 8901
DEF | T_RS_Instantaneous Hot Water System | unit | 1266.2788 | 0.14087 | 0.14699 | 20 | 5934
DEF | T_RT_Instantaneous Hot Water System | unit | 2256.5087 | 0.25103 | 0.26194 | 20 | 8901
DEF | T_SC_Instantaneous Hot Water System | unit | 158.2883 | 0.017535 | 0.020206 | 20 | 2967
DEF | T_WR_Instantaneous Hot Water System | unit | 759.7673 | 0.084168 | 0.096985 | 20 | 2967
DEF | N_AS_Instantaneous Hot Water System | unit | 379.8836 | 0.042084 | 0.048493 | 20 | 2967
DEF | N_CU_Instantaneous Hot Water System | unit | 8737.3234 | 0.82565 | 1.9915 | 20 | 29670
DEF | N_GR_Instantaneous Hot Water System | unit | 759.7673 | 0.084523 | 0.088194 | 20 | 2967
DEF | N_HC_Instantaneous Hot Water System | unit | 506.5115 | 0.056112 | 0.064657 | 20 | 2967
DEF | N_HS_Instantaneous Hot Water System | unit | 15321.9729 | 1.4479 | 3.4923 | 20 | 44505
DEF | N_IN_Instantaneous Hot Water System | unit | 30390.6901 | 3.3667 | 3.8794 | 20 | 74175
DEF | N_LG_Instantaneous Hot Water System | unit | 3646.8828 | 0.40571 | 0.42333 | 20 | 8901
DEF | N_MS_Instantaneous Hot Water System | unit | 22793.0176 | 2.525 | 2.9096 | 20 | 59340
DEF | N_OF_Instantaneous Hot Water System | unit | 3165.6969 | 0.3507 | 0.4041 | 20 | 8901
DEF | N_RS_Instantaneous Hot Water System | unit | 1266.2788 | 0.14087 | 0.14699 | 20 | 5934
DEF | N_RT_Instantaneous Hot Water System | unit | 2256.5087 | 0.25103 | 0.26194 | 20 | 8901
DEF | N_SC_Instantaneous Hot Water System | unit | 158.2883 | 0.017535 | 0.020206 | 20 | 2967
DEF | N_WR_Instantaneous Hot Water System | unit | 759.7673 | 0.084168 | 0.096985 | 20 | 2967
DEF | T_AS_Solar Water Heater | unit | 5514.2421 | 0.41215 | 0.057863 | 15 | 6767
DEF | T_CU_Solar Water Heater | unit | 126827.5691 | 9.4793 | 1.3308 | 15 | 67670
DEF | T_GR_Solar Water Heater | unit | 11028.4843 | 0.82429 | 0.11573 | 15 | 6767
DEF | T_HC_Solar Water Heater | unit | 7352.3228 | 0.54953 | 0.07715 | 15 | 6767
DEF | T_HS_Solar Water Heater | unit | 222407.7661 | 16.6232 | 2.3338 | 15 | 101505
DEF | T_IN_Solar Water Heater | unit | 441139.3708 | 32.9716 | 4.629 | 15 | 169175
DEF | T_LG_Solar Water Heater | unit | 52936.7245 | 3.9566 | 0.55548 | 15 | 20301
DEF | T_MS_Solar Water Heater | unit | 330854.5281 | 24.7287 | 3.4718 | 15 | 135340
DEF | T_OF_Solar Water Heater | unit | 45952.0178 | 3.4345 | 0.48219 | 15 | 20301
DEF | T_RS_Solar Water Heater | unit | 18380.8071 | 1.3738 | 0.19288 | 15 | 13534
DEF | T_RT_Solar Water Heater | unit | 32754.5983 | 2.4481 | 0.3437 | 15 | 20301
DEF | T_SC_Solar Water Heater | unit | 2297.6512 | 0.17173 | 0.02411 | 15 | 6767
DEF | T_WR_Solar Water Heater | unit | 11028.4843 | 0.82429 | 0.11573 | 15 | 6767
DEF | N_AS_Solar Water Heater | unit | 5514.2421 | 0.41215 | 0.057863 | 15 | 6767
DEF | N_CU_Solar Water Heater | unit | 126827.5691 | 9.4793 | 1.3308 | 15 | 67670
DEF | N_GR_Solar Water Heater | unit | 11028.4843 | 0.82429 | 0.11573 | 15 | 6767
DEF | N_HC_Solar Water Heater | unit | 7352.3228 | 0.54953 | 0.07715 | 15 | 6767
DEF | N_HS_Solar Water Heater | unit | 222407.7661 | 16.6232 | 2.3338 | 15 | 101505
DEF | N_IN_Solar Water Heater | unit | 441139.3708 | 32.9716 | 4.629 | 15 | 169175
DEF | N_LG_Solar Water Heater | unit | 52936.7245 | 3.9566 | 0.55548 | 15 | 20301
DEF | N_MS_Solar Water Heater | unit | 330854.5281 | 24.7287 | 3.4718 | 15 | 135340
DEF | N_OF_Solar Water Heater | unit | 45952.0178 | 3.4345 | 0.48219 | 15 | 20301
DEF | N_RS_Solar Water Heater | unit | 18380.8071 | 1.3738 | 0.19288 | 15 | 13534
DEF | N_RT_Solar Water Heater | unit | 32754.5983 | 2.4481 | 0.3437 | 15 | 20301
DEF | N_SC_Solar Water Heater | unit | 2297.6512 | 0.17173 | 0.02411 | 15 | 6767
DEF | N_WR_Solar Water Heater | unit | 11028.4843 | 0.82429 | 0.11573 | 15 | 6767
DEF | T_AS_CFL - 15W Flood | bulb | 200.9 | 0 | 0 | 8 | 3.92
DEF | T_CU_CFL - 15W Flood | bulb | 200.9 | 0 | 0 | 8 | 3.92
DEF | T_GR_CFL - 15W Flood | bulb | 200.9 | 0 | 0 | 8 | 3.92
DEF | T_HC_CFL - 15W Flood | bulb | 200.9 | 0 | 0 | 8 | 3.92
DEF | T_HS_CFL - 15W Flood | bulb | 200.9 | 0 | 0 | 8 | 3.92
DEF | T_IN_CFL - 15W Flood | bulb | 200.9 | 0 | 0 | 8 | 3.92
DEF | T_LG_CFL - 15W Flood | bulb | 200.9 | 0 | 0 | 8 | 3.92
DEF | T_MS_CFL - 15W Flood | bulb | 200.9 | 0 | 0 | 8 | 3.92
DEF | T_OF_CFL - 15W Flood | bulb | 200.9 | 0 | 0 | 8 | 3.92
DEF | T_RS_CFL - 15W Flood | bulb | 200.9 | 0 | 0 | 8 | 3.92
DEF | T_RT_CFL - 15W Flood | bulb | 200.9 | 0 | 0 | 8 | 3.92
DEF | T_SC_CFL - 15W Flood | bulb | 200.9 | 0 | 0 | 8 | 3.92
DEF | T_WR_CFL - 15W Flood | bulb | 200.9 | 0 | 0 | 8 | 3.92
DEF | N_AS_CFL - 15W Flood | bulb | 200.9 | 0 | 0 | 8 | 3.92
DEF | N_CU_CFL - 15W Flood | bulb | 200.9 | 0 | 0 | 8 | 3.92
DEF | N_GR_CFL - 15W Flood | bulb | 200.9 | 0 | 0 | 8 | 3.92
DEF | N_HC_CFL - 15W Flood | bulb | 200.9 | 0 | 0 | 8 | 3.92
DEF | N_HS_CFL - 15W Flood | bulb | 200.9 | 0 | 0 | 8 | 3.92
DEF | N_IN_CFL - 15W Flood | bulb | 200.9 | 0 | 0 | 8 | 3.92
DEF | N_LG_CFL - 15W Flood | bulb | 200.9 | 0 | 0 | 8 | 3.92
DEF | N_MS_CFL - 15W Flood | bulb | 200.9 | 0 | 0 | 8 | 3.92
DEF | N_OF_CFL - 15W Flood | bulb | 200.9 | 0 | 0 | 8 | 3.92
DEF | N_RS_CFL - 15W Flood | bulb | 200.9 | 0 | 0 | 8 | 3.92
DEF | N_RT_CFL - 15W Flood | bulb | 200.9 | 0 | 0 | 8 | 3.92
DEF | N_SC_CFL - 15W Flood | bulb | 200.9 | 0 | 0 | 8 | 3.92
DEF | N_WR_CFL - 15W Flood | bulb | 200.9 | 0 | 0 | 8 | 3.92
DEF | T_AS_High Efficiency HID Lighting | fixture | 484.169 | 0 | 0 | 13 | 193.44
DEF | T_CU_High Efficiency HID Lighting | fixture | 484.169 | 0 | 0 | 13 | 193.44
DEF | T_GR_High Efficiency HID Lighting | fixture | 484.169 | 0 | 0 | 13 | 193.44
DEF | T_HC_High Efficiency HID Lighting | fixture | 484.169 | 0 | 0 | 13 | 193.44
DEF | T_HS_High Efficiency HID Lighting | fixture | 484.169 | 0 | 0 | 13 | 193.44
DEF | T_IN_High Efficiency HID Lighting | fixture | 484.169 | 0 | 0 | 13 | 193.44
DEF | T_LG_High Efficiency HID Lighting | fixture | 484.169 | 0 | 0 | 13 | 193.44
DEF | T_MS_High Efficiency HID Lighting | fixture | 484.169 | 0 | 0 | 13 | 193.44
DEF | T_OF_High Efficiency HID Lighting | fixture | 484.169 | 0 | 0 | 13 | 193.44
DEF | T_RS_High Efficiency HID Lighting | fixture | 484.169 | 0 | 0 | 13 | 193.44
DEF | T_RT_High Efficiency HID Lighting | fixture | 484.169 | 0 | 0 | 13 | 193.44
DEF | T_SC_High Efficiency HID Lighting | fixture | 484.169 | 0 | 0 | 13 | 193.44
DEF | T_WR_High Efficiency HID Lighting | fixture | 484.169 | 0 | 0 | 13 | 193.44
DEF | N_AS_High Efficiency HID Lighting | fixture | 484.169 | 0 | 0 | 13 | 193.44
DEF | N_CU_High Efficiency HID Lighting | fixture | 484.169 | 0 | 0 | 13 | 193.44
DEF | N_GR_High Efficiency HID Lighting | fixture | 484.169 | 0 | 0 | 13 | 193.44
DEF | N_HC_High Efficiency HID Lighting | fixture | 484.169 | 0 | 0 | 13 | 193.44
DEF | N_HS_High Efficiency HID Lighting | fixture | 484.169 | 0 | 0 | 13 | 193.44
DEF | N_IN_High Efficiency HID Lighting | fixture | 484.169 | 0 | 0 | 13 | 193.44
DEF | N_LG_High Efficiency HID Lighting | fixture | 484.169 | 0 | 0 | 13 | 193.44
DEF | N_MS_High Efficiency HID Lighting | fixture | 484.169 | 0 | 0 | 13 | 193.44
DEF | N_OF_High Efficiency HID Lighting | fixture | 484.169 | 0 | 0 | 13 | 193.44
DEF | N_RS_High Efficiency HID Lighting | fixture | 484.169 | 0 | 0 | 13 | 193.44
DEF | N_RT_High Efficiency HID Lighting | fixture | 484.169 | 0 | 0 | 13 | 193.44
DEF | N_SC_High Efficiency HID Lighting | fixture | 484.169 | 0 | 0 | 13 | 193.44
DEF | N_WR_High Efficiency HID Lighting | fixture | 484.169 | 0 | 0 | 13 | 193.44
DEF | T_AS_LED - 9W Flood | bulb | 225.008 | 0 | 0 | 15 | 3.14
DEF | T_CU_LED - 9W Flood | bulb | 225.008 | 0 | 0 | 15 | 3.14
DEF | T_GR_LED - 9W Flood | bulb | 225.008 | 0 | 0 | 15 | 3.14
DEF | T_HC_LED - 9W Flood | bulb | 225.008 | 0 | 0 | 15 | 3.14
DEF | T_HS_LED - 9W Flood | bulb | 225.008 | 0 | 0 | 15 | 3.14
DEF | T_IN_LED - 9W Flood | bulb | 225.008 | 0 | 0 | 15 | 3.14
DEF | T_LG_LED - 9W Flood | bulb | 225.008 | 0 | 0 | 15 | 3.14
DEF | T_MS_LED - 9W Flood | bulb | 225.008 | 0 | 0 | 15 | 3.14
DEF | T_OF_LED - 9W Flood | bulb | 225.008 | 0 | 0 | 15 | 3.14
DEF | T_RS_LED - 9W Flood | bulb | 225.008 | 0 | 0 | 15 | 3.14
DEF | T_RT_LED - 9W Flood | bulb | 225.008 | 0 | 0 | 15 | 3.14
DEF | T_SC_LED - 9W Flood | bulb | 225.008 | 0 | 0 | 15 | 3.14
DEF | T_WR_LED - 9W Flood | bulb | 225.008 | 0 | 0 | 15 | 3.14
DEF | N_AS_LED - 9W Flood | bulb | 225.008 | 0 | 0 | 15 | 3.14
DEF | N_CU_LED - 9W Flood | bulb | 225.008 | 0 | 0 | 15 | 3.14
DEF | N_GR_LED - 9W Flood | bulb | 225.008 | 0 | 0 | 15 | 3.14
DEF | N_HC_LED - 9W Flood | bulb | 225.008 | 0 | 0 | 15 | 3.14
DEF | N_HS_LED - 9W Flood | bulb | 225.008 | 0 | 0 | 15 | 3.14
DEF | N_IN_LED - 9W Flood | bulb | 225.008 | 0 | 0 | 15 | 3.14
DEF | N_LG_LED - 9W Flood | bulb | 225.008 | 0 | 0 | 15 | 3.14
DEF | N_MS_LED - 9W Flood | bulb | 225.008 | 0 | 0 | 15 | 3.14
DEF | N_OF_LED - 9W Flood | bulb | 225.008 | 0 | 0 | 15 | 3.14
DEF | N_RS_LED - 9W Flood | bulb | 225.008 | 0 | 0 | 15 | 3.14
DEF | N_RT_LED - 9W Flood | bulb | 225.008 | 0 | 0 | 15 | 3.14
DEF | N_SC_LED - 9W Flood | bulb | 225.008 | 0 | 0 | 15 | 3.14
DEF | N_WR_LED - 9W Flood | bulb | 225.008 | 0 | 0 | 15 | 3.14
DEF | T_AS_LED Display Lighting (Exterior) | fixture | 377.692 | 0 | 0 | 15 | 35
DEF | T_CU_LED Display Lighting (Exterior) | fixture | 377.692 | 0 | 0 | 15 | 35
DEF | T_GR_LED Display Lighting (Exterior) | fixture | 377.692 | 0 | 0 | 15 | 35
DEF | T_HC_LED Display Lighting (Exterior) | fixture | 377.692 | 0 | 0 | 15 | 35
DEF | T_HS_LED Display Lighting (Exterior) | fixture | 377.692 | 0 | 0 | 15 | 35
DEF | T_IN_LED Display Lighting (Exterior) | fixture | 377.692 | 0 | 0 | 15 | 35
DEF | T_LG_LED Display Lighting (Exterior) | fixture | 377.692 | 0 | 0 | 15 | 35
DEF | T_MS_LED Display Lighting (Exterior) | fixture | 377.692 | 0 | 0 | 15 | 35
DEF | T_OF_LED Display Lighting (Exterior) | fixture | 377.692 | 0 | 0 | 15 | 35
DEF | T_RS_LED Display Lighting (Exterior) | fixture | 377.692 | 0 | 0 | 15 | 35
DEF | T_RT_LED Display Lighting (Exterior) | fixture | 377.692 | 0 | 0 | 15 | 35
DEF | T_SC_LED Display Lighting (Exterior) | fixture | 377.692 | 0 | 0 | 15 | 35
DEF | T_WR_LED Display Lighting (Exterior) | fixture | 377.692 | 0 | 0 | 15 | 35
DEF | N_AS_LED Display Lighting (Exterior) | fixture | 377.692 | 0 | 0 | 15 | 35
DEF | N_CU_LED Display Lighting (Exterior) | fixture | 377.692 | 0 | 0 | 15 | 35
DEF | N_GR_LED Display Lighting (Exterior) | fixture | 377.692 | 0 | 0 | 15 | 35
DEF | N_HC_LED Display Lighting (Exterior) | fixture | 377.692 | 0 | 0 | 15 | 35
DEF | N_HS_LED Display Lighting (Exterior) | fixture | 377.692 | 0 | 0 | 15 | 35
DEF | N_IN_LED Display Lighting (Exterior) | fixture | 377.692 | 0 | 0 | 15 | 35
DEF | N_LG_LED Display Lighting (Exterior) | fixture | 377.692 | 0 | 0 | 15 | 35
DEF | N_MS_LED Display Lighting (Exterior) | fixture | 377.692 | 0 | 0 | 15 | 35
DEF | N_OF_LED Display Lighting (Exterior) | fixture | 377.692 | 0 | 0 | 15 | 35
DEF | N_RS_LED Display Lighting (Exterior) | fixture | 377.692 | 0 | 0 | 15 | 35
DEF | N_RT_LED Display Lighting (Exterior) | fixture | 377.692 | 0 | 0 | 15 | 35
DEF | N_SC_LED Display Lighting (Exterior) | fixture | 377.692 | 0 | 0 | 15 | 35
DEF | N_WR_LED Display Lighting (Exterior) | fixture | 377.692 | 0 | 0 | 15 | 35
DEF | T_AS_LED Exterior Lighting | fixture | 763.42 | 0 | 0 | 13 | 287
DEF | T_CU_LED Exterior Lighting | fixture | 763.42 | 0 | 0 | 13 | 287
DEF | T_GR_LED Exterior Lighting | fixture | 763.42 | 0 | 0 | 13 | 287
DEF | T_HC_LED Exterior Lighting | fixture | 763.42 | 0 | 0 | 13 | 287
DEF | T_HS_LED Exterior Lighting | fixture | 763.42 | 0 | 0 | 13 | 287
DEF | T_IN_LED Exterior Lighting | fixture | 763.42 | 0 | 0 | 13 | 287
DEF | T_LG_LED Exterior Lighting | fixture | 763.42 | 0 | 0 | 13 | 287
DEF | T_MS_LED Exterior Lighting | fixture | 763.42 | 0 | 0 | 13 | 287
DEF | T_OF_LED Exterior Lighting | fixture | 763.42 | 0 | 0 | 13 | 287
DEF | T_RS_LED Exterior Lighting | fixture | 763.42 | 0 | 0 | 13 | 287
DEF | T_RT_LED Exterior Lighting | fixture | 763.42 | 0 | 0 | 13 | 287
DEF | T_SC_LED Exterior Lighting | fixture | 763.42 | 0 | 0 | 13 | 287
DEF | T_WR_LED Exterior Lighting | fixture | 763.42 | 0 | 0 | 13 | 287
DEF | N_AS_LED Exterior Lighting | fixture | 763.42 | 0 | 0 | 13 | 287
DEF | N_CU_LED Exterior Lighting | fixture | 763.42 | 0 | 0 | 13 | 287
DEF | N_GR_LED Exterior Lighting | fixture | 763.42 | 0 | 0 | 13 | 287
DEF | N_HC_LED Exterior Lighting | fixture | 763.42 | 0 | 0 | 13 | 287
DEF | N_HS_LED Exterior Lighting | fixture | 763.42 | 0 | 0 | 13 | 287
DEF | N_IN_LED Exterior Lighting | fixture | 763.42 | 0 | 0 | 13 | 287
DEF | N_LG_LED Exterior Lighting | fixture | 763.42 | 0 | 0 | 13 | 287
DEF | N_MS_LED Exterior Lighting | fixture | 763.42 | 0 | 0 | 13 | 287
DEF | N_OF_LED Exterior Lighting | fixture | 763.42 | 0 | 0 | 13 | 287
DEF | N_RS_LED Exterior Lighting | fixture | 763.42 | 0 | 0 | 13 | 287
DEF | N_RT_LED Exterior Lighting | fixture | 763.42 | 0 | 0 | 13 | 287
DEF | N_SC_LED Exterior Lighting | fixture | 763.42 | 0 | 0 | 13 | 287
DEF | N_WR_LED Exterior Lighting | fixture | 763.42 | 0 | 0 | 13 | 287
DEF | T_AS_LED Parking Lighting | fixture | 3375.12 | 0 | 0 | 18 | 161.85
DEF | T_CU_LED Parking Lighting | fixture | 3375.12 | 0 | 0 | 18 | 161.85
DEF | T_GR_LED Parking Lighting | fixture | 3375.12 | 0 | 0 | 18 | 161.85
DEF | T_HC_LED Parking Lighting | fixture | 3375.12 | 0 | 0 | 18 | 161.85
DEF | T_HS_LED Parking Lighting | fixture | 3375.12 | 0 | 0 | 18 | 161.85
DEF | T_IN_LED Parking Lighting | fixture | 3375.12 | 0 | 0 | 18 | 161.85
DEF | T_LG_LED Parking Lighting | fixture | 3375.12 | 0 | 0 | 18 | 161.85
DEF | T_MS_LED Parking Lighting | fixture | 3375.12 | 0 | 0 | 18 | 161.85
DEF | T_OF_LED Parking Lighting | fixture | 3375.12 | 0 | 0 | 18 | 161.85
DEF | T_RS_LED Parking Lighting | fixture | 3375.12 | 0 | 0 | 18 | 161.85
DEF | T_RT_LED Parking Lighting | fixture | 3375.12 | 0 | 0 | 18 | 161.85
DEF | T_SC_LED Parking Lighting | fixture | 3375.12 | 0 | 0 | 18 | 161.85
DEF | T_WR_LED Parking Lighting | fixture | 3375.12 | 0 | 0 | 18 | 161.85
DEF | N_AS_LED Parking Lighting | fixture | 3375.12 | 0 | 0 | 18 | 161.85
DEF | N_CU_LED Parking Lighting | fixture | 3375.12 | 0 | 0 | 18 | 161.85
DEF | N_GR_LED Parking Lighting | fixture | 3375.12 | 0 | 0 | 18 | 161.85
DEF | N_HC_LED Parking Lighting | fixture | 3375.12 | 0 | 0 | 18 | 161.85
DEF | N_HS_LED Parking Lighting | fixture | 3375.12 | 0 | 0 | 18 | 161.85
DEF | N_IN_LED Parking Lighting | fixture | 3375.12 | 0 | 0 | 18 | 161.85
DEF | N_LG_LED Parking Lighting | fixture | 3375.12 | 0 | 0 | 18 | 161.85
DEF | N_MS_LED Parking Lighting | fixture | 3375.12 | 0 | 0 | 18 | 161.85
DEF | N_OF_LED Parking Lighting | fixture | 3375.12 | 0 | 0 | 18 | 161.85
DEF | N_RS_LED Parking Lighting | fixture | 3375.12 | 0 | 0 | 18 | 161.85
DEF | N_RT_LED Parking Lighting | fixture | 3375.12 | 0 | 0 | 18 | 161.85
DEF | N_SC_LED Parking Lighting | fixture | 3375.12 | 0 | 0 | 18 | 161.85
DEF | N_WR_LED Parking Lighting | fixture | 3375.12 | 0 | 0 | 18 | 161.85
DEF | T_AS_LED Street Lights | fixture | 1691.1226 | 0 | 0 | 18 | 238.57
DEF | T_CU_LED Street Lights | fixture | 1691.1226 | 0 | 0 | 18 | 238.57
DEF | T_GR_LED Street Lights | fixture | 1691.1226 | 0 | 0 | 18 | 238.57
DEF | T_HC_LED Street Lights | fixture | 1691.1226 | 0 | 0 | 18 | 238.57
DEF | T_HS_LED Street Lights | fixture | 1691.1226 | 0 | 0 | 18 | 238.57
DEF | T_IN_LED Street Lights | fixture | 1691.1226 | 0 | 0 | 18 | 238.57
DEF | T_LG_LED Street Lights | fixture | 1691.1226 | 0 | 0 | 18 | 238.57
DEF | T_MS_LED Street Lights | fixture | 1691.1226 | 0 | 0 | 18 | 238.57
DEF | T_OF_LED Street Lights | fixture | 1691.1226 | 0 | 0 | 18 | 238.57
DEF | T_RS_LED Street Lights | fixture | 1691.1226 | 0 | 0 | 18 | 238.57
DEF | T_RT_LED Street Lights | fixture | 1691.1226 | 0 | 0 | 18 | 238.57
DEF | T_SC_LED Street Lights | fixture | 1691.1226 | 0 | 0 | 18 | 238.57
DEF | T_WR_LED Street Lights | fixture | 1691.1226 | 0 | 0 | 18 | 238.57
DEF | N_AS_LED Street Lights | fixture | 1691.1226 | 0 | 0 | 18 | 238.57
DEF | N_CU_LED Street Lights | fixture | 1691.1226 | 0 | 0 | 18 | 238.57
DEF | N_GR_LED Street Lights | fixture | 1691.1226 | 0 | 0 | 18 | 238.57
DEF | N_HC_LED Street Lights | fixture | 1691.1226 | 0 | 0 | 18 | 238.57
DEF | N_HS_LED Street Lights | fixture | 1691.1226 | 0 | 0 | 18 | 238.57
DEF | N_IN_LED Street Lights | fixture | 1691.1226 | 0 | 0 | 18 | 238.57
DEF | N_LG_LED Street Lights | fixture | 1691.1226 | 0 | 0 | 18 | 238.57
DEF | N_MS_LED Street Lights | fixture | 1691.1226 | 0 | 0 | 18 | 238.57
DEF | N_OF_LED Street Lights | fixture | 1691.1226 | 0 | 0 | 18 | 238.57
DEF | N_RS_LED Street Lights | fixture | 1691.1226 | 0 | 0 | 18 | 238.57
DEF | N_RT_LED Street Lights | fixture | 1691.1226 | 0 | 0 | 18 | 238.57
DEF | N_SC_LED Street Lights | fixture | 1691.1226 | 0 | 0 | 18 | 238.57
DEF | N_WR_LED Street Lights | fixture | 1691.1226 | 0 | 0 | 18 | 238.57
DEF | T_AS_LED Traffic and Crosswalk Lighting | fixture | 37.96 | 0 | 0 | 10 | 71
DEF | T_CU_LED Traffic and Crosswalk Lighting | fixture | 37.96 | 0 | 0 | 10 | 71
DEF | T_GR_LED Traffic and Crosswalk Lighting | fixture | 37.96 | 0 | 0 | 10 | 71
DEF | T_HC_LED Traffic and Crosswalk Lighting | fixture | 37.96 | 0 | 0 | 10 | 71
DEF | T_HS_LED Traffic and Crosswalk Lighting | fixture | 37.96 | 0 | 0 | 10 | 71
DEF | T_IN_LED Traffic and Crosswalk Lighting | fixture | 37.96 | 0 | 0 | 10 | 71
DEF | T_LG_LED Traffic and Crosswalk Lighting | fixture | 37.96 | 0 | 0 | 10 | 71
DEF | T_MS_LED Traffic and Crosswalk Lighting | fixture | 37.96 | 0 | 0 | 10 | 71
DEF | T_OF_LED Traffic and Crosswalk Lighting | fixture | 37.96 | 0 | 0 | 10 | 71
DEF | T_RS_LED Traffic and Crosswalk Lighting | fixture | 37.96 | 0 | 0 | 10 | 71
DEF | T_RT_LED Traffic and Crosswalk Lighting | fixture | 37.96 | 0 | 0 | 10 | 71
DEF | T_SC_LED Traffic and Crosswalk Lighting | fixture | 37.96 | 0 | 0 | 10 | 71
DEF | T_WR_LED Traffic and Crosswalk Lighting | fixture | 37.96 | 0 | 0 | 10 | 71
DEF | N_AS_LED Traffic and Crosswalk Lighting | fixture | 37.96 | 0 | 0 | 10 | 71
DEF | N_CU_LED Traffic and Crosswalk Lighting | fixture | 37.96 | 0 | 0 | 10 | 71
DEF | N_GR_LED Traffic and Crosswalk Lighting | fixture | 37.96 | 0 | 0 | 10 | 71
DEF | N_HC_LED Traffic and Crosswalk Lighting | fixture | 37.96 | 0 | 0 | 10 | 71
DEF | N_HS_LED Traffic and Crosswalk Lighting | fixture | 37.96 | 0 | 0 | 10 | 71
DEF | N_IN_LED Traffic and Crosswalk Lighting | fixture | 37.96 | 0 | 0 | 10 | 71
DEF | N_LG_LED Traffic and Crosswalk Lighting | fixture | 37.96 | 0 | 0 | 10 | 71
DEF | N_MS_LED Traffic and Crosswalk Lighting | fixture | 37.96 | 0 | 0 | 10 | 71
DEF | N_OF_LED Traffic and Crosswalk Lighting | fixture | 37.96 | 0 | 0 | 10 | 71
DEF | N_RS_LED Traffic and Crosswalk Lighting | fixture | 37.96 | 0 | 0 | 10 | 71
DEF | N_RT_LED Traffic and Crosswalk Lighting | fixture | 37.96 | 0 | 0 | 10 | 71
DEF | N_SC_LED Traffic and Crosswalk Lighting | fixture | 37.96 | 0 | 0 | 10 | 71
DEF | N_WR_LED Traffic and Crosswalk Lighting | fixture | 37.96 | 0 | 0 | 10 | 71
DEF | T_AS_Geothermal Heat Pump | ton | 2796.1681 | 1.2025 | 0.9236 | 15 | 48798.42
DEF | T_CU_Geothermal Heat Pump | ton | 3099.9381 | 0.545 | 0.51001 | 15 | 48798.42
DEF | T_GR_Geothermal Heat Pump | ton | 1567.694 | 0.67418 | 0.51782 | 15 | 48798.42
DEF | T_HC_Geothermal Heat Pump | ton | 6072.3844 | 2.6114 | 2.0058 | 15 | 48798.42
DEF | T_HS_Geothermal Heat Pump | ton | 5758.0109 | 1.0123 | 0.94732 | 15 | 48798.42
DEF | T_IN_Geothermal Heat Pump | ton | 1516.9558 | 0.65236 | 0.50106 | 15 | 48798.42
DEF | T_LG_Geothermal Heat Pump | ton | 4607.1489 | 1.9813 | 1.5218 | 15 | 48798.42
DEF | T_MS_Geothermal Heat Pump | ton | 1561.6175 | 0.67157 | 0.51582 | 15 | 48798.42
DEF | T_OF_Geothermal Heat Pump | ton | 3136.3308 | 1.3488 | 1.036 | 15 | 48798.42
DEF | T_RS_Geothermal Heat Pump | ton | 4572.0419 | 1.9662 | 1.5102 | 15 | 48798.42
DEF | T_RT_Geothermal Heat Pump | ton | 3571.9489 | 1.5361 | 1.1798 | 15 | 48798.42
DEF | T_SC_Geothermal Heat Pump | ton | 3107.3488 | 1.3363 | 1.0264 | 15 | 48798.42
DEF | T_WR_Geothermal Heat Pump | ton | 684.2956 | 0.29428 | 0.22603 | 15 | 48798.42
DEF | N_AS_Geothermal Heat Pump | ton | 2796.1681 | 1.2025 | 0.9236 | 15 | 48798.42
DEF | N_CU_Geothermal Heat Pump | ton | 3099.9381 | 0.545 | 0.51001 | 15 | 48798.42
DEF | N_GR_Geothermal Heat Pump | ton | 1567.694 | 0.67418 | 0.51782 | 15 | 48798.42
DEF | N_HC_Geothermal Heat Pump | ton | 6072.3844 | 2.6114 | 2.0058 | 15 | 48798.42
DEF | N_HS_Geothermal Heat Pump | ton | 5758.0109 | 1.0123 | 0.94732 | 15 | 48798.42
DEF | N_IN_Geothermal Heat Pump | ton | 1516.9558 | 0.65236 | 0.50106 | 15 | 48798.42
DEF | N_LG_Geothermal Heat Pump | ton | 4607.1489 | 1.9813 | 1.5218 | 15 | 48798.42
DEF | N_MS_Geothermal Heat Pump | ton | 1561.6175 | 0.67157 | 0.51582 | 15 | 48798.42
DEF | N_OF_Geothermal Heat Pump | ton | 3136.3308 | 1.3488 | 1.036 | 15 | 48798.42
DEF | N_RS_Geothermal Heat Pump | ton | 4572.0419 | 1.9662 | 1.5102 | 15 | 48798.42
DEF | N_RT_Geothermal Heat Pump | ton | 3571.9489 | 1.5361 | 1.1798 | 15 | 48798.42
DEF | N_SC_Geothermal Heat Pump | ton | 3107.3488 | 1.3363 | 1.0264 | 15 | 48798.42
DEF | N_WR_Geothermal Heat Pump | ton | 684.2956 | 0.29428 | 0.22603 | 15 | 48798.42
DEF | T_AS_High Efficiency Chiller (Air Cooled, 50 tons) | unit (50 tons) | 12310.8035 | 3.5038 | 3.5558 | 20 | 6800
DEF | T_CU_High Efficiency Chiller (Air Cooled, 50 tons) | unit (50 tons) | 13657.7391 | 3.8872 | 3.9448 | 20 | 6800
DEF | T_GR_High Efficiency Chiller (Air Cooled, 50 tons) | unit (50 tons) | 6800.6122 | 1.9355 | 1.9643 | 20 | 6800
DEF | T_HC_High Efficiency Chiller (Air Cooled, 50 tons) | unit (50 tons) | 26788.0069 | 7.6242 | 7.7373 | 20 | 6800
DEF | T_HS_High Efficiency Chiller (Air Cooled, 50 tons) | unit (50 tons) | 25375.1374 | 7.2221 | 7.3293 | 20 | 6800
DEF | T_IN_High Efficiency Chiller (Air Cooled, 50 tons) | unit (50 tons) | 6649.9061 | 1.8927 | 1.9207 | 20 | 6800
DEF | T_LG_High Efficiency Chiller (Air Cooled, 50 tons) | unit (50 tons) | 20335.9026 | 5.7879 | 5.8737 | 20 | 6800
DEF | T_MS_High Efficiency Chiller (Air Cooled, 50 tons) | unit (50 tons) | 6875.9652 | 1.957 | 1.986 | 20 | 6800
DEF | T_OF_High Efficiency Chiller (Air Cooled, 50 tons) | unit (50 tons) | 13855.5409 | 3.9435 | 4.002 | 20 | 6800
DEF | T_RS_High Efficiency Chiller (Air Cooled, 50 tons) | unit (50 tons) | 19949.7182 | 5.678 | 5.7622 | 20 | 6800
DEF | T_RT_High Efficiency Chiller (Air Cooled, 50 tons) | unit (50 tons) | 15635.7565 | 4.4502 | 4.5162 | 20 | 6800
DEF | T_SC_High Efficiency Chiller (Air Cooled, 50 tons) | unit (50 tons) | 13591.8052 | 3.8684 | 3.9258 | 20 | 6800
DEF | T_WR_High Efficiency Chiller (Air Cooled, 50 tons) | unit (50 tons) | 2985.8643 | 0.84982 | 0.86243 | 20 | 6800
DEF | N_AS_High Efficiency Chiller (Air Cooled, 50 tons) | unit (50 tons) | 12310.8035 | 3.5038 | 3.5558 | 20 | 6800
DEF | N_CU_High Efficiency Chiller (Air Cooled, 50 tons) | unit (50 tons) | 13657.7391 | 3.8872 | 3.9448 | 20 | 6800
DEF | N_GR_High Efficiency Chiller (Air Cooled, 50 tons) | unit (50 tons) | 6800.6122 | 1.9355 | 1.9643 | 20 | 6800
DEF | N_HC_High Efficiency Chiller (Air Cooled, 50 tons) | unit (50 tons) | 26788.0069 | 7.6242 | 7.7373 | 20 | 6800
DEF | N_HS_High Efficiency Chiller (Air Cooled, 50 tons) | unit (50 tons) | 25375.1374 | 7.2221 | 7.3293 | 20 | 6800
DEF | N_IN_High Efficiency Chiller (Air Cooled, 50 tons) | unit (50 tons) | 6649.9061 | 1.8927 | 1.9207 | 20 | 6800
DEF | N_LG_High Efficiency Chiller (Air Cooled, 50 tons) | unit (50 tons) | 20335.9026 | 5.7879 | 5.8737 | 20 | 6800
DEF | N_MS_High Efficiency Chiller (Air Cooled, 50 tons) | unit (50 tons) | 6875.9652 | 1.957 | 1.986 | 20 | 6800
DEF | N_OF_High Efficiency Chiller (Air Cooled, 50 tons) | unit (50 tons) | 13855.5409 | 3.9435 | 4.002 | 20 | 6800
DEF | N_RS_High Efficiency Chiller (Air Cooled, 50 tons) | unit (50 tons) | 19949.7182 | 5.678 | 5.7622 | 20 | 6800
DEF | N_RT_High Efficiency Chiller (Air Cooled, 50 tons) | unit (50 tons) | 15635.7565 | 4.4502 | 4.5162 | 20 | 6800
DEF | N_SC_High Efficiency Chiller (Air Cooled, 50 tons) | unit (50 tons) | 13591.8052 | 3.8684 | 3.9258 | 20 | 6800
DEF | N_WR_High Efficiency Chiller (Air Cooled, 50 tons) | unit (50 tons) | 2985.8643 | 0.84982 | 0.86243 | 20 | 6800
DEF | T_AS_High Efficiency Chiller (Water cooled-centrifugal, 200 tons) | unit 200 tons) | 15226.0701 | 5.9946 | 0.25965 | 20 | 9533.3333
DEF | T_CU_High Efficiency Chiller (Water cooled-centrifugal, 200 tons) | unit 200 tons) | 16891.9676 | 6.6505 | 0.28806 | 20 | 9533.3333
DEF | T_GR_High Efficiency Chiller (Water cooled-centrifugal, 200 tons) | unit 200 tons) | 8411.0349 | 3.3115 | 0.14343 | 20 | 9533.3333
DEF | T_HC_High Efficiency Chiller (Water cooled-centrifugal, 200 tons) | unit 200 tons) | 33131.5558 | 13.0442 | 0.565 | 20 | 9533.3333
DEF | T_HS_High Efficiency Chiller (Water cooled-centrifugal, 200 tons) | unit 200 tons) | 31384.1109 | 12.3562 | 0.5352 | 20 | 9533.3333
DEF | T_IN_High Efficiency Chiller (Water cooled-centrifugal, 200 tons) | unit 200 tons) | 8224.6408 | 3.2381 | 0.14026 | 20 | 9533.3333
DEF | T_LG_High Efficiency Chiller (Water cooled-centrifugal, 200 tons) | unit 200 tons) | 25151.5573 | 9.9024 | 0.42891 | 20 | 9533.3333
DEF | T_MS_High Efficiency Chiller (Water cooled-centrifugal, 200 tons) | unit 200 tons) | 8504.232 | 3.3482 | 0.14502 | 20 | 9533.3333
DEF | T_OF_High Efficiency Chiller (Water cooled-centrifugal, 200 tons) | unit 200 tons) | 17136.6099 | 6.7468 | 0.29223 | 20 | 9533.3333
DEF | T_RS_High Efficiency Chiller (Water cooled-centrifugal, 200 tons) | unit 200 tons) | 24673.9224 | 9.7143 | 0.42077 | 20 | 9533.3333
DEF | T_RT_High Efficiency Chiller (Water cooled-centrifugal, 200 tons) | unit 200 tons) | 19338.3905 | 7.6137 | 0.32978 | 20 | 9533.3333
DEF | T_SC_High Efficiency Chiller (Water cooled-centrifugal, 200 tons) | unit 200 tons) | 16810.4202 | 6.6184 | 0.28667 | 20 | 9533.3333
DEF | T_WR_High Efficiency Chiller (Water cooled-centrifugal, 200 tons) | unit 200 tons) | 3692.9336 | 1.4539 | 0.062976 | 20 | 9533.3333
DEF | N_AS_High Efficiency Chiller (Water cooled-centrifugal, 200 tons) | unit 200 tons) | 15226.0701 | 5.9946 | 0.25965 | 20 | 9533.3333
DEF | N_CU_High Efficiency Chiller (Water cooled-centrifugal, 200 tons) | unit 200 tons) | 16891.9676 | 6.6505 | 0.28806 | 20 | 9533.3333
DEF | N_GR_High Efficiency Chiller (Water cooled-centrifugal, 200 tons) | unit 200 tons) | 8411.0349 | 3.3115 | 0.14343 | 20 | 9533.3333
DEF | N_HC_High Efficiency Chiller (Water cooled-centrifugal, 200 tons) | unit 200 tons) | 33131.5558 | 13.0442 | 0.565 | 20 | 9533.3333
DEF | N_HS_High Efficiency Chiller (Water cooled-centrifugal, 200 tons) | unit 200 tons) | 31384.1109 | 12.3562 | 0.5352 | 20 | 9533.3333
DEF | N_IN_High Efficiency Chiller (Water cooled-centrifugal, 200 tons) | unit 200 tons) | 8224.6408 | 3.2381 | 0.14026 | 20 | 9533.3333
DEF | N_LG_High Efficiency Chiller (Water cooled-centrifugal, 200 tons) | unit 200 tons) | 25151.5573 | 9.9024 | 0.42891 | 20 | 9533.3333
DEF | N_MS_High Efficiency Chiller (Water cooled-centrifugal, 200 tons) | unit 200 tons) | 8504.232 | 3.3482 | 0.14502 | 20 | 9533.3333
DEF | N_OF_High Efficiency Chiller (Water cooled-centrifugal, 200 tons) | unit 200 tons) | 17136.6099 | 6.7468 | 0.29223 | 20 | 9533.3333
DEF | N_RS_High Efficiency Chiller (Water cooled-centrifugal, 200 tons) | unit 200 tons) | 24673.9224 | 9.7143 | 0.42077 | 20 | 9533.3333
DEF | N_RT_High Efficiency Chiller (Water cooled-centrifugal, 200 tons) | unit 200 tons) | 19338.3905 | 7.6137 | 0.32978 | 20 | 9533.3333
DEF | N_SC_High Efficiency Chiller (Water cooled-centrifugal, 200 tons) | unit 200 tons) | 16810.4202 | 6.6184 | 0.28667 | 20 | 9533.3333
DEF | N_WR_High Efficiency Chiller (Water cooled-centrifugal, 200 tons) | unit 200 tons) | 3692.9336 | 1.4539 | 0.062976 | 20 | 9533.3333
DEF | T_AS_High Efficiency Chiller (Water cooled-positive displacement, 100 tons) | unit (100 tons) | 4831.3492 | 1.9021 | 0.08239 | 20 | 5200
DEF | T_CU_High Efficiency Chiller (Water cooled-positive displacement, 100 tons) | unit (100 tons) | 5359.9513 | 2.1103 | 0.091404 | 20 | 5200
DEF | T_GR_High Efficiency Chiller (Water cooled-positive displacement, 100 tons) | unit (100 tons) | 2668.8861 | 1.0508 | 0.045513 | 20 | 5200
DEF | T_HC_High Efficiency Chiller (Water cooled-positive displacement, 100 tons) | unit (100 tons) | 10512.8975 | 4.139 | 0.17928 | 20 | 5200
DEF | T_HS_High Efficiency Chiller (Water cooled-positive displacement, 100 tons) | unit (100 tons) | 9958.4198 | 3.9207 | 0.16982 | 20 | 5200
DEF | T_IN_High Efficiency Chiller (Water cooled-positive displacement, 100 tons) | unit (100 tons) | 2609.7418 | 1.0275 | 0.044504 | 20 | 5200
DEF | T_LG_High Efficiency Chiller (Water cooled-positive displacement, 100 tons) | unit (100 tons) | 7980.7826 | 3.1421 | 0.1361 | 20 | 5200
DEF | T_MS_High Efficiency Chiller (Water cooled-positive displacement, 100 tons) | unit (100 tons) | 2698.4582 | 1.0624 | 0.046017 | 20 | 5200
DEF | T_OF_High Efficiency Chiller (Water cooled-positive displacement, 100 tons) | unit (100 tons) | 5437.5781 | 2.1408 | 0.092728 | 20 | 5200
DEF | T_RS_High Efficiency Chiller (Water cooled-positive displacement, 100 tons) | unit (100 tons) | 7829.2254 | 3.0824 | 0.13351 | 20 | 5200
DEF | T_RT_High Efficiency Chiller (Water cooled-positive displacement, 100 tons) | unit (100 tons) | 6136.2201 | 2.4159 | 0.10464 | 20 | 5200
DEF | T_SC_High Efficiency Chiller (Water cooled-positive displacement, 100 tons) | unit (100 tons) | 5334.0756 | 2.1001 | 0.090963 | 20 | 5200
DEF | T_WR_High Efficiency Chiller (Water cooled-positive displacement, 100 tons) | unit (100 tons) | 1171.7962 | 0.46135 | 0.019983 | 20 | 5200
DEF | N_AS_High Efficiency Chiller (Water cooled-positive displacement, 100 tons) | unit (100 tons) | 4831.3492 | 1.9021 | 0.08239 | 20 | 5200
DEF | N_CU_High Efficiency Chiller (Water cooled-positive displacement, 100 tons) | unit (100 tons) | 5359.9513 | 2.1103 | 0.091404 | 20 | 5200
DEF | N_GR_High Efficiency Chiller (Water cooled-positive displacement, 100 tons) | unit (100 tons) | 2668.8861 | 1.0508 | 0.045513 | 20 | 5200
DEF | N_HC_High Efficiency Chiller (Water cooled-positive displacement, 100 tons) | unit (100 tons) | 10512.8975 | 4.139 | 0.17928 | 20 | 5200
DEF | N_HS_High Efficiency Chiller (Water cooled-positive displacement, 100 tons) | unit (100 tons) | 9958.4198 | 3.9207 | 0.16982 | 20 | 5200
DEF | N_IN_High Efficiency Chiller (Water cooled-positive displacement, 100 tons) | unit (100 tons) | 2609.7418 | 1.0275 | 0.044504 | 20 | 5200
DEF | N_LG_High Efficiency Chiller (Water cooled-positive displacement, 100 tons) | unit (100 tons) | 7980.7826 | 3.1421 | 0.1361 | 20 | 5200
DEF | N_MS_High Efficiency Chiller (Water cooled-positive displacement, 100 tons) | unit (100 tons) | 2698.4582 | 1.0624 | 0.046017 | 20 | 5200
DEF | N_OF_High Efficiency Chiller (Water cooled-positive displacement, 100 tons) | unit (100 tons) | 5437.5781 | 2.1408 | 0.092728 | 20 | 5200
DEF | N_RS_High Efficiency Chiller (Water cooled-positive displacement, 100 tons) | unit (100 tons) | 7829.2254 | 3.0824 | 0.13351 | 20 | 5200
DEF | N_RT_High Efficiency Chiller (Water cooled-positive displacement, 100 tons) | unit (100 tons) | 6136.2201 | 2.4159 | 0.10464 | 20 | 5200
DEF | N_SC_High Efficiency Chiller (Water cooled-positive displacement, 100 tons) | unit (100 tons) | 5334.0756 | 2.1001 | 0.090963 | 20 | 5200
DEF | N_WR_High Efficiency Chiller (Water cooled-positive displacement, 100 tons) | unit (100 tons) | 1171.7962 | 0.46135 | 0.019983 | 20 | 5200
DEF | T_AS_High Efficiency Data Center Cooling | system (284 tons) | 129796.7956 | 29.7567 | 17.1868 | 20 | 213000
DEF | T_CU_High Efficiency Data Center Cooling | system (284 tons) | 129796.7956 | 29.7567 | 17.1868 | 20 | 213000
DEF | T_GR_High Efficiency Data Center Cooling | system (284 tons) | 129796.7956 | 29.7567 | 17.1868 | 20 | 213000
DEF | T_HC_High Efficiency Data Center Cooling | system (284 tons) | 129796.7956 | 29.7567 | 17.1868 | 20 | 213000
DEF | T_HS_High Efficiency Data Center Cooling | system (284 tons) | 129796.7956 | 29.7567 | 17.1868 | 20 | 213000
DEF | T_IN_High Efficiency Data Center Cooling | system (284 tons) | 129796.7956 | 29.7567 | 17.1868 | 20 | 213000
DEF | T_LG_High Efficiency Data Center Cooling | system (284 tons) | 129796.7956 | 29.7567 | 17.1868 | 20 | 213000
DEF | T_MS_High Efficiency Data Center Cooling | system (284 tons) | 129796.7956 | 29.7567 | 17.1868 | 20 | 213000
DEF | T_OF_High Efficiency Data Center Cooling | system (284 tons) | 129796.7956 | 29.7567 | 17.1868 | 20 | 213000
DEF | T_RS_High Efficiency Data Center Cooling | system (284 tons) | 129796.7956 | 29.7567 | 17.1868 | 20 | 213000
DEF | T_RT_High Efficiency Data Center Cooling | system (284 tons) | 129796.7956 | 29.7567 | 17.1868 | 20 | 213000
DEF | T_SC_High Efficiency Data Center Cooling | system (284 tons) | 129796.7956 | 29.7567 | 17.1868 | 20 | 213000
DEF | T_WR_High Efficiency Data Center Cooling | system (284 tons) | 129796.7956 | 29.7567 | 17.1868 | 20 | 213000
DEF | N_AS_High Efficiency Data Center Cooling | system (284 tons) | 129796.7956 | 29.7567 | 17.1868 | 20 | 213000
DEF | N_CU_High Efficiency Data Center Cooling | system (284 tons) | 129796.7956 | 29.7567 | 17.1868 | 20 | 213000
DEF | N_GR_High Efficiency Data Center Cooling | system (284 tons) | 129796.7956 | 29.7567 | 17.1868 | 20 | 213000
DEF | N_HC_High Efficiency Data Center Cooling | system (284 tons) | 129796.7956 | 29.7567 | 17.1868 | 20 | 213000
DEF | N_HS_High Efficiency Data Center Cooling | system (284 tons) | 129796.7956 | 29.7567 | 17.1868 | 20 | 213000
DEF | N_IN_High Efficiency Data Center Cooling | system (284 tons) | 129796.7956 | 29.7567 | 17.1868 | 20 | 213000
DEF | N_LG_High Efficiency Data Center Cooling | system (284 tons) | 129796.7956 | 29.7567 | 17.1868 | 20 | 213000
DEF | N_MS_High Efficiency Data Center Cooling | system (284 tons) | 129796.7956 | 29.7567 | 17.1868 | 20 | 213000
DEF | N_OF_High Efficiency Data Center Cooling | system (284 tons) | 129796.7956 | 29.7567 | 17.1868 | 20 | 213000
DEF | N_RS_High Efficiency Data Center Cooling | system (284 tons) | 129796.7956 | 29.7567 | 17.1868 | 20 | 213000
DEF | N_RT_High Efficiency Data Center Cooling | system (284 tons) | 129796.7956 | 29.7567 | 17.1868 | 20 | 213000
DEF | N_SC_High Efficiency Data Center Cooling | system (284 tons) | 129796.7956 | 29.7567 | 17.1868 | 20 | 213000
DEF | N_WR_High Efficiency Data Center Cooling | system (284 tons) | 129796.7956 | 29.7567 | 17.1868 | 20 | 213000
DEF | T_AS_High Efficiency DX 135k- less than 240k BTU | unit | 1773.0117 | 0.73317 | 0 | 15 | 3329.61
DEF | T_CU_High Efficiency DX 135k- less than 240k BTU | unit | 1966.9984 | 0.81338 | 0 | 15 | 3329.61
DEF | T_GR_High Efficiency DX 135k- less than 240k BTU | unit | 979.4295 | 0.40501 | 0 | 15 | 3329.61
DEF | T_HC_High Efficiency DX 135k- less than 240k BTU | unit | 3858.03 | 1.5953 | 0 | 15 | 3329.61
DEF | T_HS_High Efficiency DX 135k- less than 240k BTU | unit | 3654.5474 | 1.5112 | 0 | 15 | 3329.61
DEF | T_IN_High Efficiency DX 135k- less than 240k BTU | unit | 957.7247 | 0.39603 | 0 | 15 | 3329.61
DEF | T_LG_High Efficiency DX 135k- less than 240k BTU | unit | 2928.7928 | 1.2111 | 0 | 15 | 3329.61
DEF | T_MS_High Efficiency DX 135k- less than 240k BTU | unit | 990.282 | 0.4095 | 0 | 15 | 3329.61
DEF | T_OF_High Efficiency DX 135k- less than 240k BTU | unit | 1995.486 | 0.82516 | 0 | 15 | 3329.61
DEF | T_RS_High Efficiency DX 135k- less than 240k BTU | unit | 2873.1742 | 1.1881 | 0 | 15 | 3329.61
DEF | T_RT_High Efficiency DX 135k- less than 240k BTU | unit | 2251.874 | 0.93118 | 0 | 15 | 3329.61
DEF | T_SC_High Efficiency DX 135k- less than 240k BTU | unit | 1957.5025 | 0.80945 | 0 | 15 | 3329.61
DEF | T_WR_High Efficiency DX 135k- less than 240k BTU | unit | 430.0265 | 0.17782 | 0 | 15 | 3329.61
DEF | N_AS_High Efficiency DX 135k- less than 240k BTU | unit | 1773.0117 | 0.73317 | 0 | 15 | 3329.61
DEF | N_CU_High Efficiency DX 135k- less than 240k BTU | unit | 1966.9984 | 0.81338 | 0 | 15 | 3329.61
DEF | N_GR_High Efficiency DX 135k- less than 240k BTU | unit | 979.4295 | 0.40501 | 0 | 15 | 3329.61
DEF | N_HC_High Efficiency DX 135k- less than 240k BTU | unit | 3858.03 | 1.5953 | 0 | 15 | 3329.61
DEF | N_HS_High Efficiency DX 135k- less than 240k BTU | unit | 3654.5474 | 1.5112 | 0 | 15 | 3329.61
DEF | N_IN_High Efficiency DX 135k- less than 240k BTU | unit | 957.7247 | 0.39603 | 0 | 15 | 3329.61
DEF | N_LG_High Efficiency DX 135k- less than 240k BTU | unit | 2928.7928 | 1.2111 | 0 | 15 | 3329.61
DEF | N_MS_High Efficiency DX 135k- less than 240k BTU | unit | 990.282 | 0.4095 | 0 | 15 | 3329.61
DEF | N_OF_High Efficiency DX 135k- less than 240k BTU | unit | 1995.486 | 0.82516 | 0 | 15 | 3329.61
DEF | N_RS_High Efficiency DX 135k- less than 240k BTU | unit | 2873.1742 | 1.1881 | 0 | 15 | 3329.61
DEF | N_RT_High Efficiency DX 135k- less than 240k BTU | unit | 2251.874 | 0.93118 | 0 | 15 | 3329.61
DEF | N_SC_High Efficiency DX 135k- less than 240k BTU | unit | 1957.5025 | 0.80945 | 0 | 15 | 3329.61
DEF | N_WR_High Efficiency DX 135k- less than 240k BTU | unit | 430.0265 | 0.17782 | 0 | 15 | 3329.61
DEF | T_AS_High Efficiency PTAC | unit (1.5 ton) | 741.5294 | 0.36892 | 0 | 15 | 126
DEF | T_CU_High Efficiency PTAC | unit (1.5 ton) | 822.6608 | 0.23497 | 0 | 15 | 126
DEF | T_GR_High Efficiency PTAC | unit (1.5 ton) | 409.6283 | 0.2038 | 0 | 15 | 126
DEF | T_HC_High Efficiency PTAC | unit (1.5 ton) | 1613.5498 | 0.80276 | 0 | 15 | 126
DEF | T_HS_High Efficiency PTAC | unit (1.5 ton) | 1528.447 | 0.43656 | 0 | 15 | 126
DEF | T_IN_High Efficiency PTAC | unit (1.5 ton) | 400.5507 | 0.19928 | 0 | 15 | 126
DEF | T_LG_High Efficiency PTAC | unit (1.5 ton) | 1224.9135 | 0.60941 | 0 | 15 | 126
DEF | T_MS_High Efficiency PTAC | unit (1.5 ton) | 414.1671 | 0.17146 | 0 | 15 | 126
DEF | T_OF_High Efficiency PTAC | unit (1.5 ton) | 834.5752 | 0.3455 | 0 | 15 | 126
DEF | T_RS_High Efficiency PTAC | unit (1.5 ton) | 1201.6521 | 0.59784 | 0 | 15 | 126
DEF | T_RT_High Efficiency PTAC | unit (1.5 ton) | 941.8047 | 0.46856 | 0 | 15 | 126
DEF | T_SC_High Efficiency PTAC | unit (1.5 ton) | 818.6893 | 0.40731 | 0 | 15 | 126
DEF | T_WR_High Efficiency PTAC | unit (1.5 ton) | 179.8507 | 0.089478 | 0 | 15 | 126
DEF | N_AS_High Efficiency PTAC | unit (1.5 ton) | 741.5294 | 0.36892 | 0 | 15 | 126
DEF | N_CU_High Efficiency PTAC | unit (1.5 ton) | 822.6608 | 0.23497 | 0 | 15 | 126
DEF | N_GR_High Efficiency PTAC | unit (1.5 ton) | 409.6283 | 0.2038 | 0 | 15 | 126
DEF | N_HC_High Efficiency PTAC | unit (1.5 ton) | 1613.5498 | 0.80276 | 0 | 15 | 126
DEF | N_HS_High Efficiency PTAC | unit (1.5 ton) | 1528.447 | 0.43656 | 0 | 15 | 126
DEF | N_IN_High Efficiency PTAC | unit (1.5 ton) | 400.5507 | 0.19928 | 0 | 15 | 126
DEF | N_LG_High Efficiency PTAC | unit (1.5 ton) | 1224.9135 | 0.60941 | 0 | 15 | 126
DEF | N_MS_High Efficiency PTAC | unit (1.5 ton) | 414.1671 | 0.17146 | 0 | 15 | 126
DEF | N_OF_High Efficiency PTAC | unit (1.5 ton) | 834.5752 | 0.3455 | 0 | 15 | 126
DEF | N_RS_High Efficiency PTAC | unit (1.5 ton) | 1201.6521 | 0.59784 | 0 | 15 | 126
DEF | N_RT_High Efficiency PTAC | unit (1.5 ton) | 941.8047 | 0.46856 | 0 | 15 | 126
DEF | N_SC_High Efficiency PTAC | unit (1.5 ton) | 818.6893 | 0.40731 | 0 | 15 | 126
DEF | N_WR_High Efficiency PTAC | unit (1.5 ton) | 179.8507 | 0.089478 | 0 | 15 | 126
DEF | T_AS_High Efficiency PTHP | unit (1.5 ton) | 752.276 | 0.37416 | 0.00013699 | 15 | 126
DEF | T_CU_High Efficiency PTHP | unit (1.5 ton) | 833.4074 | 0.23711 | 0.071694 | 15 | 126
DEF | T_GR_High Efficiency PTHP | unit (1.5 ton) | 428.1126 | 0.21293 | 7.7962e-05 | 15 | 126
DEF | T_HC_High Efficiency PTHP | unit (1.5 ton) | 1630.4006 | 0.81091 | 0.00029691 | 15 | 126
DEF | T_HS_High Efficiency PTHP | unit (1.5 ton) | 1547.619 | 0.4403 | 0.13313 | 15 | 126
DEF | T_IN_High Efficiency PTHP | unit (1.5 ton) | 409.9218 | 0.20388 | 7.465e-05 | 15 | 126
DEF | T_LG_High Efficiency PTHP | unit (1.5 ton) | 1236.262 | 0.61488 | 0.00022513 | 15 | 126
DEF | T_MS_High Efficiency PTHP | unit (1.5 ton) | 420.0993 | 0.20894 | 7.6503e-05 | 15 | 126
DEF | T_OF_High Efficiency PTHP | unit (1.5 ton) | 840.8512 | 0.41821 | 0.00015312 | 15 | 126
DEF | T_RS_High Efficiency PTHP | unit (1.5 ton) | 1241.2857 | 0.61738 | 0.00022605 | 15 | 126
DEF | T_RT_High Efficiency PTHP | unit (1.5 ton) | 966.651 | 0.48078 | 0.00017603 | 15 | 126
DEF | T_SC_High Efficiency PTHP | unit (1.5 ton) | 841.5582 | 0.41856 | 0.00015325 | 15 | 126
DEF | T_WR_High Efficiency PTHP | unit (1.5 ton) | 185.7828 | 0.092403 | 3.3832e-05 | 15 | 126
DEF | N_AS_High Efficiency PTHP | unit (1.5 ton) | 752.276 | 0.37416 | 0.00013699 | 15 | 126
DEF | N_CU_High Efficiency PTHP | unit (1.5 ton) | 833.4074 | 0.23711 | 0.071694 | 15 | 126
DEF | N_GR_High Efficiency PTHP | unit (1.5 ton) | 428.1126 | 0.21293 | 7.7962e-05 | 15 | 126
DEF | N_HC_High Efficiency PTHP | unit (1.5 ton) | 1630.4006 | 0.81091 | 0.00029691 | 15 | 126
DEF | N_HS_High Efficiency PTHP | unit (1.5 ton) | 1547.619 | 0.4403 | 0.13313 | 15 | 126
DEF | N_IN_High Efficiency PTHP | unit (1.5 ton) | 409.9218 | 0.20388 | 7.465e-05 | 15 | 126
DEF | N_LG_High Efficiency PTHP | unit (1.5 ton) | 1236.262 | 0.61488 | 0.00022513 | 15 | 126
DEF | N_MS_High Efficiency PTHP | unit (1.5 ton) | 420.0993 | 0.20894 | 7.6503e-05 | 15 | 126
DEF | N_OF_High Efficiency PTHP | unit (1.5 ton) | 840.8512 | 0.41821 | 0.00015312 | 15 | 126
DEF | N_RS_High Efficiency PTHP | unit (1.5 ton) | 1241.2857 | 0.61738 | 0.00022605 | 15 | 126
DEF | N_RT_High Efficiency PTHP | unit (1.5 ton) | 966.651 | 0.48078 | 0.00017603 | 15 | 126
DEF | N_SC_High Efficiency PTHP | unit (1.5 ton) | 841.5582 | 0.41856 | 0.00015325 | 15 | 126
DEF | N_WR_High Efficiency PTHP | unit (1.5 ton) | 185.7828 | 0.092403 | 3.3832e-05 | 15 | 126
DEF | T_AS_Variable Refrigerant Flow (VRF) HVAC Systems | unit (4 tons) | 2708.9165 | 0.8243 | 0.83315 | 15 | 3295
DEF | T_CU_Variable Refrigerant Flow (VRF) HVAC Systems | unit (4 tons) | 2989.6323 | 0.6343 | 0.46601 | 15 | 3295
DEF | T_GR_Variable Refrigerant Flow (VRF) HVAC Systems | unit (4 tons) | 1663.6475 | 0.50623 | 0.51167 | 15 | 3295
DEF | T_HC_Variable Refrigerant Flow (VRF) HVAC Systems | unit (4 tons) | 5807.4657 | 1.7672 | 1.7861 | 15 | 3295
DEF | T_HS_Variable Refrigerant Flow (VRF) HVAC Systems | unit (4 tons) | 5543.9427 | 1.687 | 1.7051 | 15 | 3295
DEF | T_IN_Variable Refrigerant Flow (VRF) HVAC Systems | unit (4 tons) | 1510.7937 | 0.45972 | 0.46466 | 15 | 3295
DEF | T_LG_Variable Refrigerant Flow (VRF) HVAC Systems | unit (4 tons) | 4389.4529 | 0.9313 | 0.68421 | 15 | 3295
DEF | T_MS_Variable Refrigerant Flow (VRF) HVAC Systems | unit (4 tons) | 1512.0785 | 0.46011 | 0.46505 | 15 | 3295
DEF | T_OF_Variable Refrigerant Flow (VRF) HVAC Systems | unit (4 tons) | 2971.2795 | 0.90414 | 0.91384 | 15 | 3295
DEF | T_RS_Variable Refrigerant Flow (VRF) HVAC Systems | unit (4 tons) | 4685.906 | 1.4259 | 1.4412 | 15 | 3295
DEF | T_RT_Variable Refrigerant Flow (VRF) HVAC Systems | unit (4 tons) | 3589.7684 | 1.0923 | 1.1041 | 15 | 3295
DEF | T_SC_Variable Refrigerant Flow (VRF) HVAC Systems | unit (4 tons) | 3137.4359 | 0.9547 | 0.96495 | 15 | 3295
DEF | T_WR_Variable Refrigerant Flow (VRF) HVAC Systems | unit (4 tons) | 701.3399 | 0.21341 | 0.2157 | 15 | 3295
DEF | N_AS_Variable Refrigerant Flow (VRF) HVAC Systems | unit (4 tons) | 2708.9165 | 0.8243 | 0.83315 | 15 | 3295
DEF | N_CU_Variable Refrigerant Flow (VRF) HVAC Systems | unit (4 tons) | 2989.6323 | 0.6343 | 0.46601 | 15 | 3295
DEF | N_GR_Variable Refrigerant Flow (VRF) HVAC Systems | unit (4 tons) | 1663.6475 | 0.50623 | 0.51167 | 15 | 3295
DEF | N_HC_Variable Refrigerant Flow (VRF) HVAC Systems | unit (4 tons) | 5807.4657 | 1.7672 | 1.7861 | 15 | 3295
DEF | N_HS_Variable Refrigerant Flow (VRF) HVAC Systems | unit (4 tons) | 5543.9427 | 1.687 | 1.7051 | 15 | 3295
DEF | N_IN_Variable Refrigerant Flow (VRF) HVAC Systems | unit (4 tons) | 1510.7937 | 0.45972 | 0.46466 | 15 | 3295
DEF | N_LG_Variable Refrigerant Flow (VRF) HVAC Systems | unit (4 tons) | 4389.4529 | 0.9313 | 0.68421 | 15 | 3295
DEF | N_MS_Variable Refrigerant Flow (VRF) HVAC Systems | unit (4 tons) | 1512.0785 | 0.46011 | 0.46505 | 15 | 3295
DEF | N_OF_Variable Refrigerant Flow (VRF) HVAC Systems | unit (4 tons) | 2971.2795 | 0.90414 | 0.91384 | 15 | 3295
DEF | N_RS_Variable Refrigerant Flow (VRF) HVAC Systems | unit (4 tons) | 4685.906 | 1.4259 | 1.4412 | 15 | 3295
DEF | N_RT_Variable Refrigerant Flow (VRF) HVAC Systems | unit (4 tons) | 3589.7684 | 1.0923 | 1.1041 | 15 | 3295
DEF | N_SC_Variable Refrigerant Flow (VRF) HVAC Systems | unit (4 tons) | 3137.4359 | 0.9547 | 0.96495 | 15 | 3295
DEF | N_WR_Variable Refrigerant Flow (VRF) HVAC Systems | unit (4 tons) | 701.3399 | 0.21341 | 0.2157 | 15 | 3295
DEF | T_AS_CFL-23W | bulb | 20.132 | 0.0048304 | 0.0011168 | 8 | 0.85
DEF | T_CU_CFL-23W | bulb | 30.856 | 0.0031363 | 0.0030714 | 8 | 0.85
DEF | T_GR_CFL-23W | bulb | 38.808 | 0.0093469 | 2.5304e-06 | 8 | 0.85
DEF | T_HC_CFL-23W | bulb | 35.196 | 0.0084448 | 0.0019525 | 8 | 0.85
DEF | T_HS_CFL-23W | bulb | 47.614 | 0.0048396 | 0.0047395 | 8 | 0.85
DEF | T_IN_CFL-23W | bulb | 23.093 | 0.0055408 | 0.0012811 | 8 | 0.85
DEF | T_LG_CFL-23W | bulb | 26.278 | 0.006329 | 1.7134e-06 | 8 | 0.85
DEF | T_MS_CFL-23W | bulb | 30.856 | 0.0074035 | 0.0017117 | 8 | 0.85
DEF | T_OF_CFL-23W | bulb | 22.771 | 0.0054636 | 0.0012632 | 8 | 0.85
DEF | T_RS_CFL-23W | bulb | 23.499 | 0.0056597 | 1.5322e-06 | 8 | 0.85
DEF | T_RT_CFL-23W | bulb | 34.888 | 0.0084028 | 2.2748e-06 | 8 | 0.85
DEF | T_SC_CFL-23W | bulb | 16.653 | 0.0039956 | 0.00092383 | 8 | 0.85
DEF | T_WR_CFL-23W | bulb | 26.768 | 0.0064226 | 0.001485 | 8 | 0.85
DEF | N_AS_CFL-23W | bulb | 20.132 | 0.0048304 | 0.0011168 | 8 | 0.85
DEF | N_CU_CFL-23W | bulb | 30.856 | 0.0031363 | 0.0030714 | 8 | 0.85
DEF | N_GR_CFL-23W | bulb | 38.808 | 0.0093469 | 2.5304e-06 | 8 | 0.85
DEF | N_HC_CFL-23W | bulb | 35.196 | 0.0084448 | 0.0019525 | 8 | 0.85
DEF | N_HS_CFL-23W | bulb | 47.614 | 0.0048396 | 0.0047395 | 8 | 0.85
DEF | N_IN_CFL-23W | bulb | 23.093 | 0.0055408 | 0.0012811 | 8 | 0.85
DEF | N_LG_CFL-23W | bulb | 26.278 | 0.006329 | 1.7134e-06 | 8 | 0.85
DEF | N_MS_CFL-23W | bulb | 30.856 | 0.0074035 | 0.0017117 | 8 | 0.85
DEF | N_OF_CFL-23W | bulb | 22.771 | 0.0054636 | 0.0012632 | 8 | 0.85
DEF | N_RS_CFL-23W | bulb | 23.499 | 0.0056597 | 1.5322e-06 | 8 | 0.85
DEF | N_RT_CFL-23W | bulb | 34.888 | 0.0084028 | 2.2748e-06 | 8 | 0.85
DEF | N_SC_CFL-23W | bulb | 16.653 | 0.0039956 | 0.00092383 | 8 | 0.85
DEF | N_WR_CFL-23W | bulb | 26.768 | 0.0064226 | 0.001485 | 8 | 0.85
DEF | T_AS_High Bay Fluorescent (T5) | fixture | 576.1587 | 0.10655 | 0.10454 | 15 | 100
DEF | T_CU_High Bay Fluorescent (T5) | fixture | 883.0693 | 0.16331 | 0.16022 | 15 | 100
DEF | T_GR_High Bay Fluorescent (T5) | fixture | 1110.648 | 0.20539 | 0.20151 | 15 | 100
DEF | T_HC_High Bay Fluorescent (T5) | fixture | 1007.276 | 0.18628 | 0.18276 | 15 | 100
DEF | T_HS_High Bay Fluorescent (T5) | fixture | 1362.6673 | 0.252 | 0.24724 | 15 | 100
DEF | T_IN_High Bay Fluorescent (T5) | fixture | 660.8997 | 0.12222 | 0.11991 | 15 | 100
DEF | T_LG_High Bay Fluorescent (T5) | fixture | 752.0513 | 0.13908 | 0.13645 | 15 | 100
DEF | T_MS_High Bay Fluorescent (T5) | fixture | 883.0693 | 0.16331 | 0.16022 | 15 | 100
DEF | T_OF_High Bay Fluorescent (T5) | fixture | 651.6843 | 0.12052 | 0.11824 | 15 | 100
DEF | T_RS_High Bay Fluorescent (T5) | fixture | 672.519 | 0.12437 | 0.12202 | 15 | 100
DEF | T_RT_High Bay Fluorescent (T5) | fixture | 998.4613 | 0.18465 | 0.18116 | 15 | 100
DEF | T_SC_High Bay Fluorescent (T5) | fixture | 476.593 | 0.088136 | 0.086472 | 15 | 100
DEF | T_WR_High Bay Fluorescent (T5) | fixture | 766.0747 | 0.14167 | 0.13899 | 15 | 100
DEF | N_AS_High Bay Fluorescent (T5) | fixture | 576.1587 | 0.10655 | 0.10454 | 15 | 100
DEF | N_CU_High Bay Fluorescent (T5) | fixture | 883.0693 | 0.16331 | 0.16022 | 15 | 100
DEF | N_GR_High Bay Fluorescent (T5) | fixture | 1110.648 | 0.20539 | 0.20151 | 15 | 100
DEF | N_HC_High Bay Fluorescent (T5) | fixture | 1007.276 | 0.18628 | 0.18276 | 15 | 100
DEF | N_HS_High Bay Fluorescent (T5) | fixture | 1362.6673 | 0.252 | 0.24724 | 15 | 100
DEF | N_IN_High Bay Fluorescent (T5) | fixture | 660.8997 | 0.12222 | 0.11991 | 15 | 100
DEF | N_LG_High Bay Fluorescent (T5) | fixture | 752.0513 | 0.13908 | 0.13645 | 15 | 100
DEF | N_MS_High Bay Fluorescent (T5) | fixture | 883.0693 | 0.16331 | 0.16022 | 15 | 100
DEF | N_OF_High Bay Fluorescent (T5) | fixture | 651.6843 | 0.12052 | 0.11824 | 15 | 100
DEF | N_RS_High Bay Fluorescent (T5) | fixture | 672.519 | 0.12437 | 0.12202 | 15 | 100
DEF | N_RT_High Bay Fluorescent (T5) | fixture | 998.4613 | 0.18465 | 0.18116 | 15 | 100
DEF | N_SC_High Bay Fluorescent (T5) | fixture | 476.593 | 0.088136 | 0.086472 | 15 | 100
DEF | N_WR_High Bay Fluorescent (T5) | fixture | 766.0747 | 0.14167 | 0.13899 | 15 | 100
DEF | T_AS_High Bay LED | fixture | 581.9107 | 0.10761 | 0.10558 | 15 | 149
DEF | T_CU_High Bay LED | fixture | 891.8853 | 0.16494 | 0.16182 | 15 | 149
DEF | T_GR_High Bay LED | fixture | 1121.736 | 0.20744 | 0.20353 | 15 | 149
DEF | T_HC_High Bay LED | fixture | 1017.332 | 0.18814 | 0.18458 | 15 | 149
DEF | T_HS_High Bay LED | fixture | 1376.2713 | 0.25451 | 0.24971 | 15 | 149
DEF | T_IN_High Bay LED | fixture | 667.4977 | 0.12344 | 0.12111 | 15 | 149
DEF | T_LG_High Bay LED | fixture | 759.5593 | 0.14047 | 0.13781 | 15 | 149
DEF | T_MS_High Bay LED | fixture | 891.8853 | 0.16494 | 0.16182 | 15 | 149
DEF | T_OF_High Bay LED | fixture | 658.1903 | 0.12172 | 0.11942 | 15 | 149
DEF | T_RS_High Bay LED | fixture | 679.233 | 0.12561 | 0.12324 | 15 | 149
DEF | T_RT_High Bay LED | fixture | 1008.4293 | 0.18649 | 0.18297 | 15 | 149
DEF | T_SC_High Bay LED | fixture | 481.351 | 0.089016 | 0.087335 | 15 | 149
DEF | T_WR_High Bay LED | fixture | 773.7227 | 0.14308 | 0.14038 | 15 | 149
DEF | N_AS_High Bay LED | fixture | 581.9107 | 0.10761 | 0.10558 | 15 | 149
DEF | N_CU_High Bay LED | fixture | 891.8853 | 0.16494 | 0.16182 | 15 | 149
DEF | N_GR_High Bay LED | fixture | 1121.736 | 0.20744 | 0.20353 | 15 | 149
DEF | N_HC_High Bay LED | fixture | 1017.332 | 0.18814 | 0.18458 | 15 | 149
DEF | N_HS_High Bay LED | fixture | 1376.2713 | 0.25451 | 0.24971 | 15 | 149
DEF | N_IN_High Bay LED | fixture | 667.4977 | 0.12344 | 0.12111 | 15 | 149
DEF | N_LG_High Bay LED | fixture | 759.5593 | 0.14047 | 0.13781 | 15 | 149
DEF | N_MS_High Bay LED | fixture | 891.8853 | 0.16494 | 0.16182 | 15 | 149
DEF | N_OF_High Bay LED | fixture | 658.1903 | 0.12172 | 0.11942 | 15 | 149
DEF | N_RS_High Bay LED | fixture | 679.233 | 0.12561 | 0.12324 | 15 | 149
DEF | N_RT_High Bay LED | fixture | 1008.4293 | 0.18649 | 0.18297 | 15 | 149
DEF | N_SC_High Bay LED | fixture | 481.351 | 0.089016 | 0.087335 | 15 | 149
DEF | N_WR_High Bay LED | fixture | 773.7227 | 0.14308 | 0.14038 | 15 | 149
DEF | T_AS_LED - 14W | bulb | 46.016 | 0.011041 | 0.0025527 | 15 | 1.88
DEF | T_CU_LED - 14W | bulb | 70.528 | 0.0071686 | 0.0070204 | 15 | 1.88
DEF | T_GR_LED - 14W | bulb | 88.704 | 0.021364 | 5.7838e-06 | 15 | 1.88
DEF | T_HC_LED - 14W | bulb | 80.448 | 0.019302 | 0.0044629 | 15 | 1.88
DEF | T_HS_LED - 14W | bulb | 108.832 | 0.011062 | 0.010833 | 15 | 1.88
DEF | T_IN_LED - 14W | bulb | 52.784 | 0.012665 | 0.0029282 | 15 | 1.88
DEF | T_LG_LED - 14W | bulb | 60.064 | 0.014466 | 3.9164e-06 | 15 | 1.88
DEF | T_MS_LED - 14W | bulb | 70.528 | 0.016922 | 0.0039125 | 15 | 1.88
DEF | T_OF_LED - 14W | bulb | 52.048 | 0.012488 | 0.0028874 | 15 | 1.88
DEF | T_RS_LED - 14W | bulb | 53.712 | 0.012937 | 3.5022e-06 | 15 | 1.88
DEF | T_RT_LED - 14W | bulb | 79.744 | 0.019206 | 5.1996e-06 | 15 | 1.88
DEF | T_SC_LED - 14W | bulb | 38.064 | 0.0091329 | 0.0021116 | 15 | 1.88
DEF | T_WR_LED - 14W | bulb | 61.184 | 0.01468 | 0.0033942 | 15 | 1.88
DEF | N_AS_LED - 14W | bulb | 46.016 | 0.011041 | 0.0025527 | 15 | 1.88
DEF | N_CU_LED - 14W | bulb | 70.528 | 0.0071686 | 0.0070204 | 15 | 1.88
DEF | N_GR_LED - 14W | bulb | 88.704 | 0.021364 | 5.7838e-06 | 15 | 1.88
DEF | N_HC_LED - 14W | bulb | 80.448 | 0.019302 | 0.0044629 | 15 | 1.88
DEF | N_HS_LED - 14W | bulb | 108.832 | 0.011062 | 0.010833 | 15 | 1.88
DEF | N_IN_LED - 14W | bulb | 52.784 | 0.012665 | 0.0029282 | 15 | 1.88
DEF | N_LG_LED - 14W | bulb | 60.064 | 0.014466 | 3.9164e-06 | 15 | 1.88
DEF | N_MS_LED - 14W | bulb | 70.528 | 0.016922 | 0.0039125 | 15 | 1.88
DEF | N_OF_LED - 14W | bulb | 52.048 | 0.012488 | 0.0028874 | 15 | 1.88
DEF | N_RS_LED - 14W | bulb | 53.712 | 0.012937 | 3.5022e-06 | 15 | 1.88
DEF | N_RT_LED - 14W | bulb | 79.744 | 0.019206 | 5.1996e-06 | 15 | 1.88
DEF | N_SC_LED - 14W | bulb | 38.064 | 0.0091329 | 0.0021116 | 15 | 1.88
DEF | N_WR_LED - 14W | bulb | 61.184 | 0.01468 | 0.0033942 | 15 | 1.88
DEF | T_AS_LED Display Lighting (Interior) | fixture | 270.344 | 0.066388 | 0.014997 | 15 | 35
DEF | T_CU_LED Display Lighting (Interior) | fixture | 414.352 | 0.043517 | 0.04079 | 15 | 35
DEF | T_GR_LED Display Lighting (Interior) | fixture | 521.136 | 0.1264 | 9.1014e-06 | 15 | 35
DEF | T_HC_LED Display Lighting (Interior) | fixture | 472.632 | 0.11606 | 0.026219 | 15 | 35
DEF | T_HS_LED Display Lighting (Interior) | fixture | 639.388 | 0.067152 | 0.062943 | 15 | 35
DEF | T_IN_LED Display Lighting (Interior) | fixture | 310.106 | 0.076152 | 0.017203 | 15 | 35
DEF | T_LG_LED Display Lighting (Interior) | fixture | 352.876 | 0.085589 | 6.1628e-06 | 15 | 35
DEF | T_MS_LED Display Lighting (Interior) | fixture | 414.352 | 0.10175 | 0.022986 | 15 | 35
DEF | T_OF_LED Display Lighting (Interior) | fixture | 305.782 | 0.07509 | 0.016963 | 15 | 35
DEF | T_RS_LED Display Lighting (Interior) | fixture | 315.558 | 0.076537 | 5.511e-06 | 15 | 35
DEF | T_RT_LED Display Lighting (Interior) | fixture | 468.496 | 0.11363 | 8.182e-06 | 15 | 35
DEF | T_SC_LED Display Lighting (Interior) | fixture | 223.626 | 0.054915 | 0.012405 | 15 | 35
DEF | T_WR_LED Display Lighting (Interior) | fixture | 359.456 | 0.08827 | 0.01994 | 15 | 35
DEF | N_AS_LED Display Lighting (Interior) | fixture | 270.344 | 0.066388 | 0.014997 | 15 | 35
DEF | N_CU_LED Display Lighting (Interior) | fixture | 414.352 | 0.043517 | 0.04079 | 15 | 35
DEF | N_GR_LED Display Lighting (Interior) | fixture | 521.136 | 0.1264 | 9.1014e-06 | 15 | 35
DEF | N_HC_LED Display Lighting (Interior) | fixture | 472.632 | 0.11606 | 0.026219 | 15 | 35
DEF | N_HS_LED Display Lighting (Interior) | fixture | 639.388 | 0.067152 | 0.062943 | 15 | 35
DEF | N_IN_LED Display Lighting (Interior) | fixture | 310.106 | 0.076152 | 0.017203 | 15 | 35
DEF | N_LG_LED Display Lighting (Interior) | fixture | 352.876 | 0.085589 | 6.1628e-06 | 15 | 35
DEF | N_MS_LED Display Lighting (Interior) | fixture | 414.352 | 0.10175 | 0.022986 | 15 | 35
DEF | N_OF_LED Display Lighting (Interior) | fixture | 305.782 | 0.07509 | 0.016963 | 15 | 35
DEF | N_RS_LED Display Lighting (Interior) | fixture | 315.558 | 0.076537 | 5.511e-06 | 15 | 35
DEF | N_RT_LED Display Lighting (Interior) | fixture | 468.496 | 0.11363 | 8.182e-06 | 15 | 35
DEF | N_SC_LED Display Lighting (Interior) | fixture | 223.626 | 0.054915 | 0.012405 | 15 | 35
DEF | N_WR_LED Display Lighting (Interior) | fixture | 359.456 | 0.08827 | 0.01994 | 15 | 35
DEF | T_AS_LED Linear - Fixture Replacement | fixture | 244.345 | 0.05923 | 0.01355 | 15 | 20
DEF | T_CU_LED Linear - Fixture Replacement | fixture | 374.5037 | 0.039245 | 0.036402 | 15 | 20
DEF | T_GR_LED Linear - Fixture Replacement | fixture | 471.0182 | 0.11487 | 6.293e-06 | 15 | 20
DEF | T_HC_LED Linear - Fixture Replacement | fixture | 427.1789 | 0.10355 | 0.023688 | 15 | 20
DEF | T_HS_LED Linear - Fixture Replacement | fixture | 577.8979 | 0.060559 | 0.056172 | 15 | 20
DEF | T_IN_LED Linear - Fixture Replacement | fixture | 280.283 | 0.067942 | 0.015543 | 15 | 20
DEF | T_LG_LED Linear - Fixture Replacement | fixture | 318.9398 | 0.07778 | 4.2611e-06 | 15 | 20
DEF | T_MS_LED Linear - Fixture Replacement | fixture | 374.5037 | 0.090781 | 0.020767 | 15 | 20
DEF | T_OF_LED Linear - Fixture Replacement | fixture | 276.3749 | 0.066994 | 0.015326 | 15 | 20
DEF | T_RS_LED Linear - Fixture Replacement | fixture | 285.2107 | 0.069555 | 3.8105e-06 | 15 | 20
DEF | T_RT_LED Linear - Fixture Replacement | fixture | 423.4406 | 0.10326 | 5.6573e-06 | 15 | 20
DEF | T_SC_LED Linear - Fixture Replacement | fixture | 202.1198 | 0.048995 | 0.011208 | 15 | 20
DEF | T_WR_LED Linear - Fixture Replacement | fixture | 324.887 | 0.078754 | 0.018016 | 15 | 20
DEF | N_AS_LED Linear - Fixture Replacement | fixture | 244.345 | 0.05923 | 0.01355 | 15 | 20
DEF | N_CU_LED Linear - Fixture Replacement | fixture | 374.5037 | 0.039245 | 0.036402 | 15 | 20
DEF | N_GR_LED Linear - Fixture Replacement | fixture | 471.0182 | 0.11487 | 6.293e-06 | 15 | 20
DEF | N_HC_LED Linear - Fixture Replacement | fixture | 427.1789 | 0.10355 | 0.023688 | 15 | 20
DEF | N_HS_LED Linear - Fixture Replacement | fixture | 577.8979 | 0.060559 | 0.056172 | 15 | 20
DEF | N_IN_LED Linear - Fixture Replacement | fixture | 280.283 | 0.067942 | 0.015543 | 15 | 20
DEF | N_LG_LED Linear - Fixture Replacement | fixture | 318.9398 | 0.07778 | 4.2611e-06 | 15 | 20
DEF | N_MS_LED Linear - Fixture Replacement | fixture | 374.5037 | 0.090781 | 0.020767 | 15 | 20
DEF | N_OF_LED Linear - Fixture Replacement | fixture | 276.3749 | 0.066994 | 0.015326 | 15 | 20
DEF | N_RS_LED Linear - Fixture Replacement | fixture | 285.2107 | 0.069555 | 3.8105e-06 | 15 | 20
DEF | N_RT_LED Linear - Fixture Replacement | fixture | 423.4406 | 0.10326 | 5.6573e-06 | 15 | 20
DEF | N_SC_LED Linear - Fixture Replacement | fixture | 202.1198 | 0.048995 | 0.011208 | 15 | 20
DEF | N_WR_LED Linear - Fixture Replacement | fixture | 324.887 | 0.078754 | 0.018016 | 15 | 20
DEF | T_AS_LED Linear - Lamp Replacement | lamp | 20.5922 | 0.0049742 | 0.0011421 | 15 | 2.15
DEF | T_CU_LED Linear - Lamp Replacement | lamp | 31.5613 | 0.0032689 | 0.0031387 | 15 | 2.15
DEF | T_GR_LED Linear - Lamp Replacement | lamp | 39.695 | 0.0095754 | 1.6038e-06 | 15 | 2.15
DEF | T_HC_LED Linear - Lamp Replacement | lamp | 36.0005 | 0.0086962 | 0.0019966 | 15 | 2.15
DEF | T_HS_LED Linear - Lamp Replacement | lamp | 48.7023 | 0.0050442 | 0.0048434 | 15 | 2.15
DEF | T_IN_LED Linear - Lamp Replacement | lamp | 23.6208 | 0.0057058 | 0.00131 | 15 | 2.15
DEF | T_LG_LED Linear - Lamp Replacement | lamp | 26.8786 | 0.0064838 | 1.086e-06 | 15 | 2.15
DEF | T_MS_LED Linear - Lamp Replacement | lamp | 31.5613 | 0.0076239 | 0.0017504 | 15 | 2.15
DEF | T_OF_LED Linear - Lamp Replacement | lamp | 23.2915 | 0.0056262 | 0.0012918 | 15 | 2.15
DEF | T_RS_LED Linear - Lamp Replacement | lamp | 24.0361 | 0.0057981 | 9.7112e-07 | 15 | 2.15
DEF | T_RT_LED Linear - Lamp Replacement | lamp | 35.6854 | 0.0086082 | 1.4418e-06 | 15 | 2.15
DEF | T_SC_LED Linear - Lamp Replacement | lamp | 17.0336 | 0.0041146 | 0.00094471 | 15 | 2.15
DEF | T_WR_LED Linear - Lamp Replacement | lamp | 27.3798 | 0.0066138 | 0.0015185 | 15 | 2.15
DEF | N_AS_LED Linear - Lamp Replacement | lamp | 20.5922 | 0.0049742 | 0.0011421 | 15 | 2.15
DEF | N_CU_LED Linear - Lamp Replacement | lamp | 31.5613 | 0.0032689 | 0.0031387 | 15 | 2.15
DEF | N_GR_LED Linear - Lamp Replacement | lamp | 39.695 | 0.0095754 | 1.6038e-06 | 15 | 2.15
DEF | N_HC_LED Linear - Lamp Replacement | lamp | 36.0005 | 0.0086962 | 0.0019966 | 15 | 2.15
DEF | N_HS_LED Linear - Lamp Replacement | lamp | 48.7023 | 0.0050442 | 0.0048434 | 15 | 2.15
DEF | N_IN_LED Linear - Lamp Replacement | lamp | 23.6208 | 0.0057058 | 0.00131 | 15 | 2.15
DEF | N_LG_LED Linear - Lamp Replacement | lamp | 26.8786 | 0.0064838 | 1.086e-06 | 15 | 2.15
DEF | N_MS_LED Linear - Lamp Replacement | lamp | 31.5613 | 0.0076239 | 0.0017504 | 15 | 2.15
DEF | N_OF_LED Linear - Lamp Replacement | lamp | 23.2915 | 0.0056262 | 0.0012918 | 15 | 2.15
DEF | N_RS_LED Linear - Lamp Replacement | lamp | 24.0361 | 0.0057981 | 9.7112e-07 | 15 | 2.15
DEF | N_RT_LED Linear - Lamp Replacement | lamp | 35.6854 | 0.0086082 | 1.4418e-06 | 15 | 2.15
DEF | N_SC_LED Linear - Lamp Replacement | lamp | 17.0336 | 0.0041146 | 0.00094471 | 15 | 2.15
DEF | N_WR_LED Linear - Lamp Replacement | lamp | 27.3798 | 0.0066138 | 0.0015185 | 15 | 2.15
DEF | T_AS_Premium T8 - Fixture Replacement | fixture | 30.3706 | 0.0073619 | 0.0016841 | 8 | 20
DEF | T_CU_Premium T8 - Fixture Replacement | fixture | 46.5485 | 0.0048779 | 0.0045245 | 8 | 20
DEF | T_GR_Premium T8 - Fixture Replacement | fixture | 58.5446 | 0.014277 | 7.8218e-07 | 8 | 20
DEF | T_HC_Premium T8 - Fixture Replacement | fixture | 53.0957 | 0.012871 | 0.0029443 | 8 | 20
DEF | T_HS_Premium T8 - Fixture Replacement | fixture | 71.8291 | 0.0075271 | 0.0069818 | 8 | 20
DEF | T_IN_Premium T8 - Fixture Replacement | fixture | 34.8374 | 0.0084447 | 0.0019318 | 8 | 20
DEF | T_LG_Premium T8 - Fixture Replacement | fixture | 39.6422 | 0.0096676 | 5.2963e-07 | 8 | 20
DEF | T_MS_Premium T8 - Fixture Replacement | fixture | 46.5485 | 0.011284 | 0.0025813 | 8 | 20
DEF | T_OF_Premium T8 - Fixture Replacement | fixture | 34.3517 | 0.008327 | 0.0019049 | 8 | 20
DEF | T_RS_Premium T8 - Fixture Replacement | fixture | 35.4499 | 0.0086452 | 4.7362e-07 | 8 | 20
DEF | T_RT_Premium T8 - Fixture Replacement | fixture | 52.631 | 0.012835 | 7.0317e-07 | 8 | 20
DEF | T_SC_Premium T8 - Fixture Replacement | fixture | 25.1222 | 0.0060897 | 0.0013931 | 8 | 20
DEF | T_WR_Premium T8 - Fixture Replacement | fixture | 40.3814 | 0.0097886 | 0.0022393 | 8 | 20
DEF | N_AS_Premium T8 - Fixture Replacement | fixture | 30.3706 | 0.0073619 | 0.0016841 | 8 | 20
DEF | N_CU_Premium T8 - Fixture Replacement | fixture | 46.5485 | 0.0048779 | 0.0045245 | 8 | 20
DEF | N_GR_Premium T8 - Fixture Replacement | fixture | 58.5446 | 0.014277 | 7.8218e-07 | 8 | 20
DEF | N_HC_Premium T8 - Fixture Replacement | fixture | 53.0957 | 0.012871 | 0.0029443 | 8 | 20
DEF | N_HS_Premium T8 - Fixture Replacement | fixture | 71.8291 | 0.0075271 | 0.0069818 | 8 | 20
DEF | N_IN_Premium T8 - Fixture Replacement | fixture | 34.8374 | 0.0084447 | 0.0019318 | 8 | 20
DEF | N_LG_Premium T8 - Fixture Replacement | fixture | 39.6422 | 0.0096676 | 5.2963e-07 | 8 | 20
DEF | N_MS_Premium T8 - Fixture Replacement | fixture | 46.5485 | 0.011284 | 0.0025813 | 8 | 20
DEF | N_OF_Premium T8 - Fixture Replacement | fixture | 34.3517 | 0.008327 | 0.0019049 | 8 | 20
DEF | N_RS_Premium T8 - Fixture Replacement | fixture | 35.4499 | 0.0086452 | 4.7362e-07 | 8 | 20
DEF | N_RT_Premium T8 - Fixture Replacement | fixture | 52.631 | 0.012835 | 7.0317e-07 | 8 | 20
DEF | N_SC_Premium T8 - Fixture Replacement | fixture | 25.1222 | 0.0060897 | 0.0013931 | 8 | 20
DEF | N_WR_Premium T8 - Fixture Replacement | fixture | 40.3814 | 0.0097886 | 0.0022393 | 8 | 20
DEF | T_AS_Premium T8 - Lamp Replacement | lamp | 10.1235 | 0.0024454 | 0.00056146 | 8 | 0.44
DEF | T_CU_Premium T8 - Lamp Replacement | lamp | 15.5162 | 0.001607 | 0.0015431 | 8 | 0.44
DEF | T_GR_Premium T8 - Lamp Replacement | lamp | 19.5149 | 0.0047075 | 7.8845e-07 | 8 | 0.44
DEF | T_HC_Premium T8 - Lamp Replacement | lamp | 17.6986 | 0.0042752 | 0.00098159 | 8 | 0.44
DEF | T_HS_Premium T8 - Lamp Replacement | lamp | 23.943 | 0.0024798 | 0.0023811 | 8 | 0.44
DEF | T_IN_Premium T8 - Lamp Replacement | lamp | 11.6125 | 0.0028051 | 0.00064404 | 8 | 0.44
DEF | T_LG_Premium T8 - Lamp Replacement | lamp | 13.2141 | 0.0031876 | 5.3388e-07 | 8 | 0.44
DEF | T_MS_Premium T8 - Lamp Replacement | lamp | 15.5162 | 0.003748 | 0.00086055 | 8 | 0.44
DEF | T_OF_Premium T8 - Lamp Replacement | lamp | 11.4506 | 0.002766 | 0.00063506 | 8 | 0.44
DEF | T_RS_Premium T8 - Lamp Replacement | lamp | 11.8166 | 0.0028505 | 4.7742e-07 | 8 | 0.44
DEF | T_RT_Premium T8 - Lamp Replacement | lamp | 17.5437 | 0.004232 | 7.0881e-07 | 8 | 0.44
DEF | T_SC_Premium T8 - Lamp Replacement | lamp | 8.3741 | 0.0020228 | 0.00046444 | 8 | 0.44
DEF | T_WR_Premium T8 - Lamp Replacement | lamp | 13.4605 | 0.0032515 | 0.00074654 | 8 | 0.44
DEF | N_AS_Premium T8 - Lamp Replacement | lamp | 10.1235 | 0.0024454 | 0.00056146 | 8 | 0.44
DEF | N_CU_Premium T8 - Lamp Replacement | lamp | 15.5162 | 0.001607 | 0.0015431 | 8 | 0.44
DEF | N_GR_Premium T8 - Lamp Replacement | lamp | 19.5149 | 0.0047075 | 7.8845e-07 | 8 | 0.44
DEF | N_HC_Premium T8 - Lamp Replacement | lamp | 17.6986 | 0.0042752 | 0.00098159 | 8 | 0.44
DEF | N_HS_Premium T8 - Lamp Replacement | lamp | 23.943 | 0.0024798 | 0.0023811 | 8 | 0.44
DEF | N_IN_Premium T8 - Lamp Replacement | lamp | 11.6125 | 0.0028051 | 0.00064404 | 8 | 0.44
DEF | N_LG_Premium T8 - Lamp Replacement | lamp | 13.2141 | 0.0031876 | 5.3388e-07 | 8 | 0.44
DEF | N_MS_Premium T8 - Lamp Replacement | lamp | 15.5162 | 0.003748 | 0.00086055 | 8 | 0.44
DEF | N_OF_Premium T8 - Lamp Replacement | lamp | 11.4506 | 0.002766 | 0.00063506 | 8 | 0.44
DEF | N_RS_Premium T8 - Lamp Replacement | lamp | 11.8166 | 0.0028505 | 4.7742e-07 | 8 | 0.44
DEF | N_RT_Premium T8 - Lamp Replacement | lamp | 17.5437 | 0.004232 | 7.0881e-07 | 8 | 0.44
DEF | N_SC_Premium T8 - Lamp Replacement | lamp | 8.3741 | 0.0020228 | 0.00046444 | 8 | 0.44
DEF | N_WR_Premium T8 - Lamp Replacement | lamp | 13.4605 | 0.0032515 | 0.00074654 | 8 | 0.44
DEF | T_AS_Efficient Battery Charger | unit | 1111.206 | 0.60888 | 0 | 7 | 400
DEF | T_CU_Efficient Battery Charger | unit | 1111.206 | 0.60888 | 0 | 7 | 400
DEF | T_GR_Efficient Battery Charger | unit | 1111.206 | 0.60888 | 0 | 7 | 400
DEF | T_HC_Efficient Battery Charger | unit | 1111.206 | 0.60888 | 0 | 7 | 400
DEF | T_HS_Efficient Battery Charger | unit | 1111.206 | 0.60888 | 0 | 7 | 400
DEF | T_IN_Efficient Battery Charger | unit | 1111.206 | 0.60888 | 0 | 7 | 400
DEF | T_LG_Efficient Battery Charger | unit | 1111.206 | 0.60888 | 0 | 7 | 400
DEF | T_MS_Efficient Battery Charger | unit | 1111.206 | 0.60888 | 0 | 7 | 400
DEF | T_OF_Efficient Battery Charger | unit | 1111.206 | 0.60888 | 0 | 7 | 400
DEF | T_RS_Efficient Battery Charger | unit | 1111.206 | 0.60888 | 0 | 7 | 400
DEF | T_RT_Efficient Battery Charger | unit | 1111.206 | 0.60888 | 0 | 7 | 400
DEF | T_SC_Efficient Battery Charger | unit | 1111.206 | 0.60888 | 0 | 7 | 400
DEF | T_WR_Efficient Battery Charger | unit | 1111.206 | 0.60888 | 0 | 7 | 400
DEF | N_AS_Efficient Battery Charger | unit | 1111.206 | 0.60888 | 0 | 7 | 400
DEF | N_CU_Efficient Battery Charger | unit | 1111.206 | 0.60888 | 0 | 7 | 400
DEF | N_GR_Efficient Battery Charger | unit | 1111.206 | 0.60888 | 0 | 7 | 400
DEF | N_HC_Efficient Battery Charger | unit | 1111.206 | 0.60888 | 0 | 7 | 400
DEF | N_HS_Efficient Battery Charger | unit | 1111.206 | 0.60888 | 0 | 7 | 400
DEF | N_IN_Efficient Battery Charger | unit | 1111.206 | 0.60888 | 0 | 7 | 400
DEF | N_LG_Efficient Battery Charger | unit | 1111.206 | 0.60888 | 0 | 7 | 400
DEF | N_MS_Efficient Battery Charger | unit | 1111.206 | 0.60888 | 0 | 7 | 400
DEF | N_OF_Efficient Battery Charger | unit | 1111.206 | 0.60888 | 0 | 7 | 400
DEF | N_RS_Efficient Battery Charger | unit | 1111.206 | 0.60888 | 0 | 7 | 400
DEF | N_RT_Efficient Battery Charger | unit | 1111.206 | 0.60888 | 0 | 7 | 400
DEF | N_SC_Efficient Battery Charger | unit | 1111.206 | 0.60888 | 0 | 7 | 400
DEF | N_WR_Efficient Battery Charger | unit | 1111.206 | 0.60888 | 0 | 7 | 400
DEF | T_AS_ENERGY STAR Commercial Clothes Washer | unit | 1060.1591 | 0 | 0 | 7 | 550
DEF | T_CU_ENERGY STAR Commercial Clothes Washer | unit | 1060.1591 | 0.10782 | 0.1241 | 7 | 550
DEF | T_GR_ENERGY STAR Commercial Clothes Washer | unit | 1060.1591 | 0.092846 | 0.067168 | 7 | 550
DEF | T_HC_ENERGY STAR Commercial Clothes Washer | unit | 1060.1591 | 0.092846 | 0.067168 | 7 | 550
DEF | T_HS_ENERGY STAR Commercial Clothes Washer | unit | 1060.1591 | 0.10782 | 0.1241 | 7 | 550
DEF | T_IN_ENERGY STAR Commercial Clothes Washer | unit | 1060.1591 | 0 | 0 | 7 | 550
DEF | T_LG_ENERGY STAR Commercial Clothes Washer | unit | 1060.1591 | 0.10782 | 0.1241 | 7 | 550
DEF | T_MS_ENERGY STAR Commercial Clothes Washer | unit | 1060.1591 | 0 | 0 | 7 | 550
DEF | T_OF_ENERGY STAR Commercial Clothes Washer | unit | 1060.1591 | 0.092846 | 0.067168 | 7 | 550
DEF | T_RS_ENERGY STAR Commercial Clothes Washer | unit | 1060.1591 | 0 | 0 | 7 | 550
DEF | T_RT_ENERGY STAR Commercial Clothes Washer | unit | 1060.1591 | 0.092846 | 0.067168 | 7 | 550
DEF | T_SC_ENERGY STAR Commercial Clothes Washer | unit | 1060.1591 | 0.10782 | 0.1241 | 7 | 550
DEF | T_WR_ENERGY STAR Commercial Clothes Washer | unit | 1060.1591 | 0 | 0 | 7 | 550
DEF | N_AS_ENERGY STAR Commercial Clothes Washer | unit | 1060.1591 | 0 | 0 | 7 | 550
DEF | N_CU_ENERGY STAR Commercial Clothes Washer | unit | 1060.1591 | 0.10782 | 0.1241 | 7 | 550
DEF | N_GR_ENERGY STAR Commercial Clothes Washer | unit | 1060.1591 | 0.092846 | 0.067168 | 7 | 550
DEF | N_HC_ENERGY STAR Commercial Clothes Washer | unit | 1060.1591 | 0.092846 | 0.067168 | 7 | 550
DEF | N_HS_ENERGY STAR Commercial Clothes Washer | unit | 1060.1591 | 0.10782 | 0.1241 | 7 | 550
DEF | N_IN_ENERGY STAR Commercial Clothes Washer | unit | 1060.1591 | 0 | 0 | 7 | 550
DEF | N_LG_ENERGY STAR Commercial Clothes Washer | unit | 1060.1591 | 0.10782 | 0.1241 | 7 | 550
DEF | N_MS_ENERGY STAR Commercial Clothes Washer | unit | 1060.1591 | 0 | 0 | 7 | 550
DEF | N_OF_ENERGY STAR Commercial Clothes Washer | unit | 1060.1591 | 0.092846 | 0.067168 | 7 | 550
DEF | N_RS_ENERGY STAR Commercial Clothes Washer | unit | 1060.1591 | 0 | 0 | 7 | 550
DEF | N_RT_ENERGY STAR Commercial Clothes Washer | unit | 1060.1591 | 0.092846 | 0.067168 | 7 | 550
DEF | N_SC_ENERGY STAR Commercial Clothes Washer | unit | 1060.1591 | 0.10782 | 0.1241 | 7 | 550
DEF | N_WR_ENERGY STAR Commercial Clothes Washer | unit | 1060.1591 | 0 | 0 | 7 | 550
DEF | T_AS_ENERGY STAR Water Cooler | unit | 547.5 | 0.095219 | 0.095219 | 10 | 85
DEF | T_CU_ENERGY STAR Water Cooler | unit | 547.5 | 0.095219 | 0.095219 | 10 | 85
DEF | T_GR_ENERGY STAR Water Cooler | unit | 547.5 | 0.095219 | 0.095219 | 10 | 85
DEF | T_HC_ENERGY STAR Water Cooler | unit | 547.5 | 0.095219 | 0.095219 | 10 | 85
DEF | T_HS_ENERGY STAR Water Cooler | unit | 547.5 | 0.095219 | 0.095219 | 10 | 85
DEF | T_IN_ENERGY STAR Water Cooler | unit | 547.5 | 0.095219 | 0.095219 | 10 | 85
DEF | T_LG_ENERGY STAR Water Cooler | unit | 547.5 | 0.095219 | 0.095219 | 10 | 85
DEF | T_MS_ENERGY STAR Water Cooler | unit | 547.5 | 0.095219 | 0.095219 | 10 | 85
DEF | T_OF_ENERGY STAR Water Cooler | unit | 547.5 | 0.095219 | 0.095219 | 10 | 85
DEF | T_RS_ENERGY STAR Water Cooler | unit | 547.5 | 0.095219 | 0.095219 | 10 | 85
DEF | T_RT_ENERGY STAR Water Cooler | unit | 547.5 | 0.095219 | 0.095219 | 10 | 85
DEF | T_SC_ENERGY STAR Water Cooler | unit | 547.5 | 0.095219 | 0.095219 | 10 | 85
DEF | T_WR_ENERGY STAR Water Cooler | unit | 547.5 | 0.095219 | 0.095219 | 10 | 85
DEF | N_AS_ENERGY STAR Water Cooler | unit | 547.5 | 0.095219 | 0.095219 | 10 | 85
DEF | N_CU_ENERGY STAR Water Cooler | unit | 547.5 | 0.095219 | 0.095219 | 10 | 85
DEF | N_GR_ENERGY STAR Water Cooler | unit | 547.5 | 0.095219 | 0.095219 | 10 | 85
DEF | N_HC_ENERGY STAR Water Cooler | unit | 547.5 | 0.095219 | 0.095219 | 10 | 85
DEF | N_HS_ENERGY STAR Water Cooler | unit | 547.5 | 0.095219 | 0.095219 | 10 | 85
DEF | N_IN_ENERGY STAR Water Cooler | unit | 547.5 | 0.095219 | 0.095219 | 10 | 85
DEF | N_LG_ENERGY STAR Water Cooler | unit | 547.5 | 0.095219 | 0.095219 | 10 | 85
DEF | N_MS_ENERGY STAR Water Cooler | unit | 547.5 | 0.095219 | 0.095219 | 10 | 85
DEF | N_OF_ENERGY STAR Water Cooler | unit | 547.5 | 0.095219 | 0.095219 | 10 | 85
DEF | N_RS_ENERGY STAR Water Cooler | unit | 547.5 | 0.095219 | 0.095219 | 10 | 85
DEF | N_RT_ENERGY STAR Water Cooler | unit | 547.5 | 0.095219 | 0.095219 | 10 | 85
DEF | N_SC_ENERGY STAR Water Cooler | unit | 547.5 | 0.095219 | 0.095219 | 10 | 85
DEF | N_WR_ENERGY STAR Water Cooler | unit | 547.5 | 0.095219 | 0.095219 | 10 | 85
DEF | T_AS_Heat Pump Pool Heater | unit | 9411.7647 | 0 | 0.34381 | 15 | 906.95
DEF | T_CU_Heat Pump Pool Heater | unit | 9411.7647 | 0 | 0.34381 | 15 | 906.95
DEF | T_GR_Heat Pump Pool Heater | unit | 9411.7647 | 0 | 0.34381 | 15 | 906.95
DEF | T_HC_Heat Pump Pool Heater | unit | 9411.7647 | 0 | 0.34381 | 15 | 906.95
DEF | T_HS_Heat Pump Pool Heater | unit | 9411.7647 | 0 | 0.34381 | 15 | 906.95
DEF | T_IN_Heat Pump Pool Heater | unit | 9411.7647 | 0 | 0.34381 | 15 | 906.95
DEF | T_LG_Heat Pump Pool Heater | unit | 9411.7647 | 0 | 0.34381 | 15 | 906.95
DEF | T_MS_Heat Pump Pool Heater | unit | 9411.7647 | 0 | 0.34381 | 15 | 906.95
DEF | T_OF_Heat Pump Pool Heater | unit | 9411.7647 | 0 | 0.34381 | 15 | 906.95
DEF | T_RS_Heat Pump Pool Heater | unit | 9411.7647 | 0 | 0.34381 | 15 | 906.95
DEF | T_RT_Heat Pump Pool Heater | unit | 9411.7647 | 0 | 0.34381 | 15 | 906.95
DEF | T_SC_Heat Pump Pool Heater | unit | 9411.7647 | 0 | 0.34381 | 15 | 906.95
DEF | T_WR_Heat Pump Pool Heater | unit | 9411.7647 | 0 | 0.34381 | 15 | 906.95
DEF | N_AS_Heat Pump Pool Heater | unit | 9411.7647 | 0 | 0.34381 | 15 | 906.95
DEF | N_CU_Heat Pump Pool Heater | unit | 9411.7647 | 0 | 0.34381 | 15 | 906.95
DEF | N_GR_Heat Pump Pool Heater | unit | 9411.7647 | 0 | 0.34381 | 15 | 906.95
DEF | N_HC_Heat Pump Pool Heater | unit | 9411.7647 | 0 | 0.34381 | 15 | 906.95
DEF | N_HS_Heat Pump Pool Heater | unit | 9411.7647 | 0 | 0.34381 | 15 | 906.95
DEF | N_IN_Heat Pump Pool Heater | unit | 9411.7647 | 0 | 0.34381 | 15 | 906.95
DEF | N_LG_Heat Pump Pool Heater | unit | 9411.7647 | 0 | 0.34381 | 15 | 906.95
DEF | N_MS_Heat Pump Pool Heater | unit | 9411.7647 | 0 | 0.34381 | 15 | 906.95
DEF | N_OF_Heat Pump Pool Heater | unit | 9411.7647 | 0 | 0.34381 | 15 | 906.95
DEF | N_RS_Heat Pump Pool Heater | unit | 9411.7647 | 0 | 0.34381 | 15 | 906.95
DEF | N_RT_Heat Pump Pool Heater | unit | 9411.7647 | 0 | 0.34381 | 15 | 906.95
DEF | N_SC_Heat Pump Pool Heater | unit | 9411.7647 | 0 | 0.34381 | 15 | 906.95
DEF | N_WR_Heat Pump Pool Heater | unit | 9411.7647 | 0 | 0.34381 | 15 | 906.95
DEF | T_AS_Solar Pool Heater | unit | 10130.719 | 0 | 0.37007 | 15 | 3477
DEF | T_CU_Solar Pool Heater | unit | 10130.719 | 0 | 0.37007 | 15 | 3477
DEF | T_GR_Solar Pool Heater | unit | 10130.719 | 0 | 0.37007 | 15 | 3477
DEF | T_HC_Solar Pool Heater | unit | 10130.719 | 0 | 0.37007 | 15 | 3477
DEF | T_HS_Solar Pool Heater | unit | 10130.719 | 0 | 0.37007 | 15 | 3477
DEF | T_IN_Solar Pool Heater | unit | 10130.719 | 0 | 0.37007 | 15 | 3477
DEF | T_LG_Solar Pool Heater | unit | 10130.719 | 0 | 0.37007 | 15 | 3477
DEF | T_MS_Solar Pool Heater | unit | 10130.719 | 0 | 0.37007 | 15 | 3477
DEF | T_OF_Solar Pool Heater | unit | 10130.719 | 0 | 0.37007 | 15 | 3477
DEF | T_RS_Solar Pool Heater | unit | 10130.719 | 0 | 0.37007 | 15 | 3477
DEF | T_RT_Solar Pool Heater | unit | 10130.719 | 0 | 0.37007 | 15 | 3477
DEF | T_SC_Solar Pool Heater | unit | 10130.719 | 0 | 0.37007 | 15 | 3477
DEF | T_WR_Solar Pool Heater | unit | 10130.719 | 0 | 0.37007 | 15 | 3477
DEF | N_AS_Solar Pool Heater | unit | 10130.719 | 0 | 0.37007 | 15 | 3477
DEF | N_CU_Solar Pool Heater | unit | 10130.719 | 0 | 0.37007 | 15 | 3477
DEF | N_GR_Solar Pool Heater | unit | 10130.719 | 0 | 0.37007 | 15 | 3477
DEF | N_HC_Solar Pool Heater | unit | 10130.719 | 0 | 0.37007 | 15 | 3477
DEF | N_HS_Solar Pool Heater | unit | 10130.719 | 0 | 0.37007 | 15 | 3477
DEF | N_IN_Solar Pool Heater | unit | 10130.719 | 0 | 0.37007 | 15 | 3477
DEF | N_LG_Solar Pool Heater | unit | 10130.719 | 0 | 0.37007 | 15 | 3477
DEF | N_MS_Solar Pool Heater | unit | 10130.719 | 0 | 0.37007 | 15 | 3477
DEF | N_OF_Solar Pool Heater | unit | 10130.719 | 0 | 0.37007 | 15 | 3477
DEF | N_RS_Solar Pool Heater | unit | 10130.719 | 0 | 0.37007 | 15 | 3477
DEF | N_RT_Solar Pool Heater | unit | 10130.719 | 0 | 0.37007 | 15 | 3477
DEF | N_SC_Solar Pool Heater | unit | 10130.719 | 0 | 0.37007 | 15 | 3477
DEF | N_WR_Solar Pool Heater | unit | 10130.719 | 0 | 0.37007 | 15 | 3477
DEF | T_AS_Solar Powered Pool Pump | motor | 4065.1875 | 0.9567 | 0.1485 | 10 | 2259.01
DEF | T_CU_Solar Powered Pool Pump | motor | 4065.1875 | 0.9567 | 0.1485 | 10 | 2259.01
DEF | T_GR_Solar Powered Pool Pump | motor | 4065.1875 | 0.9567 | 0.1485 | 10 | 2259.01
DEF | T_HC_Solar Powered Pool Pump | motor | 4065.1875 | 0.9567 | 0.1485 | 10 | 2259.01
DEF | T_HS_Solar Powered Pool Pump | motor | 4065.1875 | 0.9567 | 0.1485 | 10 | 2259.01
DEF | T_IN_Solar Powered Pool Pump | motor | 4065.1875 | 0.9567 | 0.1485 | 10 | 2259.01
DEF | T_LG_Solar Powered Pool Pump | motor | 4065.1875 | 0.9567 | 0.1485 | 10 | 2259.01
DEF | T_MS_Solar Powered Pool Pump | motor | 4065.1875 | 0.9567 | 0.1485 | 10 | 2259.01
DEF | T_OF_Solar Powered Pool Pump | motor | 4065.1875 | 0.9567 | 0.1485 | 10 | 2259.01
DEF | T_RS_Solar Powered Pool Pump | motor | 4065.1875 | 0.9567 | 0.1485 | 10 | 2259.01
DEF | T_RT_Solar Powered Pool Pump | motor | 4065.1875 | 0.9567 | 0.1485 | 10 | 2259.01
DEF | T_SC_Solar Powered Pool Pump | motor | 4065.1875 | 0.9567 | 0.1485 | 10 | 2259.01
DEF | N_AS_Solar Powered Pool Pump | motor | 4065.1875 | 0.9567 | 0.1485 | 10 | 2259.01
DEF | N_CU_Solar Powered Pool Pump | motor | 4065.1875 | 0.9567 | 0.1485 | 10 | 2259.01
DEF | N_GR_Solar Powered Pool Pump | motor | 4065.1875 | 0.9567 | 0.1485 | 10 | 2259.01
DEF | N_HC_Solar Powered Pool Pump | motor | 4065.1875 | 0.9567 | 0.1485 | 10 | 2259.01
DEF | N_HS_Solar Powered Pool Pump | motor | 4065.1875 | 0.9567 | 0.1485 | 10 | 2259.01
DEF | N_IN_Solar Powered Pool Pump | motor | 4065.1875 | 0.9567 | 0.1485 | 10 | 2259.01
DEF | N_LG_Solar Powered Pool Pump | motor | 4065.1875 | 0.9567 | 0.1485 | 10 | 2259.01
DEF | N_MS_Solar Powered Pool Pump | motor | 4065.1875 | 0.9567 | 0.1485 | 10 | 2259.01
DEF | N_OF_Solar Powered Pool Pump | motor | 4065.1875 | 0.9567 | 0.1485 | 10 | 2259.01
DEF | N_RS_Solar Powered Pool Pump | motor | 4065.1875 | 0.9567 | 0.1485 | 10 | 2259.01
DEF | N_RT_Solar Powered Pool Pump | motor | 4065.1875 | 0.9567 | 0.1485 | 10 | 2259.01
DEF | N_SC_Solar Powered Pool Pump | motor | 4065.1875 | 0.9567 | 0.1485 | 10 | 2259.01
DEF | T_AS_Two Speed Pool Pump | motor | 3100.8409 | 0.72975 | 0.11327 | 10 | 359.01
DEF | T_CU_Two Speed Pool Pump | motor | 3100.8409 | 0.72975 | 0.11327 | 10 | 359.01
DEF | T_GR_Two Speed Pool Pump | motor | 3100.8409 | 0.72975 | 0.11327 | 10 | 359.01
DEF | T_HC_Two Speed Pool Pump | motor | 3100.8409 | 0.72975 | 0.11327 | 10 | 359.01
DEF | T_HS_Two Speed Pool Pump | motor | 3100.8409 | 0.72975 | 0.11327 | 10 | 359.01
DEF | T_IN_Two Speed Pool Pump | motor | 3100.8409 | 0.72975 | 0.11327 | 10 | 359.01
DEF | T_LG_Two Speed Pool Pump | motor | 3100.8409 | 0.72975 | 0.11327 | 10 | 359.01
DEF | T_MS_Two Speed Pool Pump | motor | 3100.8409 | 0.72975 | 0.11327 | 10 | 359.01
DEF | T_OF_Two Speed Pool Pump | motor | 3100.8409 | 0.72975 | 0.11327 | 10 | 359.01
DEF | T_RS_Two Speed Pool Pump | motor | 3100.8409 | 0.72975 | 0.11327 | 10 | 359.01
DEF | T_RT_Two Speed Pool Pump | motor | 3100.8409 | 0.72975 | 0.11327 | 10 | 359.01
DEF | T_SC_Two Speed Pool Pump | motor | 3100.8409 | 0.72975 | 0.11327 | 10 | 359.01
DEF | T_WR_Two Speed Pool Pump | motor | 3100.8409 | 0.72975 | 0.11327 | 10 | 359.01
DEF | N_AS_Two Speed Pool Pump | motor | 3100.8409 | 0.72975 | 0.11327 | 10 | 359.01
DEF | N_CU_Two Speed Pool Pump | motor | 3100.8409 | 0.72975 | 0.11327 | 10 | 359.01
DEF | N_GR_Two Speed Pool Pump | motor | 3100.8409 | 0.72975 | 0.11327 | 10 | 359.01
DEF | N_HC_Two Speed Pool Pump | motor | 3100.8409 | 0.72975 | 0.11327 | 10 | 359.01
DEF | N_HS_Two Speed Pool Pump | motor | 3100.8409 | 0.72975 | 0.11327 | 10 | 359.01
DEF | N_IN_Two Speed Pool Pump | motor | 3100.8409 | 0.72975 | 0.11327 | 10 | 359.01
DEF | N_LG_Two Speed Pool Pump | motor | 3100.8409 | 0.72975 | 0.11327 | 10 | 359.01
DEF | N_MS_Two Speed Pool Pump | motor | 3100.8409 | 0.72975 | 0.11327 | 10 | 359.01
DEF | N_OF_Two Speed Pool Pump | motor | 3100.8409 | 0.72975 | 0.11327 | 10 | 359.01
DEF | N_RS_Two Speed Pool Pump | motor | 3100.8409 | 0.72975 | 0.11327 | 10 | 359.01
DEF | N_RT_Two Speed Pool Pump | motor | 3100.8409 | 0.72975 | 0.11327 | 10 | 359.01
DEF | N_SC_Two Speed Pool Pump | motor | 3100.8409 | 0.72975 | 0.11327 | 10 | 359.01
DEF | N_WR_Two Speed Pool Pump | motor | 3100.8409 | 0.72975 | 0.11327 | 10 | 359.01
DEF | T_AS_Variable Speed Pool Pump | motor | 3230.25 | 0.7602 | 0.118 | 10 | 1085.01
DEF | T_CU_Variable Speed Pool Pump | motor | 3230.25 | 0.7602 | 0.118 | 10 | 1085.01
DEF | T_GR_Variable Speed Pool Pump | motor | 3230.25 | 0.7602 | 0.118 | 10 | 1085.01
DEF | T_HC_Variable Speed Pool Pump | motor | 3230.25 | 0.7602 | 0.118 | 10 | 1085.01
DEF | T_HS_Variable Speed Pool Pump | motor | 3230.25 | 0.7602 | 0.118 | 10 | 1085.01
DEF | T_IN_Variable Speed Pool Pump | motor | 3230.25 | 0.7602 | 0.118 | 10 | 1085.01
DEF | T_LG_Variable Speed Pool Pump | motor | 3230.25 | 0.7602 | 0.118 | 10 | 1085.01
DEF | T_MS_Variable Speed Pool Pump | motor | 3230.25 | 0.7602 | 0.118 | 10 | 1085.01
DEF | T_OF_Variable Speed Pool Pump | motor | 3230.25 | 0.7602 | 0.118 | 10 | 1085.01
DEF | T_RS_Variable Speed Pool Pump | motor | 3230.25 | 0.7602 | 0.118 | 10 | 1085.01
DEF | T_RT_Variable Speed Pool Pump | motor | 3230.25 | 0.7602 | 0.118 | 10 | 1085.01
DEF | T_SC_Variable Speed Pool Pump | motor | 3230.25 | 0.7602 | 0.118 | 10 | 1085.01
DEF | N_AS_Variable Speed Pool Pump | motor | 3230.25 | 0.7602 | 0.118 | 10 | 1085.01
DEF | N_CU_Variable Speed Pool Pump | motor | 3230.25 | 0.7602 | 0.118 | 10 | 1085.01
DEF | N_GR_Variable Speed Pool Pump | motor | 3230.25 | 0.7602 | 0.118 | 10 | 1085.01
DEF | N_HC_Variable Speed Pool Pump | motor | 3230.25 | 0.7602 | 0.118 | 10 | 1085.01
DEF | N_HS_Variable Speed Pool Pump | motor | 3230.25 | 0.7602 | 0.118 | 10 | 1085.01
DEF | N_IN_Variable Speed Pool Pump | motor | 3230.25 | 0.7602 | 0.118 | 10 | 1085.01
DEF | N_LG_Variable Speed Pool Pump | motor | 3230.25 | 0.7602 | 0.118 | 10 | 1085.01
DEF | N_MS_Variable Speed Pool Pump | motor | 3230.25 | 0.7602 | 0.118 | 10 | 1085.01
DEF | N_OF_Variable Speed Pool Pump | motor | 3230.25 | 0.7602 | 0.118 | 10 | 1085.01
DEF | N_RS_Variable Speed Pool Pump | motor | 3230.25 | 0.7602 | 0.118 | 10 | 1085.01
DEF | N_RT_Variable Speed Pool Pump | motor | 3230.25 | 0.7602 | 0.118 | 10 | 1085.01
DEF | N_SC_Variable Speed Pool Pump | motor | 3230.25 | 0.7602 | 0.118 | 10 | 1085.01
DEF | T_AS_ENERGY STAR Imaging Equipment | unit | 416.8 | 0.0578 | 0.038813 | 6 | 585.14
DEF | T_CU_ENERGY STAR Imaging Equipment | unit | 416.8 | 0.0578 | 0.038813 | 6 | 585.14
DEF | T_GR_ENERGY STAR Imaging Equipment | unit | 416.8 | 0.0578 | 0.038813 | 6 | 585.14
DEF | T_HC_ENERGY STAR Imaging Equipment | unit | 416.8 | 0.0578 | 0.038813 | 6 | 585.14
DEF | T_HS_ENERGY STAR Imaging Equipment | unit | 416.8 | 0.0578 | 0.038813 | 6 | 585.14
DEF | T_IN_ENERGY STAR Imaging Equipment | unit | 416.8 | 0.0578 | 0.038813 | 6 | 585.14
DEF | T_LG_ENERGY STAR Imaging Equipment | unit | 416.8 | 0.0578 | 0.038813 | 6 | 585.14
DEF | T_MS_ENERGY STAR Imaging Equipment | unit | 416.8 | 0.0578 | 0.038813 | 6 | 585.14
DEF | T_OF_ENERGY STAR Imaging Equipment | unit | 416.8 | 0.0578 | 0.038813 | 6 | 585.14
DEF | T_RS_ENERGY STAR Imaging Equipment | unit | 416.8 | 0.0578 | 0.038813 | 6 | 585.14
DEF | T_RT_ENERGY STAR Imaging Equipment | unit | 416.8 | 0.0578 | 0.038813 | 6 | 585.14
DEF | T_SC_ENERGY STAR Imaging Equipment | unit | 416.8 | 0.0578 | 0.038813 | 6 | 585.14
DEF | T_WR_ENERGY STAR Imaging Equipment | unit | 416.8 | 0.0578 | 0.038813 | 6 | 585.14
DEF | N_AS_ENERGY STAR Imaging Equipment | unit | 416.8 | 0.0578 | 0.038813 | 6 | 585.14
DEF | N_CU_ENERGY STAR Imaging Equipment | unit | 416.8 | 0.0578 | 0.038813 | 6 | 585.14
DEF | N_GR_ENERGY STAR Imaging Equipment | unit | 416.8 | 0.0578 | 0.038813 | 6 | 585.14
DEF | N_HC_ENERGY STAR Imaging Equipment | unit | 416.8 | 0.0578 | 0.038813 | 6 | 585.14
DEF | N_HS_ENERGY STAR Imaging Equipment | unit | 416.8 | 0.0578 | 0.038813 | 6 | 585.14
DEF | N_IN_ENERGY STAR Imaging Equipment | unit | 416.8 | 0.0578 | 0.038813 | 6 | 585.14
DEF | N_LG_ENERGY STAR Imaging Equipment | unit | 416.8 | 0.0578 | 0.038813 | 6 | 585.14
DEF | N_MS_ENERGY STAR Imaging Equipment | unit | 416.8 | 0.0578 | 0.038813 | 6 | 585.14
DEF | N_OF_ENERGY STAR Imaging Equipment | unit | 416.8 | 0.0578 | 0.038813 | 6 | 585.14
DEF | N_RS_ENERGY STAR Imaging Equipment | unit | 416.8 | 0.0578 | 0.038813 | 6 | 585.14
DEF | N_RT_ENERGY STAR Imaging Equipment | unit | 416.8 | 0.0578 | 0.038813 | 6 | 585.14
DEF | N_SC_ENERGY STAR Imaging Equipment | unit | 416.8 | 0.0578 | 0.038813 | 6 | 585.14
DEF | N_WR_ENERGY STAR Imaging Equipment | unit | 416.8 | 0.0578 | 0.038813 | 6 | 585.14
DEF | T_AS_Energy Star PCs | unit | 123.5154 | 0.017591 | 0 | 4 | 20
DEF | T_CU_Energy Star PCs | unit | 123.5154 | 0.023703 | 0.023703 | 4 | 20
DEF | T_GR_Energy Star PCs | unit | 123.5154 | 0.017591 | 0.0068231 | 4 | 20
DEF | T_HC_Energy Star PCs | unit | 123.5154 | 0.017591 | 0.0068231 | 4 | 20
DEF | T_HS_Energy Star PCs | unit | 123.5154 | 0.023703 | 0.023703 | 4 | 20
DEF | T_IN_Energy Star PCs | unit | 123.5154 | 0.017591 | 0 | 4 | 20
DEF | T_LG_Energy Star PCs | unit | 123.5154 | 0.017591 | 0.0068231 | 4 | 20
DEF | T_MS_Energy Star PCs | unit | 123.5154 | 0.017591 | 0 | 4 | 20
DEF | T_OF_Energy Star PCs | unit | 123.5154 | 0.017591 | 0.0068231 | 4 | 20
DEF | T_RS_Energy Star PCs | unit | 123.5154 | 0.017591 | 0 | 4 | 20
DEF | T_RT_Energy Star PCs | unit | 123.5154 | 0.017591 | 0.0068231 | 4 | 20
DEF | T_SC_Energy Star PCs | unit | 123.5154 | 0.017591 | 0.0068231 | 4 | 20
DEF | T_WR_Energy Star PCs | unit | 123.5154 | 0.017591 | 0 | 4 | 20
DEF | N_AS_Energy Star PCs | unit | 123.5154 | 0.017591 | 0 | 4 | 20
DEF | N_CU_Energy Star PCs | unit | 123.5154 | 0.023703 | 0.023703 | 4 | 20
DEF | N_GR_Energy Star PCs | unit | 123.5154 | 0.017591 | 0.0068231 | 4 | 20
DEF | N_HC_Energy Star PCs | unit | 123.5154 | 0.017591 | 0.0068231 | 4 | 20
DEF | N_HS_Energy Star PCs | unit | 123.5154 | 0.023703 | 0.023703 | 4 | 20
DEF | N_IN_Energy Star PCs | unit | 123.5154 | 0.017591 | 0 | 4 | 20
DEF | N_LG_Energy Star PCs | unit | 123.5154 | 0.017591 | 0.0068231 | 4 | 20
DEF | N_MS_Energy Star PCs | unit | 123.5154 | 0.017591 | 0 | 4 | 20
DEF | N_OF_Energy Star PCs | unit | 123.5154 | 0.017591 | 0.0068231 | 4 | 20
DEF | N_RS_Energy Star PCs | unit | 123.5154 | 0.017591 | 0 | 4 | 20
DEF | N_RT_Energy Star PCs | unit | 123.5154 | 0.017591 | 0.0068231 | 4 | 20
DEF | N_SC_Energy Star PCs | unit | 123.5154 | 0.017591 | 0.0068231 | 4 | 20
DEF | N_WR_Energy Star PCs | unit | 123.5154 | 0.017591 | 0 | 4 | 20
DEF | T_AS_Energy Star Servers | unit | 1136.6997 | 0.16919 | 0.11767 | 4 | 70
DEF | T_CU_Energy Star Servers | unit | 1136.6997 | 0.16919 | 0.11767 | 4 | 70
DEF | T_GR_Energy Star Servers | unit | 1136.6997 | 0.16919 | 0.11767 | 4 | 70
DEF | T_HC_Energy Star Servers | unit | 1136.6997 | 0.16919 | 0.11767 | 4 | 70
DEF | T_HS_Energy Star Servers | unit | 1136.6997 | 0.16919 | 0.11767 | 4 | 70
DEF | T_IN_Energy Star Servers | unit | 1136.6997 | 0.16919 | 0.11767 | 4 | 70
DEF | T_LG_Energy Star Servers | unit | 1136.6997 | 0.16919 | 0.11767 | 4 | 70
DEF | T_MS_Energy Star Servers | unit | 1136.6997 | 0.16919 | 0.11767 | 4 | 70
DEF | T_OF_Energy Star Servers | unit | 1136.6997 | 0.16919 | 0.11767 | 4 | 70
DEF | T_RS_Energy Star Servers | unit | 1136.6997 | 0.16919 | 0.11767 | 4 | 70
DEF | T_RT_Energy Star Servers | unit | 1136.6997 | 0.16919 | 0.11767 | 4 | 70
DEF | T_SC_Energy Star Servers | unit | 1136.6997 | 0.16919 | 0.11767 | 4 | 70
DEF | T_WR_Energy Star Servers | unit | 1136.6997 | 0.16919 | 0.11767 | 4 | 70
DEF | N_AS_Energy Star Servers | unit | 1136.6997 | 0.16919 | 0.11767 | 4 | 70
DEF | N_CU_Energy Star Servers | unit | 1136.6997 | 0.16919 | 0.11767 | 4 | 70
DEF | N_GR_Energy Star Servers | unit | 1136.6997 | 0.16919 | 0.11767 | 4 | 70
DEF | N_HC_Energy Star Servers | unit | 1136.6997 | 0.16919 | 0.11767 | 4 | 70
DEF | N_HS_Energy Star Servers | unit | 1136.6997 | 0.16919 | 0.11767 | 4 | 70
DEF | N_IN_Energy Star Servers | unit | 1136.6997 | 0.16919 | 0.11767 | 4 | 70
DEF | N_LG_Energy Star Servers | unit | 1136.6997 | 0.16919 | 0.11767 | 4 | 70
DEF | N_MS_Energy Star Servers | unit | 1136.6997 | 0.16919 | 0.11767 | 4 | 70
DEF | N_OF_Energy Star Servers | unit | 1136.6997 | 0.16919 | 0.11767 | 4 | 70
DEF | N_RS_Energy Star Servers | unit | 1136.6997 | 0.16919 | 0.11767 | 4 | 70
DEF | N_RT_Energy Star Servers | unit | 1136.6997 | 0.16919 | 0.11767 | 4 | 70
DEF | N_SC_Energy Star Servers | unit | 1136.6997 | 0.16919 | 0.11767 | 4 | 70
DEF | N_WR_Energy Star Servers | unit | 1136.6997 | 0.16919 | 0.11767 | 4 | 70
DEF | T_AS_Energy Star Uninterruptable Power Supply | unit | 5.3521 | 0.00061097 | 0.00061097 | 10 | 1.5473
DEF | T_CU_Energy Star Uninterruptable Power Supply | unit | 5.3521 | 0.00061097 | 0.00061097 | 10 | 1.5473
DEF | T_GR_Energy Star Uninterruptable Power Supply | unit | 5.3521 | 0.00061097 | 0.00061097 | 10 | 1.5473
DEF | T_HC_Energy Star Uninterruptable Power Supply | unit | 5.3521 | 0.00061097 | 0.00061097 | 10 | 1.5473
DEF | T_HS_Energy Star Uninterruptable Power Supply | unit | 5.3521 | 0.00061097 | 0.00061097 | 10 | 1.5473
DEF | T_IN_Energy Star Uninterruptable Power Supply | unit | 5.3521 | 0.00061097 | 0.00061097 | 10 | 1.5473
DEF | T_LG_Energy Star Uninterruptable Power Supply | unit | 5.3521 | 0.00061097 | 0.00061097 | 10 | 1.5473
DEF | T_MS_Energy Star Uninterruptable Power Supply | unit | 5.3521 | 0.00061097 | 0.00061097 | 10 | 1.5473
DEF | T_OF_Energy Star Uninterruptable Power Supply | unit | 5.3521 | 0.00061097 | 0.00061097 | 10 | 1.5473
DEF | T_RS_Energy Star Uninterruptable Power Supply | unit | 5.3521 | 0.00061097 | 0.00061097 | 10 | 1.5473
DEF | T_RT_Energy Star Uninterruptable Power Supply | unit | 5.3521 | 0.00061097 | 0.00061097 | 10 | 1.5473
DEF | T_SC_Energy Star Uninterruptable Power Supply | unit | 5.3521 | 0.00061097 | 0.00061097 | 10 | 1.5473
DEF | T_WR_Energy Star Uninterruptable Power Supply | unit | 5.3521 | 0.00061097 | 0.00061097 | 10 | 1.5473
DEF | N_AS_Energy Star Uninterruptable Power Supply | unit | 5.3521 | 0.00061097 | 0.00061097 | 10 | 1.5473
DEF | N_CU_Energy Star Uninterruptable Power Supply | unit | 5.3521 | 0.00061097 | 0.00061097 | 10 | 1.5473
DEF | N_GR_Energy Star Uninterruptable Power Supply | unit | 5.3521 | 0.00061097 | 0.00061097 | 10 | 1.5473
DEF | N_HC_Energy Star Uninterruptable Power Supply | unit | 5.3521 | 0.00061097 | 0.00061097 | 10 | 1.5473
DEF | N_HS_Energy Star Uninterruptable Power Supply | unit | 5.3521 | 0.00061097 | 0.00061097 | 10 | 1.5473
DEF | N_IN_Energy Star Uninterruptable Power Supply | unit | 5.3521 | 0.00061097 | 0.00061097 | 10 | 1.5473
DEF | N_LG_Energy Star Uninterruptable Power Supply | unit | 5.3521 | 0.00061097 | 0.00061097 | 10 | 1.5473
DEF | N_MS_Energy Star Uninterruptable Power Supply | unit | 5.3521 | 0.00061097 | 0.00061097 | 10 | 1.5473
DEF | N_OF_Energy Star Uninterruptable Power Supply | unit | 5.3521 | 0.00061097 | 0.00061097 | 10 | 1.5473
DEF | N_RS_Energy Star Uninterruptable Power Supply | unit | 5.3521 | 0.00061097 | 0.00061097 | 10 | 1.5473
DEF | N_RT_Energy Star Uninterruptable Power Supply | unit | 5.3521 | 0.00061097 | 0.00061097 | 10 | 1.5473
DEF | N_SC_Energy Star Uninterruptable Power Supply | unit | 5.3521 | 0.00061097 | 0.00061097 | 10 | 1.5473
DEF | N_WR_Energy Star Uninterruptable Power Supply | unit | 5.3521 | 0.00061097 | 0.00061097 | 10 | 1.5473
DEF | T_AS_Server Virtualization | system | 21024 | 3.1292 | 2.1764 | 3 | 17700
DEF | T_CU_Server Virtualization | system | 21024 | 3.1292 | 2.1764 | 3 | 17700
DEF | T_GR_Server Virtualization | system | 21024 | 3.1292 | 2.1764 | 3 | 17700
DEF | T_HC_Server Virtualization | system | 21024 | 3.1292 | 2.1764 | 3 | 17700
DEF | T_HS_Server Virtualization | system | 21024 | 3.1292 | 2.1764 | 3 | 17700
DEF | T_IN_Server Virtualization | system | 21024 | 3.1292 | 2.1764 | 3 | 17700
DEF | T_LG_Server Virtualization | system | 21024 | 3.1292 | 2.1764 | 3 | 17700
DEF | T_MS_Server Virtualization | system | 21024 | 3.1292 | 2.1764 | 3 | 17700
DEF | T_OF_Server Virtualization | system | 21024 | 3.1292 | 2.1764 | 3 | 17700
DEF | T_RS_Server Virtualization | system | 21024 | 3.1292 | 2.1764 | 3 | 17700
DEF | T_RT_Server Virtualization | system | 21024 | 3.1292 | 2.1764 | 3 | 17700
DEF | T_SC_Server Virtualization | system | 21024 | 3.1292 | 2.1764 | 3 | 17700
DEF | T_WR_Server Virtualization | system | 21024 | 3.1292 | 2.1764 | 3 | 17700
DEF | N_AS_Server Virtualization | system | 21024 | 3.1292 | 2.1764 | 3 | 17700
DEF | N_CU_Server Virtualization | system | 21024 | 3.1292 | 2.1764 | 3 | 17700
DEF | N_GR_Server Virtualization | system | 21024 | 3.1292 | 2.1764 | 3 | 17700
DEF | N_HC_Server Virtualization | system | 21024 | 3.1292 | 2.1764 | 3 | 17700
DEF | N_HS_Server Virtualization | system | 21024 | 3.1292 | 2.1764 | 3 | 17700
DEF | N_IN_Server Virtualization | system | 21024 | 3.1292 | 2.1764 | 3 | 17700
DEF | N_LG_Server Virtualization | system | 21024 | 3.1292 | 2.1764 | 3 | 17700
DEF | N_MS_Server Virtualization | system | 21024 | 3.1292 | 2.1764 | 3 | 17700
DEF | N_OF_Server Virtualization | system | 21024 | 3.1292 | 2.1764 | 3 | 17700
DEF | N_RS_Server Virtualization | system | 21024 | 3.1292 | 2.1764 | 3 | 17700
DEF | N_RT_Server Virtualization | system | 21024 | 3.1292 | 2.1764 | 3 | 17700
DEF | N_SC_Server Virtualization | system | 21024 | 3.1292 | 2.1764 | 3 | 17700
DEF | N_WR_Server Virtualization | system | 21024 | 3.1292 | 2.1764 | 3 | 17700
DEF | T_AS_Energy Star Commercial Glass Door Freezer | freezer | 4389.9823 | 0.64112 | 0.22051 | 12 | 166
DEF | T_CU_Energy Star Commercial Glass Door Freezer | freezer | 4389.9823 | 0.56918 | 0.47676 | 12 | 166
DEF | T_GR_Energy Star Commercial Glass Door Freezer | freezer | 4389.9823 | 0.64112 | 0.22051 | 12 | 166
DEF | T_HC_Energy Star Commercial Glass Door Freezer | freezer | 4389.9823 | 0.56918 | 0.47676 | 12 | 166
DEF | T_HS_Energy Star Commercial Glass Door Freezer | freezer | 4389.9823 | 0.56918 | 0.47676 | 12 | 166
DEF | T_IN_Energy Star Commercial Glass Door Freezer | freezer | 4389.9823 | 0.64112 | 0.22051 | 12 | 166
DEF | T_LG_Energy Star Commercial Glass Door Freezer | freezer | 4389.9823 | 0.56918 | 0.47676 | 12 | 166
DEF | T_MS_Energy Star Commercial Glass Door Freezer | freezer | 4389.9823 | 0.64112 | 0.22051 | 12 | 166
DEF | T_OF_Energy Star Commercial Glass Door Freezer | freezer | 4389.9823 | 0.64112 | 0.22051 | 12 | 166
DEF | T_RS_Energy Star Commercial Glass Door Freezer | freezer | 4389.9823 | 0.56918 | 0.47676 | 12 | 166
DEF | T_RT_Energy Star Commercial Glass Door Freezer | freezer | 4389.9823 | 0.64112 | 0.22051 | 12 | 166
DEF | T_SC_Energy Star Commercial Glass Door Freezer | freezer | 4389.9823 | 0.56918 | 0.47676 | 12 | 166
DEF | T_WR_Energy Star Commercial Glass Door Freezer | freezer | 4389.9823 | 0.64112 | 0.22051 | 12 | 166
DEF | N_AS_Energy Star Commercial Glass Door Freezer | freezer | 4389.9823 | 0.64112 | 0.22051 | 12 | 166
DEF | N_CU_Energy Star Commercial Glass Door Freezer | freezer | 4389.9823 | 0.56918 | 0.47676 | 12 | 166
DEF | N_GR_Energy Star Commercial Glass Door Freezer | freezer | 4389.9823 | 0.64112 | 0.22051 | 12 | 166
DEF | N_HC_Energy Star Commercial Glass Door Freezer | freezer | 4389.9823 | 0.56918 | 0.47676 | 12 | 166
DEF | N_HS_Energy Star Commercial Glass Door Freezer | freezer | 4389.9823 | 0.56918 | 0.47676 | 12 | 166
DEF | N_IN_Energy Star Commercial Glass Door Freezer | freezer | 4389.9823 | 0.64112 | 0.22051 | 12 | 166
DEF | N_LG_Energy Star Commercial Glass Door Freezer | freezer | 4389.9823 | 0.56918 | 0.47676 | 12 | 166
DEF | N_MS_Energy Star Commercial Glass Door Freezer | freezer | 4389.9823 | 0.64112 | 0.22051 | 12 | 166
DEF | N_OF_Energy Star Commercial Glass Door Freezer | freezer | 4389.9823 | 0.64112 | 0.22051 | 12 | 166
DEF | N_RS_Energy Star Commercial Glass Door Freezer | freezer | 4389.9823 | 0.56918 | 0.47676 | 12 | 166
DEF | N_RT_Energy Star Commercial Glass Door Freezer | freezer | 4389.9823 | 0.64112 | 0.22051 | 12 | 166
DEF | N_SC_Energy Star Commercial Glass Door Freezer | freezer | 4389.9823 | 0.56918 | 0.47676 | 12 | 166
DEF | N_WR_Energy Star Commercial Glass Door Freezer | freezer | 4389.9823 | 0.64112 | 0.22051 | 12 | 166
DEF | T_AS_Energy Star Commercial Glass Door Refrigerator | refrigerator | 922.8665 | 0.13478 | 0.046356 | 12 | 164
DEF | T_CU_Energy Star Commercial Glass Door Refrigerator | refrigerator | 922.8665 | 0.11965 | 0.10023 | 12 | 164
DEF | T_GR_Energy Star Commercial Glass Door Refrigerator | refrigerator | 922.8665 | 0.13478 | 0.046356 | 12 | 164
DEF | T_HC_Energy Star Commercial Glass Door Refrigerator | refrigerator | 922.8665 | 0.11965 | 0.10023 | 12 | 164
DEF | T_HS_Energy Star Commercial Glass Door Refrigerator | refrigerator | 922.8665 | 0.11965 | 0.10023 | 12 | 164
DEF | T_IN_Energy Star Commercial Glass Door Refrigerator | refrigerator | 922.8665 | 0.13478 | 0.046356 | 12 | 164
DEF | T_LG_Energy Star Commercial Glass Door Refrigerator | refrigerator | 922.8665 | 0.11965 | 0.10023 | 12 | 164
DEF | T_MS_Energy Star Commercial Glass Door Refrigerator | refrigerator | 922.8665 | 0.13478 | 0.046356 | 12 | 164
DEF | T_OF_Energy Star Commercial Glass Door Refrigerator | refrigerator | 922.8665 | 0.13478 | 0.046356 | 12 | 164
DEF | T_RS_Energy Star Commercial Glass Door Refrigerator | refrigerator | 922.8665 | 0.11965 | 0.10023 | 12 | 164
DEF | T_RT_Energy Star Commercial Glass Door Refrigerator | refrigerator | 922.8665 | 0.13478 | 0.046356 | 12 | 164
DEF | T_SC_Energy Star Commercial Glass Door Refrigerator | refrigerator | 922.8665 | 0.11965 | 0.10023 | 12 | 164
DEF | T_WR_Energy Star Commercial Glass Door Refrigerator | refrigerator | 922.8665 | 0.13478 | 0.046356 | 12 | 164
DEF | N_AS_Energy Star Commercial Glass Door Refrigerator | refrigerator | 922.8665 | 0.13478 | 0.046356 | 12 | 164
DEF | N_CU_Energy Star Commercial Glass Door Refrigerator | refrigerator | 922.8665 | 0.11965 | 0.10023 | 12 | 164
DEF | N_GR_Energy Star Commercial Glass Door Refrigerator | refrigerator | 922.8665 | 0.13478 | 0.046356 | 12 | 164
DEF | N_HC_Energy Star Commercial Glass Door Refrigerator | refrigerator | 922.8665 | 0.11965 | 0.10023 | 12 | 164
DEF | N_HS_Energy Star Commercial Glass Door Refrigerator | refrigerator | 922.8665 | 0.11965 | 0.10023 | 12 | 164
DEF | N_IN_Energy Star Commercial Glass Door Refrigerator | refrigerator | 922.8665 | 0.13478 | 0.046356 | 12 | 164
DEF | N_LG_Energy Star Commercial Glass Door Refrigerator | refrigerator | 922.8665 | 0.11965 | 0.10023 | 12 | 164
DEF | N_MS_Energy Star Commercial Glass Door Refrigerator | refrigerator | 922.8665 | 0.13478 | 0.046356 | 12 | 164
DEF | N_OF_Energy Star Commercial Glass Door Refrigerator | refrigerator | 922.8665 | 0.13478 | 0.046356 | 12 | 164
DEF | N_RS_Energy Star Commercial Glass Door Refrigerator | refrigerator | 922.8665 | 0.11965 | 0.10023 | 12 | 164
DEF | N_RT_Energy Star Commercial Glass Door Refrigerator | refrigerator | 922.8665 | 0.13478 | 0.046356 | 12 | 164
DEF | N_SC_Energy Star Commercial Glass Door Refrigerator | refrigerator | 922.8665 | 0.11965 | 0.10023 | 12 | 164
DEF | N_WR_Energy Star Commercial Glass Door Refrigerator | refrigerator | 922.8665 | 0.13478 | 0.046356 | 12 | 164
DEF | T_AS_Energy Star Commercial Solid Door Freezer | freezer | 2533.0469 | 0.37834 | 0.16907 | 12 | 166
DEF | T_CU_Energy Star Commercial Solid Door Freezer | freezer | 2533.0469 | 0.32842 | 0.27509 | 12 | 166
DEF | T_GR_Energy Star Commercial Solid Door Freezer | freezer | 2533.0469 | 0.37834 | 0.16907 | 12 | 166
DEF | T_HC_Energy Star Commercial Solid Door Freezer | freezer | 2533.0469 | 0.32842 | 0.27509 | 12 | 166
DEF | T_HS_Energy Star Commercial Solid Door Freezer | freezer | 2533.0469 | 0.32842 | 0.27509 | 12 | 166
DEF | T_IN_Energy Star Commercial Solid Door Freezer | freezer | 2533.0469 | 0.37834 | 0.16907 | 12 | 166
DEF | T_LG_Energy Star Commercial Solid Door Freezer | freezer | 2533.0469 | 0.32842 | 0.27509 | 12 | 166
DEF | T_MS_Energy Star Commercial Solid Door Freezer | freezer | 2533.0469 | 0.37834 | 0.16907 | 12 | 166
DEF | T_OF_Energy Star Commercial Solid Door Freezer | freezer | 2533.0469 | 0.37834 | 0.16907 | 12 | 166
DEF | T_RS_Energy Star Commercial Solid Door Freezer | freezer | 2533.0469 | 0.32842 | 0.27509 | 12 | 166
DEF | T_RT_Energy Star Commercial Solid Door Freezer | freezer | 2533.0469 | 0.37834 | 0.16907 | 12 | 166
DEF | T_SC_Energy Star Commercial Solid Door Freezer | freezer | 2533.0469 | 0.32842 | 0.27509 | 12 | 166
DEF | T_WR_Energy Star Commercial Solid Door Freezer | freezer | 2533.0469 | 0.37834 | 0.16907 | 12 | 166
DEF | N_AS_Energy Star Commercial Solid Door Freezer | freezer | 2533.0469 | 0.37834 | 0.16907 | 12 | 166
DEF | N_CU_Energy Star Commercial Solid Door Freezer | freezer | 2533.0469 | 0.32842 | 0.27509 | 12 | 166
DEF | N_GR_Energy Star Commercial Solid Door Freezer | freezer | 2533.0469 | 0.37834 | 0.16907 | 12 | 166
DEF | N_HC_Energy Star Commercial Solid Door Freezer | freezer | 2533.0469 | 0.32842 | 0.27509 | 12 | 166
DEF | N_HS_Energy Star Commercial Solid Door Freezer | freezer | 2533.0469 | 0.32842 | 0.27509 | 12 | 166
DEF | N_IN_Energy Star Commercial Solid Door Freezer | freezer | 2533.0469 | 0.37834 | 0.16907 | 12 | 166
DEF | N_LG_Energy Star Commercial Solid Door Freezer | freezer | 2533.0469 | 0.32842 | 0.27509 | 12 | 166
DEF | N_MS_Energy Star Commercial Solid Door Freezer | freezer | 2533.0469 | 0.37834 | 0.16907 | 12 | 166
DEF | N_OF_Energy Star Commercial Solid Door Freezer | freezer | 2533.0469 | 0.37834 | 0.16907 | 12 | 166
DEF | N_RS_Energy Star Commercial Solid Door Freezer | freezer | 2533.0469 | 0.32842 | 0.27509 | 12 | 166
DEF | N_RT_Energy Star Commercial Solid Door Freezer | freezer | 2533.0469 | 0.37834 | 0.16907 | 12 | 166
DEF | N_SC_Energy Star Commercial Solid Door Freezer | freezer | 2533.0469 | 0.32842 | 0.27509 | 12 | 166
DEF | N_WR_Energy Star Commercial Solid Door Freezer | freezer | 2533.0469 | 0.37834 | 0.16907 | 12 | 166
DEF | T_AS_Energy Star Commercial Solid Door Refrigerator | refrigerator | 849.9239 | 0.12695 | 0.056728 | 12 | 164
DEF | T_CU_Energy Star Commercial Solid Door Refrigerator | refrigerator | 849.9239 | 0.1102 | 0.092304 | 12 | 164
DEF | T_GR_Energy Star Commercial Solid Door Refrigerator | refrigerator | 849.9239 | 0.12695 | 0.056728 | 12 | 164
DEF | T_HC_Energy Star Commercial Solid Door Refrigerator | refrigerator | 849.9239 | 0.1102 | 0.092304 | 12 | 164
DEF | T_HS_Energy Star Commercial Solid Door Refrigerator | refrigerator | 849.9239 | 0.1102 | 0.092304 | 12 | 164
DEF | T_IN_Energy Star Commercial Solid Door Refrigerator | refrigerator | 849.9239 | 0.12695 | 0.056728 | 12 | 164
DEF | T_LG_Energy Star Commercial Solid Door Refrigerator | refrigerator | 849.9239 | 0.1102 | 0.092304 | 12 | 164
DEF | T_MS_Energy Star Commercial Solid Door Refrigerator | refrigerator | 849.9239 | 0.12695 | 0.056728 | 12 | 164
DEF | T_OF_Energy Star Commercial Solid Door Refrigerator | refrigerator | 849.9239 | 0.12695 | 0.056728 | 12 | 164
DEF | T_RS_Energy Star Commercial Solid Door Refrigerator | refrigerator | 849.9239 | 0.1102 | 0.092304 | 12 | 164
DEF | T_RT_Energy Star Commercial Solid Door Refrigerator | refrigerator | 849.9239 | 0.12695 | 0.056728 | 12 | 164
DEF | T_SC_Energy Star Commercial Solid Door Refrigerator | refrigerator | 849.9239 | 0.1102 | 0.092304 | 12 | 164
DEF | T_WR_Energy Star Commercial Solid Door Refrigerator | refrigerator | 849.9239 | 0.12695 | 0.056728 | 12 | 164
DEF | N_AS_Energy Star Commercial Solid Door Refrigerator | refrigerator | 849.9239 | 0.12695 | 0.056728 | 12 | 164
DEF | N_CU_Energy Star Commercial Solid Door Refrigerator | refrigerator | 849.9239 | 0.1102 | 0.092304 | 12 | 164
DEF | N_GR_Energy Star Commercial Solid Door Refrigerator | refrigerator | 849.9239 | 0.12695 | 0.056728 | 12 | 164
DEF | N_HC_Energy Star Commercial Solid Door Refrigerator | refrigerator | 849.9239 | 0.1102 | 0.092304 | 12 | 164
DEF | N_HS_Energy Star Commercial Solid Door Refrigerator | refrigerator | 849.9239 | 0.1102 | 0.092304 | 12 | 164
DEF | N_IN_Energy Star Commercial Solid Door Refrigerator | refrigerator | 849.9239 | 0.12695 | 0.056728 | 12 | 164
DEF | N_LG_Energy Star Commercial Solid Door Refrigerator | refrigerator | 849.9239 | 0.1102 | 0.092304 | 12 | 164
DEF | N_MS_Energy Star Commercial Solid Door Refrigerator | refrigerator | 849.9239 | 0.12695 | 0.056728 | 12 | 164
DEF | N_OF_Energy Star Commercial Solid Door Refrigerator | refrigerator | 849.9239 | 0.12695 | 0.056728 | 12 | 164
DEF | N_RS_Energy Star Commercial Solid Door Refrigerator | refrigerator | 849.9239 | 0.1102 | 0.092304 | 12 | 164
DEF | N_RT_Energy Star Commercial Solid Door Refrigerator | refrigerator | 849.9239 | 0.12695 | 0.056728 | 12 | 164
DEF | N_SC_Energy Star Commercial Solid Door Refrigerator | refrigerator | 849.9239 | 0.1102 | 0.092304 | 12 | 164
DEF | N_WR_Energy Star Commercial Solid Door Refrigerator | refrigerator | 849.9239 | 0.12695 | 0.056728 | 12 | 164
DEF | T_AS_Energy Star Ice Maker | ice maker | 237.861 | 0.036863 | 0.023275 | 8 | 249
DEF | T_CU_Energy Star Ice Maker | ice maker | 237.861 | 0.03084 | 0.025832 | 8 | 249
DEF | T_GR_Energy Star Ice Maker | ice maker | 237.861 | 0.036863 | 0.023275 | 8 | 249
DEF | T_HC_Energy Star Ice Maker | ice maker | 237.861 | 0.03084 | 0.025832 | 8 | 249
DEF | T_HS_Energy Star Ice Maker | ice maker | 237.861 | 0.03084 | 0.025832 | 8 | 249
DEF | T_IN_Energy Star Ice Maker | ice maker | 237.861 | 0.036863 | 0.023275 | 8 | 249
DEF | T_LG_Energy Star Ice Maker | ice maker | 237.861 | 0.03084 | 0.025832 | 8 | 249
DEF | T_MS_Energy Star Ice Maker | ice maker | 237.861 | 0.036863 | 0.023275 | 8 | 249
DEF | T_OF_Energy Star Ice Maker | ice maker | 237.861 | 0.036863 | 0.023275 | 8 | 249
DEF | T_RS_Energy Star Ice Maker | ice maker | 237.861 | 0.03084 | 0.025832 | 8 | 249
DEF | T_RT_Energy Star Ice Maker | ice maker | 237.861 | 0.036863 | 0.023275 | 8 | 249
DEF | T_SC_Energy Star Ice Maker | ice maker | 237.861 | 0.03084 | 0.025832 | 8 | 249
DEF | T_WR_Energy Star Ice Maker | ice maker | 237.861 | 0.036863 | 0.023275 | 8 | 249
DEF | N_AS_Energy Star Ice Maker | ice maker | 237.861 | 0.036863 | 0.023275 | 8 | 249
DEF | N_CU_Energy Star Ice Maker | ice maker | 237.861 | 0.03084 | 0.025832 | 8 | 249
DEF | N_GR_Energy Star Ice Maker | ice maker | 237.861 | 0.036863 | 0.023275 | 8 | 249
DEF | N_HC_Energy Star Ice Maker | ice maker | 237.861 | 0.03084 | 0.025832 | 8 | 249
DEF | N_HS_Energy Star Ice Maker | ice maker | 237.861 | 0.03084 | 0.025832 | 8 | 249
DEF | N_IN_Energy Star Ice Maker | ice maker | 237.861 | 0.036863 | 0.023275 | 8 | 249
DEF | N_LG_Energy Star Ice Maker | ice maker | 237.861 | 0.03084 | 0.025832 | 8 | 249
DEF | N_MS_Energy Star Ice Maker | ice maker | 237.861 | 0.036863 | 0.023275 | 8 | 249
DEF | N_OF_Energy Star Ice Maker | ice maker | 237.861 | 0.036863 | 0.023275 | 8 | 249
DEF | N_RS_Energy Star Ice Maker | ice maker | 237.861 | 0.03084 | 0.025832 | 8 | 249
DEF | N_RT_Energy Star Ice Maker | ice maker | 237.861 | 0.036863 | 0.023275 | 8 | 249
DEF | N_SC_Energy Star Ice Maker | ice maker | 237.861 | 0.03084 | 0.025832 | 8 | 249
DEF | N_WR_Energy Star Ice Maker | ice maker | 237.861 | 0.036863 | 0.023275 | 8 | 249
DEF | T_AS_Energy Star Refrigerator | refrigerator | 133.5 | 0.017577 | 0.01383 | 12 | 122
DEF | T_CU_Energy Star Refrigerator | refrigerator | 133.5 | 0.017577 | 0.01383 | 12 | 122
DEF | T_GR_Energy Star Refrigerator | refrigerator | 133.5 | 0.017577 | 0.01383 | 12 | 122
DEF | T_HC_Energy Star Refrigerator | refrigerator | 133.5 | 0.017577 | 0.01383 | 12 | 122
DEF | T_HS_Energy Star Refrigerator | refrigerator | 133.5 | 0.017577 | 0.01383 | 12 | 122
DEF | T_IN_Energy Star Refrigerator | refrigerator | 133.5 | 0.017577 | 0.01383 | 12 | 122
DEF | T_LG_Energy Star Refrigerator | refrigerator | 133.5 | 0.017577 | 0.01383 | 12 | 122
DEF | T_MS_Energy Star Refrigerator | refrigerator | 133.5 | 0.017577 | 0.01383 | 12 | 122
DEF | T_OF_Energy Star Refrigerator | refrigerator | 133.5 | 0.017577 | 0.01383 | 12 | 122
DEF | T_RS_Energy Star Refrigerator | refrigerator | 133.5 | 0.017577 | 0.01383 | 12 | 122
DEF | T_RT_Energy Star Refrigerator | refrigerator | 133.5 | 0.017577 | 0.01383 | 12 | 122
DEF | T_SC_Energy Star Refrigerator | refrigerator | 133.5 | 0.017577 | 0.01383 | 12 | 122
DEF | T_WR_Energy Star Refrigerator | refrigerator | 133.5 | 0.017577 | 0.01383 | 12 | 122
DEF | N_AS_Energy Star Refrigerator | refrigerator | 133.5 | 0.017577 | 0.01383 | 12 | 122
DEF | N_CU_Energy Star Refrigerator | refrigerator | 133.5 | 0.017577 | 0.01383 | 12 | 122
DEF | N_GR_Energy Star Refrigerator | refrigerator | 133.5 | 0.017577 | 0.01383 | 12 | 122
DEF | N_HC_Energy Star Refrigerator | refrigerator | 133.5 | 0.017577 | 0.01383 | 12 | 122
DEF | N_HS_Energy Star Refrigerator | refrigerator | 133.5 | 0.017577 | 0.01383 | 12 | 122
DEF | N_IN_Energy Star Refrigerator | refrigerator | 133.5 | 0.017577 | 0.01383 | 12 | 122
DEF | N_LG_Energy Star Refrigerator | refrigerator | 133.5 | 0.017577 | 0.01383 | 12 | 122
DEF | N_MS_Energy Star Refrigerator | refrigerator | 133.5 | 0.017577 | 0.01383 | 12 | 122
DEF | N_OF_Energy Star Refrigerator | refrigerator | 133.5 | 0.017577 | 0.01383 | 12 | 122
DEF | N_RS_Energy Star Refrigerator | refrigerator | 133.5 | 0.017577 | 0.01383 | 12 | 122
DEF | N_RT_Energy Star Refrigerator | refrigerator | 133.5 | 0.017577 | 0.01383 | 12 | 122
DEF | N_SC_Energy Star Refrigerator | refrigerator | 133.5 | 0.017577 | 0.01383 | 12 | 122
DEF | N_WR_Energy Star Refrigerator | refrigerator | 133.5 | 0.017577 | 0.01383 | 12 | 122
DEF | T_AS_Energy Star Vending Machine | vending machine | 525.7314 | 0.082226 | 0.051367 | 14 | 500
DEF | T_CU_Energy Star Vending Machine | vending machine | 525.7314 | 0.082504 | 0.051277 | 14 | 500
DEF | T_GR_Energy Star Vending Machine | vending machine | 525.7314 | 0.082226 | 0.051367 | 14 | 500
DEF | T_HC_Energy Star Vending Machine | vending machine | 525.7314 | 0.082504 | 0.051277 | 14 | 500
DEF | T_HS_Energy Star Vending Machine | vending machine | 525.7314 | 0.082504 | 0.051277 | 14 | 500
DEF | T_IN_Energy Star Vending Machine | vending machine | 525.7314 | 0.082226 | 0.051367 | 14 | 500
DEF | T_LG_Energy Star Vending Machine | vending machine | 525.7314 | 0.082504 | 0.051277 | 14 | 500
DEF | T_MS_Energy Star Vending Machine | vending machine | 525.7314 | 0.082226 | 0.051367 | 14 | 500
DEF | T_OF_Energy Star Vending Machine | vending machine | 525.7314 | 0.082226 | 0.051367 | 14 | 500
DEF | T_RS_Energy Star Vending Machine | vending machine | 525.7314 | 0.082504 | 0.051277 | 14 | 500
DEF | T_RT_Energy Star Vending Machine | vending machine | 525.7314 | 0.082226 | 0.051367 | 14 | 500
DEF | T_SC_Energy Star Vending Machine | vending machine | 525.7314 | 0.082504 | 0.051277 | 14 | 500
DEF | T_WR_Energy Star Vending Machine | vending machine | 525.7314 | 0.082226 | 0.051367 | 14 | 500
DEF | N_AS_Energy Star Vending Machine | vending machine | 525.7314 | 0.082226 | 0.051367 | 14 | 500
DEF | N_CU_Energy Star Vending Machine | vending machine | 525.7314 | 0.082504 | 0.051277 | 14 | 500
DEF | N_GR_Energy Star Vending Machine | vending machine | 525.7314 | 0.082226 | 0.051367 | 14 | 500
DEF | N_HC_Energy Star Vending Machine | vending machine | 525.7314 | 0.082504 | 0.051277 | 14 | 500
DEF | N_HS_Energy Star Vending Machine | vending machine | 525.7314 | 0.082504 | 0.051277 | 14 | 500
DEF | N_IN_Energy Star Vending Machine | vending machine | 525.7314 | 0.082226 | 0.051367 | 14 | 500
DEF | N_LG_Energy Star Vending Machine | vending machine | 525.7314 | 0.082504 | 0.051277 | 14 | 500
DEF | N_MS_Energy Star Vending Machine | vending machine | 525.7314 | 0.082226 | 0.051367 | 14 | 500
DEF | N_OF_Energy Star Vending Machine | vending machine | 525.7314 | 0.082226 | 0.051367 | 14 | 500
DEF | N_RS_Energy Star Vending Machine | vending machine | 525.7314 | 0.082504 | 0.051277 | 14 | 500
DEF | N_RT_Energy Star Vending Machine | vending machine | 525.7314 | 0.082226 | 0.051367 | 14 | 500
DEF | N_SC_Energy Star Vending Machine | vending machine | 525.7314 | 0.082504 | 0.051277 | 14 | 500
DEF | N_WR_Energy Star Vending Machine | vending machine | 525.7314 | 0.082226 | 0.051367 | 14 | 500
DEF | T_AS_Refrigerated Display Case LED Lighting | fixture (5 ft lamp) | 160.9897 | 0.024002 | 0.013074 | 8 | 55
DEF | T_CU_Refrigerated Display Case LED Lighting | fixture (5 ft lamp) | 160.9897 | 0.020873 | 0.017484 | 8 | 55
DEF | T_GR_Refrigerated Display Case LED Lighting | fixture (5 ft lamp) | 160.9897 | 0.024002 | 0.013074 | 8 | 55
DEF | T_HC_Refrigerated Display Case LED Lighting | fixture (5 ft lamp) | 160.9897 | 0.020873 | 0.017484 | 8 | 55
DEF | T_HS_Refrigerated Display Case LED Lighting | fixture (5 ft lamp) | 160.9897 | 0.020873 | 0.017484 | 8 | 55
DEF | T_IN_Refrigerated Display Case LED Lighting | fixture (5 ft lamp) | 160.9897 | 0.024002 | 0.013074 | 8 | 55
DEF | T_LG_Refrigerated Display Case LED Lighting | fixture (5 ft lamp) | 160.9897 | 0.020873 | 0.017484 | 8 | 55
DEF | T_MS_Refrigerated Display Case LED Lighting | fixture (5 ft lamp) | 160.9897 | 0.024002 | 0.013074 | 8 | 55
DEF | T_OF_Refrigerated Display Case LED Lighting | fixture (5 ft lamp) | 160.9897 | 0.024002 | 0.013074 | 8 | 55
DEF | T_RS_Refrigerated Display Case LED Lighting | fixture (5 ft lamp) | 160.9897 | 0.020873 | 0.017484 | 8 | 55
DEF | T_RT_Refrigerated Display Case LED Lighting | fixture (5 ft lamp) | 160.9897 | 0.024002 | 0.013074 | 8 | 55
DEF | T_SC_Refrigerated Display Case LED Lighting | fixture (5 ft lamp) | 160.9897 | 0.020873 | 0.017484 | 8 | 55
DEF | T_WR_Refrigerated Display Case LED Lighting | fixture (5 ft lamp) | 160.9897 | 0.024002 | 0.013074 | 8 | 55
DEF | N_AS_Refrigerated Display Case LED Lighting | fixture (5 ft lamp) | 0 | 0 | 0 | 8 | 55
DEF | N_CU_Refrigerated Display Case LED Lighting | fixture (5 ft lamp) | 0 | 0 | 0 | 8 | 55
DEF | N_GR_Refrigerated Display Case LED Lighting | fixture (5 ft lamp) | 0 | 0 | 0 | 8 | 55
DEF | N_HC_Refrigerated Display Case LED Lighting | fixture (5 ft lamp) | 0 | 0 | 0 | 8 | 55
DEF | N_HS_Refrigerated Display Case LED Lighting | fixture (5 ft lamp) | 0 | 0 | 0 | 8 | 55
DEF | N_IN_Refrigerated Display Case LED Lighting | fixture (5 ft lamp) | 0 | 0 | 0 | 8 | 55
DEF | N_LG_Refrigerated Display Case LED Lighting | fixture (5 ft lamp) | 0 | 0 | 0 | 8 | 55
DEF | N_MS_Refrigerated Display Case LED Lighting | fixture (5 ft lamp) | 0 | 0 | 0 | 8 | 55
DEF | N_OF_Refrigerated Display Case LED Lighting | fixture (5 ft lamp) | 0 | 0 | 0 | 8 | 55
DEF | N_RS_Refrigerated Display Case LED Lighting | fixture (5 ft lamp) | 0 | 0 | 0 | 8 | 55
DEF | N_RT_Refrigerated Display Case LED Lighting | fixture (5 ft lamp) | 0 | 0 | 0 | 8 | 55
DEF | N_SC_Refrigerated Display Case LED Lighting | fixture (5 ft lamp) | 0 | 0 | 0 | 8 | 55
DEF | N_WR_Refrigerated Display Case LED Lighting | fixture (5 ft lamp) | 0 | 0 | 0 | 8 | 55
DEF | T_AS_10HP Open Drip-Proof(ODP) Motor | motor (10 hp) | 223.1921 | 0.030596 | 0.0075551 | 15 | 745.15
DEF | T_CU_10HP Open Drip-Proof(ODP) Motor | motor (10 hp) | 223.1921 | 0.028938 | 0.024239 | 15 | 745.15
DEF | T_GR_10HP Open Drip-Proof(ODP) Motor | motor (10 hp) | 223.1921 | 0.030596 | 0.0075551 | 15 | 745.15
DEF | T_HC_10HP Open Drip-Proof(ODP) Motor | motor (10 hp) | 223.1921 | 0.028938 | 0.024239 | 15 | 745.15
DEF | T_HS_10HP Open Drip-Proof(ODP) Motor | motor (10 hp) | 223.1921 | 0.028938 | 0.024239 | 15 | 745.15
DEF | T_IN_10HP Open Drip-Proof(ODP) Motor | motor (10 hp) | 223.1921 | 0.030596 | 0.0075551 | 15 | 745.15
DEF | T_LG_10HP Open Drip-Proof(ODP) Motor | motor (10 hp) | 223.1921 | 0.028938 | 0.024239 | 15 | 745.15
DEF | T_MS_10HP Open Drip-Proof(ODP) Motor | motor (10 hp) | 223.1921 | 0.030596 | 0.0075551 | 15 | 745.15
DEF | T_OF_10HP Open Drip-Proof(ODP) Motor | motor (10 hp) | 223.1921 | 0.030596 | 0.0075551 | 15 | 745.15
DEF | T_RS_10HP Open Drip-Proof(ODP) Motor | motor (10 hp) | 223.1921 | 0.028938 | 0.024239 | 15 | 745.15
DEF | T_RT_10HP Open Drip-Proof(ODP) Motor | motor (10 hp) | 223.1921 | 0.030596 | 0.0075551 | 15 | 745.15
DEF | T_SC_10HP Open Drip-Proof(ODP) Motor | motor (10 hp) | 223.1921 | 0.028938 | 0.024239 | 15 | 745.15
DEF | T_WR_10HP Open Drip-Proof(ODP) Motor | motor (10 hp) | 223.1921 | 0.030596 | 0.0075551 | 15 | 745.15
DEF | N_AS_10HP Open Drip-Proof(ODP) Motor | motor (10 hp) | 223.1921 | 0.030596 | 0.0075551 | 15 | 745.15
DEF | N_CU_10HP Open Drip-Proof(ODP) Motor | motor (10 hp) | 223.1921 | 0.028938 | 0.024239 | 15 | 745.15
DEF | N_GR_10HP Open Drip-Proof(ODP) Motor | motor (10 hp) | 223.1921 | 0.030596 | 0.0075551 | 15 | 745.15
DEF | N_HC_10HP Open Drip-Proof(ODP) Motor | motor (10 hp) | 223.1921 | 0.028938 | 0.024239 | 15 | 745.15
DEF | N_HS_10HP Open Drip-Proof(ODP) Motor | motor (10 hp) | 223.1921 | 0.028938 | 0.024239 | 15 | 745.15
DEF | N_IN_10HP Open Drip-Proof(ODP) Motor | motor (10 hp) | 223.1921 | 0.030596 | 0.0075551 | 15 | 745.15
DEF | N_LG_10HP Open Drip-Proof(ODP) Motor | motor (10 hp) | 223.1921 | 0.028938 | 0.024239 | 15 | 745.15
DEF | N_MS_10HP Open Drip-Proof(ODP) Motor | motor (10 hp) | 223.1921 | 0.030596 | 0.0075551 | 15 | 745.15
DEF | N_OF_10HP Open Drip-Proof(ODP) Motor | motor (10 hp) | 223.1921 | 0.030596 | 0.0075551 | 15 | 745.15
DEF | N_RS_10HP Open Drip-Proof(ODP) Motor | motor (10 hp) | 223.1921 | 0.028938 | 0.024239 | 15 | 745.15
DEF | N_RT_10HP Open Drip-Proof(ODP) Motor | motor (10 hp) | 223.1921 | 0.030596 | 0.0075551 | 15 | 745.15
DEF | N_SC_10HP Open Drip-Proof(ODP) Motor | motor (10 hp) | 223.1921 | 0.028938 | 0.024239 | 15 | 745.15
DEF | N_WR_10HP Open Drip-Proof(ODP) Motor | motor (10 hp) | 223.1921 | 0.030596 | 0.0075551 | 15 | 745.15
DEF | T_AS_High Speed Fans | fan | 508.5618 | 0.070783 | 0.0064843 | 7 | 150
DEF | T_CU_High Speed Fans | fan | 508.5618 | 0.065938 | 0.055231 | 7 | 150
DEF | T_GR_High Speed Fans | fan | 508.5618 | 0.070783 | 0.0064843 | 7 | 150
DEF | T_HC_High Speed Fans | fan | 508.5618 | 0.065938 | 0.055231 | 7 | 150
DEF | T_HS_High Speed Fans | fan | 508.5618 | 0.065938 | 0.055231 | 7 | 150
DEF | T_IN_High Speed Fans | fan | 508.5618 | 0.070783 | 0.0064843 | 7 | 150
DEF | T_LG_High Speed Fans | fan | 508.5618 | 0.065938 | 0.055231 | 7 | 150
DEF | T_MS_High Speed Fans | fan | 508.5618 | 0.070783 | 0.0064843 | 7 | 150
DEF | T_OF_High Speed Fans | fan | 508.5618 | 0.070783 | 0.0064843 | 7 | 150
DEF | T_RS_High Speed Fans | fan | 508.5618 | 0.065938 | 0.055231 | 7 | 150
DEF | T_RT_High Speed Fans | fan | 508.5618 | 0.070783 | 0.0064843 | 7 | 150
DEF | T_SC_High Speed Fans | fan | 508.5618 | 0.065938 | 0.055231 | 7 | 150
DEF | T_WR_High Speed Fans | fan | 508.5618 | 0.070783 | 0.0064843 | 7 | 150
DEF | N_AS_High Speed Fans | fan | 508.5618 | 0.070783 | 0.0064843 | 7 | 150
DEF | N_CU_High Speed Fans | fan | 508.5618 | 0.065938 | 0.055231 | 7 | 150
DEF | N_GR_High Speed Fans | fan | 508.5618 | 0.070783 | 0.0064843 | 7 | 150
DEF | N_HC_High Speed Fans | fan | 508.5618 | 0.065938 | 0.055231 | 7 | 150
DEF | N_HS_High Speed Fans | fan | 508.5618 | 0.065938 | 0.055231 | 7 | 150
DEF | N_IN_High Speed Fans | fan | 508.5618 | 0.070783 | 0.0064843 | 7 | 150
DEF | N_LG_High Speed Fans | fan | 508.5618 | 0.065938 | 0.055231 | 7 | 150
DEF | N_MS_High Speed Fans | fan | 508.5618 | 0.070783 | 0.0064843 | 7 | 150
DEF | N_OF_High Speed Fans | fan | 508.5618 | 0.070783 | 0.0064843 | 7 | 150
DEF | N_RS_High Speed Fans | fan | 508.5618 | 0.065938 | 0.055231 | 7 | 150
DEF | N_RT_High Speed Fans | fan | 508.5618 | 0.070783 | 0.0064843 | 7 | 150
DEF | N_SC_High Speed Fans | fan | 508.5618 | 0.065938 | 0.055231 | 7 | 150
DEF | N_WR_High Speed Fans | fan | 508.5618 | 0.070783 | 0.0064843 | 7 | 150
DEF | E_AS_Drain Water Heat Recovery | system | 922.7493 | 0.22336 | 0.10621 | 15 | 7592
DEF | E_CU_Drain Water Heat Recovery | system | 21223.2333 | 2.1673 | 4.8102 | 15 | 75920
DEF | E_GR_Drain Water Heat Recovery | system | 1845.4985 | 0.11154 | 0.77467 | 15 | 7592
DEF | E_HC_Drain Water Heat Recovery | system | 1230.3324 | 0.29781 | 0.14162 | 15 | 7592
DEF | E_HS_Drain Water Heat Recovery | system | 37217.5541 | 3.8005 | 8.4354 | 15 | 113880
DEF | E_IN_Drain Water Heat Recovery | system | 73819.942 | 17.8685 | 8.497 | 15 | 189800
DEF | E_LG_Drain Water Heat Recovery | system | 8858.393 | 0.53539 | 3.7184 | 15 | 22776
DEF | E_MS_Drain Water Heat Recovery | system | 55364.9565 | 13.4013 | 6.3728 | 15 | 151840
DEF | E_OF_Drain Water Heat Recovery | system | 7689.5773 | 1.8613 | 0.88511 | 15 | 22776
DEF | E_RS_Drain Water Heat Recovery | system | 3075.8309 | 0.1859 | 1.2911 | 15 | 15184
DEF | E_RT_Drain Water Heat Recovery | system | 5481.1307 | 0.33127 | 2.3008 | 15 | 22776
DEF | E_SC_Drain Water Heat Recovery | system | 384.4873 | 0.093067 | 0.044256 | 15 | 7592
DEF | E_WR_Drain Water Heat Recovery | system | 1845.4985 | 0.44671 | 0.21243 | 15 | 7592
DEF | N_AS_Drain Water Heat Recovery | system | 882.7147 | 0.21367 | 0.1016 | 15 | 7592
DEF | N_CU_Drain Water Heat Recovery | system | 20302.437 | 2.0732 | 4.6015 | 15 | 75920
DEF | N_GR_Drain Water Heat Recovery | system | 1765.4293 | 0.1067 | 0.74106 | 15 | 7592
DEF | N_HC_Drain Water Heat Recovery | system | 1176.9529 | 0.28489 | 0.13547 | 15 | 7592
DEF | N_HS_Drain Water Heat Recovery | system | 35602.8242 | 3.6357 | 8.0694 | 15 | 113880
DEF | N_IN_Drain Water Heat Recovery | system | 70617.172 | 17.0932 | 8.1284 | 15 | 189800
DEF | N_LG_Drain Water Heat Recovery | system | 8474.0606 | 0.51216 | 3.5571 | 15 | 22776
DEF | N_MS_Drain Water Heat Recovery | system | 52962.879 | 12.8199 | 6.0963 | 15 | 151840
DEF | N_OF_Drain Water Heat Recovery | system | 7355.9554 | 1.7805 | 0.8467 | 15 | 22776
DEF | N_RS_Drain Water Heat Recovery | system | 2942.3822 | 0.17783 | 1.2351 | 15 | 15184
DEF | N_RT_Drain Water Heat Recovery | system | 5243.325 | 0.3169 | 2.201 | 15 | 22776
DEF | N_SC_Drain Water Heat Recovery | system | 367.8058 | 0.089029 | 0.042336 | 15 | 7592
DEF | N_WR_Drain Water Heat Recovery | system | 1765.4293 | 0.42733 | 0.20321 | 15 | 7592
DEF | E_AS_Faucet Aerator | aerator | 245.5646 | 0.05118 | 0.030823 | 10 | 19.65
DEF | E_CU_Faucet Aerator | aerator | 2783.0649 | 0.25657 | 0.67071 | 10 | 222.7
DEF | E_GR_Faucet Aerator | aerator | 245.5646 | 0.013033 | 0.11121 | 10 | 19.65
DEF | E_HC_Faucet Aerator | aerator | 245.5646 | 0.05118 | 0.030823 | 10 | 19.65
DEF | E_HS_Faucet Aerator | aerator | 3192.3392 | 0.2943 | 0.76934 | 10 | 255.45
DEF | E_IN_Faucet Aerator | aerator | 13260.4858 | 2.7637 | 1.6644 | 10 | 1061.1
DEF | E_LG_Faucet Aerator | aerator | 654.8388 | 0.034753 | 0.29655 | 10 | 52.4
DEF | E_MS_Faucet Aerator | aerator | 1964.5164 | 0.40944 | 0.24658 | 10 | 157.2
DEF | E_OF_Faucet Aerator | aerator | 245.5646 | 0.05118 | 0.030823 | 10 | 19.65
DEF | E_RS_Faucet Aerator | aerator | 81.8549 | 0.0043442 | 0.037069 | 10 | 6.55
DEF | E_RT_Faucet Aerator | aerator | 163.7097 | 0.0086884 | 0.074138 | 10 | 13.1
DEF | E_SC_Faucet Aerator | aerator | 81.8549 | 0.01706 | 0.010274 | 10 | 6.55
DEF | E_WR_Faucet Aerator | aerator | 81.8549 | 0.01706 | 0.010274 | 10 | 6.55
DEF | N_AS_Faucet Aerator | aerator | 245.5646 | 0.05118 | 0.030823 | 10 | 19.65
DEF | N_CU_Faucet Aerator | aerator | 2783.0649 | 0.25657 | 0.67071 | 10 | 222.7
DEF | N_GR_Faucet Aerator | aerator | 245.5646 | 0.013033 | 0.11121 | 10 | 19.65
DEF | N_HC_Faucet Aerator | aerator | 245.5646 | 0.05118 | 0.030823 | 10 | 19.65
DEF | N_HS_Faucet Aerator | aerator | 3192.3392 | 0.2943 | 0.76934 | 10 | 255.45
DEF | N_IN_Faucet Aerator | aerator | 13260.4858 | 2.7637 | 1.6644 | 10 | 1061.1
DEF | N_LG_Faucet Aerator | aerator | 654.8388 | 0.034753 | 0.29655 | 10 | 52.4
DEF | N_MS_Faucet Aerator | aerator | 1964.5164 | 0.40944 | 0.24658 | 10 | 157.2
DEF | N_OF_Faucet Aerator | aerator | 245.5646 | 0.05118 | 0.030823 | 10 | 19.65
DEF | N_RS_Faucet Aerator | aerator | 81.8549 | 0.0043442 | 0.037069 | 10 | 6.55
DEF | N_RT_Faucet Aerator | aerator | 163.7097 | 0.0086884 | 0.074138 | 10 | 13.1
DEF | N_SC_Faucet Aerator | aerator | 81.8549 | 0.01706 | 0.010274 | 10 | 6.55
DEF | N_WR_Faucet Aerator | aerator | 81.8549 | 0.01706 | 0.010274 | 10 | 6.55
DEF | E_AS_Hot Water Circulation Pump Control | pump | 651 | 0.030962 | 0.032526 | 15 | 459
DEF | E_CU_Hot Water Circulation Pump Control | pump | 6510 | 0.8107 | 0.8107 | 15 | 4590
DEF | E_GR_Hot Water Circulation Pump Control | pump | 651 | 0 | 0 | 15 | 459
DEF | E_HC_Hot Water Circulation Pump Control | pump | 651 | 0.030962 | 0.032526 | 15 | 459
DEF | E_HS_Hot Water Circulation Pump Control | pump | 9765 | 1.2161 | 1.2161 | 15 | 6885
DEF | E_IN_Hot Water Circulation Pump Control | pump | 16275 | 0.77405 | 0.81316 | 15 | 11475
DEF | E_LG_Hot Water Circulation Pump Control | pump | 1953 | 0 | 0 | 15 | 1377
DEF | E_MS_Hot Water Circulation Pump Control | pump | 13020 | 0.61924 | 0.65053 | 15 | 9180
DEF | E_OF_Hot Water Circulation Pump Control | pump | 1953 | 0.092886 | 0.097579 | 15 | 1377
DEF | E_RS_Hot Water Circulation Pump Control | pump | 1302 | 0 | 0 | 15 | 918
DEF | E_RT_Hot Water Circulation Pump Control | pump | 1953 | 0 | 0 | 15 | 1377
DEF | E_SC_Hot Water Circulation Pump Control | pump | 651 | 0.030962 | 0.032526 | 15 | 459
DEF | E_WR_Hot Water Circulation Pump Control | pump | 651 | 0.030962 | 0.032526 | 15 | 459
DEF | N_AS_Hot Water Circulation Pump Control | pump | 651 | 0.030962 | 0.032526 | 15 | 459
DEF | N_CU_Hot Water Circulation Pump Control | pump | 6510 | 0.8107 | 0.8107 | 15 | 4590
DEF | N_GR_Hot Water Circulation Pump Control | pump | 651 | 0 | 0 | 15 | 459
DEF | N_HC_Hot Water Circulation Pump Control | pump | 651 | 0.030962 | 0.032526 | 15 | 459
DEF | N_HS_Hot Water Circulation Pump Control | pump | 9765 | 1.2161 | 1.2161 | 15 | 6885
DEF | N_IN_Hot Water Circulation Pump Control | pump | 16275 | 0.77405 | 0.81316 | 15 | 11475
DEF | N_LG_Hot Water Circulation Pump Control | pump | 1953 | 0 | 0 | 15 | 1377
DEF | N_MS_Hot Water Circulation Pump Control | pump | 13020 | 0.61924 | 0.65053 | 15 | 9180
DEF | N_OF_Hot Water Circulation Pump Control | pump | 1953 | 0.092886 | 0.097579 | 15 | 1377
DEF | N_RS_Hot Water Circulation Pump Control | pump | 1302 | 0 | 0 | 15 | 918
DEF | N_RT_Hot Water Circulation Pump Control | pump | 1953 | 0 | 0 | 15 | 1377
DEF | N_SC_Hot Water Circulation Pump Control | pump | 651 | 0.030962 | 0.032526 | 15 | 459
DEF | N_WR_Hot Water Circulation Pump Control | pump | 651 | 0.030962 | 0.032526 | 15 | 459
DEF | E_AS_Hot Water Pipe Insulation | linear ft | 1355.592 | 0.15144 | 0.1702 | 13 | 180
DEF | E_CU_Hot Water Pipe Insulation | linear ft | 13555.9203 | 1.5475 | 1.5475 | 13 | 1800
DEF | E_GR_Hot Water Pipe Insulation | linear ft | 1355.592 | 0.10667 | 0.18442 | 13 | 180
DEF | E_HC_Hot Water Pipe Insulation | linear ft | 1355.592 | 0.15144 | 0.1702 | 13 | 180
DEF | E_HS_Hot Water Pipe Insulation | linear ft | 20333.8804 | 2.3212 | 2.3212 | 13 | 2700
DEF | E_IN_Hot Water Pipe Insulation | linear ft | 33889.8007 | 3.786 | 4.255 | 13 | 4500
DEF | E_LG_Hot Water Pipe Insulation | linear ft | 4066.7761 | 0.32002 | 0.55325 | 13 | 540
DEF | E_MS_Hot Water Pipe Insulation | linear ft | 27111.8406 | 3.0288 | 3.404 | 13 | 3600
DEF | E_OF_Hot Water Pipe Insulation | linear ft | 4066.7761 | 0.45432 | 0.51059 | 13 | 540
DEF | E_RS_Hot Water Pipe Insulation | linear ft | 2711.1841 | 0.21335 | 0.36883 | 13 | 360
DEF | E_RT_Hot Water Pipe Insulation | linear ft | 4066.7761 | 0.32002 | 0.55325 | 13 | 540
DEF | E_SC_Hot Water Pipe Insulation | linear ft | 1355.592 | 0.15144 | 0.1702 | 13 | 180
DEF | E_WR_Hot Water Pipe Insulation | linear ft | 1355.592 | 0.15144 | 0.1702 | 13 | 180
DEF | N_AS_Hot Water Pipe Insulation | linear ft | 1355.592 | 0.15144 | 0.1702 | 13 | 180
DEF | N_CU_Hot Water Pipe Insulation | linear ft | 13555.9203 | 1.5475 | 1.5475 | 13 | 1800
DEF | N_GR_Hot Water Pipe Insulation | linear ft | 1355.592 | 0.10667 | 0.18442 | 13 | 180
DEF | N_HC_Hot Water Pipe Insulation | linear ft | 1355.592 | 0.15144 | 0.1702 | 13 | 180
DEF | N_HS_Hot Water Pipe Insulation | linear ft | 20333.8804 | 2.3212 | 2.3212 | 13 | 2700
DEF | N_IN_Hot Water Pipe Insulation | linear ft | 33889.8007 | 3.786 | 4.255 | 13 | 4500
DEF | N_LG_Hot Water Pipe Insulation | linear ft | 4066.7761 | 0.32002 | 0.55325 | 13 | 540
DEF | N_MS_Hot Water Pipe Insulation | linear ft | 27111.8406 | 3.0288 | 3.404 | 13 | 3600
DEF | N_OF_Hot Water Pipe Insulation | linear ft | 4066.7761 | 0.45432 | 0.51059 | 13 | 540
DEF | N_RS_Hot Water Pipe Insulation | linear ft | 2711.1841 | 0.21335 | 0.36883 | 13 | 360
DEF | N_RT_Hot Water Pipe Insulation | linear ft | 4066.7761 | 0.32002 | 0.55325 | 13 | 540
DEF | N_SC_Hot Water Pipe Insulation | linear ft | 1355.592 | 0.15144 | 0.1702 | 13 | 180
DEF | N_WR_Hot Water Pipe Insulation | linear ft | 1355.592 | 0.15144 | 0.1702 | 13 | 180
DEF | E_AS_Low Flow Shower Head | shower head | 173.768 | 0.029366 | 0.019532 | 10 | 12
DEF | E_CU_Low Flow Shower Head | shower head | 6776.952 | 0.47547 | 2.4944 | 10 | 468
DEF | E_GR_Low Flow Shower Head | shower head | 173.768 | 0.012191 | 0.063959 | 10 | 12
DEF | E_HC_Low Flow Shower Head | shower head | 173.768 | 0.01602 | 0.041877 | 10 | 12
DEF | E_HS_Low Flow Shower Head | shower head | 4517.968 | 0.41651 | 1.0888 | 10 | 312
DEF | E_IN_Low Flow Shower Head | shower head | 3822.896 | 0.64604 | 0.4297 | 10 | 264
DEF | E_LG_Low Flow Shower Head | shower head | 1911.448 | 0.10115 | 0.86313 | 10 | 132
DEF | E_MS_Low Flow Shower Head | shower head | 2954.056 | 0.49922 | 0.33204 | 10 | 204
DEF | E_OF_Low Flow Shower Head | shower head | 347.536 | 0.058731 | 0.039063 | 10 | 24
DEF | E_RS_Low Flow Shower Head | shower head | 173.768 | 0.012191 | 0.063959 | 10 | 12
DEF | E_RT_Low Flow Shower Head | shower head | 347.536 | 0.024383 | 0.12792 | 10 | 24
DEF | E_SC_Low Flow Shower Head | shower head | 173.768 | 0.029366 | 0.019532 | 10 | 12
DEF | E_WR_Low Flow Shower Head | shower head | 173.768 | 0.029366 | 0.019532 | 10 | 12
DEF | N_AS_Low Flow Shower Head | shower head | 173.768 | 0.029366 | 0.019532 | 10 | 12
DEF | N_CU_Low Flow Shower Head | shower head | 6776.952 | 0.47547 | 2.4944 | 10 | 468
DEF | N_GR_Low Flow Shower Head | shower head | 173.768 | 0.012191 | 0.063959 | 10 | 12
DEF | N_HC_Low Flow Shower Head | shower head | 173.768 | 0.01602 | 0.041877 | 10 | 12
DEF | N_HS_Low Flow Shower Head | shower head | 4517.968 | 0.41651 | 1.0888 | 10 | 312
DEF | N_IN_Low Flow Shower Head | shower head | 3822.896 | 0.64604 | 0.4297 | 10 | 264
DEF | N_LG_Low Flow Shower Head | shower head | 1911.448 | 0.10115 | 0.86313 | 10 | 132
DEF | N_MS_Low Flow Shower Head | shower head | 2954.056 | 0.49922 | 0.33204 | 10 | 204
DEF | N_OF_Low Flow Shower Head | shower head | 347.536 | 0.058731 | 0.039063 | 10 | 24
DEF | N_RS_Low Flow Shower Head | shower head | 173.768 | 0.012191 | 0.063959 | 10 | 12
DEF | N_RT_Low Flow Shower Head | shower head | 347.536 | 0.024383 | 0.12792 | 10 | 24
DEF | N_SC_Low Flow Shower Head | shower head | 173.768 | 0.029366 | 0.019532 | 10 | 12
DEF | N_WR_Low Flow Shower Head | shower head | 173.768 | 0.029366 | 0.019532 | 10 | 12
DEF | E_AS_Low-Flow Pre-Rinse Sprayers | sprayer | 2261.9741 | 0.20853 | 0.54512 | 5 | 185.8
DEF | E_CU_Low-Flow Pre-Rinse Sprayers | sprayer | 2261.9741 | 0.20853 | 0.54512 | 5 | 185.8
DEF | E_GR_Low-Flow Pre-Rinse Sprayers | sprayer | 2261.9741 | 0.20853 | 0.54512 | 5 | 185.8
DEF | E_HC_Low-Flow Pre-Rinse Sprayers | sprayer | 2261.9741 | 0.20853 | 0.54512 | 5 | 185.8
DEF | E_HS_Low-Flow Pre-Rinse Sprayers | sprayer | 2261.9741 | 0.20853 | 0.54512 | 5 | 185.8
DEF | E_IN_Low-Flow Pre-Rinse Sprayers | sprayer | 2261.9741 | 0.20853 | 0.54512 | 5 | 185.8
DEF | E_LG_Low-Flow Pre-Rinse Sprayers | sprayer | 2261.9741 | 0.12005 | 1.0244 | 5 | 185.8
DEF | E_MS_Low-Flow Pre-Rinse Sprayers | sprayer | 2261.9741 | 0.20853 | 0.54512 | 5 | 185.8
DEF | E_OF_Low-Flow Pre-Rinse Sprayers | sprayer | 2261.9741 | 0.20853 | 0.54512 | 5 | 185.8
DEF | E_RS_Low-Flow Pre-Rinse Sprayers | sprayer | 2261.9741 | 0.35603 | 0.19768 | 5 | 185.8
DEF | E_RT_Low-Flow Pre-Rinse Sprayers | sprayer | 2261.9741 | 0.20853 | 0.54512 | 5 | 185.8
DEF | E_SC_Low-Flow Pre-Rinse Sprayers | sprayer | 1130.987 | 0.10427 | 0.27256 | 5 | 92.9
DEF | E_WR_Low-Flow Pre-Rinse Sprayers | sprayer | 2261.9741 | 0.20853 | 0.54512 | 5 | 185.8
DEF | N_AS_Low-Flow Pre-Rinse Sprayers | sprayer | 2261.9741 | 0.20853 | 0.54512 | 5 | 185.8
DEF | N_CU_Low-Flow Pre-Rinse Sprayers | sprayer | 2261.9741 | 0.20853 | 0.54512 | 5 | 185.8
DEF | N_GR_Low-Flow Pre-Rinse Sprayers | sprayer | 2261.9741 | 0.20853 | 0.54512 | 5 | 185.8
DEF | N_HC_Low-Flow Pre-Rinse Sprayers | sprayer | 2261.9741 | 0.20853 | 0.54512 | 5 | 185.8
DEF | N_HS_Low-Flow Pre-Rinse Sprayers | sprayer | 2261.9741 | 0.20853 | 0.54512 | 5 | 185.8
DEF | N_IN_Low-Flow Pre-Rinse Sprayers | sprayer | 2261.9741 | 0.20853 | 0.54512 | 5 | 185.8
DEF | N_LG_Low-Flow Pre-Rinse Sprayers | sprayer | 2261.9741 | 0.12005 | 1.0244 | 5 | 185.8
DEF | N_MS_Low-Flow Pre-Rinse Sprayers | sprayer | 2261.9741 | 0.20853 | 0.54512 | 5 | 185.8
DEF | N_OF_Low-Flow Pre-Rinse Sprayers | sprayer | 2261.9741 | 0.20853 | 0.54512 | 5 | 185.8
DEF | N_RS_Low-Flow Pre-Rinse Sprayers | sprayer | 2261.9741 | 0.35603 | 0.19768 | 5 | 185.8
DEF | N_RT_Low-Flow Pre-Rinse Sprayers | sprayer | 2261.9741 | 0.20853 | 0.54512 | 5 | 185.8
DEF | N_SC_Low-Flow Pre-Rinse Sprayers | sprayer | 1130.987 | 0.10427 | 0.27256 | 5 | 92.9
DEF | N_WR_Low-Flow Pre-Rinse Sprayers | sprayer | 2261.9741 | 0.20853 | 0.54512 | 5 | 185.8
DEF | E_AS_Tank Wrap on Water Heater | blanket | 263.9459 | 0.026439 | 0.026975 | 7 | 167.92
DEF | E_CU_Tank Wrap on Water Heater | blanket | 2639.4593 | 0.26439 | 0.26975 | 7 | 1679.2
DEF | E_GR_Tank Wrap on Water Heater | blanket | 263.9459 | 0.026439 | 0.026975 | 7 | 167.92
DEF | E_HC_Tank Wrap on Water Heater | blanket | 263.9459 | 0.026439 | 0.026975 | 7 | 167.92
DEF | E_HS_Tank Wrap on Water Heater | blanket | 3959.189 | 0.39659 | 0.40463 | 7 | 2518.8
DEF | E_IN_Tank Wrap on Water Heater | blanket | 6598.6483 | 0.66098 | 0.67439 | 7 | 4198
DEF | E_LG_Tank Wrap on Water Heater | blanket | 791.8378 | 0.079318 | 0.080926 | 7 | 503.76
DEF | E_MS_Tank Wrap on Water Heater | blanket | 5278.9187 | 0.52878 | 0.53951 | 7 | 3358.4
DEF | E_OF_Tank Wrap on Water Heater | blanket | 791.8378 | 0.079318 | 0.080926 | 7 | 503.76
DEF | E_RS_Tank Wrap on Water Heater | blanket | 527.8919 | 0.052878 | 0.053951 | 7 | 335.84
DEF | E_RT_Tank Wrap on Water Heater | blanket | 791.8378 | 0.079318 | 0.080926 | 7 | 503.76
DEF | E_SC_Tank Wrap on Water Heater | blanket | 263.9459 | 0.026439 | 0.026975 | 7 | 167.92
DEF | E_WR_Tank Wrap on Water Heater | blanket | 263.9459 | 0.026439 | 0.026975 | 7 | 167.92
DEF | N_AS_Tank Wrap on Water Heater | blanket | 252.4943 | 0.025292 | 0.025805 | 7 | 167.92
DEF | N_CU_Tank Wrap on Water Heater | blanket | 2524.9431 | 0.25292 | 0.25805 | 7 | 1679.2
DEF | N_GR_Tank Wrap on Water Heater | blanket | 252.4943 | 0.025292 | 0.025805 | 7 | 167.92
DEF | N_HC_Tank Wrap on Water Heater | blanket | 252.4943 | 0.025292 | 0.025805 | 7 | 167.92
DEF | N_HS_Tank Wrap on Water Heater | blanket | 3787.4147 | 0.37938 | 0.38708 | 7 | 2518.8
DEF | N_IN_Tank Wrap on Water Heater | blanket | 6312.3578 | 0.6323 | 0.64513 | 7 | 4198
DEF | N_LG_Tank Wrap on Water Heater | blanket | 757.4829 | 0.075876 | 0.077415 | 7 | 503.76
DEF | N_MS_Tank Wrap on Water Heater | blanket | 5049.8862 | 0.50584 | 0.5161 | 7 | 3358.4
DEF | N_OF_Tank Wrap on Water Heater | blanket | 757.4829 | 0.075876 | 0.077415 | 7 | 503.76
DEF | N_RS_Tank Wrap on Water Heater | blanket | 504.9886 | 0.050584 | 0.05161 | 7 | 335.84
DEF | N_RT_Tank Wrap on Water Heater | blanket | 757.4829 | 0.075876 | 0.077415 | 7 | 503.76
DEF | N_SC_Tank Wrap on Water Heater | blanket | 252.4943 | 0.025292 | 0.025805 | 7 | 167.92
DEF | N_WR_Tank Wrap on Water Heater | blanket | 252.4943 | 0.025292 | 0.025805 | 7 | 167.92
DEF | E_AS_Thermostatic Shower Restriction Valve | unit | 857.6505 | 0.14494 | 0.096401 | 10 | 29.95
DEF | E_CU_Thermostatic Shower Restriction Valve | unit | 33448.368 | 2.3467 | 12.3114 | 10 | 1168.05
DEF | E_GR_Thermostatic Shower Restriction Valve | unit | 857.6505 | 0.060172 | 0.31568 | 10 | 29.95
DEF | E_HC_Thermostatic Shower Restriction Valve | unit | 857.6505 | 0.079067 | 0.20669 | 10 | 29.95
DEF | E_HS_Thermostatic Shower Restriction Valve | unit | 22298.912 | 2.0558 | 5.3739 | 10 | 778.7
DEF | E_IN_Thermostatic Shower Restriction Valve | unit | 18868.3101 | 3.1886 | 2.1208 | 10 | 658.9
DEF | E_LG_Thermostatic Shower Restriction Valve | unit | 9434.1551 | 0.49923 | 4.2601 | 10 | 329.45
DEF | E_MS_Thermostatic Shower Restriction Valve | unit | 14580.0578 | 2.4639 | 1.6388 | 10 | 509.15
DEF | E_OF_Thermostatic Shower Restriction Valve | unit | 1715.3009 | 0.28987 | 0.1928 | 10 | 59.9
DEF | E_RS_Thermostatic Shower Restriction Valve | unit | 857.6505 | 0.060172 | 0.31568 | 10 | 29.95
DEF | E_RT_Thermostatic Shower Restriction Valve | unit | 1715.3009 | 0.12034 | 0.63135 | 10 | 59.9
DEF | E_SC_Thermostatic Shower Restriction Valve | unit | 857.6505 | 0.14494 | 0.096401 | 10 | 29.95
DEF | E_WR_Thermostatic Shower Restriction Valve | unit | 857.6505 | 0.14494 | 0.096401 | 10 | 29.95
DEF | N_AS_Thermostatic Shower Restriction Valve | unit | 857.6505 | 0.14494 | 0.096401 | 10 | 29.95
DEF | N_CU_Thermostatic Shower Restriction Valve | unit | 33448.368 | 2.3467 | 12.3114 | 10 | 1168.05
DEF | N_GR_Thermostatic Shower Restriction Valve | unit | 857.6505 | 0.060172 | 0.31568 | 10 | 29.95
DEF | N_HC_Thermostatic Shower Restriction Valve | unit | 857.6505 | 0.079067 | 0.20669 | 10 | 29.95
DEF | N_HS_Thermostatic Shower Restriction Valve | unit | 22298.912 | 2.0558 | 5.3739 | 10 | 778.7
DEF | N_IN_Thermostatic Shower Restriction Valve | unit | 18868.3101 | 3.1886 | 2.1208 | 10 | 658.9
DEF | N_LG_Thermostatic Shower Restriction Valve | unit | 9434.1551 | 0.49923 | 4.2601 | 10 | 329.45
DEF | N_MS_Thermostatic Shower Restriction Valve | unit | 14580.0578 | 2.4639 | 1.6388 | 10 | 509.15
DEF | N_OF_Thermostatic Shower Restriction Valve | unit | 1715.3009 | 0.28987 | 0.1928 | 10 | 59.9
DEF | N_RS_Thermostatic Shower Restriction Valve | unit | 857.6505 | 0.060172 | 0.31568 | 10 | 29.95
DEF | N_RT_Thermostatic Shower Restriction Valve | unit | 1715.3009 | 0.12034 | 0.63135 | 10 | 59.9
DEF | N_SC_Thermostatic Shower Restriction Valve | unit | 857.6505 | 0.14494 | 0.096401 | 10 | 29.95
DEF | N_WR_Thermostatic Shower Restriction Valve | unit | 857.6505 | 0.14494 | 0.096401 | 10 | 29.95
DEF | E_AS_Bi-Level Lighting Control (Exterior) | 500-watts controlled | 1357.8 | 0 | 0 | 9 | 399
DEF | E_CU_Bi-Level Lighting Control (Exterior) | 500-watts controlled | 1357.8 | 0 | 0 | 9 | 399
DEF | E_GR_Bi-Level Lighting Control (Exterior) | 500-watts controlled | 1357.8 | 0 | 0 | 9 | 399
DEF | E_HC_Bi-Level Lighting Control (Exterior) | 500-watts controlled | 1357.8 | 0 | 0 | 9 | 399
DEF | E_HS_Bi-Level Lighting Control (Exterior) | 500-watts controlled | 1357.8 | 0 | 0 | 9 | 399
DEF | E_IN_Bi-Level Lighting Control (Exterior) | 500-watts controlled | 1357.8 | 0 | 0 | 9 | 399
DEF | E_LG_Bi-Level Lighting Control (Exterior) | 500-watts controlled | 1357.8 | 0 | 0 | 9 | 399
DEF | E_MS_Bi-Level Lighting Control (Exterior) | 500-watts controlled | 1357.8 | 0 | 0 | 9 | 399
DEF | E_OF_Bi-Level Lighting Control (Exterior) | 500-watts controlled | 1357.8 | 0 | 0 | 9 | 399
DEF | E_RS_Bi-Level Lighting Control (Exterior) | 500-watts controlled | 1357.8 | 0 | 0 | 9 | 399
DEF | E_RT_Bi-Level Lighting Control (Exterior) | 500-watts controlled | 1357.8 | 0 | 0 | 9 | 399
DEF | E_SC_Bi-Level Lighting Control (Exterior) | 500-watts controlled | 1357.8 | 0 | 0 | 9 | 399
DEF | E_WR_Bi-Level Lighting Control (Exterior) | 500-watts controlled | 1357.8 | 0 | 0 | 9 | 399
DEF | N_AS_Bi-Level Lighting Control (Exterior) | 500-watts controlled | 1357.8 | 0 | 0 | 9 | 399
DEF | N_CU_Bi-Level Lighting Control (Exterior) | 500-watts controlled | 1357.8 | 0 | 0 | 9 | 399
DEF | N_GR_Bi-Level Lighting Control (Exterior) | 500-watts controlled | 1357.8 | 0 | 0 | 9 | 399
DEF | N_HC_Bi-Level Lighting Control (Exterior) | 500-watts controlled | 1357.8 | 0 | 0 | 9 | 399
DEF | N_HS_Bi-Level Lighting Control (Exterior) | 500-watts controlled | 1357.8 | 0 | 0 | 9 | 399
DEF | N_IN_Bi-Level Lighting Control (Exterior) | 500-watts controlled | 1357.8 | 0 | 0 | 9 | 399
DEF | N_LG_Bi-Level Lighting Control (Exterior) | 500-watts controlled | 1357.8 | 0 | 0 | 9 | 399
DEF | N_MS_Bi-Level Lighting Control (Exterior) | 500-watts controlled | 1357.8 | 0 | 0 | 9 | 399
DEF | N_OF_Bi-Level Lighting Control (Exterior) | 500-watts controlled | 1357.8 | 0 | 0 | 9 | 399
DEF | N_RS_Bi-Level Lighting Control (Exterior) | 500-watts controlled | 1357.8 | 0 | 0 | 9 | 399
DEF | N_RT_Bi-Level Lighting Control (Exterior) | 500-watts controlled | 1357.8 | 0 | 0 | 9 | 399
DEF | N_SC_Bi-Level Lighting Control (Exterior) | 500-watts controlled | 1357.8 | 0 | 0 | 9 | 399
DEF | N_WR_Bi-Level Lighting Control (Exterior) | 500-watts controlled | 1357.8 | 0 | 0 | 9 | 399
DEF | E_AS_Outdoor Lighting Controls | 500-watts controlled | 562.52 | 0 | 0 | 8 | 130
DEF | E_CU_Outdoor Lighting Controls | 500-watts controlled | 562.52 | 0 | 0 | 8 | 130
DEF | E_GR_Outdoor Lighting Controls | 500-watts controlled | 562.52 | 0 | 0 | 8 | 130
DEF | E_HC_Outdoor Lighting Controls | 500-watts controlled | 562.52 | 0 | 0 | 8 | 130
DEF | E_HS_Outdoor Lighting Controls | 500-watts controlled | 562.52 | 0 | 0 | 8 | 130
DEF | E_IN_Outdoor Lighting Controls | 500-watts controlled | 562.52 | 0 | 0 | 8 | 130
DEF | E_LG_Outdoor Lighting Controls | 500-watts controlled | 562.52 | 0 | 0 | 8 | 130
DEF | E_MS_Outdoor Lighting Controls | 500-watts controlled | 562.52 | 0 | 0 | 8 | 130
DEF | E_OF_Outdoor Lighting Controls | 500-watts controlled | 562.52 | 0 | 0 | 8 | 130
DEF | E_RS_Outdoor Lighting Controls | 500-watts controlled | 562.52 | 0 | 0 | 8 | 130
DEF | E_RT_Outdoor Lighting Controls | 500-watts controlled | 562.52 | 0 | 0 | 8 | 130
DEF | E_SC_Outdoor Lighting Controls | 500-watts controlled | 562.52 | 0 | 0 | 8 | 130
DEF | E_WR_Outdoor Lighting Controls | 500-watts controlled | 562.52 | 0 | 0 | 8 | 130
DEF | N_AS_Outdoor Lighting Controls | 500-watts controlled | 562.52 | 0 | 0 | 8 | 130
DEF | N_CU_Outdoor Lighting Controls | 500-watts controlled | 562.52 | 0 | 0 | 8 | 130
DEF | N_GR_Outdoor Lighting Controls | 500-watts controlled | 562.52 | 0 | 0 | 8 | 130
DEF | N_HC_Outdoor Lighting Controls | 500-watts controlled | 562.52 | 0 | 0 | 8 | 130
DEF | N_HS_Outdoor Lighting Controls | 500-watts controlled | 562.52 | 0 | 0 | 8 | 130
DEF | N_IN_Outdoor Lighting Controls | 500-watts controlled | 562.52 | 0 | 0 | 8 | 130
DEF | N_LG_Outdoor Lighting Controls | 500-watts controlled | 562.52 | 0 | 0 | 8 | 130
DEF | N_MS_Outdoor Lighting Controls | 500-watts controlled | 562.52 | 0 | 0 | 8 | 130
DEF | N_OF_Outdoor Lighting Controls | 500-watts controlled | 562.52 | 0 | 0 | 8 | 130
DEF | N_RS_Outdoor Lighting Controls | 500-watts controlled | 562.52 | 0 | 0 | 8 | 130
DEF | N_RT_Outdoor Lighting Controls | 500-watts controlled | 562.52 | 0 | 0 | 8 | 130
DEF | N_SC_Outdoor Lighting Controls | 500-watts controlled | 562.52 | 0 | 0 | 8 | 130
DEF | N_WR_Outdoor Lighting Controls | 500-watts controlled | 562.52 | 0 | 0 | 8 | 130
DEF | E_AS_Air Curtains | door | 81.081 | 0.011723 | 0.0032285 | 8 | 3600
DEF | E_CU_Air Curtains | door | 81.081 | 0.010513 | 0.0088056 | 8 | 3600
DEF | E_GR_Air Curtains | door | 81.081 | 0.011723 | 0.0032285 | 8 | 3600
DEF | E_HC_Air Curtains | door | 81.081 | 0.010513 | 0.0088056 | 8 | 3600
DEF | E_HS_Air Curtains | door | 81.081 | 0.010513 | 0.0088056 | 8 | 3600
DEF | E_IN_Air Curtains | door | 81.081 | 0.011723 | 0.0032285 | 8 | 3600
DEF | E_LG_Air Curtains | door | 81.081 | 0.010513 | 0.0088056 | 8 | 3600
DEF | E_MS_Air Curtains | door | 81.081 | 0.011723 | 0.0032285 | 8 | 3600
DEF | E_OF_Air Curtains | door | 81.081 | 0.011723 | 0.0032285 | 8 | 3600
DEF | E_RS_Air Curtains | door | 81.081 | 0.010513 | 0.0088056 | 8 | 3600
DEF | E_RT_Air Curtains | door | 81.081 | 0.011723 | 0.0032285 | 8 | 3600
DEF | E_SC_Air Curtains | door | 81.081 | 0.010513 | 0.0088056 | 8 | 3600
DEF | E_WR_Air Curtains | door | 81.081 | 0.011723 | 0.0032285 | 8 | 3600
DEF | N_AS_Air Curtains | door | 81.081 | 0.011723 | 0.0032285 | 8 | 3600
DEF | N_CU_Air Curtains | door | 81.081 | 0.010513 | 0.0088056 | 8 | 3600
DEF | N_GR_Air Curtains | door | 81.081 | 0.011723 | 0.0032285 | 8 | 3600
DEF | N_HC_Air Curtains | door | 81.081 | 0.010513 | 0.0088056 | 8 | 3600
DEF | N_HS_Air Curtains | door | 81.081 | 0.010513 | 0.0088056 | 8 | 3600
DEF | N_IN_Air Curtains | door | 81.081 | 0.011723 | 0.0032285 | 8 | 3600
DEF | N_LG_Air Curtains | door | 81.081 | 0.010513 | 0.0088056 | 8 | 3600
DEF | N_MS_Air Curtains | door | 81.081 | 0.011723 | 0.0032285 | 8 | 3600
DEF | N_OF_Air Curtains | door | 81.081 | 0.011723 | 0.0032285 | 8 | 3600
DEF | N_RS_Air Curtains | door | 81.081 | 0.010513 | 0.0088056 | 8 | 3600
DEF | N_RT_Air Curtains | door | 81.081 | 0.011723 | 0.0032285 | 8 | 3600
DEF | N_SC_Air Curtains | door | 81.081 | 0.010513 | 0.0088056 | 8 | 3600
DEF | N_WR_Air Curtains | door | 81.081 | 0.011723 | 0.0032285 | 8 | 3600
DEF | E_AS_Airside Economizer | ton | 2253.2313 | -0.46324 | 2.0439e-05 | 10 | 55.8035
DEF | E_CU_Airside Economizer | ton | 13457.661 | -1.6012 | 1.8007 | 10 | 333.2922
DEF | E_GR_Airside Economizer | ton | 5424.8726 | -1.2116 | 0.036509 | 10 | 134.3523
DEF | E_HC_Airside Economizer | ton | 9469.1388 | -1.9468 | 8.5893e-05 | 10 | 234.5125
DEF | E_HS_Airside Economizer | ton | 98666.9364 | -11.7391 | 13.202 | 10 | 2443.5835
DEF | E_IN_Airside Economizer | ton | 10946.4253 | -2.2505 | 9.9293e-05 | 10 | 271.099
DEF | E_LG_Airside Economizer | ton | 8979.6145 | -2.0055 | 0.060432 | 10 | 222.389
DEF | E_MS_Airside Economizer | ton | 104359.7599 | -21.4554 | 0.00094663 | 10 | 2584.5719
DEF | E_OF_Airside Economizer | ton | 7800.9322 | -1.6038 | 7.0761e-05 | 10 | 193.1977
DEF | E_RS_Airside Economizer | ton | 5652.7504 | -1.2625 | 0.038043 | 10 | 139.9959
DEF | E_RT_Airside Economizer | ton | 2468.9837 | -0.55142 | 0.016616 | 10 | 61.1468
DEF | E_SC_Airside Economizer | ton | 9226.8228 | -1.8969 | 8.3695e-05 | 10 | 228.5113
DEF | E_WR_Airside Economizer | ton | 916.5961 | -0.18844 | 8.3143e-06 | 10 | 22.7004
DEF | N_AS_Airside Economizer | ton | 2253.2313 | -0.46324 | 2.0439e-05 | 10 | 55.8035
DEF | N_CU_Airside Economizer | ton | 13457.661 | -1.6012 | 1.8007 | 10 | 333.2922
DEF | N_GR_Airside Economizer | ton | 5424.8726 | -1.2116 | 0.036509 | 10 | 134.3523
DEF | N_HC_Airside Economizer | ton | 9469.1388 | -1.9468 | 8.5893e-05 | 10 | 234.5125
DEF | N_HS_Airside Economizer | ton | 98666.9364 | -11.7391 | 13.202 | 10 | 2443.5835
DEF | N_IN_Airside Economizer | ton | 10946.4253 | -2.2505 | 9.9293e-05 | 10 | 271.099
DEF | N_LG_Airside Economizer | ton | 8979.6145 | -2.0055 | 0.060432 | 10 | 222.389
DEF | N_MS_Airside Economizer | ton | 104359.7599 | -21.4554 | 0.00094663 | 10 | 2584.5719
DEF | N_OF_Airside Economizer | ton | 7800.9322 | -1.6038 | 7.0761e-05 | 10 | 193.1977
DEF | N_RS_Airside Economizer | ton | 5652.7504 | -1.2625 | 0.038043 | 10 | 139.9959
DEF | N_RT_Airside Economizer | ton | 2468.9837 | -0.55142 | 0.016616 | 10 | 61.1468
DEF | N_SC_Airside Economizer | ton | 9226.8228 | -1.8969 | 8.3695e-05 | 10 | 228.5113
DEF | N_WR_Airside Economizer | ton | 916.5961 | -0.18844 | 8.3143e-06 | 10 | 22.7004
DEF | E_AS_Ceiling Insulation(R12 to R38) | sq ft | 0.21678 | 4.3378e-06 | 9.7784e-05 | 20 | 0.53388
DEF | E_CU_Ceiling Insulation(R12 to R38) | sq ft | 0.21678 | 8.9655e-05 | 5.281e-05 | 20 | 0.53388
DEF | E_GR_Ceiling Insulation(R12 to R38) | sq ft | 0.21678 | 4.4238e-05 | 0.00010117 | 20 | 0.53388
DEF | E_HC_Ceiling Insulation(R12 to R38) | sq ft | 0.21678 | 4.3378e-06 | 9.7784e-05 | 20 | 0.53388
DEF | E_HS_Ceiling Insulation(R12 to R38) | sq ft | 0.21678 | 8.9655e-05 | 5.281e-05 | 20 | 0.53388
DEF | E_IN_Ceiling Insulation(R12 to R38) | sq ft | 0.21678 | 4.3378e-06 | 9.7784e-05 | 20 | 0.53388
DEF | E_LG_Ceiling Insulation(R12 to R38) | sq ft | 0.21678 | 8.9655e-05 | 5.281e-05 | 20 | 0.53388
DEF | E_MS_Ceiling Insulation(R12 to R38) | sq ft | 0.21678 | 4.3378e-06 | 9.7784e-05 | 20 | 0.53388
DEF | E_OF_Ceiling Insulation(R12 to R38) | sq ft | 0.21678 | 4.3378e-06 | 9.7784e-05 | 20 | 0.53388
DEF | E_RS_Ceiling Insulation(R12 to R38) | sq ft | 0.21678 | 4.4238e-05 | 0.00010117 | 20 | 0.53388
DEF | E_RT_Ceiling Insulation(R12 to R38) | sq ft | 0.21678 | 4.4238e-05 | 0.00010117 | 20 | 0.53388
DEF | E_SC_Ceiling Insulation(R12 to R38) | sq ft | 0.21678 | 4.3378e-06 | 9.7784e-05 | 20 | 0.53388
DEF | E_WR_Ceiling Insulation(R12 to R38) | sq ft | 0.21678 | 2.4599e-05 | 4.3891e-05 | 20 | 0.53388
DEF | N_AS_Ceiling Insulation(R12 to R38) | sq ft | 0.21268 | 4.2558e-06 | 9.5934e-05 | 20 | 0.53388
DEF | N_CU_Ceiling Insulation(R12 to R38) | sq ft | 0.21268 | 8.7959e-05 | 5.1811e-05 | 20 | 0.53388
DEF | N_GR_Ceiling Insulation(R12 to R38) | sq ft | 0.21268 | 4.3401e-05 | 9.9257e-05 | 20 | 0.53388
DEF | N_HC_Ceiling Insulation(R12 to R38) | sq ft | 0.21268 | 4.2558e-06 | 9.5934e-05 | 20 | 0.53388
DEF | N_HS_Ceiling Insulation(R12 to R38) | sq ft | 0.21268 | 8.7959e-05 | 5.1811e-05 | 20 | 0.53388
DEF | N_IN_Ceiling Insulation(R12 to R38) | sq ft | 0.21268 | 4.2558e-06 | 9.5934e-05 | 20 | 0.53388
DEF | N_LG_Ceiling Insulation(R12 to R38) | sq ft | 0.21268 | 8.7959e-05 | 5.1811e-05 | 20 | 0.53388
DEF | N_MS_Ceiling Insulation(R12 to R38) | sq ft | 0.21268 | 4.2558e-06 | 9.5934e-05 | 20 | 0.53388
DEF | N_OF_Ceiling Insulation(R12 to R38) | sq ft | 0.21268 | 4.2558e-06 | 9.5934e-05 | 20 | 0.53388
DEF | N_RS_Ceiling Insulation(R12 to R38) | sq ft | 0.21268 | 4.3401e-05 | 9.9257e-05 | 20 | 0.53388
DEF | N_RT_Ceiling Insulation(R12 to R38) | sq ft | 0.21268 | 4.3401e-05 | 9.9257e-05 | 20 | 0.53388
DEF | N_SC_Ceiling Insulation(R12 to R38) | sq ft | 0.21268 | 4.2558e-06 | 9.5934e-05 | 20 | 0.53388
DEF | N_WR_Ceiling Insulation(R12 to R38) | sq ft | 0.21268 | 2.4134e-05 | 4.3061e-05 | 20 | 0.53388
DEF | E_AS_Ceiling Insulation(R19 to R38) | sq ft | 0.10005 | 2.0021e-06 | 4.5131e-05 | 20 | 0.45751
DEF | E_CU_Ceiling Insulation(R19 to R38) | sq ft | 0.10005 | 4.1379e-05 | 2.4374e-05 | 20 | 0.45751
DEF | E_GR_Ceiling Insulation(R19 to R38) | sq ft | 0.10005 | 2.0418e-05 | 4.6694e-05 | 20 | 0.45751
DEF | E_HC_Ceiling Insulation(R19 to R38) | sq ft | 0.10005 | 2.0021e-06 | 4.5131e-05 | 20 | 0.45751
DEF | E_HS_Ceiling Insulation(R19 to R38) | sq ft | 0.10005 | 4.1379e-05 | 2.4374e-05 | 20 | 0.45751
DEF | E_IN_Ceiling Insulation(R19 to R38) | sq ft | 0.10005 | 2.0021e-06 | 4.5131e-05 | 20 | 0.45751
DEF | E_LG_Ceiling Insulation(R19 to R38) | sq ft | 0.10005 | 4.1379e-05 | 2.4374e-05 | 20 | 0.45751
DEF | E_MS_Ceiling Insulation(R19 to R38) | sq ft | 0.10005 | 2.0021e-06 | 4.5131e-05 | 20 | 0.45751
DEF | E_OF_Ceiling Insulation(R19 to R38) | sq ft | 0.10005 | 2.0021e-06 | 4.5131e-05 | 20 | 0.45751
DEF | E_RS_Ceiling Insulation(R19 to R38) | sq ft | 0.10005 | 2.0418e-05 | 4.6694e-05 | 20 | 0.45751
DEF | E_RT_Ceiling Insulation(R19 to R38) | sq ft | 0.10005 | 2.0418e-05 | 4.6694e-05 | 20 | 0.45751
DEF | E_SC_Ceiling Insulation(R19 to R38) | sq ft | 0.10005 | 2.0021e-06 | 4.5131e-05 | 20 | 0.45751
DEF | E_WR_Ceiling Insulation(R19 to R38) | sq ft | 0.10005 | 1.1354e-05 | 2.0257e-05 | 20 | 0.45751
DEF | N_AS_Ceiling Insulation(R19 to R38) | sq ft | 0.098159 | 1.9642e-06 | 4.4277e-05 | 20 | 0.45751
DEF | N_CU_Ceiling Insulation(R19 to R38) | sq ft | 0.098159 | 4.0597e-05 | 2.3913e-05 | 20 | 0.45751
DEF | N_GR_Ceiling Insulation(R19 to R38) | sq ft | 0.098159 | 2.0031e-05 | 4.5811e-05 | 20 | 0.45751
DEF | N_HC_Ceiling Insulation(R19 to R38) | sq ft | 0.098159 | 1.9642e-06 | 4.4277e-05 | 20 | 0.45751
DEF | N_HS_Ceiling Insulation(R19 to R38) | sq ft | 0.098159 | 4.0597e-05 | 2.3913e-05 | 20 | 0.45751
DEF | N_IN_Ceiling Insulation(R19 to R38) | sq ft | 0.098159 | 1.9642e-06 | 4.4277e-05 | 20 | 0.45751
DEF | N_LG_Ceiling Insulation(R19 to R38) | sq ft | 0.098159 | 4.0597e-05 | 2.3913e-05 | 20 | 0.45751
DEF | N_MS_Ceiling Insulation(R19 to R38) | sq ft | 0.098159 | 1.9642e-06 | 4.4277e-05 | 20 | 0.45751
DEF | N_OF_Ceiling Insulation(R19 to R38) | sq ft | 0.098159 | 1.9642e-06 | 4.4277e-05 | 20 | 0.45751
DEF | N_RS_Ceiling Insulation(R19 to R38) | sq ft | 0.098159 | 2.0031e-05 | 4.5811e-05 | 20 | 0.45751
DEF | N_RT_Ceiling Insulation(R19 to R38) | sq ft | 0.098159 | 2.0031e-05 | 4.5811e-05 | 20 | 0.45751
DEF | N_SC_Ceiling Insulation(R19 to R38) | sq ft | 0.098159 | 1.9642e-06 | 4.4277e-05 | 20 | 0.45751
DEF | N_WR_Ceiling Insulation(R19 to R38) | sq ft | 0.098159 | 1.1139e-05 | 1.9874e-05 | 20 | 0.45751
DEF | E_AS_Ceiling Insulation(R2 to R38) | sq ft | 1.8009 | 3.6037e-05 | 0.00081236 | 20 | 0.64299
DEF | E_CU_Ceiling Insulation(R2 to R38) | sq ft | 1.8009 | 0.00074483 | 0.00043873 | 20 | 0.64299
DEF | E_GR_Ceiling Insulation(R2 to R38) | sq ft | 1.8009 | 0.00036752 | 0.0008405 | 20 | 0.64299
DEF | E_HC_Ceiling Insulation(R2 to R38) | sq ft | 1.8009 | 3.6037e-05 | 0.00081236 | 20 | 0.64299
DEF | E_HS_Ceiling Insulation(R2 to R38) | sq ft | 1.8009 | 0.00074483 | 0.00043873 | 20 | 0.64299
DEF | E_IN_Ceiling Insulation(R2 to R38) | sq ft | 1.8009 | 3.6037e-05 | 0.00081236 | 20 | 0.64299
DEF | E_LG_Ceiling Insulation(R2 to R38) | sq ft | 1.8009 | 0.00074483 | 0.00043873 | 20 | 0.64299
DEF | E_MS_Ceiling Insulation(R2 to R38) | sq ft | 1.8009 | 3.6037e-05 | 0.00081236 | 20 | 0.64299
DEF | E_OF_Ceiling Insulation(R2 to R38) | sq ft | 1.8009 | 3.6037e-05 | 0.00081236 | 20 | 0.64299
DEF | E_RS_Ceiling Insulation(R2 to R38) | sq ft | 1.8009 | 0.00036752 | 0.0008405 | 20 | 0.64299
DEF | E_RT_Ceiling Insulation(R2 to R38) | sq ft | 1.8009 | 0.00036752 | 0.0008405 | 20 | 0.64299
DEF | E_SC_Ceiling Insulation(R2 to R38) | sq ft | 1.8009 | 3.6037e-05 | 0.00081236 | 20 | 0.64299
DEF | E_WR_Ceiling Insulation(R2 to R38) | sq ft | 1.3287 | 0.00015078 | 0.00026903 | 20 | 0.64299
DEF | N_AS_Ceiling Insulation(R2 to R38) | sq ft | 1.7669 | 3.5356e-05 | 0.00079699 | 20 | 0.64299
DEF | N_CU_Ceiling Insulation(R2 to R38) | sq ft | 1.7669 | 0.00073074 | 0.00043043 | 20 | 0.64299
DEF | N_GR_Ceiling Insulation(R2 to R38) | sq ft | 1.7669 | 0.00036056 | 0.0008246 | 20 | 0.64299
DEF | N_HC_Ceiling Insulation(R2 to R38) | sq ft | 1.7669 | 3.5356e-05 | 0.00079699 | 20 | 0.64299
DEF | N_HS_Ceiling Insulation(R2 to R38) | sq ft | 1.7669 | 0.00073074 | 0.00043043 | 20 | 0.64299
DEF | N_IN_Ceiling Insulation(R2 to R38) | sq ft | 1.7669 | 3.5356e-05 | 0.00079699 | 20 | 0.64299
DEF | N_LG_Ceiling Insulation(R2 to R38) | sq ft | 1.7669 | 0.00073074 | 0.00043043 | 20 | 0.64299
DEF | N_MS_Ceiling Insulation(R2 to R38) | sq ft | 1.7669 | 3.5356e-05 | 0.00079699 | 20 | 0.64299
DEF | N_OF_Ceiling Insulation(R2 to R38) | sq ft | 1.7669 | 3.5356e-05 | 0.00079699 | 20 | 0.64299
DEF | N_RS_Ceiling Insulation(R2 to R38) | sq ft | 1.7669 | 0.00036056 | 0.0008246 | 20 | 0.64299
DEF | N_RT_Ceiling Insulation(R2 to R38) | sq ft | 1.7669 | 0.00036056 | 0.0008246 | 20 | 0.64299
DEF | N_SC_Ceiling Insulation(R2 to R38) | sq ft | 1.7669 | 3.5356e-05 | 0.00079699 | 20 | 0.64299
DEF | N_WR_Ceiling Insulation(R2 to R38) | sq ft | 1.3287 | 0.00015078 | 0.00026903 | 20 | 0.64299
DEF | E_AS_Ceiling Insulation(R30 to R38) | sq ft | 0.02668 | 5.3389e-07 | 1.2035e-05 | 20 | 0.3484
DEF | E_CU_Ceiling Insulation(R30 to R38) | sq ft | 0.02668 | 1.1035e-05 | 6.4997e-06 | 20 | 0.3484
DEF | E_GR_Ceiling Insulation(R30 to R38) | sq ft | 0.02668 | 5.4447e-06 | 1.2452e-05 | 20 | 0.3484
DEF | E_HC_Ceiling Insulation(R30 to R38) | sq ft | 0.02668 | 5.3389e-07 | 1.2035e-05 | 20 | 0.3484
DEF | E_HS_Ceiling Insulation(R30 to R38) | sq ft | 0.02668 | 1.1035e-05 | 6.4997e-06 | 20 | 0.3484
DEF | E_IN_Ceiling Insulation(R30 to R38) | sq ft | 0.02668 | 5.3389e-07 | 1.2035e-05 | 20 | 0.3484
DEF | E_LG_Ceiling Insulation(R30 to R38) | sq ft | 0.02668 | 1.1035e-05 | 6.4997e-06 | 20 | 0.3484
DEF | E_MS_Ceiling Insulation(R30 to R38) | sq ft | 0.02668 | 5.3389e-07 | 1.2035e-05 | 20 | 0.3484
DEF | E_OF_Ceiling Insulation(R30 to R38) | sq ft | 0.02668 | 5.3389e-07 | 1.2035e-05 | 20 | 0.3484
DEF | E_RS_Ceiling Insulation(R30 to R38) | sq ft | 0.02668 | 5.4447e-06 | 1.2452e-05 | 20 | 0.3484
DEF | E_RT_Ceiling Insulation(R30 to R38) | sq ft | 0.02668 | 5.4447e-06 | 1.2452e-05 | 20 | 0.3484
DEF | E_SC_Ceiling Insulation(R30 to R38) | sq ft | 0.02668 | 5.3389e-07 | 1.2035e-05 | 20 | 0.3484
DEF | E_WR_Ceiling Insulation(R30 to R38) | sq ft | 0.02668 | 3.0276e-06 | 5.402e-06 | 20 | 0.3484
DEF | N_AS_Ceiling Insulation(R30 to R38) | sq ft | 0.026176 | 5.2379e-07 | 1.1807e-05 | 20 | 0.3484
DEF | N_CU_Ceiling Insulation(R30 to R38) | sq ft | 0.026176 | 1.0826e-05 | 6.3767e-06 | 20 | 0.3484
DEF | N_GR_Ceiling Insulation(R30 to R38) | sq ft | 0.026176 | 5.3417e-06 | 1.2216e-05 | 20 | 0.3484
DEF | N_HC_Ceiling Insulation(R30 to R38) | sq ft | 0.026176 | 5.2379e-07 | 1.1807e-05 | 20 | 0.3484
DEF | N_HS_Ceiling Insulation(R30 to R38) | sq ft | 0.026176 | 1.0826e-05 | 6.3767e-06 | 20 | 0.3484
DEF | N_IN_Ceiling Insulation(R30 to R38) | sq ft | 0.026176 | 5.2379e-07 | 1.1807e-05 | 20 | 0.3484
DEF | N_LG_Ceiling Insulation(R30 to R38) | sq ft | 0.026176 | 1.0826e-05 | 6.3767e-06 | 20 | 0.3484
DEF | N_MS_Ceiling Insulation(R30 to R38) | sq ft | 0.026176 | 5.2379e-07 | 1.1807e-05 | 20 | 0.3484
DEF | N_OF_Ceiling Insulation(R30 to R38) | sq ft | 0.026176 | 5.2379e-07 | 1.1807e-05 | 20 | 0.3484
DEF | N_RS_Ceiling Insulation(R30 to R38) | sq ft | 0.026176 | 5.3417e-06 | 1.2216e-05 | 20 | 0.3484
DEF | N_RT_Ceiling Insulation(R30 to R38) | sq ft | 0.026176 | 5.3417e-06 | 1.2216e-05 | 20 | 0.3484
DEF | N_SC_Ceiling Insulation(R30 to R38) | sq ft | 0.026176 | 5.2379e-07 | 1.1807e-05 | 20 | 0.3484
DEF | N_WR_Ceiling Insulation(R30 to R38) | sq ft | 0.026176 | 2.9703e-06 | 5.2998e-06 | 20 | 0.3484
DEF | E_AS_Chilled Water Controls Optimization | system | 2376.3284 | 0.96406 | 0.00096082 | 10 | 108
DEF | E_CU_Chilled Water Controls Optimization | system | 7606.3342 | 1.7881 | 0.85267 | 10 | 108
DEF | E_GR_Chilled Water Controls Optimization | system | 0 | 0 | 0 | 10 | 108
DEF | E_HC_Chilled Water Controls Optimization | system | 3627.4972 | 1.4716 | 0.0014667 | 10 | 108
DEF | E_HS_Chilled Water Controls Optimization | system | 21066.8673 | 4.9525 | 2.3616 | 10 | 108
DEF | E_IN_Chilled Water Controls Optimization | system | 1283.6173 | 0.52075 | 0.000519 | 10 | 108
DEF | E_LG_Chilled Water Controls Optimization | system | 9873.5733 | 4.0056 | 0.0039922 | 10 | 108
DEF | E_MS_Chilled Water Controls Optimization | system | 3057.4222 | 1.2404 | 0.0012362 | 10 | 108
DEF | E_OF_Chilled Water Controls Optimization | system | 3131.6279 | 1.2705 | 0.0012662 | 10 | 108
DEF | E_RS_Chilled Water Controls Optimization | system | 3850.8519 | 1.5623 | 0.001557 | 10 | 108
DEF | E_RT_Chilled Water Controls Optimization | system | 2817.9545 | 1.1432 | 0.0011394 | 10 | 108
DEF | E_SC_Chilled Water Controls Optimization | system | 2161.7907 | 0.87702 | 0.00087407 | 10 | 108
DEF | E_WR_Chilled Water Controls Optimization | system | 835.1268 | 0.3388 | 0.00033767 | 10 | 108
DEF | N_AS_Chilled Water Controls Optimization | system | 2376.3284 | 0.96406 | 0.00096082 | 10 | 108
DEF | N_CU_Chilled Water Controls Optimization | system | 7606.3342 | 1.7881 | 0.85267 | 10 | 108
DEF | N_GR_Chilled Water Controls Optimization | system | 0 | 0 | 0 | 10 | 108
DEF | N_HC_Chilled Water Controls Optimization | system | 3627.4972 | 1.4716 | 0.0014667 | 10 | 108
DEF | N_HS_Chilled Water Controls Optimization | system | 21066.8673 | 4.9525 | 2.3616 | 10 | 108
DEF | N_IN_Chilled Water Controls Optimization | system | 1283.6173 | 0.52075 | 0.000519 | 10 | 108
DEF | N_LG_Chilled Water Controls Optimization | system | 9873.5733 | 4.0056 | 0.0039922 | 10 | 108
DEF | N_MS_Chilled Water Controls Optimization | system | 3057.4222 | 1.2404 | 0.0012362 | 10 | 108
DEF | N_OF_Chilled Water Controls Optimization | system | 3131.6279 | 1.2705 | 0.0012662 | 10 | 108
DEF | N_RS_Chilled Water Controls Optimization | system | 3850.8519 | 1.5623 | 0.001557 | 10 | 108
DEF | N_RT_Chilled Water Controls Optimization | system | 2817.9545 | 1.1432 | 0.0011394 | 10 | 108
DEF | N_SC_Chilled Water Controls Optimization | system | 2161.7907 | 0.87702 | 0.00087407 | 10 | 108
DEF | N_WR_Chilled Water Controls Optimization | system | 835.1268 | 0.3388 | 0.00033767 | 10 | 108
DEF | E_AS_Chilled Water System - Variable Speed Drives | motor (10 hp) | 9027.4109 | 1.0305 | 1.0305 | 13 | 1898
DEF | E_CU_Chilled Water System - Variable Speed Drives | motor (10 hp) | 9027.4109 | 1.0305 | 1.0305 | 13 | 1898
DEF | E_GR_Chilled Water System - Variable Speed Drives | motor (10 hp) | 9027.4109 | 1.0305 | 1.0305 | 13 | 1898
DEF | E_HC_Chilled Water System - Variable Speed Drives | motor (10 hp) | 9027.4109 | 1.0305 | 1.0305 | 13 | 1898
DEF | E_HS_Chilled Water System - Variable Speed Drives | motor (10 hp) | 9027.4109 | 1.0305 | 1.0305 | 13 | 1898
DEF | E_IN_Chilled Water System - Variable Speed Drives | motor (10 hp) | 9027.4109 | 1.0305 | 1.0305 | 13 | 1898
DEF | E_LG_Chilled Water System - Variable Speed Drives | motor (10 hp) | 9027.4109 | 1.0305 | 1.0305 | 13 | 1898
DEF | E_MS_Chilled Water System - Variable Speed Drives | motor (10 hp) | 9027.4109 | 1.0305 | 1.0305 | 13 | 1898
DEF | E_OF_Chilled Water System - Variable Speed Drives | motor (10 hp) | 9027.4109 | 1.0305 | 1.0305 | 13 | 1898
DEF | E_RS_Chilled Water System - Variable Speed Drives | motor (10 hp) | 9027.4109 | 1.0305 | 1.0305 | 13 | 1898
DEF | E_RT_Chilled Water System - Variable Speed Drives | motor (10 hp) | 9027.4109 | 1.0305 | 1.0305 | 13 | 1898
DEF | E_SC_Chilled Water System - Variable Speed Drives | motor (10 hp) | 9027.4109 | 1.0305 | 1.0305 | 13 | 1898
DEF | E_WR_Chilled Water System - Variable Speed Drives | motor (10 hp) | 9027.4109 | 1.0305 | 1.0305 | 13 | 1898
DEF | N_AS_Chilled Water System - Variable Speed Drives | motor (10 hp) | 9027.4109 | 1.0305 | 1.0305 | 13 | 1898
DEF | N_CU_Chilled Water System - Variable Speed Drives | motor (10 hp) | 9027.4109 | 1.0305 | 1.0305 | 13 | 1898
DEF | N_GR_Chilled Water System - Variable Speed Drives | motor (10 hp) | 9027.4109 | 1.0305 | 1.0305 | 13 | 1898
DEF | N_HC_Chilled Water System - Variable Speed Drives | motor (10 hp) | 9027.4109 | 1.0305 | 1.0305 | 13 | 1898
DEF | N_HS_Chilled Water System - Variable Speed Drives | motor (10 hp) | 9027.4109 | 1.0305 | 1.0305 | 13 | 1898
DEF | N_IN_Chilled Water System - Variable Speed Drives | motor (10 hp) | 9027.4109 | 1.0305 | 1.0305 | 13 | 1898
DEF | N_LG_Chilled Water System - Variable Speed Drives | motor (10 hp) | 9027.4109 | 1.0305 | 1.0305 | 13 | 1898
DEF | N_MS_Chilled Water System - Variable Speed Drives | motor (10 hp) | 9027.4109 | 1.0305 | 1.0305 | 13 | 1898
DEF | N_OF_Chilled Water System - Variable Speed Drives | motor (10 hp) | 9027.4109 | 1.0305 | 1.0305 | 13 | 1898
DEF | N_RS_Chilled Water System - Variable Speed Drives | motor (10 hp) | 9027.4109 | 1.0305 | 1.0305 | 13 | 1898
DEF | N_RT_Chilled Water System - Variable Speed Drives | motor (10 hp) | 9027.4109 | 1.0305 | 1.0305 | 13 | 1898
DEF | N_SC_Chilled Water System - Variable Speed Drives | motor (10 hp) | 9027.4109 | 1.0305 | 1.0305 | 13 | 1898
DEF | N_WR_Chilled Water System - Variable Speed Drives | motor (10 hp) | 9027.4109 | 1.0305 | 1.0305 | 13 | 1898
DEF | E_AS_Cool Roof | sq ft | 0.17819 | 7.5697e-05 | 0 | 15 | 1.5929
DEF | E_CU_Cool Roof | sq ft | 0.17819 | 7.5697e-05 | 0 | 15 | 1.5929
DEF | E_GR_Cool Roof | sq ft | 0.17819 | 7.5697e-05 | 0 | 15 | 1.5929
DEF | E_HC_Cool Roof | sq ft | 0.17819 | 7.5697e-05 | 0 | 15 | 1.5929
DEF | E_HS_Cool Roof | sq ft | 0.17819 | 7.5697e-05 | 0 | 15 | 1.5929
DEF | E_IN_Cool Roof | sq ft | 0.17819 | 7.5697e-05 | 0 | 15 | 1.5929
DEF | E_LG_Cool Roof | sq ft | 0.17819 | 0.00010041 | 0 | 15 | 1.5929
DEF | E_MS_Cool Roof | sq ft | 0.17819 | 2.2991e-05 | 0 | 15 | 1.5929
DEF | E_OF_Cool Roof | sq ft | 0.17819 | 7.5697e-05 | 0 | 15 | 1.5929
DEF | E_RS_Cool Roof | sq ft | 0.17819 | 7.5697e-05 | 0 | 15 | 1.5929
DEF | E_RT_Cool Roof | sq ft | 0.17819 | 7.5697e-05 | 0 | 15 | 1.5929
DEF | E_SC_Cool Roof | sq ft | 0.17819 | 7.5697e-05 | 0 | 15 | 1.5929
DEF | E_WR_Cool Roof | sq ft | 0.17819 | 2.2991e-05 | 0 | 15 | 1.5929
DEF | N_AS_Cool Roof | sq ft | 0.17775 | 7.5512e-05 | 0 | 15 | 1.5929
DEF | N_CU_Cool Roof | sq ft | 0.17775 | 7.5512e-05 | 0 | 15 | 1.5929
DEF | N_GR_Cool Roof | sq ft | 0.17775 | 7.5512e-05 | 0 | 15 | 1.5929
DEF | N_HC_Cool Roof | sq ft | 0.17775 | 7.5512e-05 | 0 | 15 | 1.5929
DEF | N_HS_Cool Roof | sq ft | 0.17775 | 7.5512e-05 | 0 | 15 | 1.5929
DEF | N_IN_Cool Roof | sq ft | 0.17775 | 7.5512e-05 | 0 | 15 | 1.5929
DEF | N_LG_Cool Roof | sq ft | 0.17775 | 0.00010016 | 0 | 15 | 1.5929
DEF | N_MS_Cool Roof | sq ft | 0.17775 | 2.2935e-05 | 0 | 15 | 1.5929
DEF | N_OF_Cool Roof | sq ft | 0.17775 | 7.5512e-05 | 0 | 15 | 1.5929
DEF | N_RS_Cool Roof | sq ft | 0.17775 | 7.5512e-05 | 0 | 15 | 1.5929
DEF | N_RT_Cool Roof | sq ft | 0.17775 | 7.5512e-05 | 0 | 15 | 1.5929
DEF | N_SC_Cool Roof | sq ft | 0.17775 | 7.5512e-05 | 0 | 15 | 1.5929
DEF | N_WR_Cool Roof | sq ft | 0.17775 | 2.2935e-05 | 0 | 15 | 1.5929
DEF | E_AS_Dedicated Outdoor Air System on VRF unit | unit (4 tons) | 800.1307 | 0.24347 | 0.24609 | 15 | 1000.58
DEF | E_CU_Dedicated Outdoor Air System on VRF unit | unit (4 tons) | 884.2265 | 0.1876 | 0.13783 | 15 | 1000.58
DEF | E_GR_Dedicated Outdoor Air System on VRF unit | unit (4 tons) | 478.7875 | 0.14569 | 0.14726 | 15 | 1000.58
DEF | E_HC_Dedicated Outdoor Air System on VRF unit | unit (4 tons) | 1721.9094 | 0.52396 | 0.52959 | 15 | 1000.58
DEF | E_HS_Dedicated Outdoor Air System on VRF unit | unit (4 tons) | 1640.5025 | 0.49919 | 0.50455 | 15 | 1000.58
DEF | E_IN_Dedicated Outdoor Air System on VRF unit | unit (4 tons) | 442.6603 | 0.1347 | 0.13614 | 15 | 1000.58
DEF | E_LG_Dedicated Outdoor Air System on VRF unit | unit (4 tons) | 1302.9413 | 0.27644 | 0.2031 | 15 | 1000.58
DEF | E_MS_Dedicated Outdoor Air System on VRF unit | unit (4 tons) | 446.692 | 0.13592 | 0.13738 | 15 | 1000.58
DEF | E_OF_Dedicated Outdoor Air System on VRF unit | unit (4 tons) | 883.4693 | 0.26883 | 0.27172 | 15 | 1000.58
DEF | E_RS_Dedicated Outdoor Air System on VRF unit | unit (4 tons) | 1361.7563 | 0.41437 | 0.41882 | 15 | 1000.58
DEF | E_RT_Dedicated Outdoor Air System on VRF unit | unit (4 tons) | 1049.061 | 0.31922 | 0.32265 | 15 | 1000.58
DEF | E_SC_Dedicated Outdoor Air System on VRF unit | unit (4 tons) | 915.6498 | 0.27862 | 0.28162 | 15 | 1000.58
DEF | E_WR_Dedicated Outdoor Air System on VRF unit | unit (4 tons) | 203.814 | 0.062019 | 0.062685 | 15 | 1000.58
DEF | N_AS_Dedicated Outdoor Air System on VRF unit | unit (4 tons) | 800.1307 | 0.24347 | 0.24609 | 15 | 1000.58
DEF | N_CU_Dedicated Outdoor Air System on VRF unit | unit (4 tons) | 884.2265 | 0.1876 | 0.13783 | 15 | 1000.58
DEF | N_GR_Dedicated Outdoor Air System on VRF unit | unit (4 tons) | 478.7875 | 0.14569 | 0.14726 | 15 | 1000.58
DEF | N_HC_Dedicated Outdoor Air System on VRF unit | unit (4 tons) | 1721.9094 | 0.52396 | 0.52959 | 15 | 1000.58
DEF | N_HS_Dedicated Outdoor Air System on VRF unit | unit (4 tons) | 1640.5025 | 0.49919 | 0.50455 | 15 | 1000.58
DEF | N_IN_Dedicated Outdoor Air System on VRF unit | unit (4 tons) | 442.6603 | 0.1347 | 0.13614 | 15 | 1000.58
DEF | N_LG_Dedicated Outdoor Air System on VRF unit | unit (4 tons) | 1302.9413 | 0.27644 | 0.2031 | 15 | 1000.58
DEF | N_MS_Dedicated Outdoor Air System on VRF unit | unit (4 tons) | 446.692 | 0.13592 | 0.13738 | 15 | 1000.58
DEF | N_OF_Dedicated Outdoor Air System on VRF unit | unit (4 tons) | 883.4693 | 0.26883 | 0.27172 | 15 | 1000.58
DEF | N_RS_Dedicated Outdoor Air System on VRF unit | unit (4 tons) | 1361.7563 | 0.41437 | 0.41882 | 15 | 1000.58
DEF | N_RT_Dedicated Outdoor Air System on VRF unit | unit (4 tons) | 1049.061 | 0.31922 | 0.32265 | 15 | 1000.58
DEF | N_SC_Dedicated Outdoor Air System on VRF unit | unit (4 tons) | 915.6498 | 0.27862 | 0.28162 | 15 | 1000.58
DEF | N_WR_Dedicated Outdoor Air System on VRF unit | unit (4 tons) | 203.814 | 0.062019 | 0.062685 | 15 | 1000.58
DEF | E_AS_Destratification Fans | unit | 901.1833 | 0 | 0.18246 | 10 | 6800
DEF | E_CU_Destratification Fans | unit | 1639.3701 | 0 | 0.33192 | 10 | 6800
DEF | E_GR_Destratification Fans | unit | 590.4442 | 0 | 0.11955 | 10 | 6800
DEF | E_HC_Destratification Fans | unit | 1476.7832 | 0 | 0.299 | 10 | 6800
DEF | E_HS_Destratification Fans | unit | 2916.1137 | 0 | 0.59042 | 10 | 6800
DEF | E_IN_Destratification Fans | unit | 324.6124 | 0 | 0.065724 | 10 | 6800
DEF | E_LG_Destratification Fans | unit | 489.6897 | 0 | 0.099147 | 10 | 6800
DEF | E_MS_Destratification Fans | unit | 748.3798 | 0 | 0.15152 | 10 | 6800
DEF | E_OF_Destratification Fans | unit | 163.9054 | 0 | 0.033186 | 10 | 6800
DEF | E_RS_Destratification Fans | unit | 1295.4284 | 0 | 0.26228 | 10 | 6800
DEF | E_RT_Destratification Fans | unit | 1550.2054 | 0 | 0.31387 | 10 | 6800
DEF | E_SC_Destratification Fans | unit | 4901.5791 | 0 | 0.99242 | 10 | 6800
DEF | E_WR_Destratification Fans | unit | 537.3126 | 0 | 0.10879 | 10 | 6800
DEF | N_AS_Destratification Fans | unit | 901.1833 | 0 | 0.18246 | 10 | 6800
DEF | N_CU_Destratification Fans | unit | 1639.3701 | 0 | 0.33192 | 10 | 6800
DEF | N_GR_Destratification Fans | unit | 590.4442 | 0 | 0.11955 | 10 | 6800
DEF | N_HC_Destratification Fans | unit | 1476.7832 | 0 | 0.299 | 10 | 6800
DEF | N_HS_Destratification Fans | unit | 2916.1137 | 0 | 0.59042 | 10 | 6800
DEF | N_IN_Destratification Fans | unit | 324.6124 | 0 | 0.065724 | 10 | 6800
DEF | N_LG_Destratification Fans | unit | 489.6897 | 0 | 0.099147 | 10 | 6800
DEF | N_MS_Destratification Fans | unit | 748.3798 | 0 | 0.15152 | 10 | 6800
DEF | N_OF_Destratification Fans | unit | 163.9054 | 0 | 0.033186 | 10 | 6800
DEF | N_RS_Destratification Fans | unit | 1295.4284 | 0 | 0.26228 | 10 | 6800
DEF | N_RT_Destratification Fans | unit | 1550.2054 | 0 | 0.31387 | 10 | 6800
DEF | N_SC_Destratification Fans | unit | 4901.5791 | 0 | 0.99242 | 10 | 6800
DEF | N_WR_Destratification Fans | unit | 537.3126 | 0 | 0.10879 | 10 | 6800
DEF | E_AS_Duct Insulation | sq ft | 983.3201 | 0.26713 | 0.57411 | 15 | 18520.6472
DEF | E_CU_Duct Insulation | sq ft | 5872.9828 | 1.5955 | 3.429 | 15 | 72990.798
DEF | E_GR_Duct Insulation | sq ft | 2367.4384 | 0.64315 | 1.3822 | 15 | 4529.1185
DEF | E_HC_Duct Insulation | sq ft | 4132.3741 | 1.1226 | 2.4127 | 15 | 19341.0859
DEF | E_HS_Duct Insulation | sq ft | 43058.6877 | 11.6976 | 25.1399 | 15 | 201531.0716
DEF | E_IN_Duct Insulation | sq ft | 4777.0684 | 1.2978 | 2.7891 | 15 | 19830.8626
DEF | E_LG_Duct Insulation | sq ft | 3918.7435 | 1.0646 | 2.288 | 15 | 32495.3786
DEF | E_MS_Duct Insulation | sq ft | 45543.0611 | 12.3725 | 26.5904 | 15 | 277506.4746
DEF | E_OF_Duct Insulation | sq ft | 3404.3613 | 0.92485 | 1.9876 | 15 | 15442.5127
DEF | E_RS_Duct Insulation | sq ft | 2466.8853 | 0.67017 | 1.4403 | 15 | 4882.9475
DEF | E_RT_Duct Insulation | sq ft | 1077.4754 | 0.29271 | 0.62909 | 15 | 11000.3969
DEF | E_SC_Duct Insulation | sq ft | 4026.6263 | 1.0939 | 2.351 | 15 | 50043.8492
DEF | E_WR_Duct Insulation | sq ft | 400.0066 | 0.10867 | 0.23354 | 15 | 15441.5127
DEF | N_AS_Duct Insulation | sq ft | 983.3201 | 0.26713 | 0.57411 | 15 | 18520.6472
DEF | N_CU_Duct Insulation | sq ft | 5872.9828 | 1.5955 | 3.429 | 15 | 72990.798
DEF | N_GR_Duct Insulation | sq ft | 2367.4384 | 0.64315 | 1.3822 | 15 | 4529.1185
DEF | N_HC_Duct Insulation | sq ft | 4132.3741 | 1.1226 | 2.4127 | 15 | 19341.0859
DEF | N_HS_Duct Insulation | sq ft | 43058.6877 | 11.6976 | 25.1399 | 15 | 201531.0716
DEF | N_IN_Duct Insulation | sq ft | 4777.0684 | 1.2978 | 2.7891 | 15 | 19830.8626
DEF | N_LG_Duct Insulation | sq ft | 3918.7435 | 1.0646 | 2.288 | 15 | 32495.3786
DEF | N_MS_Duct Insulation | sq ft | 45543.0611 | 12.3725 | 26.5904 | 15 | 277506.4746
DEF | N_OF_Duct Insulation | sq ft | 3404.3613 | 0.92485 | 1.9876 | 15 | 15442.5127
DEF | N_RS_Duct Insulation | sq ft | 2466.8853 | 0.67017 | 1.4403 | 15 | 4882.9475
DEF | N_RT_Duct Insulation | sq ft | 1077.4754 | 0.29271 | 0.62909 | 15 | 11000.3969
DEF | N_SC_Duct Insulation | sq ft | 4026.6263 | 1.0939 | 2.351 | 15 | 50043.8492
DEF | N_WR_Duct Insulation | sq ft | 400.0066 | 0.10867 | 0.23354 | 15 | 15441.5127
DEF | E_AS_Duct Sealing Repair | sq ft | 5769.3882 | 1.1367 | 4.0258 | 15 | 2119.3979
DEF | E_CU_Duct Sealing Repair | sq ft | 34458.2784 | 6.789 | 24.0448 | 15 | 8352.6531
DEF | E_GR_Duct Sealing Repair | sq ft | 13890.361 | 2.7367 | 9.6926 | 15 | 518.2866
DEF | E_HC_Duct Sealing Repair | sq ft | 24245.6858 | 4.7769 | 16.9185 | 15 | 2213.2842
DEF | E_HS_Duct Sealing Repair | sq ft | 252636.2315 | 49.7747 | 176.288 | 15 | 23062.0732
DEF | E_IN_Duct Sealing Repair | sq ft | 28028.271 | 5.5222 | 19.558 | 15 | 2269.3315
DEF | E_LG_Duct Sealing Repair | sq ft | 22992.2611 | 4.53 | 16.0439 | 15 | 3718.5869
DEF | E_MS_Duct Sealing Repair | sq ft | 267212.6796 | 52.6466 | 186.4593 | 15 | 31756.2676
DEF | E_OF_Duct Sealing Repair | sq ft | 19974.2506 | 3.9354 | 13.9379 | 15 | 1767.1536
DEF | E_RS_Duct Sealing Repair | sq ft | 14473.841 | 2.8517 | 10.0998 | 15 | 558.7768
DEF | E_RT_Duct Sealing Repair | sq ft | 6321.8213 | 1.2455 | 4.4113 | 15 | 1258.8231
DEF | E_SC_Duct Sealing Repair | sq ft | 23625.2368 | 4.6547 | 16.4855 | 15 | 5726.7344
DEF | E_WR_Duct Sealing Repair | sq ft | 2346.9401 | 0.4624 | 1.6377 | 15 | 1767.0392
DEF | N_AS_Duct Sealing Repair | sq ft | 5769.3882 | 1.1367 | 4.0258 | 15 | 2119.3979
DEF | N_CU_Duct Sealing Repair | sq ft | 34458.2784 | 6.789 | 24.0448 | 15 | 8352.6531
DEF | N_GR_Duct Sealing Repair | sq ft | 13890.361 | 2.7367 | 9.6926 | 15 | 518.2866
DEF | N_HC_Duct Sealing Repair | sq ft | 24245.6858 | 4.7769 | 16.9185 | 15 | 2213.2842
DEF | N_HS_Duct Sealing Repair | sq ft | 252636.2315 | 49.7747 | 176.288 | 15 | 23062.0732
DEF | N_IN_Duct Sealing Repair | sq ft | 28028.271 | 5.5222 | 19.558 | 15 | 2269.3315
DEF | N_LG_Duct Sealing Repair | sq ft | 22992.2611 | 4.53 | 16.0439 | 15 | 3718.5869
DEF | N_MS_Duct Sealing Repair | sq ft | 267212.6796 | 52.6466 | 186.4593 | 15 | 31756.2676
DEF | N_OF_Duct Sealing Repair | sq ft | 19974.2506 | 3.9354 | 13.9379 | 15 | 1767.1536
DEF | N_RS_Duct Sealing Repair | sq ft | 14473.841 | 2.8517 | 10.0998 | 15 | 558.7768
DEF | N_RT_Duct Sealing Repair | sq ft | 6321.8213 | 1.2455 | 4.4113 | 15 | 1258.8231
DEF | N_SC_Duct Sealing Repair | sq ft | 23625.2368 | 4.6547 | 16.4855 | 15 | 5726.7344
DEF | N_WR_Duct Sealing Repair | sq ft | 2346.9401 | 0.4624 | 1.6377 | 15 | 1767.0392
DEF | E_AS_ECM Motors on Furnaces | furnace | 567.1256 | 0 | 0 | 15 | 287
DEF | E_CU_ECM Motors on Furnaces | furnace | 567.1256 | 0 | 0.086538 | 15 | 287
DEF | E_GR_ECM Motors on Furnaces | furnace | 975.4561 | 0 | 0.11135 | 15 | 287
DEF | E_HC_ECM Motors on Furnaces | furnace | 889.253 | 0 | 0 | 15 | 287
DEF | E_HS_ECM Motors on Furnaces | furnace | 1011.7522 | 0 | 0.15438 | 15 | 287
DEF | E_IN_ECM Motors on Furnaces | furnace | 494.5336 | 0 | 0 | 15 | 287
DEF | E_LG_ECM Motors on Furnaces | furnace | 598.8847 | 0 | 0.068366 | 15 | 287
DEF | E_MS_ECM Motors on Furnaces | furnace | 313.0534 | 0 | 0 | 15 | 287
DEF | E_OF_ECM Motors on Furnaces | furnace | 331.2014 | 0 | 0 | 15 | 287
DEF | E_RS_ECM Motors on Furnaces | furnace | 2091.5594 | 0 | 0.23876 | 15 | 287
DEF | E_RT_ECM Motors on Furnaces | furnace | 1311.1945 | 0 | 0.14968 | 15 | 287
DEF | E_SC_ECM Motors on Furnaces | furnace | 1206.8434 | 0 | 0 | 15 | 287
DEF | E_WR_ECM Motors on Furnaces | furnace | 313.0534 | 0 | 0 | 15 | 287
DEF | N_AS_ECM Motors on Furnaces | furnace | 567.1256 | 0 | 0 | 15 | 287
DEF | N_CU_ECM Motors on Furnaces | furnace | 567.1256 | 0 | 0.086538 | 15 | 287
DEF | N_GR_ECM Motors on Furnaces | furnace | 975.4561 | 0 | 0.11135 | 15 | 287
DEF | N_HC_ECM Motors on Furnaces | furnace | 889.253 | 0 | 0 | 15 | 287
DEF | N_HS_ECM Motors on Furnaces | furnace | 1011.7522 | 0 | 0.15438 | 15 | 287
DEF | N_IN_ECM Motors on Furnaces | furnace | 494.5336 | 0 | 0 | 15 | 287
DEF | N_LG_ECM Motors on Furnaces | furnace | 598.8847 | 0 | 0.068366 | 15 | 287
DEF | N_MS_ECM Motors on Furnaces | furnace | 313.0534 | 0 | 0 | 15 | 287
DEF | N_OF_ECM Motors on Furnaces | furnace | 331.2014 | 0 | 0 | 15 | 287
DEF | N_RS_ECM Motors on Furnaces | furnace | 2091.5594 | 0 | 0.23876 | 15 | 287
DEF | N_RT_ECM Motors on Furnaces | furnace | 1311.1945 | 0 | 0.14968 | 15 | 287
DEF | N_SC_ECM Motors on Furnaces | furnace | 1206.8434 | 0 | 0 | 15 | 287
DEF | N_WR_ECM Motors on Furnaces | furnace | 313.0534 | 0 | 0 | 15 | 287
DEF | E_AS_Energy Recovery Ventilation System (ERV) | CFM | 7397.8089 | 13.3127 | 11.3508 | 15 | 115603.5198
DEF | E_CU_Energy Recovery Ventilation System (ERV) | CFM | 24805.1607 | 44.638 | 38.0597 | 15 | 455599.2594
DEF | E_GR_Energy Recovery Ventilation System (ERV) | CFM | 9701.2996 | 17.4579 | 14.8851 | 15 | 28270.1807
DEF | E_HC_Energy Recovery Ventilation System (ERV) | CFM | 16933.6609 | 30.4729 | 25.9821 | 15 | 120724.5932
DEF | E_HS_Energy Recovery Ventilation System (ERV) | CFM | 176446.0823 | 317.5226 | 270.7292 | 15 | 1257931.2662
DEF | E_IN_Energy Recovery Ventilation System (ERV) | CFM | 19575.4923 | 35.227 | 30.0356 | 15 | 123781.7172
DEF | E_LG_Energy Recovery Ventilation System (ERV) | CFM | 16058.2446 | 28.8975 | 24.6389 | 15 | 202832.0121
DEF | E_MS_Energy Recovery Ventilation System (ERV) | CFM | 186626.5586 | 335.8429 | 286.3496 | 15 | 1731577.3664
DEF | E_OF_Energy Recovery Ventilation System (ERV) | CFM | 8593.5069 | 15.4644 | 13.1854 | 15 | 96390.1965
DEF | E_RS_Energy Recovery Ventilation System (ERV) | CFM | 11090.6962 | 19.9582 | 17.017 | 15 | 30478.736
DEF | E_RT_Energy Recovery Ventilation System (ERV) | CFM | 5546.325 | 9.9809 | 8.51 | 15 | 68663.0757
DEF | E_SC_Energy Recovery Ventilation System (ERV) | CFM | 17006.8797 | 30.6046 | 26.0944 | 15 | 312367.3292
DEF | E_WR_Energy Recovery Ventilation System (ERV) | CFM | 1639.1488 | 2.9497 | 2.515 | 15 | 96383.9547
DEF | N_AS_Energy Recovery Ventilation System (ERV) | CFM | 7397.8089 | 13.3127 | 11.3508 | 15 | 115603.5198
DEF | N_CU_Energy Recovery Ventilation System (ERV) | CFM | 24805.1607 | 44.638 | 38.0597 | 15 | 455599.2594
DEF | N_GR_Energy Recovery Ventilation System (ERV) | CFM | 9701.2996 | 17.4579 | 14.8851 | 15 | 28270.1807
DEF | N_HC_Energy Recovery Ventilation System (ERV) | CFM | 16933.6609 | 30.4729 | 25.9821 | 15 | 120724.5932
DEF | N_HS_Energy Recovery Ventilation System (ERV) | CFM | 176446.0823 | 317.5226 | 270.7292 | 15 | 1257931.2662
DEF | N_IN_Energy Recovery Ventilation System (ERV) | CFM | 19575.4923 | 35.227 | 30.0356 | 15 | 123781.7172
DEF | N_LG_Energy Recovery Ventilation System (ERV) | CFM | 16058.2446 | 28.8975 | 24.6389 | 15 | 202832.0121
DEF | N_MS_Energy Recovery Ventilation System (ERV) | CFM | 186626.5586 | 335.8429 | 286.3496 | 15 | 1731577.3664
DEF | N_OF_Energy Recovery Ventilation System (ERV) | CFM | 8593.5069 | 15.4644 | 13.1854 | 15 | 96390.1965
DEF | N_RS_Energy Recovery Ventilation System (ERV) | CFM | 11090.6962 | 19.9582 | 17.017 | 15 | 30478.736
DEF | N_RT_Energy Recovery Ventilation System (ERV) | CFM | 5546.325 | 9.9809 | 8.51 | 15 | 68663.0757
DEF | N_SC_Energy Recovery Ventilation System (ERV) | CFM | 17006.8797 | 30.6046 | 26.0944 | 15 | 312367.3292
DEF | N_WR_Energy Recovery Ventilation System (ERV) | CFM | 1639.1488 | 2.9497 | 2.515 | 15 | 96383.9547
DEF | E_AS_Facility Commissioning | sq ft | 0 | 0 | 0 | 10 | 22350.0138
DEF | E_CU_Facility Commissioning | sq ft | 0 | 0 | 0 | 10 | 88082.5235
DEF | E_GR_Facility Commissioning | sq ft | 0 | 0 | 0 | 10 | 5465.5683
DEF | E_HC_Facility Commissioning | sq ft | 0 | 0 | 0 | 10 | 23340.088
DEF | E_HS_Facility Commissioning | sq ft | 0 | 0 | 0 | 10 | 243200.0448
DEF | E_IN_Facility Commissioning | sq ft | 0 | 0 | 0 | 10 | 23931.132
DEF | E_LG_Facility Commissioning | sq ft | 0 | 0 | 0 | 10 | 39214.189
DEF | E_MS_Facility Commissioning | sq ft | 0 | 0 | 0 | 10 | 334055.5551
DEF | E_OF_Facility Commissioning | sq ft | 0 | 0 | 0 | 10 | 18635.438
DEF | E_RS_Facility Commissioning | sq ft | 0 | 0 | 0 | 10 | 5892.5556
DEF | E_RT_Facility Commissioning | sq ft | 0 | 0 | 0 | 10 | 13274.8613
DEF | E_SC_Facility Commissioning | sq ft | 0 | 0 | 0 | 10 | 60391.017
DEF | E_WR_Facility Commissioning | sq ft | 0 | 0 | 0 | 10 | 18634.2312
DEF | N_AS_Facility Commissioning | sq ft | 6489.3061 | 1.3944 | 0.13997 | 10 | 22350.0138
DEF | N_CU_Facility Commissioning | sq ft | 38758.0637 | 7.1769 | 5.9242 | 10 | 88082.5235
DEF | N_GR_Facility Commissioning | sq ft | 15623.633 | 3.3572 | 0.33698 | 10 | 5465.5683
DEF | N_HC_Facility Commissioning | sq ft | 27271.1197 | 5.8599 | 0.5882 | 10 | 23340.088
DEF | N_HS_Facility Commissioning | sq ft | 284160.7767 | 52.6188 | 43.4343 | 10 | 243200.0448
DEF | N_IN_Facility Commissioning | sq ft | 31525.7048 | 6.7742 | 0.67996 | 10 | 23931.132
DEF | N_LG_Facility Commissioning | sq ft | 25861.2898 | 5.557 | 0.55779 | 10 | 39214.189
DEF | N_MS_Facility Commissioning | sq ft | 300556.1084 | 64.5827 | 6.4826 | 10 | 334055.5551
DEF | N_OF_Facility Commissioning | sq ft | 22466.6847 | 4.8276 | 0.48457 | 10 | 18635.438
DEF | N_RS_Facility Commissioning | sq ft | 16279.921 | 3.4982 | 0.35113 | 10 | 5892.5556
DEF | N_RT_Facility Commissioning | sq ft | 7110.6731 | 1.5279 | 0.15337 | 10 | 13274.8613
DEF | N_SC_Facility Commissioning | sq ft | 26573.2496 | 5.71 | 0.57315 | 10 | 60391.017
DEF | N_WR_Facility Commissioning | sq ft | 2639.7968 | 0.56723 | 0.056937 | 10 | 18634.2312
DEF | E_AS_Facility Energy Management System | sq ft | 18398.4231 | 3.8562 | 0.3316 | 15 | 14450.44
DEF | E_CU_Facility Energy Management System | sq ft | 109886.5187 | 16.2679 | 14.0526 | 15 | 56949.9074
DEF | E_GR_Facility Energy Management System | sq ft | 44295.9859 | 11.5595 | 5.3149 | 15 | 3533.7726
DEF | E_HC_Facility Energy Management System | sq ft | 77318.837 | 16.2055 | 1.3935 | 15 | 15090.5742
DEF | E_HS_Facility Energy Management System | sq ft | 805650.1165 | 119.2704 | 103.029 | 15 | 157241.4083
DEF | E_IN_Facility Energy Management System | sq ft | 89381.399 | 18.7338 | 1.6109 | 15 | 15472.7147
DEF | E_LG_Facility Energy Management System | sq ft | 73321.6996 | 19.134 | 8.7976 | 15 | 25354.0015
DEF | E_MS_Facility Energy Management System | sq ft | 852134.0156 | 178.6019 | 15.3582 | 15 | 216520.0062
DEF | E_OF_Facility Energy Management System | sq ft | 63697.3454 | 13.3506 | 1.148 | 15 | 12048.7746
DEF | E_RS_Facility Energy Management System | sq ft | 46156.6879 | 12.0451 | 5.5382 | 15 | 3809.842
DEF | E_RT_Facility Energy Management System | sq ft | 20160.1173 | 5.261 | 2.419 | 15 | 8582.8845
DEF | E_SC_Facility Energy Management System | sq ft | 75340.2418 | 15.7908 | 1.3579 | 15 | 39045.9161
DEF | E_WR_Facility Energy Management System | sq ft | 7484.3286 | 1.5687 | 0.13489 | 15 | 12047.9943
DEF | N_AS_Facility Energy Management System | sq ft | 18398.4231 | 3.8562 | 0.3316 | 15 | 14450.44
DEF | N_CU_Facility Energy Management System | sq ft | 109886.5187 | 16.2679 | 14.0526 | 15 | 56949.9074
DEF | N_GR_Facility Energy Management System | sq ft | 44295.9859 | 11.5595 | 5.3149 | 15 | 3533.7726
DEF | N_HC_Facility Energy Management System | sq ft | 77318.837 | 16.2055 | 1.3935 | 15 | 15090.5742
DEF | N_HS_Facility Energy Management System | sq ft | 805650.1165 | 119.2704 | 103.029 | 15 | 157241.4083
DEF | N_IN_Facility Energy Management System | sq ft | 89381.399 | 18.7338 | 1.6109 | 15 | 15472.7147
DEF | N_LG_Facility Energy Management System | sq ft | 73321.6996 | 19.134 | 8.7976 | 15 | 25354.0015
DEF | N_MS_Facility Energy Management System | sq ft | 852134.0156 | 178.6019 | 15.3582 | 15 | 216520.0062
DEF | N_OF_Facility Energy Management System | sq ft | 63697.3454 | 13.3506 | 1.148 | 15 | 12048.7746
DEF | N_RS_Facility Energy Management System | sq ft | 46156.6879 | 12.0451 | 5.5382 | 15 | 3809.842
DEF | N_RT_Facility Energy Management System | sq ft | 20160.1173 | 5.261 | 2.419 | 15 | 8582.8845
DEF | N_SC_Facility Energy Management System | sq ft | 75340.2418 | 15.7908 | 1.3579 | 15 | 39045.9161
DEF | N_WR_Facility Energy Management System | sq ft | 7484.3286 | 1.5687 | 0.13489 | 15 | 12047.9943
DEF | E_AS_Floor Insulation | sq ft | 0.069267 | 1.3861e-06 | 3.1245e-05 | 20 | 1.3958
DEF | E_CU_Floor Insulation | sq ft | 0.069267 | 2.8647e-05 | 1.6874e-05 | 20 | 1.3958
DEF | E_GR_Floor Insulation | sq ft | 0.069267 | 1.4135e-05 | 3.2327e-05 | 20 | 1.3958
DEF | E_HC_Floor Insulation | sq ft | 0.069267 | 1.3861e-06 | 3.1245e-05 | 20 | 1.3958
DEF | E_HS_Floor Insulation | sq ft | 0.069267 | 2.8647e-05 | 1.6874e-05 | 20 | 1.3958
DEF | E_IN_Floor Insulation | sq ft | 0.069267 | 1.3861e-06 | 3.1245e-05 | 20 | 1.3958
DEF | E_LG_Floor Insulation | sq ft | 0.069267 | 2.8647e-05 | 1.6874e-05 | 20 | 1.3958
DEF | E_MS_Floor Insulation | sq ft | 0.069267 | 1.3861e-06 | 3.1245e-05 | 20 | 1.3958
DEF | E_OF_Floor Insulation | sq ft | 0.069267 | 1.3861e-06 | 3.1245e-05 | 20 | 1.3958
DEF | E_RS_Floor Insulation | sq ft | 0.069267 | 1.4135e-05 | 3.2327e-05 | 20 | 1.3958
DEF | E_RT_Floor Insulation | sq ft | 0.069267 | 1.4135e-05 | 3.2327e-05 | 20 | 1.3958
DEF | E_SC_Floor Insulation | sq ft | 0.069267 | 1.3861e-06 | 3.1245e-05 | 20 | 1.3958
DEF | E_WR_Floor Insulation | sq ft | 0.069267 | 7.8602e-06 | 1.4024e-05 | 20 | 1.3958
DEF | N_AS_Floor Insulation | sq ft | 0.067956 | 1.3598e-06 | 3.0654e-05 | 20 | 1.3958
DEF | N_CU_Floor Insulation | sq ft | 0.067956 | 2.8105e-05 | 1.6555e-05 | 20 | 1.3958
DEF | N_GR_Floor Insulation | sq ft | 0.067956 | 1.3868e-05 | 3.1715e-05 | 20 | 1.3958
DEF | N_HC_Floor Insulation | sq ft | 0.067956 | 1.3598e-06 | 3.0654e-05 | 20 | 1.3958
DEF | N_HS_Floor Insulation | sq ft | 0.067956 | 2.8105e-05 | 1.6555e-05 | 20 | 1.3958
DEF | N_IN_Floor Insulation | sq ft | 0.067956 | 1.3598e-06 | 3.0654e-05 | 20 | 1.3958
DEF | N_LG_Floor Insulation | sq ft | 0.067956 | 2.8105e-05 | 1.6555e-05 | 20 | 1.3958
DEF | N_MS_Floor Insulation | sq ft | 0.067956 | 1.3598e-06 | 3.0654e-05 | 20 | 1.3958
DEF | N_OF_Floor Insulation | sq ft | 0.067956 | 1.3598e-06 | 3.0654e-05 | 20 | 1.3958
DEF | N_RS_Floor Insulation | sq ft | 0.067956 | 1.3868e-05 | 3.1715e-05 | 20 | 1.3958
DEF | N_RT_Floor Insulation | sq ft | 0.067956 | 1.3868e-05 | 3.1715e-05 | 20 | 1.3958
DEF | N_SC_Floor Insulation | sq ft | 0.067956 | 1.3598e-06 | 3.0654e-05 | 20 | 1.3958
DEF | N_WR_Floor Insulation | sq ft | 0.067956 | 7.7115e-06 | 1.3759e-05 | 20 | 1.3958
DEF | E_AS_Green Roof | sq ft | 0.16331 | 6.9375e-05 | 0 | 15 | 16.0523
DEF | E_CU_Green Roof | sq ft | 0.16331 | 6.9375e-05 | 0 | 15 | 16.0523
DEF | E_GR_Green Roof | sq ft | 0.16331 | 6.9375e-05 | 0 | 15 | 16.0523
DEF | E_HC_Green Roof | sq ft | 0.16331 | 6.9375e-05 | 0 | 15 | 16.0523
DEF | E_HS_Green Roof | sq ft | 0.16331 | 6.9375e-05 | 0 | 15 | 16.0523
DEF | E_IN_Green Roof | sq ft | 0.16331 | 6.9375e-05 | 0 | 15 | 16.0523
DEF | E_LG_Green Roof | sq ft | 0.16331 | 9.2024e-05 | 0 | 15 | 16.0523
DEF | E_MS_Green Roof | sq ft | 0.16331 | 2.1071e-05 | 0 | 15 | 16.0523
DEF | E_OF_Green Roof | sq ft | 0.16331 | 6.9375e-05 | 0 | 15 | 16.0523
DEF | E_RS_Green Roof | sq ft | 0.16331 | 6.9375e-05 | 0 | 15 | 16.0523
DEF | E_RT_Green Roof | sq ft | 0.16331 | 6.9375e-05 | 0 | 15 | 16.0523
DEF | E_SC_Green Roof | sq ft | 0.16331 | 6.9375e-05 | 0 | 15 | 16.0523
DEF | E_WR_Green Roof | sq ft | 0.16331 | 2.1071e-05 | 0 | 15 | 16.0523
DEF | N_AS_Green Roof | sq ft | 0.15945 | 6.7736e-05 | 0 | 15 | 16.0523
DEF | N_CU_Green Roof | sq ft | 0.15945 | 6.7736e-05 | 0 | 15 | 16.0523
DEF | N_GR_Green Roof | sq ft | 0.15945 | 6.7736e-05 | 0 | 15 | 16.0523
DEF | N_HC_Green Roof | sq ft | 0.15945 | 6.7736e-05 | 0 | 15 | 16.0523
DEF | N_HS_Green Roof | sq ft | 0.15945 | 6.7736e-05 | 0 | 15 | 16.0523
DEF | N_IN_Green Roof | sq ft | 0.15945 | 6.7736e-05 | 0 | 15 | 16.0523
DEF | N_LG_Green Roof | sq ft | 0.15945 | 8.9849e-05 | 0 | 15 | 16.0523
DEF | N_MS_Green Roof | sq ft | 0.15945 | 2.0573e-05 | 0 | 15 | 16.0523
DEF | N_OF_Green Roof | sq ft | 0.15945 | 6.7736e-05 | 0 | 15 | 16.0523
DEF | N_RS_Green Roof | sq ft | 0.15945 | 6.7736e-05 | 0 | 15 | 16.0523
DEF | N_RT_Green Roof | sq ft | 0.15945 | 6.7736e-05 | 0 | 15 | 16.0523
DEF | N_SC_Green Roof | sq ft | 0.15945 | 6.7736e-05 | 0 | 15 | 16.0523
DEF | N_WR_Green Roof | sq ft | 0.15945 | 2.0573e-05 | 0 | 15 | 16.0523
DEF | E_AS_Hotel Card Energy Control Systems | guest room | 0 | 0 | 0 | 15 | 260
DEF | E_CU_Hotel Card Energy Control Systems | guest room | 0 | 0 | 0 | 15 | 260
DEF | E_GR_Hotel Card Energy Control Systems | guest room | 0 | 0 | 0 | 15 | 260
DEF | E_HC_Hotel Card Energy Control Systems | guest room | 0 | 0 | 0 | 15 | 260
DEF | E_HS_Hotel Card Energy Control Systems | guest room | 0 | 0 | 0 | 15 | 260
DEF | E_IN_Hotel Card Energy Control Systems | guest room | 0 | 0 | 0 | 15 | 260
DEF | E_LG_Hotel Card Energy Control Systems | guest room | 561.42 | 0.0044883 | -0.016893 | 15 | 260
DEF | E_MS_Hotel Card Energy Control Systems | guest room | 0 | 0 | 0 | 15 | 260
DEF | E_OF_Hotel Card Energy Control Systems | guest room | 0 | 0 | 0 | 15 | 260
DEF | E_RS_Hotel Card Energy Control Systems | guest room | 0 | 0 | 0 | 15 | 260
DEF | E_RT_Hotel Card Energy Control Systems | guest room | 0 | 0 | 0 | 15 | 260
DEF | E_SC_Hotel Card Energy Control Systems | guest room | 0 | 0 | 0 | 15 | 260
DEF | E_WR_Hotel Card Energy Control Systems | guest room | 0 | 0 | 0 | 15 | 260
DEF | N_AS_Hotel Card Energy Control Systems | guest room | 0 | 0 | 0 | 15 | 260
DEF | N_CU_Hotel Card Energy Control Systems | guest room | 0 | 0 | 0 | 15 | 260
DEF | N_GR_Hotel Card Energy Control Systems | guest room | 0 | 0 | 0 | 15 | 260
DEF | N_HC_Hotel Card Energy Control Systems | guest room | 0 | 0 | 0 | 15 | 260
DEF | N_HS_Hotel Card Energy Control Systems | guest room | 0 | 0 | 0 | 15 | 260
DEF | N_IN_Hotel Card Energy Control Systems | guest room | 0 | 0 | 0 | 15 | 260
DEF | N_LG_Hotel Card Energy Control Systems | guest room | 561.42 | 0.0044883 | -0.016893 | 15 | 260
DEF | N_MS_Hotel Card Energy Control Systems | guest room | 0 | 0 | 0 | 15 | 260
DEF | N_OF_Hotel Card Energy Control Systems | guest room | 0 | 0 | 0 | 15 | 260
DEF | N_RS_Hotel Card Energy Control Systems | guest room | 0 | 0 | 0 | 15 | 260
DEF | N_RT_Hotel Card Energy Control Systems | guest room | 0 | 0 | 0 | 15 | 260
DEF | N_SC_Hotel Card Energy Control Systems | guest room | 0 | 0 | 0 | 15 | 260
DEF | N_WR_Hotel Card Energy Control Systems | guest room | 0 | 0 | 0 | 15 | 260
DEF | E_AS_HVAC tune-up | unit (1.5 ton) | 156.862 | 0.078041 | 0 | 5 | 52.5
DEF | E_CU_HVAC tune-up | unit (1.5 ton) | 174.0244 | 0.049706 | 0 | 5 | 52.5
DEF | E_GR_HVAC tune-up | unit (1.5 ton) | 86.6521 | 0.043111 | 0 | 5 | 52.5
DEF | E_HC_HVAC tune-up | unit (1.5 ton) | 341.3278 | 0.16982 | 0 | 5 | 52.5
DEF | E_HS_HVAC tune-up | unit (1.5 ton) | 323.3253 | 0.09235 | 0 | 5 | 52.5
DEF | E_IN_HVAC tune-up | unit (1.5 ton) | 84.7319 | 0.042155 | 0 | 5 | 52.5
DEF | E_LG_HVAC tune-up | unit (1.5 ton) | 259.1163 | 0.12891 | 0 | 5 | 52.5
DEF | E_MS_HVAC tune-up | unit (1.5 ton) | 87.6123 | 0.03627 | 0 | 5 | 52.5
DEF | E_OF_HVAC tune-up | unit (1.5 ton) | 176.5447 | 0.073087 | 0 | 5 | 52.5
DEF | E_RS_HVAC tune-up | unit (1.5 ton) | 254.1956 | 0.12647 | 0 | 5 | 52.5
DEF | E_RT_HVAC tune-up | unit (1.5 ton) | 199.2279 | 0.099119 | 0 | 5 | 52.5
DEF | E_SC_HVAC tune-up | unit (1.5 ton) | 173.1843 | 0.086162 | 0 | 5 | 52.5
DEF | E_WR_HVAC tune-up | unit (1.5 ton) | 38.0453 | 0.018928 | 0 | 5 | 52.5
DEF | N_AS_HVAC tune-up | unit (1.5 ton) | 156.862 | 0.078041 | 0 | 5 | 52.5
DEF | N_CU_HVAC tune-up | unit (1.5 ton) | 174.0244 | 0.049706 | 0 | 5 | 52.5
DEF | N_GR_HVAC tune-up | unit (1.5 ton) | 86.6521 | 0.043111 | 0 | 5 | 52.5
DEF | N_HC_HVAC tune-up | unit (1.5 ton) | 341.3278 | 0.16982 | 0 | 5 | 52.5
DEF | N_HS_HVAC tune-up | unit (1.5 ton) | 323.3253 | 0.09235 | 0 | 5 | 52.5
DEF | N_IN_HVAC tune-up | unit (1.5 ton) | 84.7319 | 0.042155 | 0 | 5 | 52.5
DEF | N_LG_HVAC tune-up | unit (1.5 ton) | 259.1163 | 0.12891 | 0 | 5 | 52.5
DEF | N_MS_HVAC tune-up | unit (1.5 ton) | 87.6123 | 0.03627 | 0 | 5 | 52.5
DEF | N_OF_HVAC tune-up | unit (1.5 ton) | 176.5447 | 0.073087 | 0 | 5 | 52.5
DEF | N_RS_HVAC tune-up | unit (1.5 ton) | 254.1956 | 0.12647 | 0 | 5 | 52.5
DEF | N_RT_HVAC tune-up | unit (1.5 ton) | 199.2279 | 0.099119 | 0 | 5 | 52.5
DEF | N_SC_HVAC tune-up | unit (1.5 ton) | 173.1843 | 0.086162 | 0 | 5 | 52.5
DEF | N_WR_HVAC tune-up | unit (1.5 ton) | 38.0453 | 0.018928 | 0 | 5 | 52.5
DEF | E_AS_HVAC tune-up_RTU | unit (10 ton) | 784.3099 | 0.32432 | 0 | 5 | 350
DEF | E_CU_HVAC tune-up_RTU | unit (10 ton) | 870.122 | 0.35981 | 0 | 5 | 350
DEF | E_GR_HVAC tune-up_RTU | unit (10 ton) | 433.2607 | 0.17916 | 0 | 5 | 350
DEF | E_HC_HVAC tune-up_RTU | unit (10 ton) | 1706.6392 | 0.70572 | 0 | 5 | 350
DEF | E_HS_HVAC tune-up_RTU | unit (10 ton) | 1616.6266 | 0.6685 | 0 | 5 | 350
DEF | E_IN_HVAC tune-up_RTU | unit (10 ton) | 423.6594 | 0.17519 | 0 | 5 | 350
DEF | E_LG_HVAC tune-up_RTU | unit (10 ton) | 1295.5816 | 0.53574 | 0 | 5 | 350
DEF | E_MS_HVAC tune-up_RTU | unit (10 ton) | 438.0614 | 0.18114 | 0 | 5 | 350
DEF | E_OF_HVAC tune-up_RTU | unit (10 ton) | 882.7237 | 0.36502 | 0 | 5 | 350
DEF | E_RS_HVAC tune-up_RTU | unit (10 ton) | 1270.9781 | 0.52557 | 0 | 5 | 350
DEF | E_RT_HVAC tune-up_RTU | unit (10 ton) | 996.1396 | 0.41192 | 0 | 5 | 350
DEF | E_SC_HVAC tune-up_RTU | unit (10 ton) | 865.9214 | 0.35807 | 0 | 5 | 350
DEF | E_WR_HVAC tune-up_RTU | unit (10 ton) | 190.2267 | 0.078661 | 0 | 5 | 350
DEF | N_AS_HVAC tune-up_RTU | unit (10 ton) | 784.3099 | 0.32432 | 0 | 5 | 350
DEF | N_CU_HVAC tune-up_RTU | unit (10 ton) | 870.122 | 0.35981 | 0 | 5 | 350
DEF | N_GR_HVAC tune-up_RTU | unit (10 ton) | 433.2607 | 0.17916 | 0 | 5 | 350
DEF | N_HC_HVAC tune-up_RTU | unit (10 ton) | 1706.6392 | 0.70572 | 0 | 5 | 350
DEF | N_HS_HVAC tune-up_RTU | unit (10 ton) | 1616.6266 | 0.6685 | 0 | 5 | 350
DEF | N_IN_HVAC tune-up_RTU | unit (10 ton) | 423.6594 | 0.17519 | 0 | 5 | 350
DEF | N_LG_HVAC tune-up_RTU | unit (10 ton) | 1295.5816 | 0.53574 | 0 | 5 | 350
DEF | N_MS_HVAC tune-up_RTU | unit (10 ton) | 438.0614 | 0.18114 | 0 | 5 | 350
DEF | N_OF_HVAC tune-up_RTU | unit (10 ton) | 882.7237 | 0.36502 | 0 | 5 | 350
DEF | N_RS_HVAC tune-up_RTU | unit (10 ton) | 1270.9781 | 0.52557 | 0 | 5 | 350
DEF | N_RT_HVAC tune-up_RTU | unit (10 ton) | 996.1396 | 0.41192 | 0 | 5 | 350
DEF | N_SC_HVAC tune-up_RTU | unit (10 ton) | 865.9214 | 0.35807 | 0 | 5 | 350
DEF | N_WR_HVAC tune-up_RTU | unit (10 ton) | 190.2267 | 0.078661 | 0 | 5 | 350
DEF | E_AS_Infiltration Reduction - Air Sealing | sq ft | 0.033696 | 7.4535e-06 | 2.2133e-05 | 11 | 0.262
DEF | E_CU_Infiltration Reduction - Air Sealing | sq ft | 0.01646 | 3.6409e-06 | 1.0812e-05 | 11 | 0.262
DEF | E_GR_Infiltration Reduction - Air Sealing | sq ft | 0.11459 | 2.5346e-05 | 7.5264e-05 | 11 | 0.262
DEF | E_HC_Infiltration Reduction - Air Sealing | sq ft | 0.031929 | 7.0627e-06 | 2.0972e-05 | 11 | 0.262
DEF | E_HS_Infiltration Reduction - Air Sealing | sq ft | 0.016517 | 3.6534e-06 | 1.0849e-05 | 11 | 0.262
DEF | E_IN_Infiltration Reduction - Air Sealing | sq ft | 0.10305 | 2.2794e-05 | 6.7685e-05 | 11 | 0.262
DEF | E_LG_Infiltration Reduction - Air Sealing | sq ft | 0.077519 | 1.7147e-05 | 5.0917e-05 | 11 | 0.262
DEF | E_MS_Infiltration Reduction - Air Sealing | sq ft | 0.020598 | 4.5561e-06 | 1.3529e-05 | 11 | 0.262
DEF | E_OF_Infiltration Reduction - Air Sealing | sq ft | 0.14955 | 3.3079e-05 | 9.8227e-05 | 11 | 0.262
DEF | E_RS_Infiltration Reduction - Air Sealing | sq ft | 0.11119 | 2.4594e-05 | 7.303e-05 | 11 | 0.262
DEF | E_RT_Infiltration Reduction - Air Sealing | sq ft | 0.04857 | 1.0744e-05 | 3.1902e-05 | 11 | 0.262
DEF | E_SC_Infiltration Reduction - Air Sealing | sq ft | 0.011092 | 2.4536e-06 | 7.2858e-06 | 11 | 0.262
DEF | E_WR_Infiltration Reduction - Air Sealing | sq ft | 0.030673 | 6.7848e-06 | 2.0147e-05 | 11 | 0.262
DEF | N_AS_Infiltration Reduction - Air Sealing | sq ft | 0.033059 | 7.3125e-06 | 2.1714e-05 | 11 | 0.262
DEF | N_CU_Infiltration Reduction - Air Sealing | sq ft | 0.016149 | 3.572e-06 | 1.0607e-05 | 11 | 0.262
DEF | N_GR_Infiltration Reduction - Air Sealing | sq ft | 0.11242 | 2.4867e-05 | 7.384e-05 | 11 | 0.262
DEF | N_HC_Infiltration Reduction - Air Sealing | sq ft | 0.031325 | 6.9291e-06 | 2.0575e-05 | 11 | 0.262
DEF | N_HS_Infiltration Reduction - Air Sealing | sq ft | 0.016204 | 3.5843e-06 | 1.0643e-05 | 11 | 0.262
DEF | N_IN_Infiltration Reduction - Air Sealing | sq ft | 0.1011 | 2.2362e-05 | 6.6404e-05 | 11 | 0.262
DEF | N_LG_Infiltration Reduction - Air Sealing | sq ft | 0.076052 | 1.6823e-05 | 4.9954e-05 | 11 | 0.262
DEF | N_MS_Infiltration Reduction - Air Sealing | sq ft | 0.020208 | 4.4699e-06 | 1.3273e-05 | 11 | 0.262
DEF | N_OF_Infiltration Reduction - Air Sealing | sq ft | 0.14672 | 3.2453e-05 | 9.6368e-05 | 11 | 0.262
DEF | N_RS_Infiltration Reduction - Air Sealing | sq ft | 0.10908 | 2.4129e-05 | 7.1648e-05 | 11 | 0.262
DEF | N_RT_Infiltration Reduction - Air Sealing | sq ft | 0.047651 | 1.054e-05 | 3.1299e-05 | 11 | 0.262
DEF | N_SC_Infiltration Reduction - Air Sealing | sq ft | 0.010882 | 2.4072e-06 | 7.148e-06 | 11 | 0.262
DEF | N_WR_Infiltration Reduction - Air Sealing | sq ft | 0.030093 | 6.6564e-06 | 1.9766e-05 | 11 | 0.262
DEF | E_AS_Low U-Value Windows | 100 sq ft | 344.0744 | 0.12789 | 0.00143 | 20 | 360
DEF | E_CU_Low U-Value Windows | 100 sq ft | 344.0744 | 0.12789 | 0.00143 | 20 | 360
DEF | E_GR_Low U-Value Windows | 100 sq ft | 344.0744 | 0.12789 | 0.00143 | 20 | 360
DEF | E_HC_Low U-Value Windows | 100 sq ft | 344.0744 | 0.12789 | 0.00143 | 20 | 360
DEF | E_HS_Low U-Value Windows | 100 sq ft | 344.0744 | 0.12789 | 0.00143 | 20 | 360
DEF | E_IN_Low U-Value Windows | 100 sq ft | 344.0744 | 0.12789 | 0.00143 | 20 | 360
DEF | E_LG_Low U-Value Windows | 100 sq ft | 344.0744 | 0.15183 | -0.034168 | 20 | 360
DEF | E_MS_Low U-Value Windows | 100 sq ft | 344.0744 | 0.11845 | -0.020002 | 20 | 360
DEF | E_OF_Low U-Value Windows | 100 sq ft | 344.0744 | 0.12789 | 0.00143 | 20 | 360
DEF | E_RS_Low U-Value Windows | 100 sq ft | 344.0744 | 0.12789 | 0.00143 | 20 | 360
DEF | E_RT_Low U-Value Windows | 100 sq ft | 344.0744 | 0.12789 | 0.00143 | 20 | 360
DEF | E_SC_Low U-Value Windows | 100 sq ft | 344.0744 | 0.12789 | 0.00143 | 20 | 360
DEF | E_WR_Low U-Value Windows | 100 sq ft | 344.0744 | 0.11845 | -0.020002 | 20 | 360
DEF | N_AS_Low U-Value Windows | 100 sq ft | 44.8793 | 0.016682 | 0.00018652 | 20 | 360
DEF | N_CU_Low U-Value Windows | 100 sq ft | 44.8793 | 0.016682 | 0.00018652 | 20 | 360
DEF | N_GR_Low U-Value Windows | 100 sq ft | 44.8793 | 0.016682 | 0.00018652 | 20 | 360
DEF | N_HC_Low U-Value Windows | 100 sq ft | 44.8793 | 0.016682 | 0.00018652 | 20 | 360
DEF | N_HS_Low U-Value Windows | 100 sq ft | 44.8793 | 0.016682 | 0.00018652 | 20 | 360
DEF | N_IN_Low U-Value Windows | 100 sq ft | 44.8793 | 0.016682 | 0.00018652 | 20 | 360
DEF | N_LG_Low U-Value Windows | 100 sq ft | 44.8793 | 0.019804 | -0.0044567 | 20 | 360
DEF | N_MS_Low U-Value Windows | 100 sq ft | 44.8793 | 0.01545 | -0.002609 | 20 | 360
DEF | N_OF_Low U-Value Windows | 100 sq ft | 44.8793 | 0.016682 | 0.00018652 | 20 | 360
DEF | N_RS_Low U-Value Windows | 100 sq ft | 44.8793 | 0.016682 | 0.00018652 | 20 | 360
DEF | N_RT_Low U-Value Windows | 100 sq ft | 44.8793 | 0.016682 | 0.00018652 | 20 | 360
DEF | N_SC_Low U-Value Windows | 100 sq ft | 44.8793 | 0.016682 | 0.00018652 | 20 | 360
DEF | N_WR_Low U-Value Windows | 100 sq ft | 44.8793 | 0.01545 | -0.002609 | 20 | 360
DEF | E_AS_Programmable Thermostat | thermostat | 1730.8165 | 0.020551 | -0.2844 | 11 | 2799.84
DEF | E_CU_Programmable Thermostat | thermostat | 10337.4835 | 0.86408 | 0.25527 | 11 | 10674.39
DEF | E_GR_Programmable Thermostat | thermostat | 4167.1083 | 1.5442 | -0.0029304 | 11 | 699.96
DEF | E_HC_Programmable Thermostat | thermostat | 7273.7057 | 0.086367 | -1.1952 | 11 | 2974.83
DEF | E_HS_Programmable Thermostat | thermostat | 75790.8694 | 6.3351 | 1.8716 | 11 | 29398.32
DEF | E_IN_Programmable Thermostat | thermostat | 8408.4813 | 0.099841 | -1.3816 | 11 | 2974.83
DEF | E_LG_Programmable Thermostat | thermostat | 6897.6783 | -0.22094 | 20.6086 | 11 | 4724.73
DEF | E_MS_Programmable Thermostat | thermostat | 80163.8039 | 0.95185 | -13.172 | 11 | 40422.69
DEF | E_OF_Programmable Thermostat | thermostat | 5992.2752 | 0.071151 | -0.98461 | 11 | 2274.87
DEF | E_RS_Programmable Thermostat | thermostat | 4342.1523 | 1.6091 | -0.0030535 | 11 | 874.95
DEF | E_RT_Programmable Thermostat | thermostat | 1896.5464 | 0.70282 | -0.0013337 | 11 | 1749.9
DEF | E_SC_Programmable Thermostat | thermostat | 7087.571 | 0.084157 | -1.1646 | 11 | 7349.58
DEF | E_WR_Programmable Thermostat | thermostat | 704.082 | 0.0083602 | -0.11569 | 11 | 2274.87
DEF | N_AS_Programmable Thermostat | thermostat | 1730.8165 | 0.020551 | -0.2844 | 11 | 2799.84
DEF | N_CU_Programmable Thermostat | thermostat | 10337.4835 | 0.86408 | 0.25527 | 11 | 10674.39
DEF | N_GR_Programmable Thermostat | thermostat | 4167.1083 | 1.5442 | -0.0029304 | 11 | 699.96
DEF | N_HC_Programmable Thermostat | thermostat | 7273.7057 | 0.086367 | -1.1952 | 11 | 2974.83
DEF | N_HS_Programmable Thermostat | thermostat | 75790.8694 | 6.3351 | 1.8716 | 11 | 29398.32
DEF | N_IN_Programmable Thermostat | thermostat | 8408.4813 | 0.099841 | -1.3816 | 11 | 2974.83
DEF | N_LG_Programmable Thermostat | thermostat | 6897.6783 | -0.22094 | 20.6086 | 11 | 4724.73
DEF | N_MS_Programmable Thermostat | thermostat | 80163.8039 | 0.95185 | -13.172 | 11 | 40422.69
DEF | N_OF_Programmable Thermostat | thermostat | 5992.2752 | 0.071151 | -0.98461 | 11 | 2274.87
DEF | N_RS_Programmable Thermostat | thermostat | 4342.1523 | 1.6091 | -0.0030535 | 11 | 874.95
DEF | N_RT_Programmable Thermostat | thermostat | 1896.5464 | 0.70282 | -0.0013337 | 11 | 1749.9
DEF | N_SC_Programmable Thermostat | thermostat | 7087.571 | 0.084157 | -1.1646 | 11 | 7349.58
DEF | N_WR_Programmable Thermostat | thermostat | 704.082 | 0.0083602 | -0.11569 | 11 | 2274.87
DEF | E_AS_Roof Insulation | sq ft | 0.26403 | 5.2832e-06 | 0.0001191 | 20 | 0.68
DEF | E_CU_Roof Insulation | sq ft | 0.26403 | 0.0001092 | 6.432e-05 | 20 | 0.68
DEF | E_GR_Roof Insulation | sq ft | 0.26403 | 5.388e-05 | 0.00012322 | 20 | 0.68
DEF | E_HC_Roof Insulation | sq ft | 0.26403 | 5.2832e-06 | 0.0001191 | 20 | 0.68
DEF | E_HS_Roof Insulation | sq ft | 0.26403 | 0.0001092 | 6.432e-05 | 20 | 0.68
DEF | E_IN_Roof Insulation | sq ft | 0.26403 | 5.2832e-06 | 0.0001191 | 20 | 0.68
DEF | E_LG_Roof Insulation | sq ft | 0.26403 | 0.0001092 | 6.432e-05 | 20 | 0.68
DEF | E_MS_Roof Insulation | sq ft | 0.26403 | 5.2832e-06 | 0.0001191 | 20 | 0.68
DEF | E_OF_Roof Insulation | sq ft | 0.26403 | 5.2832e-06 | 0.0001191 | 20 | 0.68
DEF | E_RS_Roof Insulation | sq ft | 0.26403 | 5.388e-05 | 0.00012322 | 20 | 0.68
DEF | E_RT_Roof Insulation | sq ft | 0.26403 | 5.388e-05 | 0.00012322 | 20 | 0.68
DEF | E_SC_Roof Insulation | sq ft | 0.26403 | 5.2832e-06 | 0.0001191 | 20 | 0.68
DEF | E_WR_Roof Insulation | sq ft | 0.26403 | 2.9961e-05 | 5.3457e-05 | 20 | 0.68
DEF | N_AS_Roof Insulation | sq ft | 0.12952 | 2.5916e-06 | 5.8421e-05 | 20 | 0.68
DEF | N_CU_Roof Insulation | sq ft | 0.12952 | 5.3565e-05 | 3.1552e-05 | 20 | 0.68
DEF | N_GR_Roof Insulation | sq ft | 0.12952 | 2.643e-05 | 6.0445e-05 | 20 | 0.68
DEF | N_HC_Roof Insulation | sq ft | 0.12952 | 2.5916e-06 | 5.8421e-05 | 20 | 0.68
DEF | N_HS_Roof Insulation | sq ft | 0.12952 | 5.3565e-05 | 3.1552e-05 | 20 | 0.68
DEF | N_IN_Roof Insulation | sq ft | 0.12952 | 2.5916e-06 | 5.8421e-05 | 20 | 0.68
DEF | N_LG_Roof Insulation | sq ft | 0.12952 | 5.3565e-05 | 3.1552e-05 | 20 | 0.68
DEF | N_MS_Roof Insulation | sq ft | 0.12952 | 2.5916e-06 | 5.8421e-05 | 20 | 0.68
DEF | N_OF_Roof Insulation | sq ft | 0.12952 | 2.5916e-06 | 5.8421e-05 | 20 | 0.68
DEF | N_RS_Roof Insulation | sq ft | 0.12952 | 2.643e-05 | 6.0445e-05 | 20 | 0.68
DEF | N_RT_Roof Insulation | sq ft | 0.12952 | 2.643e-05 | 6.0445e-05 | 20 | 0.68
DEF | N_SC_Roof Insulation | sq ft | 0.12952 | 2.5916e-06 | 5.8421e-05 | 20 | 0.68
DEF | N_WR_Roof Insulation | sq ft | 0.12952 | 1.4697e-05 | 2.6223e-05 | 20 | 0.68
DEF | E_AS_Smart Thermostat | unit | 4807.8235 | 0.057087 | -0.78999 | 11 | 4384
DEF | E_CU_Smart Thermostat | unit | 28715.232 | 2.4002 | 0.70909 | 11 | 16714
DEF | E_GR_Smart Thermostat | unit | 11575.3008 | 4.2896 | -0.0081399 | 11 | 1096
DEF | E_HC_Smart Thermostat | unit | 20204.7382 | 0.23991 | -3.3199 | 11 | 4658
DEF | E_HS_Smart Thermostat | unit | 210530.1929 | 17.5975 | 5.1988 | 11 | 46032
DEF | E_IN_Smart Thermostat | unit | 23356.8925 | 0.27734 | -3.8379 | 11 | 4658
DEF | E_LG_Smart Thermostat | unit | 19160.2176 | -0.61374 | 57.2461 | 11 | 7398
DEF | E_MS_Smart Thermostat | unit | 222677.233 | 2.644 | -36.5889 | 11 | 63294
DEF | E_OF_Smart Thermostat | unit | 16645.2088 | 0.19764 | -2.735 | 11 | 3562
DEF | E_RS_Smart Thermostat | unit | 12061.5342 | 4.4698 | -0.0084818 | 11 | 1370
DEF | E_RT_Smart Thermostat | unit | 5268.1844 | 1.9523 | -0.0037047 | 11 | 2740
DEF | E_SC_Smart Thermostat | unit | 19687.6973 | 0.23377 | -3.235 | 11 | 11508
DEF | E_WR_Smart Thermostat | unit | 1955.7834 | 0.023223 | -0.32136 | 11 | 3562
DEF | N_AS_Smart Thermostat | unit | 4807.8235 | 0.057087 | -0.78999 | 11 | 4384
DEF | N_CU_Smart Thermostat | unit | 28715.232 | 2.4002 | 0.70909 | 11 | 16714
DEF | N_GR_Smart Thermostat | unit | 11575.3008 | 4.2896 | -0.0081399 | 11 | 1096
DEF | N_HC_Smart Thermostat | unit | 20204.7382 | 0.23991 | -3.3199 | 11 | 4658
DEF | N_HS_Smart Thermostat | unit | 210530.1929 | 17.5975 | 5.1988 | 11 | 46032
DEF | N_IN_Smart Thermostat | unit | 23356.8925 | 0.27734 | -3.8379 | 11 | 4658
DEF | N_LG_Smart Thermostat | unit | 19160.2176 | -0.61374 | 57.2461 | 11 | 7398
DEF | N_MS_Smart Thermostat | unit | 222677.233 | 2.644 | -36.5889 | 11 | 63294
DEF | N_OF_Smart Thermostat | unit | 16645.2088 | 0.19764 | -2.735 | 11 | 3562
DEF | N_RS_Smart Thermostat | unit | 12061.5342 | 4.4698 | -0.0084818 | 11 | 1370
DEF | N_RT_Smart Thermostat | unit | 5268.1844 | 1.9523 | -0.0037047 | 11 | 2740
DEF | N_SC_Smart Thermostat | unit | 19687.6973 | 0.23377 | -3.235 | 11 | 11508
DEF | N_WR_Smart Thermostat | unit | 1955.7834 | 0.023223 | -0.32136 | 11 | 3562
DEF | E_AS_Thermal Energy Storage | kW | -633.7788 | 3.9872 | 1.1505 | 20 | 4786.7959
DEF | E_CU_Thermal Energy Storage | kW | -3785.3107 | 23.8142 | 6.8715 | 20 | 28589.6422
DEF | E_GR_Thermal Energy Storage | kW | -1525.8839 | 9.5997 | 2.77 | 20 | 11524.6747
DEF | E_HC_Thermal Energy Storage | kW | -2663.437 | 16.7563 | 4.835 | 20 | 20116.3701
DEF | E_HS_Thermal Energy Storage | kW | -27752.5944 | 174.5978 | 50.3796 | 20 | 209609.4116
DEF | E_IN_Thermal Energy Storage | kW | -3078.9615 | 19.3704 | 5.5893 | 20 | 23254.7381
DEF | E_LG_Thermal Energy Storage | kW | -2525.7458 | 15.89 | 4.585 | 20 | 19076.4179
DEF | E_MS_Thermal Energy Storage | kW | -29353.8464 | 184.6717 | 53.2863 | 20 | 221703.325
DEF | E_OF_Thermal Energy Storage | kW | -2194.2113 | 13.8043 | 3.9832 | 20 | 16572.4088
DEF | E_RS_Thermal Energy Storage | kW | -1589.9803 | 10.0029 | 2.8863 | 20 | 12008.7815
DEF | E_RT_Thermal Energy Storage | kW | -694.4647 | 4.369 | 1.2607 | 20 | 5245.1433
DEF | E_SC_Thermal Energy Storage | kW | -2595.2794 | 16.3275 | 4.7112 | 20 | 19601.5906
DEF | E_WR_Thermal Energy Storage | kW | -257.8161 | 1.622 | 0.46802 | 20 | 1947.2295
DEF | N_AS_Thermal Energy Storage | kW | -633.7788 | 3.9872 | 1.1505 | 20 | 4786.7959
DEF | N_CU_Thermal Energy Storage | kW | -3785.3107 | 23.8142 | 6.8715 | 20 | 28589.6422
DEF | N_GR_Thermal Energy Storage | kW | -1525.8839 | 9.5997 | 2.77 | 20 | 11524.6747
DEF | N_HC_Thermal Energy Storage | kW | -2663.437 | 16.7563 | 4.835 | 20 | 20116.3701
DEF | N_HS_Thermal Energy Storage | kW | -27752.5944 | 174.5978 | 50.3796 | 20 | 209609.4116
DEF | N_IN_Thermal Energy Storage | kW | -3078.9615 | 19.3704 | 5.5893 | 20 | 23254.7381
DEF | N_LG_Thermal Energy Storage | kW | -2525.7458 | 15.89 | 4.585 | 20 | 19076.4179
DEF | N_MS_Thermal Energy Storage | kW | -29353.8464 | 184.6717 | 53.2863 | 20 | 221703.325
DEF | N_OF_Thermal Energy Storage | kW | -2194.2113 | 13.8043 | 3.9832 | 20 | 16572.4088
DEF | N_RS_Thermal Energy Storage | kW | -1589.9803 | 10.0029 | 2.8863 | 20 | 12008.7815
DEF | N_RT_Thermal Energy Storage | kW | -694.4647 | 4.369 | 1.2607 | 20 | 5245.1433
DEF | N_SC_Thermal Energy Storage | kW | -2595.2794 | 16.3275 | 4.7112 | 20 | 19601.5906
DEF | N_WR_Thermal Energy Storage | kW | -257.8161 | 1.622 | 0.46802 | 20 | 1947.2295
DEF | E_AS_Wall Insulation | sq ft | 1.931 | 3.8639e-05 | 0.00087102 | 20 | 0.9419
DEF | E_CU_Wall Insulation | sq ft | 1.8754 | 0.00077564 | 0.00045688 | 20 | 0.9419
DEF | E_GR_Wall Insulation | sq ft | 1.9028 | 0.00038831 | 0.00088806 | 20 | 0.9419
DEF | E_HC_Wall Insulation | sq ft | 1.8487 | 3.6993e-05 | 0.00083391 | 20 | 0.9419
DEF | E_HS_Wall Insulation | sq ft | 1.9028 | 0.00078698 | 0.00046356 | 20 | 0.9419
DEF | E_IN_Wall Insulation | sq ft | 1.8754 | 3.7528e-05 | 0.00084597 | 20 | 0.9419
DEF | E_LG_Wall Insulation | sq ft | 1.8754 | 0.00077564 | 0.00045688 | 20 | 0.9419
DEF | E_MS_Wall Insulation | sq ft | 1.9028 | 3.8077e-05 | 0.00085833 | 20 | 0.9419
DEF | E_OF_Wall Insulation | sq ft | 1.9028 | 3.8077e-05 | 0.00085833 | 20 | 0.9419
DEF | E_RS_Wall Insulation | sq ft | 1.931 | 0.00039405 | 0.00090119 | 20 | 0.9419
DEF | E_RT_Wall Insulation | sq ft | 1.9028 | 0.00038831 | 0.00088806 | 20 | 0.9419
DEF | E_SC_Wall Insulation | sq ft | 1.9598 | 3.9217e-05 | 0.00088404 | 20 | 0.9419
DEF | E_WR_Wall Insulation | sq ft | 1.931 | 0.00021912 | 0.00039096 | 20 | 0.9419
DEF | N_AS_Wall Insulation | sq ft | 0 | 0 | 0 | 20 | 0.9419
DEF | N_CU_Wall Insulation | sq ft | 0 | 0 | 0 | 20 | 0.9419
DEF | N_GR_Wall Insulation | sq ft | 0 | 0 | 0 | 20 | 0.9419
DEF | N_HC_Wall Insulation | sq ft | 0 | 0 | 0 | 20 | 0.9419
DEF | N_HS_Wall Insulation | sq ft | 0 | 0 | 0 | 20 | 0.9419
DEF | N_IN_Wall Insulation | sq ft | 0 | 0 | 0 | 20 | 0.9419
DEF | N_LG_Wall Insulation | sq ft | 0 | 0 | 0 | 20 | 0.9419
DEF | N_MS_Wall Insulation | sq ft | 0 | 0 | 0 | 20 | 0.9419
DEF | N_OF_Wall Insulation | sq ft | 0 | 0 | 0 | 20 | 0.9419
DEF | N_RS_Wall Insulation | sq ft | 0 | 0 | 0 | 20 | 0.9419
DEF | N_RT_Wall Insulation | sq ft | 0 | 0 | 0 | 20 | 0.9419
DEF | N_SC_Wall Insulation | sq ft | 0 | 0 | 0 | 20 | 0.9419
DEF | N_WR_Wall Insulation | sq ft | 0 | 0 | 0 | 20 | 0.9419
DEF | E_AS_Warehouse Loading Dock Seals | facility sq ft | 0.067392 | 7.6475e-06 | 1.3645e-05 | 18 | 0.2857
DEF | E_CU_Warehouse Loading Dock Seals | facility sq ft | 0.03292 | 3.7357e-06 | 6.6653e-06 | 18 | 0.2857
DEF | E_GR_Warehouse Loading Dock Seals | facility sq ft | 0.22917 | 2.6006e-05 | 4.6401e-05 | 18 | 0.2857
DEF | E_HC_Warehouse Loading Dock Seals | facility sq ft | 0.063859 | 7.2465e-06 | 1.2929e-05 | 18 | 0.2857
DEF | E_HS_Warehouse Loading Dock Seals | facility sq ft | 0.033033 | 3.7485e-06 | 6.6882e-06 | 18 | 0.2857
DEF | E_IN_Warehouse Loading Dock Seals | facility sq ft | 0.20609 | 2.3387e-05 | 4.1728e-05 | 18 | 0.2857
DEF | E_LG_Warehouse Loading Dock Seals | facility sq ft | 0.15504 | 1.7593e-05 | 3.139e-05 | 18 | 0.2857
DEF | E_MS_Warehouse Loading Dock Seals | facility sq ft | 0.041195 | 4.6747e-06 | 8.3407e-06 | 18 | 0.2857
DEF | E_OF_Warehouse Loading Dock Seals | facility sq ft | 0.29909 | 3.394e-05 | 6.0557e-05 | 18 | 0.2857
DEF | E_RS_Warehouse Loading Dock Seals | facility sq ft | 0.22237 | 2.5234e-05 | 4.5023e-05 | 18 | 0.2857
DEF | E_RT_Warehouse Loading Dock Seals | facility sq ft | 0.09714 | 1.1023e-05 | 1.9668e-05 | 18 | 0.2857
DEF | E_SC_Warehouse Loading Dock Seals | facility sq ft | 0.022185 | 2.5175e-06 | 4.4917e-06 | 18 | 0.2857
DEF | E_WR_Warehouse Loading Dock Seals | facility sq ft | 0.061346 | 6.9614e-06 | 1.2421e-05 | 18 | 0.2857
DEF | N_AS_Warehouse Loading Dock Seals | facility sq ft | 0.066118 | 7.5028e-06 | 1.3387e-05 | 18 | 0.2857
DEF | N_CU_Warehouse Loading Dock Seals | facility sq ft | 0.032297 | 3.665e-06 | 6.5392e-06 | 18 | 0.2857
DEF | N_GR_Warehouse Loading Dock Seals | facility sq ft | 0.22484 | 2.5514e-05 | 4.5523e-05 | 18 | 0.2857
DEF | N_HC_Warehouse Loading Dock Seals | facility sq ft | 0.062651 | 7.1094e-06 | 1.2685e-05 | 18 | 0.2857
DEF | N_HS_Warehouse Loading Dock Seals | facility sq ft | 0.032408 | 3.6776e-06 | 6.5617e-06 | 18 | 0.2857
DEF | N_IN_Warehouse Loading Dock Seals | facility sq ft | 0.20219 | 2.2945e-05 | 4.0938e-05 | 18 | 0.2857
DEF | N_LG_Warehouse Loading Dock Seals | facility sq ft | 0.1521 | 1.726e-05 | 3.0797e-05 | 18 | 0.2857
DEF | N_MS_Warehouse Loading Dock Seals | facility sq ft | 0.040416 | 4.5863e-06 | 8.183e-06 | 18 | 0.2857
DEF | N_OF_Warehouse Loading Dock Seals | facility sq ft | 0.29343 | 3.3298e-05 | 5.9411e-05 | 18 | 0.2857
DEF | N_RS_Warehouse Loading Dock Seals | facility sq ft | 0.21816 | 2.4757e-05 | 4.4171e-05 | 18 | 0.2857
DEF | N_RT_Warehouse Loading Dock Seals | facility sq ft | 0.095302 | 1.0815e-05 | 1.9296e-05 | 18 | 0.2857
DEF | N_SC_Warehouse Loading Dock Seals | facility sq ft | 0.021765 | 2.4698e-06 | 4.4067e-06 | 18 | 0.2857
DEF | N_WR_Warehouse Loading Dock Seals | facility sq ft | 0.060186 | 6.8297e-06 | 1.2186e-05 | 18 | 0.2857
DEF | E_AS_Water Cooled Refrigeration Heat Recovery | ton | 752.0072 | 0 | 0.050273 | 20 | 12234.7058
DEF | E_CU_Water Cooled Refrigeration Heat Recovery | ton | 4491.4422 | 0 | 0.48778 | 20 | 48217.5883
DEF | E_GR_Water Cooled Refrigeration Heat Recovery | ton | 1810.5302 | 0 | 0.12104 | 20 | 2991.9275
DEF | E_HC_Water Cooled Refrigeration Heat Recovery | ton | 3160.2884 | 0 | 0.34321 | 20 | 12776.6861
DEF | E_HS_Water Cooled Refrigeration Heat Recovery | ton | 32929.7074 | 0 | 3.5762 | 20 | 133131.059
DEF | E_IN_Water Cooled Refrigeration Heat Recovery | ton | 3653.327 | 0 | 0.24423 | 20 | 13100.2317
DEF | E_LG_Water Cooled Refrigeration Heat Recovery | ton | 2996.9115 | 0 | 0.32547 | 20 | 21466.3879
DEF | E_MS_Water Cooled Refrigeration Heat Recovery | ton | 34829.6652 | 0 | 2.3284 | 20 | 19473.4566
DEF | E_OF_Water Cooled Refrigeration Heat Recovery | ton | 2603.5309 | 0 | 0.17405 | 20 | 10201.2958
DEF | E_RS_Water Cooled Refrigeration Heat Recovery | ton | 1886.5835 | 0 | 0.20489 | 20 | 3225.6662
DEF | E_RT_Water Cooled Refrigeration Heat Recovery | ton | 824.0137 | 0 | 0.055087 | 20 | 7266.8422
DEF | E_SC_Water Cooled Refrigeration Heat Recovery | ton | 3079.4163 | 0 | 0.33443 | 20 | 33058.8757
DEF | E_WR_Water Cooled Refrigeration Heat Recovery | ton | 305.9104 | 0 | 0.020451 | 20 | 10200.6352
DEF | N_AS_Water Cooled Refrigeration Heat Recovery | ton | 752.0072 | 0 | 0.050273 | 20 | 12234.7058
DEF | N_CU_Water Cooled Refrigeration Heat Recovery | ton | 4491.4422 | 0 | 0.48778 | 20 | 48217.5883
DEF | N_GR_Water Cooled Refrigeration Heat Recovery | ton | 1810.5302 | 0 | 0.12104 | 20 | 2991.9275
DEF | N_HC_Water Cooled Refrigeration Heat Recovery | ton | 3160.2884 | 0 | 0.34321 | 20 | 12776.6861
DEF | N_HS_Water Cooled Refrigeration Heat Recovery | ton | 32929.7074 | 0 | 3.5762 | 20 | 133131.059
DEF | N_IN_Water Cooled Refrigeration Heat Recovery | ton | 3653.327 | 0 | 0.24423 | 20 | 13100.2317
DEF | N_LG_Water Cooled Refrigeration Heat Recovery | ton | 2996.9115 | 0 | 0.32547 | 20 | 21466.3879
DEF | N_MS_Water Cooled Refrigeration Heat Recovery | ton | 34829.6652 | 0 | 2.3284 | 20 | 19473.4566
DEF | N_OF_Water Cooled Refrigeration Heat Recovery | ton | 2603.5309 | 0 | 0.17405 | 20 | 10201.2958
DEF | N_RS_Water Cooled Refrigeration Heat Recovery | ton | 1886.5835 | 0 | 0.20489 | 20 | 3225.6662
DEF | N_RT_Water Cooled Refrigeration Heat Recovery | ton | 824.0137 | 0 | 0.055087 | 20 | 7266.8422
DEF | N_SC_Water Cooled Refrigeration Heat Recovery | ton | 3079.4163 | 0 | 0.33443 | 20 | 33058.8757
DEF | N_WR_Water Cooled Refrigeration Heat Recovery | ton | 305.9104 | 0 | 0.020451 | 20 | 10200.6352
DEF | E_AS_Waterside Economizer | economizer | 9695.2327 | 3.9359 | 0 | 20 | 286420.8
DEF | E_CU_Waterside Economizer | economizer | 10755.9965 | 4.3665 | 0 | 20 | 286420.8
DEF | E_GR_Waterside Economizer | economizer | 5355.7445 | 2.1742 | 0 | 20 | 286420.8
DEF | E_HC_Waterside Economizer | economizer | 21096.5889 | 8.5644 | 0 | 20 | 286420.8
DEF | E_HS_Waterside Economizer | economizer | 19983.8997 | 8.1127 | 0 | 20 | 286420.8
DEF | E_IN_Waterside Economizer | economizer | 5237.0576 | 2.126 | 0 | 20 | 286420.8
DEF | E_LG_Waterside Economizer | economizer | 16015.3079 | 6.5016 | 0 | 20 | 286420.8
DEF | E_MS_Waterside Economizer | economizer | 5415.0879 | 2.1983 | 0 | 20 | 286420.8
DEF | E_OF_Waterside Economizer | economizer | 10911.773 | 4.4298 | 0 | 20 | 286420.8
DEF | E_RS_Waterside Economizer | economizer | 15711.1728 | 6.3781 | 0 | 20 | 286420.8
DEF | E_RT_Waterside Economizer | economizer | 12313.7615 | 4.9989 | 0 | 20 | 286420.8
DEF | E_SC_Waterside Economizer | economizer | 10704.071 | 4.3454 | 0 | 20 | 286420.8
DEF | E_WR_Waterside Economizer | economizer | 2351.4834 | 0.95461 | 0 | 20 | 286420.8
DEF | N_AS_Waterside Economizer | economizer | 9695.2327 | 3.9359 | 0 | 20 | 286420.8
DEF | N_CU_Waterside Economizer | economizer | 10755.9965 | 4.3665 | 0 | 20 | 286420.8
DEF | N_GR_Waterside Economizer | economizer | 5355.7445 | 2.1742 | 0 | 20 | 286420.8
DEF | N_HC_Waterside Economizer | economizer | 21096.5889 | 8.5644 | 0 | 20 | 286420.8
DEF | N_HS_Waterside Economizer | economizer | 19983.8997 | 8.1127 | 0 | 20 | 286420.8
DEF | N_IN_Waterside Economizer | economizer | 5237.0576 | 2.126 | 0 | 20 | 286420.8
DEF | N_LG_Waterside Economizer | economizer | 16015.3079 | 6.5016 | 0 | 20 | 286420.8
DEF | N_MS_Waterside Economizer | economizer | 5415.0879 | 2.1983 | 0 | 20 | 286420.8
DEF | N_OF_Waterside Economizer | economizer | 10911.773 | 4.4298 | 0 | 20 | 286420.8
DEF | N_RS_Waterside Economizer | economizer | 15711.1728 | 6.3781 | 0 | 20 | 286420.8
DEF | N_RT_Waterside Economizer | economizer | 12313.7615 | 4.9989 | 0 | 20 | 286420.8
DEF | N_SC_Waterside Economizer | economizer | 10704.071 | 4.3454 | 0 | 20 | 286420.8
DEF | N_WR_Waterside Economizer | economizer | 2351.4834 | 0.95461 | 0 | 20 | 286420.8
DEF | E_AS_Window Sun Protection | sq ft | 100.3648 | 0.038353 | -0.0095069 | 10 | 350
DEF | E_CU_Window Sun Protection | sq ft | 100.3648 | 0.038353 | -0.0095069 | 10 | 350
DEF | E_GR_Window Sun Protection | sq ft | 100.3648 | 0.038353 | -0.0095069 | 10 | 350
DEF | E_HC_Window Sun Protection | sq ft | 100.3648 | 0.038353 | -0.0095069 | 10 | 350
DEF | E_HS_Window Sun Protection | sq ft | 100.3648 | 0.038353 | -0.0095069 | 10 | 350
DEF | E_IN_Window Sun Protection | sq ft | 100.3648 | 0.038353 | -0.0095069 | 10 | 350
DEF | E_LG_Window Sun Protection | sq ft | 100.3648 | 0.044803 | -0.022151 | 10 | 350
DEF | E_MS_Window Sun Protection | sq ft | 100.3648 | 0.052737 | -0.03867 | 10 | 350
DEF | E_OF_Window Sun Protection | sq ft | 100.3648 | 0.038353 | -0.0095069 | 10 | 350
DEF | E_RS_Window Sun Protection | sq ft | 100.3648 | 0.038353 | -0.0095069 | 10 | 350
DEF | E_RT_Window Sun Protection | sq ft | 100.3648 | 0.038353 | -0.0095069 | 10 | 350
DEF | E_SC_Window Sun Protection | sq ft | 100.3648 | 0.038353 | -0.0095069 | 10 | 350
DEF | E_WR_Window Sun Protection | sq ft | 100.3648 | 0.052737 | -0.03867 | 10 | 350
DEF | N_AS_Window Sun Protection | sq ft | 60.2189 | 0.023012 | -0.0057041 | 10 | 350
DEF | N_CU_Window Sun Protection | sq ft | 60.2189 | 0.023012 | -0.0057041 | 10 | 350
DEF | N_GR_Window Sun Protection | sq ft | 60.2189 | 0.023012 | -0.0057041 | 10 | 350
DEF | N_HC_Window Sun Protection | sq ft | 60.2189 | 0.023012 | -0.0057041 | 10 | 350
DEF | N_HS_Window Sun Protection | sq ft | 60.2189 | 0.023012 | -0.0057041 | 10 | 350
DEF | N_IN_Window Sun Protection | sq ft | 60.2189 | 0.023012 | -0.0057041 | 10 | 350
DEF | N_LG_Window Sun Protection | sq ft | 60.2189 | 0.026882 | -0.013291 | 10 | 350
DEF | N_MS_Window Sun Protection | sq ft | 60.2189 | 0.031642 | -0.023202 | 10 | 350
DEF | N_OF_Window Sun Protection | sq ft | 60.2189 | 0.023012 | -0.0057041 | 10 | 350
DEF | N_RS_Window Sun Protection | sq ft | 60.2189 | 0.023012 | -0.0057041 | 10 | 350
DEF | N_RT_Window Sun Protection | sq ft | 60.2189 | 0.023012 | -0.0057041 | 10 | 350
DEF | N_SC_Window Sun Protection | sq ft | 60.2189 | 0.023012 | -0.0057041 | 10 | 350
DEF | N_WR_Window Sun Protection | sq ft | 60.2189 | 0.031642 | -0.023202 | 10 | 350
DEF | E_AS_Bi-Level Lighting Control (Interior) | unit | 445.78 | 0.0012256 | 0 | 8 | 373
DEF | E_CU_Bi-Level Lighting Control (Interior) | unit | 683.24 | 0.0018785 | 0 | 8 | 373
DEF | E_GR_Bi-Level Lighting Control (Interior) | unit | 859.32 | 0.010616 | 0 | 8 | 373
DEF | E_HC_Bi-Level Lighting Control (Interior) | unit | 779.34 | 0.0021427 | 0 | 8 | 373
DEF | E_HS_Bi-Level Lighting Control (Interior) | unit | 1054.31 | 0.0028987 | 0 | 8 | 373
DEF | E_IN_Bi-Level Lighting Control (Interior) | unit | 511.345 | 0.0014059 | 0 | 8 | 373
DEF | E_LG_Bi-Level Lighting Control (Interior) | unit | 581.87 | 0.0071882 | 0 | 8 | 373
DEF | E_MS_Bi-Level Lighting Control (Interior) | unit | 683.24 | 0.0018785 | 0 | 8 | 373
DEF | E_OF_Bi-Level Lighting Control (Interior) | unit | 504.215 | 0.0013863 | 0 | 8 | 373
DEF | E_RS_Bi-Level Lighting Control (Interior) | unit | 520.335 | 0.006428 | 0 | 8 | 373
DEF | E_RT_Bi-Level Lighting Control (Interior) | unit | 772.52 | 0.0095434 | 0 | 8 | 373
DEF | E_SC_Bi-Level Lighting Control (Interior) | unit | 368.745 | 0.0010138 | 0 | 8 | 373
DEF | E_WR_Bi-Level Lighting Control (Interior) | unit | 592.72 | 0.0016296 | 0 | 8 | 373
DEF | N_AS_Bi-Level Lighting Control (Interior) | unit | 445.78 | 0.0012256 | 0 | 8 | 373
DEF | N_CU_Bi-Level Lighting Control (Interior) | unit | 683.24 | 0.0018785 | 0 | 8 | 373
DEF | N_GR_Bi-Level Lighting Control (Interior) | unit | 859.32 | 0.010616 | 0 | 8 | 373
DEF | N_HC_Bi-Level Lighting Control (Interior) | unit | 779.34 | 0.0021427 | 0 | 8 | 373
DEF | N_HS_Bi-Level Lighting Control (Interior) | unit | 1054.31 | 0.0028987 | 0 | 8 | 373
DEF | N_IN_Bi-Level Lighting Control (Interior) | unit | 511.345 | 0.0014059 | 0 | 8 | 373
DEF | N_LG_Bi-Level Lighting Control (Interior) | unit | 581.87 | 0.0071882 | 0 | 8 | 373
DEF | N_MS_Bi-Level Lighting Control (Interior) | unit | 683.24 | 0.0018785 | 0 | 8 | 373
DEF | N_OF_Bi-Level Lighting Control (Interior) | unit | 504.215 | 0.0013863 | 0 | 8 | 373
DEF | N_RS_Bi-Level Lighting Control (Interior) | unit | 520.335 | 0.006428 | 0 | 8 | 373
DEF | N_RT_Bi-Level Lighting Control (Interior) | unit | 772.52 | 0.0095434 | 0 | 8 | 373
DEF | N_SC_Bi-Level Lighting Control (Interior) | unit | 368.745 | 0.0010138 | 0 | 8 | 373
DEF | N_WR_Bi-Level Lighting Control (Interior) | unit | 592.72 | 0.0016296 | 0 | 8 | 373
DEF | E_AS_Interior Lighting Controls | unit | 402.64 | 0 | 0 | 8 | 156.3796
DEF | E_CU_Interior Lighting Controls | unit | 617.12 | 0 | 0 | 8 | 156.3796
DEF | E_GR_Interior Lighting Controls | unit | 776.16 | 0 | 0 | 8 | 156.3796
DEF | E_HC_Interior Lighting Controls | unit | 703.92 | 0 | 0 | 8 | 156.3796
DEF | E_HS_Interior Lighting Controls | unit | 952.28 | 0 | 0 | 8 | 156.3796
DEF | E_IN_Interior Lighting Controls | unit | 461.86 | 0 | 0 | 8 | 156.3796
DEF | E_LG_Interior Lighting Controls | unit | 525.56 | 0 | 0 | 8 | 156.3796
DEF | E_MS_Interior Lighting Controls | unit | 617.12 | 0 | 0 | 8 | 156.3796
DEF | E_OF_Interior Lighting Controls | unit | 455.42 | 0 | 0 | 8 | 156.3796
DEF | E_RS_Interior Lighting Controls | unit | 469.98 | 0 | 0 | 8 | 156.3796
DEF | E_RT_Interior Lighting Controls | unit | 697.76 | 0 | 0 | 8 | 156.3796
DEF | E_SC_Interior Lighting Controls | unit | 333.06 | 0 | 0 | 8 | 156.3796
DEF | E_WR_Interior Lighting Controls | unit | 535.36 | 0 | 0 | 8 | 156.3796
DEF | N_AS_Interior Lighting Controls | unit | 402.64 | 0 | 0 | 8 | 156.3796
DEF | N_CU_Interior Lighting Controls | unit | 617.12 | 0 | 0 | 8 | 156.3796
DEF | N_GR_Interior Lighting Controls | unit | 776.16 | 0 | 0 | 8 | 156.3796
DEF | N_HC_Interior Lighting Controls | unit | 703.92 | 0 | 0 | 8 | 156.3796
DEF | N_HS_Interior Lighting Controls | unit | 952.28 | 0 | 0 | 8 | 156.3796
DEF | N_IN_Interior Lighting Controls | unit | 461.86 | 0 | 0 | 8 | 156.3796
DEF | N_LG_Interior Lighting Controls | unit | 525.56 | 0 | 0 | 8 | 156.3796
DEF | N_MS_Interior Lighting Controls | unit | 617.12 | 0 | 0 | 8 | 156.3796
DEF | N_OF_Interior Lighting Controls | unit | 455.42 | 0 | 0 | 8 | 156.3796
DEF | N_RS_Interior Lighting Controls | unit | 469.98 | 0 | 0 | 8 | 156.3796
DEF | N_RT_Interior Lighting Controls | unit | 697.76 | 0 | 0 | 8 | 156.3796
DEF | N_SC_Interior Lighting Controls | unit | 333.06 | 0 | 0 | 8 | 156.3796
DEF | N_WR_Interior Lighting Controls | unit | 535.36 | 0 | 0 | 8 | 156.3796
DEF | E_AS_Efficient Motor Belts | motor belt | 94.8071 | 0.012997 | 0.0032092 | 10 | 396.51
DEF | E_CU_Efficient Motor Belts | motor belt | 94.8071 | 0.012292 | 0.010296 | 10 | 396.51
DEF | E_GR_Efficient Motor Belts | motor belt | 94.8071 | 0.012997 | 0.0032092 | 10 | 396.51
DEF | E_HC_Efficient Motor Belts | motor belt | 94.8071 | 0.012292 | 0.010296 | 10 | 396.51
DEF | E_HS_Efficient Motor Belts | motor belt | 94.8071 | 0.012292 | 0.010296 | 10 | 396.51
DEF | E_IN_Efficient Motor Belts | motor belt | 94.8071 | 0.012997 | 0.0032092 | 10 | 396.51
DEF | E_LG_Efficient Motor Belts | motor belt | 94.8071 | 0.012292 | 0.010296 | 10 | 396.51
DEF | E_MS_Efficient Motor Belts | motor belt | 94.8071 | 0.012997 | 0.0032092 | 10 | 396.51
DEF | E_OF_Efficient Motor Belts | motor belt | 94.8071 | 0.012997 | 0.0032092 | 10 | 396.51
DEF | E_RS_Efficient Motor Belts | motor belt | 94.8071 | 0.012292 | 0.010296 | 10 | 396.51
DEF | E_RT_Efficient Motor Belts | motor belt | 94.8071 | 0.012997 | 0.0032092 | 10 | 396.51
DEF | E_SC_Efficient Motor Belts | motor belt | 94.8071 | 0.012292 | 0.010296 | 10 | 396.51
DEF | E_WR_Efficient Motor Belts | motor belt | 94.8071 | 0.012997 | 0.0032092 | 10 | 396.51
DEF | N_AS_Efficient Motor Belts | motor belt | 94.8071 | 0.012997 | 0.0032092 | 10 | 396.51
DEF | N_CU_Efficient Motor Belts | motor belt | 94.8071 | 0.012292 | 0.010296 | 10 | 396.51
DEF | N_GR_Efficient Motor Belts | motor belt | 94.8071 | 0.012997 | 0.0032092 | 10 | 396.51
DEF | N_HC_Efficient Motor Belts | motor belt | 94.8071 | 0.012292 | 0.010296 | 10 | 396.51
DEF | N_HS_Efficient Motor Belts | motor belt | 94.8071 | 0.012292 | 0.010296 | 10 | 396.51
DEF | N_IN_Efficient Motor Belts | motor belt | 94.8071 | 0.012997 | 0.0032092 | 10 | 396.51
DEF | N_LG_Efficient Motor Belts | motor belt | 94.8071 | 0.012292 | 0.010296 | 10 | 396.51
DEF | N_MS_Efficient Motor Belts | motor belt | 94.8071 | 0.012997 | 0.0032092 | 10 | 396.51
DEF | N_OF_Efficient Motor Belts | motor belt | 94.8071 | 0.012997 | 0.0032092 | 10 | 396.51
DEF | N_RS_Efficient Motor Belts | motor belt | 94.8071 | 0.012292 | 0.010296 | 10 | 396.51
DEF | N_RT_Efficient Motor Belts | motor belt | 94.8071 | 0.012997 | 0.0032092 | 10 | 396.51
DEF | N_SC_Efficient Motor Belts | motor belt | 94.8071 | 0.012292 | 0.010296 | 10 | 396.51
DEF | N_WR_Efficient Motor Belts | motor belt | 94.8071 | 0.012997 | 0.0032092 | 10 | 396.51
DEF | E_AS_Engine Block Timer | timer | 259.2 | 0 | 0 | 5 | 78.49
DEF | E_CU_Engine Block Timer | timer | 259.2 | 0.032279 | 0.032279 | 5 | 78.49
DEF | E_GR_Engine Block Timer | timer | 259.2 | 0 | 0 | 5 | 78.49
DEF | E_HC_Engine Block Timer | timer | 259.2 | 0 | 0 | 5 | 78.49
DEF | E_HS_Engine Block Timer | timer | 259.2 | 0.032279 | 0.032279 | 5 | 78.49
DEF | E_IN_Engine Block Timer | timer | 259.2 | 0.012328 | 0.012951 | 5 | 78.49
DEF | E_LG_Engine Block Timer | timer | 259.2 | 0 | 0 | 5 | 78.49
DEF | E_MS_Engine Block Timer | timer | 259.2 | 0.012328 | 0.012951 | 5 | 78.49
DEF | E_OF_Engine Block Timer | timer | 259.2 | 0.012328 | 0.012951 | 5 | 78.49
DEF | E_RS_Engine Block Timer | timer | 259.2 | 0.012328 | 0.012951 | 5 | 78.49
DEF | E_RT_Engine Block Timer | timer | 259.2 | 0.012328 | 0.012951 | 5 | 78.49
DEF | E_SC_Engine Block Timer | timer | 259.2 | 0.012328 | 0.012951 | 5 | 78.49
DEF | E_WR_Engine Block Timer | timer | 259.2 | 0.012328 | 0.012951 | 5 | 78.49
DEF | N_AS_Engine Block Timer | timer | 259.2 | 0 | 0 | 5 | 78.49
DEF | N_CU_Engine Block Timer | timer | 259.2 | 0.032279 | 0.032279 | 5 | 78.49
DEF | N_GR_Engine Block Timer | timer | 259.2 | 0 | 0 | 5 | 78.49
DEF | N_HC_Engine Block Timer | timer | 259.2 | 0 | 0 | 5 | 78.49
DEF | N_HS_Engine Block Timer | timer | 259.2 | 0.032279 | 0.032279 | 5 | 78.49
DEF | N_IN_Engine Block Timer | timer | 259.2 | 0.012328 | 0.012951 | 5 | 78.49
DEF | N_LG_Engine Block Timer | timer | 259.2 | 0 | 0 | 5 | 78.49
DEF | N_MS_Engine Block Timer | timer | 259.2 | 0.012328 | 0.012951 | 5 | 78.49
DEF | N_OF_Engine Block Timer | timer | 259.2 | 0.012328 | 0.012951 | 5 | 78.49
DEF | N_RS_Engine Block Timer | timer | 259.2 | 0.012328 | 0.012951 | 5 | 78.49
DEF | N_RT_Engine Block Timer | timer | 259.2 | 0.012328 | 0.012951 | 5 | 78.49
DEF | N_SC_Engine Block Timer | timer | 259.2 | 0.012328 | 0.012951 | 5 | 78.49
DEF | N_WR_Engine Block Timer | timer | 259.2 | 0.012328 | 0.012951 | 5 | 78.49
DEF | E_AS_Regenerative Drive Elevator Motor | elevator motor | 2027.9355 | 0.28225 | 0.025857 | 13 | 10000
DEF | E_CU_Regenerative Drive Elevator Motor | elevator motor | 2027.9355 | 0.26293 | 0.22024 | 13 | 10000
DEF | E_GR_Regenerative Drive Elevator Motor | elevator motor | 2027.9355 | 0.28225 | 0.025857 | 13 | 10000
DEF | E_HC_Regenerative Drive Elevator Motor | elevator motor | 2027.9355 | 0.26293 | 0.22024 | 13 | 10000
DEF | E_HS_Regenerative Drive Elevator Motor | elevator motor | 2027.9355 | 0.26293 | 0.22024 | 13 | 10000
DEF | E_IN_Regenerative Drive Elevator Motor | elevator motor | 2027.9355 | 0.28225 | 0.025857 | 13 | 10000
DEF | E_LG_Regenerative Drive Elevator Motor | elevator motor | 2027.9355 | 0.26293 | 0.22024 | 13 | 10000
DEF | E_MS_Regenerative Drive Elevator Motor | elevator motor | 2027.9355 | 0.28225 | 0.025857 | 13 | 10000
DEF | E_OF_Regenerative Drive Elevator Motor | elevator motor | 2027.9355 | 0.28225 | 0.025857 | 13 | 10000
DEF | E_RS_Regenerative Drive Elevator Motor | elevator motor | 2027.9355 | 0.26293 | 0.22024 | 13 | 10000
DEF | E_RT_Regenerative Drive Elevator Motor | elevator motor | 2027.9355 | 0.28225 | 0.025857 | 13 | 10000
DEF | E_SC_Regenerative Drive Elevator Motor | elevator motor | 2027.9355 | 0.26293 | 0.22024 | 13 | 10000
DEF | E_WR_Regenerative Drive Elevator Motor | elevator motor | 2027.9355 | 0.28225 | 0.025857 | 13 | 10000
DEF | N_AS_Regenerative Drive Elevator Motor | elevator motor | 2027.9355 | 0.28225 | 0.025857 | 13 | 10000
DEF | N_CU_Regenerative Drive Elevator Motor | elevator motor | 2027.9355 | 0.26293 | 0.22024 | 13 | 10000
DEF | N_GR_Regenerative Drive Elevator Motor | elevator motor | 2027.9355 | 0.28225 | 0.025857 | 13 | 10000
DEF | N_HC_Regenerative Drive Elevator Motor | elevator motor | 2027.9355 | 0.26293 | 0.22024 | 13 | 10000
DEF | N_HS_Regenerative Drive Elevator Motor | elevator motor | 2027.9355 | 0.26293 | 0.22024 | 13 | 10000
DEF | N_IN_Regenerative Drive Elevator Motor | elevator motor | 2027.9355 | 0.28225 | 0.025857 | 13 | 10000
DEF | N_LG_Regenerative Drive Elevator Motor | elevator motor | 2027.9355 | 0.26293 | 0.22024 | 13 | 10000
DEF | N_MS_Regenerative Drive Elevator Motor | elevator motor | 2027.9355 | 0.28225 | 0.025857 | 13 | 10000
DEF | N_OF_Regenerative Drive Elevator Motor | elevator motor | 2027.9355 | 0.28225 | 0.025857 | 13 | 10000
DEF | N_RS_Regenerative Drive Elevator Motor | elevator motor | 2027.9355 | 0.26293 | 0.22024 | 13 | 10000
DEF | N_RT_Regenerative Drive Elevator Motor | elevator motor | 2027.9355 | 0.28225 | 0.025857 | 13 | 10000
DEF | N_SC_Regenerative Drive Elevator Motor | elevator motor | 2027.9355 | 0.26293 | 0.22024 | 13 | 10000
DEF | N_WR_Regenerative Drive Elevator Motor | elevator motor | 2027.9355 | 0.28225 | 0.025857 | 13 | 10000
DEF | E_AS_VSD Controlled Compressor | compressor (20hp) | 13160.16 | 1.9843 | 0.92875 | 15 | 3986
DEF | E_CU_VSD Controlled Compressor | compressor (20hp) | 13160.16 | 1.7063 | 1.4292 | 15 | 3986
DEF | E_GR_VSD Controlled Compressor | compressor (20hp) | 13160.16 | 1.9843 | 0.92875 | 15 | 3986
DEF | E_HC_VSD Controlled Compressor | compressor (20hp) | 13160.16 | 1.7063 | 1.4292 | 15 | 3986
DEF | E_HS_VSD Controlled Compressor | compressor (20hp) | 13160.16 | 1.7063 | 1.4292 | 15 | 3986
DEF | E_IN_VSD Controlled Compressor | compressor (20hp) | 13160.16 | 1.9843 | 0.92875 | 15 | 3986
DEF | E_LG_VSD Controlled Compressor | compressor (20hp) | 13160.16 | 1.7063 | 1.4292 | 15 | 3986
DEF | E_MS_VSD Controlled Compressor | compressor (20hp) | 13160.16 | 1.9843 | 0.92875 | 15 | 3986
DEF | E_OF_VSD Controlled Compressor | compressor (20hp) | 13160.16 | 1.9843 | 0.92875 | 15 | 3986
DEF | E_RS_VSD Controlled Compressor | compressor (20hp) | 13160.16 | 1.7063 | 1.4292 | 15 | 3986
DEF | E_RT_VSD Controlled Compressor | compressor (20hp) | 13160.16 | 1.9843 | 0.92875 | 15 | 3986
DEF | E_SC_VSD Controlled Compressor | compressor (20hp) | 13160.16 | 1.7063 | 1.4292 | 15 | 3986
DEF | E_WR_VSD Controlled Compressor | compressor (20hp) | 13160.16 | 1.9843 | 0.92875 | 15 | 3986
DEF | N_AS_VSD Controlled Compressor | compressor (20hp) | 13160.16 | 1.9843 | 0.92875 | 15 | 3986
DEF | N_CU_VSD Controlled Compressor | compressor (20hp) | 13160.16 | 1.7063 | 1.4292 | 15 | 3986
DEF | N_GR_VSD Controlled Compressor | compressor (20hp) | 13160.16 | 1.9843 | 0.92875 | 15 | 3986
DEF | N_HC_VSD Controlled Compressor | compressor (20hp) | 13160.16 | 1.7063 | 1.4292 | 15 | 3986
DEF | N_HS_VSD Controlled Compressor | compressor (20hp) | 13160.16 | 1.7063 | 1.4292 | 15 | 3986
DEF | N_IN_VSD Controlled Compressor | compressor (20hp) | 13160.16 | 1.9843 | 0.92875 | 15 | 3986
DEF | N_LG_VSD Controlled Compressor | compressor (20hp) | 13160.16 | 1.7063 | 1.4292 | 15 | 3986
DEF | N_MS_VSD Controlled Compressor | compressor (20hp) | 13160.16 | 1.9843 | 0.92875 | 15 | 3986
DEF | N_OF_VSD Controlled Compressor | compressor (20hp) | 13160.16 | 1.9843 | 0.92875 | 15 | 3986
DEF | N_RS_VSD Controlled Compressor | compressor (20hp) | 13160.16 | 1.7063 | 1.4292 | 15 | 3986
DEF | N_RT_VSD Controlled Compressor | compressor (20hp) | 13160.16 | 1.9843 | 0.92875 | 15 | 3986
DEF | N_SC_VSD Controlled Compressor | compressor (20hp) | 13160.16 | 1.7063 | 1.4292 | 15 | 3986
DEF | N_WR_VSD Controlled Compressor | compressor (20hp) | 13160.16 | 1.9843 | 0.92875 | 15 | 3986
DEF | E_AS_Network PC Power Management | computer | 2661.0035 | 0.39582 | 0 | 5 | 638
DEF | E_CU_Network PC Power Management | computer | 6992.2928 | 0.93955 | 0.81114 | 5 | 1653
DEF | E_GR_Network PC Power Management | computer | 3386.2106 | 0.5037 | 0.3508 | 5 | 812
DEF | E_HC_Network PC Power Management | computer | 4758.9388 | 0.70789 | 0.49301 | 5 | 1131
DEF | E_HS_Network PC Power Management | computer | 41742.7 | 5.6089 | 4.8423 | 5 | 9773
DEF | E_IN_Network PC Power Management | computer | 4344.3187 | 0.64622 | 0 | 5 | 1044
DEF | E_LG_Network PC Power Management | computer | 3907.5345 | 0.58124 | 0.40481 | 5 | 928
DEF | E_MS_Network PC Power Management | computer | 58330.5263 | 8.6767 | 0 | 5 | 13659
DEF | E_OF_Network PC Power Management | computer | 3302.5466 | 0.49125 | 0.34213 | 5 | 783
DEF | E_RS_Network PC Power Management | computer | 3183.805 | 0.47359 | 0 | 5 | 754
DEF | E_RT_Network PC Power Management | computer | 1440.5919 | 0.21429 | 0.14924 | 5 | 348
DEF | E_SC_Network PC Power Management | computer | 4794.046 | 0.71311 | 0.49665 | 5 | 1131
DEF | E_WR_Network PC Power Management | computer | 391.5584 | 0.058244 | 0 | 5 | 116
DEF | N_AS_Network PC Power Management | computer | 2661.0035 | 0.39582 | 0 | 5 | 638
DEF | N_CU_Network PC Power Management | computer | 6992.2928 | 0.93955 | 0.81114 | 5 | 1653
DEF | N_GR_Network PC Power Management | computer | 3386.2106 | 0.5037 | 0.3508 | 5 | 812
DEF | N_HC_Network PC Power Management | computer | 4758.9388 | 0.70789 | 0.49301 | 5 | 1131
DEF | N_HS_Network PC Power Management | computer | 41742.7 | 5.6089 | 4.8423 | 5 | 9773
DEF | N_IN_Network PC Power Management | computer | 4344.3187 | 0.64622 | 0 | 5 | 1044
DEF | N_LG_Network PC Power Management | computer | 3907.5345 | 0.58124 | 0.40481 | 5 | 928
DEF | N_MS_Network PC Power Management | computer | 58330.5263 | 8.6767 | 0 | 5 | 13659
DEF | N_OF_Network PC Power Management | computer | 3302.5466 | 0.49125 | 0.34213 | 5 | 783
DEF | N_RS_Network PC Power Management | computer | 3183.805 | 0.47359 | 0 | 5 | 754
DEF | N_RT_Network PC Power Management | computer | 1440.5919 | 0.21429 | 0.14924 | 5 | 348
DEF | N_SC_Network PC Power Management | computer | 4794.046 | 0.71311 | 0.49665 | 5 | 1131
DEF | N_WR_Network PC Power Management | computer | 391.5584 | 0.058244 | 0 | 5 | 116
DEF | E_AS_Smart Strip Plug Outlet | smart strip | 55.9044 | 0.0083127 | 0 | 4 | 10
DEF | E_CU_Smart Strip Plug Outlet | smart strip | 146.8994 | 0.021843 | 0.015181 | 4 | 20
DEF | E_GR_Smart Strip Plug Outlet | smart strip | 71.1401 | 0.010578 | 0.0073516 | 4 | 10
DEF | E_HC_Smart Strip Plug Outlet | smart strip | 99.9794 | 0.014866 | 0.010332 | 4 | 10
DEF | E_HS_Smart Strip Plug Outlet | smart strip | 876.9623 | 0.1304 | 0.090625 | 4 | 80
DEF | E_IN_Smart Strip Plug Outlet | smart strip | 91.2687 | 0.013571 | 0 | 4 | 10
DEF | E_LG_Smart Strip Plug Outlet | smart strip | 82.0924 | 0.012207 | 0.0084835 | 4 | 10
DEF | E_MS_Smart Strip Plug Outlet | smart strip | 1225.4519 | 0.18222 | 0 | 4 | 110
DEF | E_OF_Smart Strip Plug Outlet | smart strip | 69.3824 | 0.010317 | 0.00717 | 4 | 10
DEF | E_RS_Smart Strip Plug Outlet | smart strip | 66.8878 | 0.0099458 | 0 | 4 | 10
DEF | E_RT_Smart Strip Plug Outlet | smart strip | 30.265 | 0.0045002 | 0.0031276 | 4 | 10
DEF | E_SC_Smart Strip Plug Outlet | smart strip | 100.717 | 0.014976 | 0.010408 | 4 | 10
DEF | E_WR_Smart Strip Plug Outlet | smart strip | 8.2262 | 0.0012232 | 0 | 4 | 10
DEF | N_AS_Smart Strip Plug Outlet | smart strip | 55.9044 | 0.0083127 | 0 | 4 | 10
DEF | N_CU_Smart Strip Plug Outlet | smart strip | 146.8994 | 0.021843 | 0.015181 | 4 | 20
DEF | N_GR_Smart Strip Plug Outlet | smart strip | 71.1401 | 0.010578 | 0.0073516 | 4 | 10
DEF | N_HC_Smart Strip Plug Outlet | smart strip | 99.9794 | 0.014866 | 0.010332 | 4 | 10
DEF | N_HS_Smart Strip Plug Outlet | smart strip | 876.9623 | 0.1304 | 0.090625 | 4 | 80
DEF | N_IN_Smart Strip Plug Outlet | smart strip | 91.2687 | 0.013571 | 0 | 4 | 10
DEF | N_LG_Smart Strip Plug Outlet | smart strip | 82.0924 | 0.012207 | 0.0084835 | 4 | 10
DEF | N_MS_Smart Strip Plug Outlet | smart strip | 1225.4519 | 0.18222 | 0 | 4 | 110
DEF | N_OF_Smart Strip Plug Outlet | smart strip | 69.3824 | 0.010317 | 0.00717 | 4 | 10
DEF | N_RS_Smart Strip Plug Outlet | smart strip | 66.8878 | 0.0099458 | 0 | 4 | 10
DEF | N_RT_Smart Strip Plug Outlet | smart strip | 30.265 | 0.0045002 | 0.0031276 | 4 | 10
DEF | N_SC_Smart Strip Plug Outlet | smart strip | 100.717 | 0.014976 | 0.010408 | 4 | 10
DEF | N_WR_Smart Strip Plug Outlet | smart strip | 8.2262 | 0.0012232 | 0 | 4 | 10
DEF | E_AS_Anti-Sweat Controls | door | 1022.6336 | 0.081727 | 0.082167 | 8 | 171
DEF | E_CU_Anti-Sweat Controls | door | 1022.6336 | 0.13259 | 0.11106 | 8 | 171
DEF | E_GR_Anti-Sweat Controls | door | 1022.6336 | 0.081727 | 0.082167 | 8 | 171
DEF | E_HC_Anti-Sweat Controls | door | 1022.6336 | 0.13259 | 0.11106 | 8 | 171
DEF | E_HS_Anti-Sweat Controls | door | 1022.6336 | 0.13259 | 0.11106 | 8 | 171
DEF | E_IN_Anti-Sweat Controls | door | 1022.6336 | 0.081727 | 0.082167 | 8 | 171
DEF | E_LG_Anti-Sweat Controls | door | 1022.6336 | 0.13259 | 0.11106 | 8 | 171
DEF | E_MS_Anti-Sweat Controls | door | 1022.6336 | 0.081727 | 0.082167 | 8 | 171
DEF | E_OF_Anti-Sweat Controls | door | 1022.6336 | 0.081727 | 0.082167 | 8 | 171
DEF | E_RS_Anti-Sweat Controls | door | 1022.6336 | 0.13259 | 0.11106 | 8 | 171
DEF | E_RT_Anti-Sweat Controls | door | 1022.6336 | 0.081727 | 0.082167 | 8 | 171
DEF | E_SC_Anti-Sweat Controls | door | 1022.6336 | 0.13259 | 0.11106 | 8 | 171
DEF | E_WR_Anti-Sweat Controls | door | 1022.6336 | 0.081727 | 0.082167 | 8 | 171
DEF | N_AS_Anti-Sweat Controls | door | 1022.6336 | 0.081727 | 0.082167 | 8 | 171
DEF | N_CU_Anti-Sweat Controls | door | 1022.6336 | 0.13259 | 0.11106 | 8 | 171
DEF | N_GR_Anti-Sweat Controls | door | 1022.6336 | 0.081727 | 0.082167 | 8 | 171
DEF | N_HC_Anti-Sweat Controls | door | 1022.6336 | 0.13259 | 0.11106 | 8 | 171
DEF | N_HS_Anti-Sweat Controls | door | 1022.6336 | 0.13259 | 0.11106 | 8 | 171
DEF | N_IN_Anti-Sweat Controls | door | 1022.6336 | 0.081727 | 0.082167 | 8 | 171
DEF | N_LG_Anti-Sweat Controls | door | 1022.6336 | 0.13259 | 0.11106 | 8 | 171
DEF | N_MS_Anti-Sweat Controls | door | 1022.6336 | 0.081727 | 0.082167 | 8 | 171
DEF | N_OF_Anti-Sweat Controls | door | 1022.6336 | 0.081727 | 0.082167 | 8 | 171
DEF | N_RS_Anti-Sweat Controls | door | 1022.6336 | 0.13259 | 0.11106 | 8 | 171
DEF | N_RT_Anti-Sweat Controls | door | 1022.6336 | 0.081727 | 0.082167 | 8 | 171
DEF | N_SC_Anti-Sweat Controls | door | 1022.6336 | 0.13259 | 0.11106 | 8 | 171
DEF | N_WR_Anti-Sweat Controls | door | 1022.6336 | 0.081727 | 0.082167 | 8 | 171
DEF | E_AS_Automatic Door Closer for Walk-in Coolers and Freezers | cooler/freezer | 39.0829 | 0.0054303 | 0.0012106 | 8 | 156.82
DEF | E_CU_Automatic Door Closer for Walk-in Coolers and Freezers | cooler/freezer | 39.0829 | 0.0050673 | 0.0042445 | 8 | 156.82
DEF | E_GR_Automatic Door Closer for Walk-in Coolers and Freezers | cooler/freezer | 39.0829 | 0.0054303 | 0.0012106 | 8 | 156.82
DEF | E_HC_Automatic Door Closer for Walk-in Coolers and Freezers | cooler/freezer | 39.0829 | 0.0050673 | 0.0042445 | 8 | 156.82
DEF | E_HS_Automatic Door Closer for Walk-in Coolers and Freezers | cooler/freezer | 39.0829 | 0.0050673 | 0.0042445 | 8 | 156.82
DEF | E_IN_Automatic Door Closer for Walk-in Coolers and Freezers | cooler/freezer | 39.0829 | 0.0054303 | 0.0012106 | 8 | 156.82
DEF | E_LG_Automatic Door Closer for Walk-in Coolers and Freezers | cooler/freezer | 39.0829 | 0.0050673 | 0.0042445 | 8 | 156.82
DEF | E_MS_Automatic Door Closer for Walk-in Coolers and Freezers | cooler/freezer | 39.0829 | 0.0054303 | 0.0012106 | 8 | 156.82
DEF | E_OF_Automatic Door Closer for Walk-in Coolers and Freezers | cooler/freezer | 39.0829 | 0.0054303 | 0.0012106 | 8 | 156.82
DEF | E_RS_Automatic Door Closer for Walk-in Coolers and Freezers | cooler/freezer | 39.0829 | 0.0050673 | 0.0042445 | 8 | 156.82
DEF | E_RT_Automatic Door Closer for Walk-in Coolers and Freezers | cooler/freezer | 39.0829 | 0.0054303 | 0.0012106 | 8 | 156.82
DEF | E_SC_Automatic Door Closer for Walk-in Coolers and Freezers | cooler/freezer | 39.0829 | 0.0050673 | 0.0042445 | 8 | 156.82
DEF | E_WR_Automatic Door Closer for Walk-in Coolers and Freezers | cooler/freezer | 39.0829 | 0.0054303 | 0.0012106 | 8 | 156.82
DEF | N_AS_Automatic Door Closer for Walk-in Coolers and Freezers | cooler/freezer | 39.0829 | 0.0054303 | 0.0012106 | 8 | 156.82
DEF | N_CU_Automatic Door Closer for Walk-in Coolers and Freezers | cooler/freezer | 39.0829 | 0.0050673 | 0.0042445 | 8 | 156.82
DEF | N_GR_Automatic Door Closer for Walk-in Coolers and Freezers | cooler/freezer | 39.0829 | 0.0054303 | 0.0012106 | 8 | 156.82
DEF | N_HC_Automatic Door Closer for Walk-in Coolers and Freezers | cooler/freezer | 39.0829 | 0.0050673 | 0.0042445 | 8 | 156.82
DEF | N_HS_Automatic Door Closer for Walk-in Coolers and Freezers | cooler/freezer | 39.0829 | 0.0050673 | 0.0042445 | 8 | 156.82
DEF | N_IN_Automatic Door Closer for Walk-in Coolers and Freezers | cooler/freezer | 39.0829 | 0.0054303 | 0.0012106 | 8 | 156.82
DEF | N_LG_Automatic Door Closer for Walk-in Coolers and Freezers | cooler/freezer | 39.0829 | 0.0050673 | 0.0042445 | 8 | 156.82
DEF | N_MS_Automatic Door Closer for Walk-in Coolers and Freezers | cooler/freezer | 39.0829 | 0.0054303 | 0.0012106 | 8 | 156.82
DEF | N_OF_Automatic Door Closer for Walk-in Coolers and Freezers | cooler/freezer | 39.0829 | 0.0054303 | 0.0012106 | 8 | 156.82
DEF | N_RS_Automatic Door Closer for Walk-in Coolers and Freezers | cooler/freezer | 39.0829 | 0.0050673 | 0.0042445 | 8 | 156.82
DEF | N_RT_Automatic Door Closer for Walk-in Coolers and Freezers | cooler/freezer | 39.0829 | 0.0054303 | 0.0012106 | 8 | 156.82
DEF | N_SC_Automatic Door Closer for Walk-in Coolers and Freezers | cooler/freezer | 39.0829 | 0.0050673 | 0.0042445 | 8 | 156.82
DEF | N_WR_Automatic Door Closer for Walk-in Coolers and Freezers | cooler/freezer | 39.0829 | 0.0054303 | 0.0012106 | 8 | 156.82
DEF | E_AS_Demand Defrost | freezer | 394.47 | 0.054904 | 0.0050296 | 10 | 666.68
DEF | E_CU_Demand Defrost | freezer | 394.47 | 0.051145 | 0.04284 | 10 | 666.68
DEF | E_GR_Demand Defrost | freezer | 394.47 | 0.054904 | 0.0050296 | 10 | 666.68
DEF | E_HC_Demand Defrost | freezer | 394.47 | 0.051145 | 0.04284 | 10 | 666.68
DEF | E_HS_Demand Defrost | freezer | 394.47 | 0.051145 | 0.04284 | 10 | 666.68
DEF | E_IN_Demand Defrost | freezer | 394.47 | 0.054904 | 0.0050296 | 10 | 666.68
DEF | E_LG_Demand Defrost | freezer | 394.47 | 0.051145 | 0.04284 | 10 | 666.68
DEF | E_MS_Demand Defrost | freezer | 394.47 | 0.054904 | 0.0050296 | 10 | 666.68
DEF | E_OF_Demand Defrost | freezer | 394.47 | 0.054904 | 0.0050296 | 10 | 666.68
DEF | E_RS_Demand Defrost | freezer | 394.47 | 0.051145 | 0.04284 | 10 | 666.68
DEF | E_RT_Demand Defrost | freezer | 394.47 | 0.054904 | 0.0050296 | 10 | 666.68
DEF | E_SC_Demand Defrost | freezer | 394.47 | 0.051145 | 0.04284 | 10 | 666.68
DEF | E_WR_Demand Defrost | freezer | 394.47 | 0.054904 | 0.0050296 | 10 | 666.68
DEF | N_AS_Demand Defrost | freezer | 394.47 | 0.054904 | 0.0050296 | 10 | 666.68
DEF | N_CU_Demand Defrost | freezer | 394.47 | 0.051145 | 0.04284 | 10 | 666.68
DEF | N_GR_Demand Defrost | freezer | 394.47 | 0.054904 | 0.0050296 | 10 | 666.68
DEF | N_HC_Demand Defrost | freezer | 394.47 | 0.051145 | 0.04284 | 10 | 666.68
DEF | N_HS_Demand Defrost | freezer | 394.47 | 0.051145 | 0.04284 | 10 | 666.68
DEF | N_IN_Demand Defrost | freezer | 394.47 | 0.054904 | 0.0050296 | 10 | 666.68
DEF | N_LG_Demand Defrost | freezer | 394.47 | 0.051145 | 0.04284 | 10 | 666.68
DEF | N_MS_Demand Defrost | freezer | 394.47 | 0.054904 | 0.0050296 | 10 | 666.68
DEF | N_OF_Demand Defrost | freezer | 394.47 | 0.054904 | 0.0050296 | 10 | 666.68
DEF | N_RS_Demand Defrost | freezer | 394.47 | 0.051145 | 0.04284 | 10 | 666.68
DEF | N_RT_Demand Defrost | freezer | 394.47 | 0.054904 | 0.0050296 | 10 | 666.68
DEF | N_SC_Demand Defrost | freezer | 394.47 | 0.051145 | 0.04284 | 10 | 666.68
DEF | N_WR_Demand Defrost | freezer | 394.47 | 0.054904 | 0.0050296 | 10 | 666.68
DEF | E_AS_Floating Head Pressure Controls | unit | 2523.5714 | 0.38051 | 0.1781 | 15 | 307
DEF | E_CU_Floating Head Pressure Controls | unit | 2523.5714 | 0.32719 | 0.27407 | 15 | 307
DEF | E_GR_Floating Head Pressure Controls | unit | 2523.5714 | 0.38051 | 0.1781 | 15 | 307
DEF | E_HC_Floating Head Pressure Controls | unit | 2523.5714 | 0.32719 | 0.27407 | 15 | 307
DEF | E_HS_Floating Head Pressure Controls | unit | 2523.5714 | 0.32719 | 0.27407 | 15 | 307
DEF | E_IN_Floating Head Pressure Controls | unit | 2523.5714 | 0.38051 | 0.1781 | 15 | 307
DEF | E_LG_Floating Head Pressure Controls | unit | 2523.5714 | 0.32719 | 0.27407 | 15 | 307
DEF | E_MS_Floating Head Pressure Controls | unit | 2523.5714 | 0.38051 | 0.1781 | 15 | 307
DEF | E_OF_Floating Head Pressure Controls | unit | 2523.5714 | 0.38051 | 0.1781 | 15 | 307
DEF | E_RS_Floating Head Pressure Controls | unit | 2523.5714 | 0.32719 | 0.27407 | 15 | 307
DEF | E_RT_Floating Head Pressure Controls | unit | 2523.5714 | 0.38051 | 0.1781 | 15 | 307
DEF | E_SC_Floating Head Pressure Controls | unit | 2523.5714 | 0.32719 | 0.27407 | 15 | 307
DEF | E_WR_Floating Head Pressure Controls | unit | 2523.5714 | 0.38051 | 0.1781 | 15 | 307
DEF | N_AS_Floating Head Pressure Controls | unit | 2523.5714 | 0.38051 | 0.1781 | 15 | 307
DEF | N_CU_Floating Head Pressure Controls | unit | 2523.5714 | 0.32719 | 0.27407 | 15 | 307
DEF | N_GR_Floating Head Pressure Controls | unit | 2523.5714 | 0.38051 | 0.1781 | 15 | 307
DEF | N_HC_Floating Head Pressure Controls | unit | 2523.5714 | 0.32719 | 0.27407 | 15 | 307
DEF | N_HS_Floating Head Pressure Controls | unit | 2523.5714 | 0.32719 | 0.27407 | 15 | 307
DEF | N_IN_Floating Head Pressure Controls | unit | 2523.5714 | 0.38051 | 0.1781 | 15 | 307
DEF | N_LG_Floating Head Pressure Controls | unit | 2523.5714 | 0.32719 | 0.27407 | 15 | 307
DEF | N_MS_Floating Head Pressure Controls | unit | 2523.5714 | 0.38051 | 0.1781 | 15 | 307
DEF | N_OF_Floating Head Pressure Controls | unit | 2523.5714 | 0.38051 | 0.1781 | 15 | 307
DEF | N_RS_Floating Head Pressure Controls | unit | 2523.5714 | 0.32719 | 0.27407 | 15 | 307
DEF | N_RT_Floating Head Pressure Controls | unit | 2523.5714 | 0.38051 | 0.1781 | 15 | 307
DEF | N_SC_Floating Head Pressure Controls | unit | 2523.5714 | 0.32719 | 0.27407 | 15 | 307
DEF | N_WR_Floating Head Pressure Controls | unit | 2523.5714 | 0.38051 | 0.1781 | 15 | 307
DEF | E_AS_Freezer-Cooler Replacement Gaskets | unit | 156.3315 | 0.022767 | 0.0074125 | 4 | 96.8
DEF | E_CU_Freezer-Cooler Replacement Gaskets | unit | 156.3315 | 0.020269 | 0.016978 | 4 | 96.8
DEF | E_GR_Freezer-Cooler Replacement Gaskets | unit | 156.3315 | 0.022767 | 0.0074125 | 4 | 96.8
DEF | E_HC_Freezer-Cooler Replacement Gaskets | unit | 156.3315 | 0.020269 | 0.016978 | 4 | 96.8
DEF | E_HS_Freezer-Cooler Replacement Gaskets | unit | 156.3315 | 0.020269 | 0.016978 | 4 | 96.8
DEF | E_IN_Freezer-Cooler Replacement Gaskets | unit | 156.3315 | 0.022767 | 0.0074125 | 4 | 96.8
DEF | E_LG_Freezer-Cooler Replacement Gaskets | unit | 156.3315 | 0.020269 | 0.016978 | 4 | 96.8
DEF | E_MS_Freezer-Cooler Replacement Gaskets | unit | 156.3315 | 0.022767 | 0.0074125 | 4 | 96.8
DEF | E_OF_Freezer-Cooler Replacement Gaskets | unit | 156.3315 | 0.022767 | 0.0074125 | 4 | 96.8
DEF | E_RS_Freezer-Cooler Replacement Gaskets | unit | 156.3315 | 0.020269 | 0.016978 | 4 | 96.8
DEF | E_RT_Freezer-Cooler Replacement Gaskets | unit | 156.3315 | 0.022767 | 0.0074125 | 4 | 96.8
DEF | E_SC_Freezer-Cooler Replacement Gaskets | unit | 156.3315 | 0.020269 | 0.016978 | 4 | 96.8
DEF | E_WR_Freezer-Cooler Replacement Gaskets | unit | 156.3315 | 0.022767 | 0.0074125 | 4 | 96.8
DEF | N_AS_Freezer-Cooler Replacement Gaskets | unit | 0 | 0 | 0 | 4 | 96.8
DEF | N_CU_Freezer-Cooler Replacement Gaskets | unit | 0 | 0 | 0 | 4 | 96.8
DEF | N_GR_Freezer-Cooler Replacement Gaskets | unit | 0 | 0 | 0 | 4 | 96.8
DEF | N_HC_Freezer-Cooler Replacement Gaskets | unit | 0 | 0 | 0 | 4 | 96.8
DEF | N_HS_Freezer-Cooler Replacement Gaskets | unit | 0 | 0 | 0 | 4 | 96.8
DEF | N_IN_Freezer-Cooler Replacement Gaskets | unit | 0 | 0 | 0 | 4 | 96.8
DEF | N_LG_Freezer-Cooler Replacement Gaskets | unit | 0 | 0 | 0 | 4 | 96.8
DEF | N_MS_Freezer-Cooler Replacement Gaskets | unit | 0 | 0 | 0 | 4 | 96.8
DEF | N_OF_Freezer-Cooler Replacement Gaskets | unit | 0 | 0 | 0 | 4 | 96.8
DEF | N_RS_Freezer-Cooler Replacement Gaskets | unit | 0 | 0 | 0 | 4 | 96.8
DEF | N_RT_Freezer-Cooler Replacement Gaskets | unit | 0 | 0 | 0 | 4 | 96.8
DEF | N_SC_Freezer-Cooler Replacement Gaskets | unit | 0 | 0 | 0 | 4 | 96.8
DEF | N_WR_Freezer-Cooler Replacement Gaskets | unit | 0 | 0 | 0 | 4 | 96.8
DEF | E_AS_High Efficiency Refrigeration Compressor | compressor | 135.5 | 0.020431 | 0.0095627 | 13 | 221.64
DEF | E_CU_High Efficiency Refrigeration Compressor | compressor | 135.5 | 0.017568 | 0.014716 | 13 | 221.64
DEF | E_GR_High Efficiency Refrigeration Compressor | compressor | 135.5 | 0.020431 | 0.0095627 | 13 | 221.64
DEF | E_HC_High Efficiency Refrigeration Compressor | compressor | 135.5 | 0.017568 | 0.014716 | 13 | 221.64
DEF | E_HS_High Efficiency Refrigeration Compressor | compressor | 135.5 | 0.017568 | 0.014716 | 13 | 221.64
DEF | E_IN_High Efficiency Refrigeration Compressor | compressor | 135.5 | 0.020431 | 0.0095627 | 13 | 221.64
DEF | E_LG_High Efficiency Refrigeration Compressor | compressor | 135.5 | 0.017568 | 0.014716 | 13 | 221.64
DEF | E_MS_High Efficiency Refrigeration Compressor | compressor | 135.5 | 0.020431 | 0.0095627 | 13 | 221.64
DEF | E_OF_High Efficiency Refrigeration Compressor | compressor | 135.5 | 0.020431 | 0.0095627 | 13 | 221.64
DEF | E_RS_High Efficiency Refrigeration Compressor | compressor | 135.5 | 0.017568 | 0.014716 | 13 | 221.64
DEF | E_RT_High Efficiency Refrigeration Compressor | compressor | 135.5 | 0.020431 | 0.0095627 | 13 | 221.64
DEF | E_SC_High Efficiency Refrigeration Compressor | compressor | 135.5 | 0.017568 | 0.014716 | 13 | 221.64
DEF | E_WR_High Efficiency Refrigeration Compressor | compressor | 135.5 | 0.020431 | 0.0095627 | 13 | 221.64
DEF | N_AS_High Efficiency Refrigeration Compressor | compressor | 135.5 | 0.020431 | 0.0095627 | 13 | 221.64
DEF | N_CU_High Efficiency Refrigeration Compressor | compressor | 135.5 | 0.017568 | 0.014716 | 13 | 221.64
DEF | N_GR_High Efficiency Refrigeration Compressor | compressor | 135.5 | 0.020431 | 0.0095627 | 13 | 221.64
DEF | N_HC_High Efficiency Refrigeration Compressor | compressor | 135.5 | 0.017568 | 0.014716 | 13 | 221.64
DEF | N_HS_High Efficiency Refrigeration Compressor | compressor | 135.5 | 0.017568 | 0.014716 | 13 | 221.64
DEF | N_IN_High Efficiency Refrigeration Compressor | compressor | 135.5 | 0.020431 | 0.0095627 | 13 | 221.64
DEF | N_LG_High Efficiency Refrigeration Compressor | compressor | 135.5 | 0.017568 | 0.014716 | 13 | 221.64
DEF | N_MS_High Efficiency Refrigeration Compressor | compressor | 135.5 | 0.020431 | 0.0095627 | 13 | 221.64
DEF | N_OF_High Efficiency Refrigeration Compressor | compressor | 135.5 | 0.020431 | 0.0095627 | 13 | 221.64
DEF | N_RS_High Efficiency Refrigeration Compressor | compressor | 135.5 | 0.017568 | 0.014716 | 13 | 221.64
DEF | N_RT_High Efficiency Refrigeration Compressor | compressor | 135.5 | 0.020431 | 0.0095627 | 13 | 221.64
DEF | N_SC_High Efficiency Refrigeration Compressor | compressor | 135.5 | 0.017568 | 0.014716 | 13 | 221.64
DEF | N_WR_High Efficiency Refrigeration Compressor | compressor | 135.5 | 0.020431 | 0.0095627 | 13 | 221.64
DEF | E_AS_High R-Value Glass Doors | door | 175 | 0.025557 | 0.0087903 | 12 | 394
DEF | E_CU_High R-Value Glass Doors | door | 175 | 0.02269 | 0.019005 | 12 | 394
DEF | E_GR_High R-Value Glass Doors | door | 175 | 0.025557 | 0.0087903 | 12 | 394
DEF | E_HC_High R-Value Glass Doors | door | 175 | 0.02269 | 0.019005 | 12 | 394
DEF | E_HS_High R-Value Glass Doors | door | 175 | 0.02269 | 0.019005 | 12 | 394
DEF | E_IN_High R-Value Glass Doors | door | 175 | 0.025557 | 0.0087903 | 12 | 394
DEF | E_LG_High R-Value Glass Doors | door | 175 | 0.02269 | 0.019005 | 12 | 394
DEF | E_MS_High R-Value Glass Doors | door | 175 | 0.025557 | 0.0087903 | 12 | 394
DEF | E_OF_High R-Value Glass Doors | door | 175 | 0.025557 | 0.0087903 | 12 | 394
DEF | E_RS_High R-Value Glass Doors | door | 175 | 0.02269 | 0.019005 | 12 | 394
DEF | E_RT_High R-Value Glass Doors | door | 175 | 0.025557 | 0.0087903 | 12 | 394
DEF | E_SC_High R-Value Glass Doors | door | 175 | 0.02269 | 0.019005 | 12 | 394
DEF | E_WR_High R-Value Glass Doors | door | 175 | 0.025557 | 0.0087903 | 12 | 394
DEF | N_AS_High R-Value Glass Doors | door | 0 | 0 | 0 | 12 | 394
DEF | N_CU_High R-Value Glass Doors | door | 0 | 0 | 0 | 12 | 394
DEF | N_GR_High R-Value Glass Doors | door | 0 | 0 | 0 | 12 | 394
DEF | N_HC_High R-Value Glass Doors | door | 0 | 0 | 0 | 12 | 394
DEF | N_HS_High R-Value Glass Doors | door | 0 | 0 | 0 | 12 | 394
DEF | N_IN_High R-Value Glass Doors | door | 0 | 0 | 0 | 12 | 394
DEF | N_LG_High R-Value Glass Doors | door | 0 | 0 | 0 | 12 | 394
DEF | N_MS_High R-Value Glass Doors | door | 0 | 0 | 0 | 12 | 394
DEF | N_OF_High R-Value Glass Doors | door | 0 | 0 | 0 | 12 | 394
DEF | N_RS_High R-Value Glass Doors | door | 0 | 0 | 0 | 12 | 394
DEF | N_RT_High R-Value Glass Doors | door | 0 | 0 | 0 | 12 | 394
DEF | N_SC_High R-Value Glass Doors | door | 0 | 0 | 0 | 12 | 394
DEF | N_WR_High R-Value Glass Doors | door | 0 | 0 | 0 | 12 | 394
DEF | E_AS_Night Covers for Display Cases | case | 103.3118 | 0.015518 | 0.0069353 | 5 | 714
DEF | E_CU_Night Covers for Display Cases | case | 103.3118 | 0.015518 | 0.0069353 | 5 | 714
DEF | E_GR_Night Covers for Display Cases | case | 103.3118 | 0.015518 | 0.0069353 | 5 | 714
DEF | E_HC_Night Covers for Display Cases | case | 103.3118 | 0.015518 | 0.0069353 | 5 | 714
DEF | E_HS_Night Covers for Display Cases | case | 103.3118 | 0.015518 | 0.0069353 | 5 | 714
DEF | E_IN_Night Covers for Display Cases | case | 103.3118 | 0.015518 | 0.0069353 | 5 | 714
DEF | E_LG_Night Covers for Display Cases | case | 103.3118 | 0.015518 | 0.0069353 | 5 | 714
DEF | E_MS_Night Covers for Display Cases | case | 103.3118 | 0.015518 | 0.0069353 | 5 | 714
DEF | E_OF_Night Covers for Display Cases | case | 103.3118 | 0.015518 | 0.0069353 | 5 | 714
DEF | E_RS_Night Covers for Display Cases | case | 103.3118 | 0.015518 | 0.0069353 | 5 | 714
DEF | E_RT_Night Covers for Display Cases | case | 103.3118 | 0.015518 | 0.0069353 | 5 | 714
DEF | E_SC_Night Covers for Display Cases | case | 103.3118 | 0.015518 | 0.0069353 | 5 | 714
DEF | E_WR_Night Covers for Display Cases | case | 103.3118 | 0.015518 | 0.0069353 | 5 | 714
DEF | N_AS_Night Covers for Display Cases | case | 103.3118 | 0.015518 | 0.0069353 | 5 | 714
DEF | N_CU_Night Covers for Display Cases | case | 103.3118 | 0.015518 | 0.0069353 | 5 | 714
DEF | N_GR_Night Covers for Display Cases | case | 103.3118 | 0.015518 | 0.0069353 | 5 | 714
DEF | N_HC_Night Covers for Display Cases | case | 103.3118 | 0.015518 | 0.0069353 | 5 | 714
DEF | N_HS_Night Covers for Display Cases | case | 103.3118 | 0.015518 | 0.0069353 | 5 | 714
DEF | N_IN_Night Covers for Display Cases | case | 103.3118 | 0.015518 | 0.0069353 | 5 | 714
DEF | N_LG_Night Covers for Display Cases | case | 103.3118 | 0.015518 | 0.0069353 | 5 | 714
DEF | N_MS_Night Covers for Display Cases | case | 103.3118 | 0.015518 | 0.0069353 | 5 | 714
DEF | N_OF_Night Covers for Display Cases | case | 103.3118 | 0.015518 | 0.0069353 | 5 | 714
DEF | N_RS_Night Covers for Display Cases | case | 103.3118 | 0.015518 | 0.0069353 | 5 | 714
DEF | N_RT_Night Covers for Display Cases | case | 103.3118 | 0.015518 | 0.0069353 | 5 | 714
DEF | N_SC_Night Covers for Display Cases | case | 103.3118 | 0.015518 | 0.0069353 | 5 | 714
DEF | N_WR_Night Covers for Display Cases | case | 103.3118 | 0.015518 | 0.0069353 | 5 | 714
DEF | E_AS_PSC to ECM Evaporator Fan Motor (Reach-In) | motor | 503.9324 | 0.070139 | 0.0064253 | 15 | 177
DEF | E_CU_PSC to ECM Evaporator Fan Motor (Reach-In) | motor | 503.9324 | 0.065337 | 0.054728 | 15 | 177
DEF | E_GR_PSC to ECM Evaporator Fan Motor (Reach-In) | motor | 503.9324 | 0.070139 | 0.0064253 | 15 | 177
DEF | E_HC_PSC to ECM Evaporator Fan Motor (Reach-In) | motor | 503.9324 | 0.065337 | 0.054728 | 15 | 177
DEF | E_HS_PSC to ECM Evaporator Fan Motor (Reach-In) | motor | 503.9324 | 0.065337 | 0.054728 | 15 | 177
DEF | E_IN_PSC to ECM Evaporator Fan Motor (Reach-In) | motor | 503.9324 | 0.070139 | 0.0064253 | 15 | 177
DEF | E_LG_PSC to ECM Evaporator Fan Motor (Reach-In) | motor | 503.9324 | 0.065337 | 0.054728 | 15 | 177
DEF | E_MS_PSC to ECM Evaporator Fan Motor (Reach-In) | motor | 503.9324 | 0.070139 | 0.0064253 | 15 | 177
DEF | E_OF_PSC to ECM Evaporator Fan Motor (Reach-In) | motor | 503.9324 | 0.070139 | 0.0064253 | 15 | 177
DEF | E_RS_PSC to ECM Evaporator Fan Motor (Reach-In) | motor | 503.9324 | 0.065337 | 0.054728 | 15 | 177
DEF | E_RT_PSC to ECM Evaporator Fan Motor (Reach-In) | motor | 503.9324 | 0.070139 | 0.0064253 | 15 | 177
DEF | E_SC_PSC to ECM Evaporator Fan Motor (Reach-In) | motor | 503.9324 | 0.065337 | 0.054728 | 15 | 177
DEF | E_WR_PSC to ECM Evaporator Fan Motor (Reach-In) | motor | 503.9324 | 0.070139 | 0.0064253 | 15 | 177
DEF | N_AS_PSC to ECM Evaporator Fan Motor (Reach-In) | motor | 503.9324 | 0.070139 | 0.0064253 | 15 | 177
DEF | N_CU_PSC to ECM Evaporator Fan Motor (Reach-In) | motor | 503.9324 | 0.065337 | 0.054728 | 15 | 177
DEF | N_GR_PSC to ECM Evaporator Fan Motor (Reach-In) | motor | 503.9324 | 0.070139 | 0.0064253 | 15 | 177
DEF | N_HC_PSC to ECM Evaporator Fan Motor (Reach-In) | motor | 503.9324 | 0.065337 | 0.054728 | 15 | 177
DEF | N_HS_PSC to ECM Evaporator Fan Motor (Reach-In) | motor | 503.9324 | 0.065337 | 0.054728 | 15 | 177
DEF | N_IN_PSC to ECM Evaporator Fan Motor (Reach-In) | motor | 503.9324 | 0.070139 | 0.0064253 | 15 | 177
DEF | N_LG_PSC to ECM Evaporator Fan Motor (Reach-In) | motor | 503.9324 | 0.065337 | 0.054728 | 15 | 177
DEF | N_MS_PSC to ECM Evaporator Fan Motor (Reach-In) | motor | 503.9324 | 0.070139 | 0.0064253 | 15 | 177
DEF | N_OF_PSC to ECM Evaporator Fan Motor (Reach-In) | motor | 503.9324 | 0.070139 | 0.0064253 | 15 | 177
DEF | N_RS_PSC to ECM Evaporator Fan Motor (Reach-In) | motor | 503.9324 | 0.065337 | 0.054728 | 15 | 177
DEF | N_RT_PSC to ECM Evaporator Fan Motor (Reach-In) | motor | 503.9324 | 0.070139 | 0.0064253 | 15 | 177
DEF | N_SC_PSC to ECM Evaporator Fan Motor (Reach-In) | motor | 503.9324 | 0.065337 | 0.054728 | 15 | 177
DEF | N_WR_PSC to ECM Evaporator Fan Motor (Reach-In) | motor | 503.9324 | 0.070139 | 0.0064253 | 15 | 177
DEF | E_AS_PSC to ECM Evaporator Fan Motor (Walk-In, Refrigerator) | motor | 327.0516 | 0.04552 | 0.00417 | 15 | 177
DEF | E_CU_PSC to ECM Evaporator Fan Motor (Walk-In, Refrigerator) | motor | 327.0516 | 0.042404 | 0.035519 | 15 | 177
DEF | E_GR_PSC to ECM Evaporator Fan Motor (Walk-In, Refrigerator) | motor | 327.0516 | 0.04552 | 0.00417 | 15 | 177
DEF | E_HC_PSC to ECM Evaporator Fan Motor (Walk-In, Refrigerator) | motor | 327.0516 | 0.042404 | 0.035519 | 15 | 177
DEF | E_HS_PSC to ECM Evaporator Fan Motor (Walk-In, Refrigerator) | motor | 327.0516 | 0.042404 | 0.035519 | 15 | 177
DEF | E_IN_PSC to ECM Evaporator Fan Motor (Walk-In, Refrigerator) | motor | 327.0516 | 0.04552 | 0.00417 | 15 | 177
DEF | E_LG_PSC to ECM Evaporator Fan Motor (Walk-In, Refrigerator) | motor | 327.0516 | 0.042404 | 0.035519 | 15 | 177
DEF | E_MS_PSC to ECM Evaporator Fan Motor (Walk-In, Refrigerator) | motor | 327.0516 | 0.04552 | 0.00417 | 15 | 177
DEF | E_OF_PSC to ECM Evaporator Fan Motor (Walk-In, Refrigerator) | motor | 327.0516 | 0.04552 | 0.00417 | 15 | 177
DEF | E_RS_PSC to ECM Evaporator Fan Motor (Walk-In, Refrigerator) | motor | 327.0516 | 0.042404 | 0.035519 | 15 | 177
DEF | E_RT_PSC to ECM Evaporator Fan Motor (Walk-In, Refrigerator) | motor | 327.0516 | 0.04552 | 0.00417 | 15 | 177
DEF | E_SC_PSC to ECM Evaporator Fan Motor (Walk-In, Refrigerator) | motor | 327.0516 | 0.042404 | 0.035519 | 15 | 177
DEF | E_WR_PSC to ECM Evaporator Fan Motor (Walk-In, Refrigerator) | motor | 327.0516 | 0.04552 | 0.00417 | 15 | 177
DEF | N_AS_PSC to ECM Evaporator Fan Motor (Walk-In, Refrigerator) | motor | 327.0516 | 0.04552 | 0.00417 | 15 | 177
DEF | N_CU_PSC to ECM Evaporator Fan Motor (Walk-In, Refrigerator) | motor | 327.0516 | 0.042404 | 0.035519 | 15 | 177
DEF | N_GR_PSC to ECM Evaporator Fan Motor (Walk-In, Refrigerator) | motor | 327.0516 | 0.04552 | 0.00417 | 15 | 177
DEF | N_HC_PSC to ECM Evaporator Fan Motor (Walk-In, Refrigerator) | motor | 327.0516 | 0.042404 | 0.035519 | 15 | 177
DEF | N_HS_PSC to ECM Evaporator Fan Motor (Walk-In, Refrigerator) | motor | 327.0516 | 0.042404 | 0.035519 | 15 | 177
DEF | N_IN_PSC to ECM Evaporator Fan Motor (Walk-In, Refrigerator) | motor | 327.0516 | 0.04552 | 0.00417 | 15 | 177
DEF | N_LG_PSC to ECM Evaporator Fan Motor (Walk-In, Refrigerator) | motor | 327.0516 | 0.042404 | 0.035519 | 15 | 177
DEF | N_MS_PSC to ECM Evaporator Fan Motor (Walk-In, Refrigerator) | motor | 327.0516 | 0.04552 | 0.00417 | 15 | 177
DEF | N_OF_PSC to ECM Evaporator Fan Motor (Walk-In, Refrigerator) | motor | 327.0516 | 0.04552 | 0.00417 | 15 | 177
DEF | N_RS_PSC to ECM Evaporator Fan Motor (Walk-In, Refrigerator) | motor | 327.0516 | 0.042404 | 0.035519 | 15 | 177
DEF | N_RT_PSC to ECM Evaporator Fan Motor (Walk-In, Refrigerator) | motor | 327.0516 | 0.04552 | 0.00417 | 15 | 177
DEF | N_SC_PSC to ECM Evaporator Fan Motor (Walk-In, Refrigerator) | motor | 327.0516 | 0.042404 | 0.035519 | 15 | 177
DEF | N_WR_PSC to ECM Evaporator Fan Motor (Walk-In, Refrigerator) | motor | 327.0516 | 0.04552 | 0.00417 | 15 | 177
DEF | E_AS_Refrigerated Display Case Lighting Controls | unit | 61.4361 | 0.0084392 | 0.0078859 | 8 | 104.14
DEF | E_CU_Refrigerated Display Case Lighting Controls | unit | 61.4361 | 0.0084392 | 0.0078859 | 8 | 104.14
DEF | E_GR_Refrigerated Display Case Lighting Controls | unit | 61.4361 | 0.0084392 | 0.0078859 | 8 | 104.14
DEF | E_HC_Refrigerated Display Case Lighting Controls | unit | 61.4361 | 0.0084392 | 0.0078859 | 8 | 104.14
DEF | E_HS_Refrigerated Display Case Lighting Controls | unit | 61.4361 | 0.0084392 | 0.0078859 | 8 | 104.14
DEF | E_IN_Refrigerated Display Case Lighting Controls | unit | 61.4361 | 0.0084392 | 0.0078859 | 8 | 104.14
DEF | E_LG_Refrigerated Display Case Lighting Controls | unit | 61.4361 | 0.0084392 | 0.0078859 | 8 | 104.14
DEF | E_MS_Refrigerated Display Case Lighting Controls | unit | 61.4361 | 0.0084392 | 0.0078859 | 8 | 104.14
DEF | E_OF_Refrigerated Display Case Lighting Controls | unit | 61.4361 | 0.0084392 | 0.0078859 | 8 | 104.14
DEF | E_RS_Refrigerated Display Case Lighting Controls | unit | 61.4361 | 0.0084392 | 0.0078859 | 8 | 104.14
DEF | E_RT_Refrigerated Display Case Lighting Controls | unit | 61.4361 | 0.0084392 | 0.0078859 | 8 | 104.14
DEF | E_SC_Refrigerated Display Case Lighting Controls | unit | 61.4361 | 0.0084392 | 0.0078859 | 8 | 104.14
DEF | E_WR_Refrigerated Display Case Lighting Controls | unit | 61.4361 | 0.0084392 | 0.0078859 | 8 | 104.14
DEF | N_AS_Refrigerated Display Case Lighting Controls | unit | 22.7985 | 0.0031317 | 0.0029264 | 8 | 104.14
DEF | N_CU_Refrigerated Display Case Lighting Controls | unit | 22.7985 | 0.0031317 | 0.0029264 | 8 | 104.14
DEF | N_GR_Refrigerated Display Case Lighting Controls | unit | 22.7985 | 0.0031317 | 0.0029264 | 8 | 104.14
DEF | N_HC_Refrigerated Display Case Lighting Controls | unit | 22.7985 | 0.0031317 | 0.0029264 | 8 | 104.14
DEF | N_HS_Refrigerated Display Case Lighting Controls | unit | 22.7985 | 0.0031317 | 0.0029264 | 8 | 104.14
DEF | N_IN_Refrigerated Display Case Lighting Controls | unit | 22.7985 | 0.0031317 | 0.0029264 | 8 | 104.14
DEF | N_LG_Refrigerated Display Case Lighting Controls | unit | 22.7985 | 0.0031317 | 0.0029264 | 8 | 104.14
DEF | N_MS_Refrigerated Display Case Lighting Controls | unit | 22.7985 | 0.0031317 | 0.0029264 | 8 | 104.14
DEF | N_OF_Refrigerated Display Case Lighting Controls | unit | 22.7985 | 0.0031317 | 0.0029264 | 8 | 104.14
DEF | N_RS_Refrigerated Display Case Lighting Controls | unit | 22.7985 | 0.0031317 | 0.0029264 | 8 | 104.14
DEF | N_RT_Refrigerated Display Case Lighting Controls | unit | 22.7985 | 0.0031317 | 0.0029264 | 8 | 104.14
DEF | N_SC_Refrigerated Display Case Lighting Controls | unit | 22.7985 | 0.0031317 | 0.0029264 | 8 | 104.14
DEF | N_WR_Refrigerated Display Case Lighting Controls | unit | 22.7985 | 0.0031317 | 0.0029264 | 8 | 104.14
DEF | E_AS_Strip Curtains for Walk-ins | sq ft | 420 | 0.060723 | 0.016724 | 4 | 214.62
DEF | E_CU_Strip Curtains for Walk-ins | sq ft | 420 | 0.054455 | 0.045613 | 4 | 214.62
DEF | E_GR_Strip Curtains for Walk-ins | sq ft | 420 | 0.060723 | 0.016724 | 4 | 214.62
DEF | E_HC_Strip Curtains for Walk-ins | sq ft | 420 | 0.054455 | 0.045613 | 4 | 214.62
DEF | E_HS_Strip Curtains for Walk-ins | sq ft | 420 | 0.054455 | 0.045613 | 4 | 214.62
DEF | E_IN_Strip Curtains for Walk-ins | sq ft | 420 | 0.060723 | 0.016724 | 4 | 214.62
DEF | E_LG_Strip Curtains for Walk-ins | sq ft | 420 | 0.054455 | 0.045613 | 4 | 214.62
DEF | E_MS_Strip Curtains for Walk-ins | sq ft | 420 | 0.060723 | 0.016724 | 4 | 214.62
DEF | E_OF_Strip Curtains for Walk-ins | sq ft | 420 | 0.060723 | 0.016724 | 4 | 214.62
DEF | E_RS_Strip Curtains for Walk-ins | sq ft | 420 | 0.054455 | 0.045613 | 4 | 214.62
DEF | E_RT_Strip Curtains for Walk-ins | sq ft | 420 | 0.060723 | 0.016724 | 4 | 214.62
DEF | E_SC_Strip Curtains for Walk-ins | sq ft | 420 | 0.054455 | 0.045613 | 4 | 214.62
DEF | E_WR_Strip Curtains for Walk-ins | sq ft | 420 | 0.060723 | 0.016724 | 4 | 214.62
DEF | N_AS_Strip Curtains for Walk-ins | sq ft | 420 | 0.060723 | 0.016724 | 4 | 214.62
DEF | N_CU_Strip Curtains for Walk-ins | sq ft | 420 | 0.054455 | 0.045613 | 4 | 214.62
DEF | N_GR_Strip Curtains for Walk-ins | sq ft | 420 | 0.060723 | 0.016724 | 4 | 214.62
DEF | N_HC_Strip Curtains for Walk-ins | sq ft | 420 | 0.054455 | 0.045613 | 4 | 214.62
DEF | N_HS_Strip Curtains for Walk-ins | sq ft | 420 | 0.054455 | 0.045613 | 4 | 214.62
DEF | N_IN_Strip Curtains for Walk-ins | sq ft | 420 | 0.060723 | 0.016724 | 4 | 214.62
DEF | N_LG_Strip Curtains for Walk-ins | sq ft | 420 | 0.054455 | 0.045613 | 4 | 214.62
DEF | N_MS_Strip Curtains for Walk-ins | sq ft | 420 | 0.060723 | 0.016724 | 4 | 214.62
DEF | N_OF_Strip Curtains for Walk-ins | sq ft | 420 | 0.060723 | 0.016724 | 4 | 214.62
DEF | N_RS_Strip Curtains for Walk-ins | sq ft | 420 | 0.054455 | 0.045613 | 4 | 214.62
DEF | N_RT_Strip Curtains for Walk-ins | sq ft | 420 | 0.060723 | 0.016724 | 4 | 214.62
DEF | N_SC_Strip Curtains for Walk-ins | sq ft | 420 | 0.054455 | 0.045613 | 4 | 214.62
DEF | N_WR_Strip Curtains for Walk-ins | sq ft | 420 | 0.060723 | 0.016724 | 4 | 214.62
DEF | E_AS_CO Sensors for Parking Garage Exhaust | exhaust fan system | 4980.032 | 0.20046 | 0.20046 | 15 | 607
DEF | E_CU_CO Sensors for Parking Garage Exhaust | exhaust fan system | 4980.032 | 0.20046 | 0.20046 | 15 | 607
DEF | E_GR_CO Sensors for Parking Garage Exhaust | exhaust fan system | 4980.032 | 0.20046 | 0.20046 | 15 | 607
DEF | E_HC_CO Sensors for Parking Garage Exhaust | exhaust fan system | 4980.032 | 0.20046 | 0.20046 | 15 | 607
DEF | E_HS_CO Sensors for Parking Garage Exhaust | exhaust fan system | 4980.032 | 0.20046 | 0.20046 | 15 | 607
DEF | E_IN_CO Sensors for Parking Garage Exhaust | exhaust fan system | 4980.032 | 0.20046 | 0.20046 | 15 | 607
DEF | E_LG_CO Sensors for Parking Garage Exhaust | exhaust fan system | 4980.032 | 0.20046 | 0.20046 | 15 | 607
DEF | E_MS_CO Sensors for Parking Garage Exhaust | exhaust fan system | 4980.032 | 0.20046 | 0.20046 | 15 | 607
DEF | E_OF_CO Sensors for Parking Garage Exhaust | exhaust fan system | 4980.032 | 0.20046 | 0.20046 | 15 | 607
DEF | E_RS_CO Sensors for Parking Garage Exhaust | exhaust fan system | 4980.032 | 0.20046 | 0.20046 | 15 | 607
DEF | E_RT_CO Sensors for Parking Garage Exhaust | exhaust fan system | 4980.032 | 0.20046 | 0.20046 | 15 | 607
DEF | E_SC_CO Sensors for Parking Garage Exhaust | exhaust fan system | 4980.032 | 0.20046 | 0.20046 | 15 | 607
DEF | E_WR_CO Sensors for Parking Garage Exhaust | exhaust fan system | 4980.032 | 0.20046 | 0.20046 | 15 | 607
DEF | N_AS_CO Sensors for Parking Garage Exhaust | exhaust fan system | 4980.032 | 0.20046 | 0.20046 | 15 | 607
DEF | N_CU_CO Sensors for Parking Garage Exhaust | exhaust fan system | 4980.032 | 0.20046 | 0.20046 | 15 | 607
DEF | N_GR_CO Sensors for Parking Garage Exhaust | exhaust fan system | 4980.032 | 0.20046 | 0.20046 | 15 | 607
DEF | N_HC_CO Sensors for Parking Garage Exhaust | exhaust fan system | 4980.032 | 0.20046 | 0.20046 | 15 | 607
DEF | N_HS_CO Sensors for Parking Garage Exhaust | exhaust fan system | 4980.032 | 0.20046 | 0.20046 | 15 | 607
DEF | N_IN_CO Sensors for Parking Garage Exhaust | exhaust fan system | 4980.032 | 0.20046 | 0.20046 | 15 | 607
DEF | N_LG_CO Sensors for Parking Garage Exhaust | exhaust fan system | 4980.032 | 0.20046 | 0.20046 | 15 | 607
DEF | N_MS_CO Sensors for Parking Garage Exhaust | exhaust fan system | 4980.032 | 0.20046 | 0.20046 | 15 | 607
DEF | N_OF_CO Sensors for Parking Garage Exhaust | exhaust fan system | 4980.032 | 0.20046 | 0.20046 | 15 | 607
DEF | N_RS_CO Sensors for Parking Garage Exhaust | exhaust fan system | 4980.032 | 0.20046 | 0.20046 | 15 | 607
DEF | N_RT_CO Sensors for Parking Garage Exhaust | exhaust fan system | 4980.032 | 0.20046 | 0.20046 | 15 | 607
DEF | N_SC_CO Sensors for Parking Garage Exhaust | exhaust fan system | 4980.032 | 0.20046 | 0.20046 | 15 | 607
DEF | N_WR_CO Sensors for Parking Garage Exhaust | exhaust fan system | 4980.032 | 0.20046 | 0.20046 | 15 | 607
DEF | E_AS_Demand Controlled Ventilation | zone or individual space | 4678.5352 | 0.4871 | 2.7424 | 10 | 1500
DEF | E_CU_Demand Controlled Ventilation | zone or individual space | 27943.0441 | 2.9093 | 16.3792 | 10 | 4500
DEF | E_GR_Demand Controlled Ventilation | zone or individual space | 2125.2697 | 0.22127 | 1.2458 | 10 | 1500
DEF | E_HC_Demand Controlled Ventilation | zone or individual space | 9075.7228 | 0.94492 | 5.3199 | 10 | 1500
DEF | E_HS_Demand Controlled Ventilation | zone or individual space | 94567.6036 | 9.8459 | 55.4323 | 10 | 10500
DEF | E_IN_Demand Controlled Ventilation | zone or individual space | 9305.5485 | 0.96884 | 5.4546 | 10 | 1500
DEF | E_LG_Demand Controlled Ventilation | zone or individual space | 15248.3191 | 1.5876 | 8.938 | 10 | 3000
DEF | E_MS_Demand Controlled Ventilation | zone or individual space | 13832.6709 | 1.4402 | 8.1082 | 10 | 3000
DEF | E_OF_Demand Controlled Ventilation | zone or individual space | 7246.3338 | 0.75445 | 4.2476 | 10 | 1500
DEF | E_RS_Demand Controlled Ventilation | zone or individual space | 2291.3025 | 0.23856 | 1.3431 | 10 | 1500
DEF | E_RT_Demand Controlled Ventilation | zone or individual space | 5126.5164 | 0.53375 | 3.005 | 10 | 1500
DEF | E_SC_Demand Controlled Ventilation | zone or individual space | 19158.2709 | 1.9947 | 11.2299 | 10 | 3000
DEF | E_WR_Demand Controlled Ventilation | zone or individual space | 1903.19 | 0.19815 | 1.1156 | 10 | 1500
DEF | N_AS_Demand Controlled Ventilation | zone or individual space | 4678.5352 | 0.4871 | 2.7424 | 10 | 1500
DEF | N_CU_Demand Controlled Ventilation | zone or individual space | 27943.0441 | 2.9093 | 16.3792 | 10 | 4500
DEF | N_GR_Demand Controlled Ventilation | zone or individual space | 2125.2697 | 0.22127 | 1.2458 | 10 | 1500
DEF | N_HC_Demand Controlled Ventilation | zone or individual space | 9075.7228 | 0.94492 | 5.3199 | 10 | 1500
DEF | N_HS_Demand Controlled Ventilation | zone or individual space | 94567.6036 | 9.8459 | 55.4323 | 10 | 10500
DEF | N_IN_Demand Controlled Ventilation | zone or individual space | 9305.5485 | 0.96884 | 5.4546 | 10 | 1500
DEF | N_LG_Demand Controlled Ventilation | zone or individual space | 15248.3191 | 1.5876 | 8.938 | 10 | 3000
DEF | N_MS_Demand Controlled Ventilation | zone or individual space | 13832.6709 | 1.4402 | 8.1082 | 10 | 3000
DEF | N_OF_Demand Controlled Ventilation | zone or individual space | 7246.3338 | 0.75445 | 4.2476 | 10 | 1500
DEF | N_RS_Demand Controlled Ventilation | zone or individual space | 2291.3025 | 0.23856 | 1.3431 | 10 | 1500
DEF | N_RT_Demand Controlled Ventilation | zone or individual space | 5126.5164 | 0.53375 | 3.005 | 10 | 1500
DEF | N_SC_Demand Controlled Ventilation | zone or individual space | 19158.2709 | 1.9947 | 11.2299 | 10 | 3000
DEF | N_WR_Demand Controlled Ventilation | zone or individual space | 1903.19 | 0.19815 | 1.1156 | 10 | 1500
DEF | E_AS_VAV System | sq ft | 69747.4569 | 19.8511 | 20.1456 | 10 | 5039.4571
DEF | E_CU_VAV System | sq ft | 274878.2198 | 78.2342 | 79.3948 | 10 | 19860.7529
DEF | E_GR_VAV System | sq ft | 17056.3424 | 4.8545 | 4.9265 | 10 | 1232.3705
DEF | E_HC_VAV System | sq ft | 72837.1712 | 20.7305 | 21.038 | 10 | 5262.698
DEF | E_HS_VAV System | sq ft | 758951.8639 | 216.0084 | 219.2128 | 10 | 54836.4852
DEF | E_IN_VAV System | sq ft | 74681.6361 | 21.2554 | 21.5708 | 10 | 5395.966
DEF | E_LG_VAV System | sq ft | 122375.3139 | 34.8297 | 35.3464 | 10 | 8841.9733
DEF | E_MS_VAV System | sq ft | 111014.0362 | 31.5962 | 32.0649 | 10 | 8021.0878
DEF | E_OF_VAV System | sq ft | 58155.4186 | 16.5519 | 16.7974 | 10 | 4201.8986
DEF | E_RS_VAV System | sq ft | 18388.8374 | 5.2337 | 5.3114 | 10 | 1328.6471
DEF | E_RT_VAV System | sq ft | 41426.7224 | 11.7906 | 11.9655 | 10 | 2993.2015
DEF | E_SC_VAV System | sq ft | 188461.6219 | 53.6388 | 54.4345 | 10 | 13616.9017
DEF | E_WR_VAV System | sq ft | 58151.6527 | 16.5508 | 16.7963 | 10 | 4201.6265
DEF | N_AS_VAV System | sq ft | 69747.4569 | 19.8511 | 20.1456 | 10 | 5039.4571
DEF | N_CU_VAV System | sq ft | 274878.2198 | 78.2342 | 79.3948 | 10 | 19860.7529
DEF | N_GR_VAV System | sq ft | 17056.3424 | 4.8545 | 4.9265 | 10 | 1232.3705
DEF | N_HC_VAV System | sq ft | 72837.1712 | 20.7305 | 21.038 | 10 | 5262.698
DEF | N_HS_VAV System | sq ft | 758951.8639 | 216.0084 | 219.2128 | 10 | 54836.4852
DEF | N_IN_VAV System | sq ft | 74681.6361 | 21.2554 | 21.5708 | 10 | 5395.966
DEF | N_LG_VAV System | sq ft | 122375.3139 | 34.8297 | 35.3464 | 10 | 8841.9733
DEF | N_MS_VAV System | sq ft | 111014.0362 | 31.5962 | 32.0649 | 10 | 8021.0878
DEF | N_OF_VAV System | sq ft | 58155.4186 | 16.5519 | 16.7974 | 10 | 4201.8986
DEF | N_RS_VAV System | sq ft | 18388.8374 | 5.2337 | 5.3114 | 10 | 1328.6471
DEF | N_RT_VAV System | sq ft | 41426.7224 | 11.7906 | 11.9655 | 10 | 2993.2015
DEF | N_SC_VAV System | sq ft | 188461.6219 | 53.6388 | 54.4345 | 10 | 13616.9017
DEF | N_WR_VAV System | sq ft | 58151.6527 | 16.5508 | 16.7963 | 10 | 4201.6265
DEF | E_AS_Retro-Commissioning | sq ft | 19406.44 | 3.2444 | 10.0589 | 5 | 5780.176
DEF | E_CU_Retro-Commissioning | sq ft | 115907.03 | 48.8723 | 0.56148 | 5 | 22779.963
DEF | E_GR_Retro-Commissioning | sq ft | 46722.91 | 14.4255 | 27.951 | 5 | 1413.509
DEF | E_HC_Retro-Commissioning | sq ft | 81555.02 | 13.6345 | 42.2724 | 5 | 6036.2297
DEF | E_HS_Retro-Commissioning | sq ft | 849790.53 | 358.3151 | 4.1166 | 5 | 62896.5633
DEF | E_IN_Retro-Commissioning | sq ft | 94278.48 | 15.7616 | 48.8673 | 5 | 6189.0859
DEF | E_LG_Retro-Commissioning | sq ft | 77338.89 | 23.8781 | 46.2663 | 5 | 10141.6006
DEF | E_MS_Retro-Commissioning | sq ft | 898821.23 | 150.2665 | 465.8856 | 5 | 86393.6779
DEF | E_OF_Retro-Commissioning | sq ft | 67187.23 | 11.2325 | 34.8251 | 5 | 4819.5098
DEF | E_RS_Retro-Commissioning | sq ft | 48685.54 | 15.0315 | 29.1251 | 5 | 1523.9368
DEF | E_RT_Retro-Commissioning | sq ft | 21264.66 | 6.5654 | 12.7211 | 5 | 3433.1538
DEF | E_SC_Retro-Commissioning | sq ft | 79468.03 | 13.2856 | 41.1906 | 5 | 15618.3665
DEF | E_WR_Retro-Commissioning | sq ft | 7894.4 | 1.3198 | 4.0919 | 5 | 4819.1977
DEF | N_AS_Retro-Commissioning | sq ft | 19406.44 | 3.2444 | 10.0589 | 5 | 5780.176
DEF | N_CU_Retro-Commissioning | sq ft | 115907.03 | 48.8723 | 0.56148 | 5 | 22779.963
DEF | N_GR_Retro-Commissioning | sq ft | 46722.91 | 14.4255 | 27.951 | 5 | 1413.509
DEF | N_HC_Retro-Commissioning | sq ft | 81555.02 | 13.6345 | 42.2724 | 5 | 6036.2297
DEF | N_HS_Retro-Commissioning | sq ft | 849790.53 | 358.3151 | 4.1166 | 5 | 62896.5633
DEF | N_IN_Retro-Commissioning | sq ft | 94278.48 | 15.7616 | 48.8673 | 5 | 6189.0859
DEF | N_LG_Retro-Commissioning | sq ft | 77338.89 | 23.8781 | 46.2663 | 5 | 10141.6006
DEF | N_MS_Retro-Commissioning | sq ft | 898821.23 | 150.2665 | 465.8856 | 5 | 86393.6779
DEF | N_OF_Retro-Commissioning | sq ft | 67187.23 | 11.2325 | 34.8251 | 5 | 4819.5098
DEF | N_RS_Retro-Commissioning | sq ft | 48685.54 | 15.0315 | 29.1251 | 5 | 1523.9368
DEF | N_RT_Retro-Commissioning | sq ft | 21264.66 | 6.5654 | 12.7211 | 5 | 3433.1538
DEF | N_SC_Retro-Commissioning | sq ft | 79468.03 | 13.2856 | 41.1906 | 5 | 15618.3665
DEF | N_WR_Retro-Commissioning | sq ft | 7894.4 | 1.3198 | 4.0919 | 5 | 4819.1977
DEF | AS_Solar Voltaic (17.1w/sf2) | Square foot | 25.9601 | 0.0036837 | 0.00029093 | 20 | 31.635
DEF | CU_Solar Voltaic (17.1w/sf2) | Square foot | 25.9601 | 0.0036837 | 0.00029093 | 20 | 31.635
DEF | GR_Solar Voltaic (17.1w/sf2) | Square foot | 25.9601 | 0.0036837 | 0.00029093 | 20 | 31.635
DEF | HC_Solar Voltaic (17.1w/sf2) | Square foot | 25.9601 | 0.0036837 | 0.00029093 | 20 | 31.635
DEF | HS_Solar Voltaic (17.1w/sf2) | Square foot | 25.9601 | 0.0036837 | 0.00029093 | 20 | 31.635
DEF | IN_Solar Voltaic (17.1w/sf2) | Square foot | 25.9601 | 0.0036837 | 0.00029093 | 20 | 31.635
DEF | LG_Solar Voltaic (17.1w/sf2) | Square foot | 25.9601 | 0.0036837 | 0.00029093 | 20 | 31.635
DEF | MS_Solar Voltaic (17.1w/sf2) | Square foot | 25.9601 | 0.0036837 | 0.00029093 | 20 | 31.635
DEF | OF_Solar Voltaic (17.1w/sf2) | Square foot | 25.9601 | 0.0036837 | 0.00029093 | 20 | 31.635
DEF | RS_Solar Voltaic (17.1w/sf2) | Square foot | 25.9601 | 0.0036837 | 0.00029093 | 20 | 31.635
DEF | RT_Solar Voltaic (17.1w/sf2) | Square foot | 25.9601 | 0.0036837 | 0.00029093 | 20 | 31.635
DEF | SC_Solar Voltaic (17.1w/sf2) | Square foot | 25.9601 | 0.0036837 | 0.00029093 | 20 | 31.635
DEF | WR_Solar Voltaic (17.1w/sf2) | Square foot | 25.9601 | 0.0036837 | 0.00029093 | 20 | 31.635
DEF | Storage | per customer | 0 | 0.054689 | 0 | 10 | 19965.4511
DEF | Storage | per customer | 0 | 0.069001 | 0 | 10 | 33856.9983
DEF | Storage | per customer | 0 | 0.21183 | 0 | 10 | 56825.7687
DEF | Storage | per customer | 0 | 0.22444 | 0 | 10 | 114078.9536
DEF | Storage with other DSM (EE and DR) | per customer | 0 | 0.52983 | 0 | 10 | 19965.4511
DEF | Storage with other DSM (EE and DR) | per customer | 0 | 0.46925 | 0 | 10 | 33856.9983
DEF | Storage with other DSM (EE and DR) | per customer | 0 | 0.7986 | 0 | 10 | 56825.7687
DEF | Storage with other DSM (EE and DR) | per customer | 0 | 1.634 | 0 | 10 | 114078.9536

## Ind
Source: | Nexant DEF_ Results_Comparison
Company | Measure Name | Unit of Measure | Target Annual kWh Savings | Target Annual Summer Coincident kW | Target Annual Winter Coincident kW | Measure Life | Incremental Measure Cost
DEF | AA_Process Other Systems Optimization | Per Unit | 4266.2903 | 0.58735 | 0.57287 | 5 | 98.8853
DEF | AA_Plant Energy Management | Per Unit | 637712.0082 | 87.2141 | 85.3499 | 11 | 76999.3126
DEF | AA_Process Heat System Optimization | Per Unit | 4083.688 | 0.56221 | 0.54835 | 2 | 7067.3917
DEF | AA_Process Heat Improved Controls | Per Unit | 393.3192 | 0.054149 | 0.052814 | 15 | 352.9767
DEF | AA_Process Refrig System Optimization | Per Unit | 34663.5988 | 4.7722 | 4.6545 | 5 | 7268.7311
DEF | AA_Process Refrig Controls | Per Unit | 1042.3347 | 0.1435 | 0.13996 | 15 | 462.4463
DEF | AA_Process Refrig Equipment Upgrade | Per Unit | 14184.2044 | 1.9528 | 1.9046 | 10 | 2607.4131
DEF | AA_Pump System Optimization | Per Unit | 41000.1899 | 5.5211 | 5.3753 | 10 | 2271.917
DEF | AA_Pump Improved Controls | Per Unit | 6740.6749 | 0.90771 | 0.88373 | 15 | 430.0833
DEF | AA_Motor Optimization | Per Unit | 68476.2112 | 9.2211 | 8.9775 | 10 | 8800.6512
DEF | AA_Motor Improved Controls | Per Unit | 6700.5919 | 0.90231 | 0.87848 | 15 | 427.5258
DEF | AA_Pump Equipment Upgrade | Per Unit | 15981.1402 | 2.152 | 2.0952 | 15 | 4746.8219
DEF | AA_Motor Equipment Upgrades | Per Unit | 16831.6199 | 2.2666 | 2.2067 | 10 | 2665.2141
DEF | AA_Fan Improved Controls | Per Unit | 42423.9809 | 5.7129 | 5.562 | 15 | 1043.7355
DEF | AA_Fan Equipment Upgrades | Per Unit | 11028.45 | 1.4851 | 1.4459 | 15 | 2383.7584
DEF | AA_Lighting Controls | Per Unit | 10009.1132 | 1.4287 | 1.3887 | 10 | 1265.5557
DEF | AA_Efficient Lighting - Other Interior Lighting | Per Unit | 121022.876 | 17.2745 | 16.7913 | 14 | 48212.2471
DEF | AA_Efficient Lighting - High Bay | Per Unit | 343914.5379 | 49.0894 | 47.7162 | 14 | 74237.1698
DEF | AA_HVAC Recommissioning | Per Unit | 936984.4104 | 133.4769 | 130.2385 | 10 | 75595.3905
DEF | AA_HVAC Improved Controls | Per Unit | 110353.6621 | 15.7203 | 15.3389 | 15 | 975.1525
DEF | AA_Building Envelope Improvements | Per Unit | 24709.988 | 3.52 | 3.4346 | 15 | 3985.7631
DEF | AA_HVAC Equipment Upgrades | Per Unit | 69132.7703 | 9.8482 | 9.6093 | 18 | 8607.1133
DEF | AA_Lighting Controls - Exterior | Per Unit | 2547.8303 | 0 | 0 | 10 | 322.1485
DEF | AA_Efficient Lighting - Exterior | Per Unit | 14374.4716 | 0 | 0 | 14 | 1644.4103
DEF | AA_Compressed Air System Optimization | Per Unit | 29075.5879 | 3.9153 | 3.8119 | 10 | 1442.7263
DEF | AA_Compressed Air Controls | Per Unit | 194362.7877 | 26.1731 | 25.4818 | 13 | 47662.4085
DEF | AA_Compressed Air Equipment | Per Unit | 263165.5418 | 35.4382 | 34.5022 | 15 | 60642.9905
DEF | CP_Process Other Systems Optimization | Per Unit | 28025.5002 | 3.8583 | 3.7632 | 5 | 649.5833
DEF | CP_Plant Energy Management | Per Unit | 236858.4987 | 32.2122 | 31.4537 | 11 | 5489.976
DEF | CP_Process Heat System Optimization | Per Unit | 16885.6463 | 2.3247 | 2.2674 | 2 | 6202.8266
DEF | CP_Process Heat Improved Controls | Per Unit | 4072.1965 | 0.56063 | 0.54681 | 15 | 2496.1208
DEF | CP_Process Heat Equipment Upgrade | Per Unit | 120921.9993 | 16.6476 | 16.2371 | 10 | 28053.903
DEF | CP_Process Refrig System Optimization | Per Unit | 98903.4748 | 13.6163 | 13.2805 | 5 | 2065.167
DEF | CP_Process Refrig Controls | Per Unit | 5459.1968 | 0.75158 | 0.73305 | 15 | 1737.1679
DEF | CP_Process Refrig Equipment Upgrade | Per Unit | 34885.9239 | 4.8028 | 4.6844 | 10 | 5812.7006
DEF | CP_Pump System Optimization | Per Unit | 304036.3824 | 40.9419 | 39.8605 | 10 | 29392.0777
DEF | CP_Pump Improved Controls | Per Unit | 8637.1723 | 1.1631 | 1.1324 | 15 | 551.0878
DEF | CP_Motor Optimization | Per Unit | 110634.5977 | 14.8982 | 14.5047 | 10 | 10321.1143
DEF | CP_Motor Improved Controls | Per Unit | 14416.3455 | 1.9413 | 1.89 | 15 | 1527.9004
DEF | CP_Pump Equipment Upgrade | Per Unit | 21745.4897 | 2.9283 | 2.8509 | 15 | 4931.508
DEF | CP_Motor Equipment Upgrades | Per Unit | 21964.0873 | 2.9577 | 2.8796 | 10 | 4709.8352
DEF | CP_Fan System Optimization | Per Unit | 540496.9949 | 72.7839 | 70.8615 | 10 | 44345.4545
DEF | CP_Fan Improved Controls | Per Unit | 174252.873 | 23.4651 | 22.8453 | 15 | 4287.0542
DEF | CP_Fan Equipment Upgrades | Per Unit | 6889.1886 | 0.92771 | 0.9032 | 15 | 1564.4921
DEF | CP_Lighting Controls | Per Unit | 16510.8299 | 2.3567 | 2.2908 | 10 | 2338.0906
DEF | CP_Efficient Lighting - Other Interior Lighting | Per Unit | 141899.4905 | 20.2543 | 19.6878 | 14 | 56528.9263
DEF | CP_Efficient Lighting - High Bay | Per Unit | 67777.3031 | 9.6743 | 9.4037 | 14 | 14630.3653
DEF | CP_HVAC Improved Controls | Per Unit | 20856.8785 | 2.9711 | 2.8991 | 15 | 361.0989
DEF | CP_Building Envelope Improvements | Per Unit | 11358.519 | 1.6181 | 1.5788 | 15 | 1269.6763
DEF | CP_HVAC Equipment Upgrades | Per Unit | 68982.6686 | 9.8268 | 9.5884 | 18 | 6563.0686
DEF | CP_Lighting Controls - Exterior | Per Unit | 2223.634 | 0 | 0 | 10 | 314.8877
DEF | CP_Efficient Lighting - Exterior | Per Unit | 12545.4056 | 0 | 0 | 14 | 1435.1689
DEF | CP_Compressed Air System Optimization | Per Unit | 33475.2155 | 4.5078 | 4.3887 | 10 | 1774.6087
DEF | CP_Compressed Air Controls | Per Unit | 132854.4785 | 17.8903 | 17.4178 | 13 | 24190.493
DEF | CP_Compressed Air Equipment | Per Unit | 361737.834 | 48.712 | 47.4254 | 15 | 48811.3557
DEF | CS_Process Other Systems Optimization | Per Unit | 74932.3462 | 10.3161 | 10.0617 | 5 | 2451.5251
DEF | CS_Plant Energy Management | Per Unit | 51372.2927 | 7.0008 | 6.8385 | 11 | 1190.7221
DEF | CS_Process Heat System Optimization | Per Unit | 2724.3467 | 0.37507 | 0.36582 | 2 | 843.8737
DEF | CS_Process Heat Improved Controls | Per Unit | 4309.8721 | 0.59335 | 0.57872 | 15 | 4150.5632
DEF | CS_Process Refrig System Optimization | Per Unit | 146350.5357 | 20.1484 | 19.6516 | 5 | 16536.0968
DEF | CS_Process Refrig Controls | Per Unit | 47619.4657 | 6.5559 | 6.3942 | 15 | 3158.5818
DEF | CS_Process Refrig Equipment Upgrade | Per Unit | 12970.3012 | 1.7856 | 1.7416 | 10 | 2681.0625
DEF | CS_Pump System Optimization | Per Unit | 19884.1035 | 2.6776 | 2.6069 | 10 | 1319.4779
DEF | CS_Pump Improved Controls | Per Unit | 1794.6652 | 0.24167 | 0.23529 | 15 | 114.5072
DEF | CS_Motor Optimization | Per Unit | 4534.7585 | 0.61066 | 0.59453 | 10 | 2068.1734
DEF | CS_Motor Improved Controls | Per Unit | 26069.4538 | 3.5105 | 3.4178 | 15 | 2703.5767
DEF | CS_Pump Equipment Upgrade | Per Unit | 20015.2412 | 2.6953 | 2.6241 | 15 | 2665.1238
DEF | CS_Motor Equipment Upgrades | Per Unit | 5649.1107 | 0.76072 | 0.74062 | 10 | 941.7196
DEF | CS_Fan System Optimization | Per Unit | 179403.4349 | 24.1587 | 23.5206 | 10 | 6335.9517
DEF | CS_Fan Improved Controls | Per Unit | 189607.9339 | 25.5328 | 24.8584 | 15 | 6319.5217
DEF | CS_Fan Equipment Upgrades | Per Unit | 6661.8548 | 0.89709 | 0.8734 | 15 | 1215.0978
DEF | CS_Lighting Controls | Per Unit | 3942.6823 | 0.56277 | 0.54703 | 10 | 551.6474
DEF | CS_Efficient Lighting - Other Interior Lighting | Per Unit | 27881.2543 | 3.9797 | 3.8684 | 14 | 11107.1391
DEF | CS_Efficient Lighting - High Bay | Per Unit | 25198.2003 | 3.5967 | 3.4961 | 14 | 5439.2672
DEF | CS_HVAC Recommissioning | Per Unit | 206268.4584 | 29.3837 | 28.6708 | 10 | 47654.0641
DEF | CS_HVAC Improved Controls | Per Unit | 18171.331 | 2.5886 | 2.5258 | 15 | 917.4454
DEF | CS_Building Envelope Improvements | Per Unit | 5252.8948 | 0.74829 | 0.73014 | 15 | 758.5002
DEF | CS_HVAC Equipment Upgrades | Per Unit | 10630.6741 | 1.5144 | 1.4776 | 18 | 1459.6986
DEF | CS_Lighting Controls - Exterior | Per Unit | 536.7454 | 0 | 0 | 10 | 75.0997
DEF | CS_Efficient Lighting - Exterior | Per Unit | 3028.2358 | 0 | 0 | 14 | 346.424
DEF | CS_Compressed Air System Optimization | Per Unit | 9365.3685 | 1.2612 | 1.2278 | 10 | 505.4483
DEF | CS_Compressed Air Controls | Per Unit | 8160.7711 | 1.0989 | 1.0699 | 13 | 451.3358
DEF | CS_Compressed Air Equipment | Per Unit | 15255.6458 | 2.0543 | 2.0001 | 15 | 1579.6213
DEF | EE_Process Other Systems Optimization | Per Unit | 3447.9027 | 0.47468 | 0.46298 | 5 | 413.1618
DEF | EE_Plant Energy Management | Per Unit | 93738.9228 | 12.8276 | 12.5304 | 11 | 2172.7083
DEF | EE_Process Heat System Optimization | Per Unit | 8670.5057 | 1.1937 | 1.1643 | 2 | 367.2328
DEF | EE_Process Heat Improved Controls | Per Unit | 5586.689 | 0.76913 | 0.75017 | 15 | 5013.6666
DEF | EE_Process Refrig System Optimization | Per Unit | 28560.8665 | 3.932 | 3.8351 | 5 | 205.1749
DEF | EE_Process Refrig Controls | Per Unit | 3810.603 | 0.52461 | 0.51168 | 15 | 3353.3306
DEF | EE_Process Refrig Equipment Upgrade | Per Unit | 10160.472 | 1.3988 | 1.3643 | 10 | 916.2881
DEF | EE_Pump Improved Controls | Per Unit | 2075.9826 | 0.27955 | 0.27217 | 15 | 132.4564
DEF | EE_Motor Optimization | Per Unit | 75261.5917 | 10.1348 | 9.8671 | 10 | 5340.0484
DEF | EE_Motor Improved Controls | Per Unit | 2088.5869 | 0.28125 | 0.27382 | 15 | 133.2606
DEF | EE_Motor Equipment Upgrades | Per Unit | 9471.5473 | 1.2754 | 1.2418 | 10 | 1557.1787
DEF | EE_Fan Improved Controls | Per Unit | 36055.7547 | 4.8553 | 4.7271 | 15 | 887.0613
DEF | EE_Lighting Controls | Per Unit | 9491.8762 | 1.3548 | 1.3169 | 10 | 1371.4242
DEF | EE_Efficient Lighting - Other Interior Lighting | Per Unit | 95579.3715 | 13.6427 | 13.2611 | 14 | 38076.2417
DEF | EE_Efficient Lighting - High Bay | Per Unit | 47466.8265 | 6.7753 | 6.5858 | 14 | 10246.1585
DEF | EE_HVAC Recommissioning | Per Unit | 38764.8727 | 5.5222 | 5.3882 | 10 | 1392.4145
DEF | EE_HVAC Improved Controls | Per Unit | 21068.5545 | 3.0013 | 2.9285 | 15 | 2865.2463
DEF | EE_Building Envelope Improvements | Per Unit | 8163.0825 | 1.1629 | 1.1346 | 15 | 1419.6715
DEF | EE_HVAC Equipment Upgrades | Per Unit | 40664.6918 | 5.7928 | 5.6523 | 18 | 5062.8032
DEF | EE_Lighting Controls - Exterior | Per Unit | 1557.289 | 0 | 0 | 10 | 225.0033
DEF | EE_Efficient Lighting - Exterior | Per Unit | 8785.9882 | 0 | 0 | 14 | 1005.0992
DEF | EE_Compressed Air System Optimization | Per Unit | 8932.1839 | 1.2028 | 1.171 | 10 | 430.8357
DEF | EE_Compressed Air Controls | Per Unit | 7073.2435 | 0.95249 | 0.92733 | 13 | 216.9667
DEF | EE_Compressed Air Equipment | Per Unit | 43882.9764 | 5.9093 | 5.7533 | 15 | 1677.841
DEF | LP_Process Other Systems Optimization | Per Unit | 274.0495 | 0.037729 | 0.036799 | 5 | 32.3083
DEF | LP_Plant Energy Management | Per Unit | 263378.0399 | 35.7844 | 34.9794 | 11 | 31801.0752
DEF | LP_Process Other Equipment Upgrades | Per Unit | 9328.687 | 1.2843 | 1.2526 | 10 | 816.0527
DEF | LP_Process Heat System Optimization | Per Unit | 643.4506 | 0.088585 | 0.086401 | 2 | 183.3569
DEF | LP_Process Heat Improved Controls | Per Unit | 551.8031 | 0.075968 | 0.074095 | 15 | 495.2051
DEF | LP_Process Refrig Controls | Per Unit | 2656.043 | 0.36566 | 0.35665 | 15 | 2337.3179
DEF | LP_Process Refrig Equipment Upgrade | Per Unit | 1282.4461 | 0.17656 | 0.1722 | 10 | 306.9826
DEF | LP_Pump System Optimization | Per Unit | 131006.1839 | 17.6414 | 17.1755 | 10 | 33150.0372
DEF | LP_Pump Improved Controls | Per Unit | 3972.0738 | 0.53488 | 0.52076 | 15 | 253.4349
DEF | LP_Motor Optimization | Per Unit | 37574.3624 | 5.0598 | 4.9262 | 10 | 2958.7252
DEF | LP_Motor Improved Controls | Per Unit | 10815.4303 | 1.4564 | 1.418 | 15 | 532.2937
DEF | LP_Pump Equipment Upgrade | Per Unit | 25468.7588 | 3.4297 | 3.3391 | 15 | 8050.0011
DEF | LP_Motor Equipment Upgrades | Per Unit | 9681.492 | 1.3037 | 1.2693 | 10 | 635.2978
DEF | LP_Fan System Optimization | Per Unit | 103693.1188 | 13.9634 | 13.5946 | 10 | 3635.4374
DEF | LP_Fan Improved Controls | Per Unit | 34582.8505 | 4.657 | 4.534 | 15 | 850.8241
DEF | LP_Fan Equipment Upgrades | Per Unit | 30432.7393 | 4.0981 | 3.9899 | 15 | 7045.666
DEF | LP_Lighting Controls | Per Unit | 11880.0894 | 1.6957 | 1.6483 | 10 | 2073.2394
DEF | LP_Efficient Lighting - Other Interior Lighting | Per Unit | 44682.8078 | 6.3779 | 6.1995 | 14 | 17800.4245
DEF | LP_Efficient Lighting - High Bay | Per Unit | 37946.1172 | 5.4163 | 5.2648 | 14 | 8191.0243
DEF | LP_HVAC Improved Controls | Per Unit | 51321.2506 | 7.3109 | 7.1335 | 15 | 882.1646
DEF | LP_HVAC Equipment Upgrades | Per Unit | 6972.1031 | 0.9932 | 0.96911 | 18 | 868.0353
DEF | LP_Lighting Controls - Exterior | Per Unit | 1244.9341 | 0 | 0 | 10 | 217.2582
DEF | LP_Efficient Lighting - Exterior | Per Unit | 7023.729 | 0 | 0 | 14 | 803.5003
DEF | LP_Compressed Air System Optimization | Per Unit | 15254.76 | 2.0542 | 2 | 10 | 748.6761
DEF | LP_Compressed Air Controls | Per Unit | 6913.6093 | 0.93099 | 0.9064 | 13 | 235.686
DEF | LP_Compressed Air Equipment | Per Unit | 216893.4983 | 29.2071 | 28.4357 | 15 | 31569.7432
DEF | MM_Process Other Systems Optimization | Per Unit | 28522.5645 | 3.9268 | 3.8299 | 5 | 5059.5421
DEF | MM_Plant Energy Management | Per Unit | 96551.9513 | 13.1482 | 12.8516 | 11 | 9124.4141
DEF | MM_Process Heat System Optimization | Per Unit | 665.3534 | 0.091601 | 0.089342 | 2 | 128.2129
DEF | MM_Process Heat Improved Controls | Per Unit | 409.1614 | 0.05633 | 0.054941 | 15 | 368.0936
DEF | MM_Process Heat Equipment Upgrade | Per Unit | 22524.4916 | 3.101 | 3.0245 | 10 | 2303.0247
DEF | MM_Process Refrig System Optimization | Per Unit | 2291.5726 | 0.31549 | 0.30771 | 5 | 12.7508
DEF | MM_Process Refrig Controls | Per Unit | 444.8196 | 0.061239 | 0.059729 | 15 | 264.6798
DEF | MM_Process Refrig Equipment Upgrade | Per Unit | 2842.0928 | 0.39128 | 0.38163 | 10 | 555.8088
DEF | MM_Pump System Optimization | Per Unit | 5621.7086 | 0.75703 | 0.73703 | 10 | 164.1818
DEF | MM_Pump Improved Controls | Per Unit | 1457.7093 | 0.1963 | 0.19111 | 15 | 93.008
DEF | MM_Motor Optimization | Per Unit | 17489.6043 | 2.3552 | 2.293 | 10 | 1418.0435
DEF | MM_Motor Improved Controls | Per Unit | 1025.1909 | 0.13805 | 0.13441 | 15 | 46.4788
DEF | MM_Pump Equipment Upgrade | Per Unit | 3485.7105 | 0.46939 | 0.45699 | 15 | 512.103
DEF | MM_Motor Equipment Upgrades | Per Unit | 1708.6203 | 0.23008 | 0.22401 | 10 | 312.9546
DEF | MM_Fan System Optimization | Per Unit | 123934.3419 | 16.6891 | 16.2483 | 10 | 2554.6138
DEF | MM_Fan Improved Controls | Per Unit | 10698.5951 | 1.4407 | 1.4026 | 15 | 263.212
DEF | MM_Fan Equipment Upgrades | Per Unit | 1834.1562 | 0.24699 | 0.24047 | 15 | 269.465
DEF | MM_Lighting Controls | Per Unit | 5907.8581 | 0.84327 | 0.81968 | 10 | 940.3209
DEF | MM_Efficient Lighting - Other Interior Lighting | Per Unit | 36124.0531 | 5.1562 | 5.012 | 14 | 14390.8479
DEF | MM_Efficient Lighting - High Bay | Per Unit | 53527.8808 | 7.6404 | 7.4267 | 14 | 11554.4935
DEF | MM_HVAC Recommissioning | Per Unit | 136813.0954 | 19.4895 | 19.0167 | 10 | 159340.4103
DEF | MM_HVAC Improved Controls | Per Unit | 17428.0128 | 2.4827 | 2.4225 | 15 | 1021.3014
DEF | MM_Building Envelope Improvements | Per Unit | 15422.3604 | 2.197 | 2.1437 | 15 | 1988.4516
DEF | MM_HVAC Equipment Upgrades | Per Unit | 27956.3011 | 3.9825 | 3.8859 | 18 | 4154.5797
DEF | MM_Lighting Controls - Exterior | Per Unit | 819.9344 | 0 | 0 | 10 | 130.5044
DEF | MM_Efficient Lighting - Exterior | Per Unit | 4625.945 | 0 | 0 | 14 | 529.1987
DEF | MM_Compressed Air System Optimization | Per Unit | 6253.9377 | 0.84216 | 0.81992 | 10 | 297.8466
DEF | MM_Compressed Air Controls | Per Unit | 11986.9902 | 1.6142 | 1.5715 | 13 | 603.3582
DEF | MM_Compressed Air Equipment | Per Unit | 10315.4905 | 1.3891 | 1.3524 | 15 | 1017.9394
DEF | MS_Process Other Systems Optimization | Per Unit | 1670.5969 | 0.22999 | 0.22432 | 5 | 38.7216
DEF | MS_Plant Energy Management | Per Unit | 56579.6115 | 7.7499 | 7.5949 | 11 | 1311.4189
DEF | MS_Process Heat System Optimization | Per Unit | 595.3136 | 0.081958 | 0.079937 | 2 | 92.1464
DEF | MS_Process Heat Improved Controls | Per Unit | 2145.1577 | 0.29533 | 0.28805 | 15 | 1925.1305
DEF | MS_Process Refrig System Optimization | Per Unit | 15415.678 | 2.1223 | 2.07 | 5 | 4909.5059
DEF | MS_Process Refrig Controls | Per Unit | 3143.1506 | 0.43272 | 0.42205 | 15 | 2765.9725
DEF | MS_Process Refrig Equipment Upgrade | Per Unit | 974.7651 | 0.1342 | 0.13089 | 10 | 230.9323
DEF | MS_Pump System Optimization | Per Unit | 33454.2682 | 4.505 | 4.386 | 10 | 4705.0852
DEF | MS_Pump Improved Controls | Per Unit | 1630.6752 | 0.21959 | 0.21379 | 15 | 104.0439
DEF | MS_Motor Optimization | Per Unit | 2681.8132 | 0.36114 | 0.3516 | 10 | 1661.3108
DEF | MS_Motor Improved Controls | Per Unit | 1620.7403 | 0.21825 | 0.21249 | 15 | 103.41
DEF | MS_Pump Equipment Upgrade | Per Unit | 13493.2984 | 1.817 | 1.769 | 15 | 1796.6964
DEF | MS_Motor Equipment Upgrades | Per Unit | 2620.2445 | 0.35284 | 0.34353 | 10 | 570.1896
DEF | MS_Fan Improved Controls | Per Unit | 11371.2977 | 1.5313 | 1.4908 | 15 | 279.7622
DEF | MS_Fan Equipment Upgrades | Per Unit | 2186.2648 | 0.2944 | 0.28663 | 15 | 398.7667
DEF | MS_Lighting Controls | Per Unit | 19634.1182 | 2.8025 | 2.7241 | 10 | 2216.4053
DEF | MS_Efficient Lighting - Other Interior Lighting | Per Unit | 36828.0922 | 5.2567 | 5.1097 | 14 | 14671.3178
DEF | MS_Efficient Lighting - High Bay | Per Unit | 50621.8817 | 7.2256 | 7.0235 | 14 | 10927.2067
DEF | MS_HVAC Improved Controls | Per Unit | 30703.6946 | 4.3739 | 4.2677 | 15 | 191.5543
DEF | MS_Building Envelope Improvements | Per Unit | 33922.7365 | 4.8324 | 4.7152 | 15 | 3386.5677
DEF | MS_HVAC Equipment Upgrades | Per Unit | 120815.3072 | 17.2106 | 16.793 | 18 | 39257.6354
DEF | MS_Lighting Controls - Exterior | Per Unit | 1660.7999 | 0 | 0 | 10 | 187.4801
DEF | MS_Efficient Lighting - Exterior | Per Unit | 9369.9808 | 0 | 0 | 14 | 1071.9067
DEF | MS_Compressed Air System Optimization | Per Unit | 7355.6644 | 0.99052 | 0.96436 | 10 | 543.7681
DEF | MS_Compressed Air Controls | Per Unit | 14754.4726 | 1.9869 | 1.9344 | 13 | 95.8867
DEF | MS_Compressed Air Equipment | Per Unit | 2989.2532 | 0.40254 | 0.3919 | 15 | 43.0905
DEF | PR_Process Other Systems Optimization | Per Unit | 21978.0463 | 3.0258 | 2.9512 | 5 | 4236.9871
DEF | PR_Plant Energy Management | Per Unit | 1664212.8395 | 228.1484 | 222.8205 | 11 | 38573.615
DEF | PR_Process Heat System Optimization | Per Unit | 65676.9902 | 9.0419 | 8.819 | 2 | 11388.6827
DEF | PR_Process Heat Improved Controls | Per Unit | 39560.2562 | 5.4463 | 5.3121 | 15 | 35502.5914
DEF | PR_Process Refrig System Optimization | Per Unit | 29313.6675 | 4.0357 | 3.9362 | 5 | 163.1074
DEF | PR_Process Refrig Controls | Per Unit | 12105.7144 | 1.6666 | 1.6255 | 15 | 10653.0286
DEF | PR_Process Refrig Equipment Upgrade | Per Unit | 65625.8542 | 9.0349 | 8.8121 | 10 | 9647.9667
DEF | PR_Pump System Optimization | Per Unit | 234974.739 | 31.642 | 30.8062 | 10 | 1968.3584
DEF | PR_Pump Improved Controls | Per Unit | 26368.3417 | 3.5508 | 3.457 | 15 | 1682.4106
DEF | PR_Motor Optimization | Per Unit | 387402.12 | 52.168 | 50.7901 | 10 | 23827.5647
DEF | PR_Motor Improved Controls | Per Unit | 26526.9308 | 3.5721 | 3.4778 | 15 | 1692.5293
DEF | PR_Pump Equipment Upgrade | Per Unit | 116873.6972 | 15.7383 | 15.3227 | 15 | 13001.1485
DEF | PR_Motor Equipment Upgrades | Per Unit | 18477.8079 | 2.4882 | 2.4225 | 10 | 3192.2183
DEF | PR_Fan System Optimization | Per Unit | 2535766.3289 | 341.469 | 332.4501 | 10 | 8254.3938
DEF | PR_Fan Improved Controls | Per Unit | 174065.0206 | 23.4398 | 22.8207 | 15 | 4282.4325
DEF | PR_Fan Equipment Upgrades | Per Unit | 60598.2127 | 8.1602 | 7.9447 | 15 | 6741.0066
DEF | PR_Lighting Controls | Per Unit | 73938.6068 | 10.5538 | 10.2586 | 10 | 10868.1544
DEF | PR_Efficient Lighting - Other Interior Lighting | Per Unit | 226054.1938 | 32.2664 | 31.3638 | 14 | 90053.8891
DEF | PR_Efficient Lighting - High Bay | Per Unit | 437989.3061 | 62.5174 | 60.7686 | 14 | 94544.0885
DEF | PR_HVAC Improved Controls | Per Unit | 6770.2263 | 0.96444 | 0.94104 | 15 | 210.9535
DEF | PR_Building Envelope Improvements | Per Unit | 16913.0965 | 2.4093 | 2.3509 | 15 | 2197.6911
DEF | PR_HVAC Equipment Upgrades | Per Unit | 127503.0308 | 18.1633 | 17.7226 | 18 | 30545.6075
DEF | PR_Lighting Controls - Exterior | Per Unit | 6988.4661 | 0 | 0 | 10 | 1027.2269
DEF | PR_Efficient Lighting - Exterior | Per Unit | 39427.8643 | 0 | 0 | 14 | 4510.4675
DEF | PR_Compressed Air System Optimization | Per Unit | 112921.8888 | 15.2062 | 14.8046 | 10 | 5165.6737
DEF | PR_Compressed Air Controls | Per Unit | 131403.4751 | 17.6949 | 17.2276 | 13 | 5983.7057
DEF | PR_Compressed Air Equipment | Per Unit | 339422.5876 | 45.707 | 44.4998 | 15 | 41026.0643
DEF | ST_Process Other Systems Optimization | Per Unit | 9365.3397 | 1.2893 | 1.2576 | 5 | 217.0726
DEF | ST_Plant Energy Management | Per Unit | 197112.0879 | 26.8125 | 26.1645 | 11 | 4568.722
DEF | ST_Process Heat System Optimization | Per Unit | 3805.5337 | 0.52392 | 0.511 | 2 | 1239.4107
DEF | ST_Process Heat Improved Controls | Per Unit | 8958.6927 | 1.2334 | 1.203 | 15 | 8039.8065
DEF | ST_Process Heat Equipment Upgrade | Per Unit | 376276.2819 | 51.8028 | 50.5255 | 10 | 87296.0949
DEF | ST_Process Refrig Controls | Per Unit | 4390.4523 | 0.60444 | 0.58954 | 15 | 3863.598
DEF | ST_Process Refrig Equipment Upgrade | Per Unit | 7501.0965 | 1.0327 | 1.0072 | 10 | 1932.3675
DEF | ST_Pump System Optimization | Per Unit | 0 | 0 | 0 | 10 | 0
DEF | ST_Pump Improved Controls | Per Unit | 7090.2074 | 0.95477 | 0.92956 | 15 | 452.3849
DEF | ST_Motor Optimization | Per Unit | 80940.4191 | 10.8995 | 10.6116 | 10 | 5286.5415
DEF | ST_Motor Improved Controls | Per Unit | 7133.3107 | 0.96058 | 0.93521 | 15 | 455.1351
DEF | ST_Pump Equipment Upgrade | Per Unit | 14257.8149 | 1.92 | 1.8693 | 15 | 2600.573
DEF | ST_Motor Equipment Upgrades | Per Unit | 5860.0753 | 0.78912 | 0.76828 | 10 | 358.7306
DEF | ST_Fan Improved Controls | Per Unit | 45609.9026 | 6.1419 | 5.9797 | 15 | 1122.1171
DEF | ST_Fan Equipment Upgrades | Per Unit | 8769.0367 | 1.1808 | 1.1497 | 15 | 1599.44
DEF | ST_Lighting Controls | Per Unit | 11589.7086 | 1.6543 | 1.608 | 10 | 1737.1457
DEF | ST_Efficient Lighting - Other Interior Lighting | Per Unit | 51559.0801 | 7.3594 | 7.1535 | 14 | 20539.7458
DEF | ST_Efficient Lighting - High Bay | Per Unit | 42554.5677 | 6.0741 | 5.9042 | 14 | 9185.8015
DEF | ST_HVAC Improved Controls | Per Unit | 2148.0179 | 0.30599 | 0.29857 | 15 | 87.4718
DEF | ST_Building Envelope Improvements | Per Unit | 4602.4232 | 0.65563 | 0.63973 | 15 | 712.6628
DEF | ST_HVAC Equipment Upgrades | Per Unit | 5228.1215 | 0.74477 | 0.7267 | 18 | 650.9074
DEF | ST_Lighting Controls - Exterior | Per Unit | 1396.1279 | 0 | 0 | 10 | 209.2613
DEF | ST_Efficient Lighting - Exterior | Per Unit | 7876.7416 | 0 | 0 | 14 | 901.0832
DEF | ST_Compressed Air System Optimization | Per Unit | 30017.576 | 4.0422 | 3.9354 | 10 | 1848.3349
DEF | ST_Compressed Air Controls | Per Unit | 10038.8735 | 1.3518 | 1.3161 | 13 | 536.2723
DEF | ST_Compressed Air Equipment | Per Unit | 33700.0065 | 4.5381 | 4.4182 | 15 | 7460.3842
DEF | TX_Process Other Systems Optimization | Per Unit | 1095.101 | 0.15076 | 0.14705 | 5 | 59.825
DEF | TX_Process Heat System Optimization | Per Unit | 811.0722 | 0.11166 | 0.10891 | 2 | 858.355
DEF | TX_Process Heat Equipment Upgrade | Per Unit | 63967.7385 | 8.8066 | 8.5894 | 10 | 2389.621
DEF | TX_Process Refrig Controls | Per Unit | 717.0256 | 0.098714 | 0.096281 | 15 | 630.9825
DEF | TX_Process Refrig Equipment Upgrade | Per Unit | 1786.4567 | 0.24595 | 0.23988 | 10 | 294.0994
DEF | TX_Pump Improved Controls | Per Unit | 1004.3221 | 0.13524 | 0.13167 | 15 | 64.08
DEF | TX_Motor Optimization | Per Unit | 640892.2198 | 86.3032 | 84.0238 | 10 | 196270.8204
DEF | TX_Motor Improved Controls | Per Unit | 998.2033 | 0.13442 | 0.13087 | 15 | 63.6896
DEF | TX_Pump Equipment Upgrade | Per Unit | 2896.7309 | 0.39008 | 0.37977 | 15 | 370.4397
DEF | TX_Motor Equipment Upgrades | Per Unit | 1834.7424 | 0.24707 | 0.24054 | 10 | 258.1132
DEF | TX_Fan Improved Controls | Per Unit | 7484.143 | 1.0078 | 0.9812 | 15 | 184.1285
DEF | TX_Fan Equipment Upgrades | Per Unit | 2146.0325 | 0.28899 | 0.28135 | 15 | 274.4389
DEF | TX_Lighting Controls | Per Unit | 3188.6411 | 0.45514 | 0.44241 | 10 | 409.4147
DEF | TX_Efficient Lighting - Other Interior Lighting | Per Unit | 34820.266 | 4.9701 | 4.8311 | 14 | 13871.4541
DEF | TX_Efficient Lighting - High Bay | Per Unit | 15541.4455 | 2.2183 | 2.1563 | 14 | 3354.7664
DEF | TX_HVAC Recommissioning | Per Unit | 37613.0228 | 5.3581 | 5.2281 | 10 | 2232.5819
DEF | TX_HVAC Improved Controls | Per Unit | 18464.6025 | 2.6304 | 2.5665 | 15 | 60.4637
DEF | TX_Building Envelope Improvements | Per Unit | 3537.1311 | 0.50388 | 0.49165 | 15 | 996.2266
DEF | TX_HVAC Equipment Upgrades | Per Unit | 13042.6569 | 1.858 | 1.8129 | 18 | 1664.8533
DEF | TX_Lighting Controls - Exterior | Per Unit | 509.8829 | 0 | 0 | 10 | 65.4679
DEF | TX_Efficient Lighting - Exterior | Per Unit | 2876.6818 | 0 | 0 | 14 | 329.0865
DEF | TX_Compressed Air System Optimization | Per Unit | 5081.0506 | 0.68422 | 0.66615 | 10 | 253.9349
DEF | TX_Compressed Air Controls | Per Unit | 6281.3043 | 0.84585 | 0.82351 | 13 | 344.7971
DEF | TX_Compressed Air Equipment | Per Unit | 6344.4282 | 0.85435 | 0.83178 | 15 | 798.8025
DEF | TR_Process Other Systems Optimization | Per Unit | 346.5958 | 0.047717 | 0.04654 | 5 | 8.0335
DEF | TR_Plant Energy Management | Per Unit | 100644.2398 | 13.79 | 13.5223 | 11 | 2332.7618
DEF | TR_Process Heat System Optimization | Per Unit | 3010.6822 | 0.41449 | 0.40427 | 2 | 279.1346
DEF | TR_Process Heat Improved Controls | Per Unit | 730.3468 | 0.10055 | 0.098069 | 15 | 655.4357
DEF | TR_Process Refrig Controls | Per Unit | 3821.1056 | 0.52606 | 0.51309 | 15 | 3362.5729
DEF | TR_Process Refrig Equipment Upgrade | Per Unit | 1677.5458 | 0.23095 | 0.22526 | 10 | 205.2713
DEF | TR_Pump System Optimization | Per Unit | 489668.0086 | 65.9392 | 64.1976 | 10 | 38354.2189
DEF | TR_Pump Improved Controls | Per Unit | 3453.7006 | 0.46508 | 0.4528 | 15 | 220.3606
DEF | TR_Motor Optimization | Per Unit | 21505.0016 | 2.8959 | 2.8194 | 10 | 1801.4874
DEF | TR_Motor Improved Controls | Per Unit | 3432.659 | 0.46225 | 0.45004 | 15 | 219.018
DEF | TR_Pump Equipment Upgrade | Per Unit | 5415.3538 | 0.72924 | 0.70998 | 15 | 1374.3085
DEF | TR_Motor Equipment Upgrades | Per Unit | 16203.0234 | 2.1819 | 2.1243 | 10 | 509.6579
DEF | TR_Fan System Optimization | Per Unit | 88612.4599 | 11.9326 | 11.6175 | 10 | 3106.7158
DEF | TR_Fan Improved Controls | Per Unit | 510036.1324 | 68.682 | 66.868 | 15 | 5028.1091
DEF | TR_Fan Equipment Upgrades | Per Unit | 2472.447 | 0.33294 | 0.32415 | 15 | 627.4576
DEF | TR_Lighting Controls | Per Unit | 19819.6029 | 2.829 | 2.7499 | 10 | 2605.199
DEF | TR_Efficient Lighting - Other Interior Lighting | Per Unit | 161413.7562 | 23.0398 | 22.3953 | 14 | 64302.8836
DEF | TR_Efficient Lighting - High Bay | Per Unit | 71122.4313 | 10.1518 | 9.8678 | 14 | 15352.442
DEF | TR_HVAC Recommissioning | Per Unit | 322838.445 | 45.9895 | 44.8737 | 10 | 75167.4045
DEF | TR_HVAC Improved Controls | Per Unit | 27507.8982 | 3.9186 | 3.8235 | 15 | 414.1519
DEF | TR_Building Envelope Improvements | Per Unit | 39286.2538 | 5.5965 | 5.4607 | 15 | 5322.6586
DEF | TR_HVAC Equipment Upgrades | Per Unit | 122784.9788 | 17.4912 | 17.0668 | 18 | 15286.8779
DEF | TR_Lighting Controls - Exterior | Per Unit | 1271.0786 | 0 | 0 | 10 | 167.0776
DEF | TR_Efficient Lighting - Exterior | Per Unit | 13164.5801 | 0 | 0 | 14 | 1506.0012
DEF | TR_Compressed Air System Optimization | Per Unit | 20651.2534 | 2.7809 | 2.7075 | 10 | 1261.202
DEF | TR_Compressed Air Controls | Per Unit | 12434.0217 | 1.6744 | 1.6302 | 13 | 846.5341
DEF | TR_Compressed Air Equipment | Per Unit | 38246.9872 | 5.1504 | 5.0143 | 15 | 3314.5964
DEF | WW_Process Other Systems Optimization | Per Unit | 3312.6787 | 0.45606 | 0.44482 | 5 | 108.3793
DEF | WW_Plant Energy Management | Per Unit | 2315.9624 | 0.31597 | 0.3089 | 11 | 53.6801
DEF | WW_Process Heat System Optimization | Per Unit | 120.4404 | 0.016581 | 0.016172 | 2 | 37.3068
DEF | WW_Process Heat Improved Controls | Per Unit | 190.5348 | 0.026231 | 0.025585 | 15 | 183.492
DEF | WW_Process Refrig System Optimization | Per Unit | 6470.0002 | 0.89074 | 0.86878 | 5 | 731.0431
DEF | WW_Process Refrig Controls | Per Unit | 2105.2056 | 0.28983 | 0.28268 | 15 | 139.6375
DEF | WW_Process Refrig Equipment Upgrade | Per Unit | 573.4031 | 0.078942 | 0.076995 | 10 | 118.5269
DEF | WW_Pump System Optimization | Per Unit | 879.0549 | 0.11837 | 0.11525 | 10 | 58.3327
DEF | WW_Pump Improved Controls | Per Unit | 79.3402 | 0.010684 | 0.010402 | 15 | 5.0622
DEF | WW_Motor Optimization | Per Unit | 200.4768 | 0.026996 | 0.026283 | 10 | 91.4317
DEF | WW_Motor Improved Controls | Per Unit | 1152.5025 | 0.1552 | 0.1511 | 15 | 119.5222
DEF | WW_Pump Equipment Upgrade | Per Unit | 884.8523 | 0.11916 | 0.11601 | 15 | 117.8223
DEF | WW_Motor Equipment Upgrades | Per Unit | 249.7411 | 0.03363 | 0.032742 | 10 | 41.6324
DEF | WW_Fan System Optimization | Per Unit | 7931.2334 | 1.068 | 1.0398 | 10 | 280.1056
DEF | WW_Fan Improved Controls | Per Unit | 8382.3634 | 1.1288 | 1.099 | 15 | 279.3793
DEF | WW_Fan Equipment Upgrades | Per Unit | 294.5135 | 0.039659 | 0.038612 | 15 | 53.7182
DEF | WW_Lighting Controls | Per Unit | 174.3018 | 0.024879 | 0.024183 | 10 | 24.3877
DEF | WW_Efficient Lighting - Other Interior Lighting | Per Unit | 1232.6003 | 0.17594 | 0.17102 | 14 | 491.0347
DEF | WW_Efficient Lighting - High Bay | Per Unit | 1113.9854 | 0.15901 | 0.15456 | 14 | 240.4642
DEF | WW_HVAC Recommissioning | Per Unit | 9118.9073 | 1.299 | 1.2675 | 10 | 2106.7351
DEF | WW_HVAC Improved Controls | Per Unit | 803.3351 | 0.11444 | 0.11166 | 15 | 40.5593
DEF | WW_Building Envelope Improvements | Per Unit | 232.2248 | 0.033081 | 0.032279 | 15 | 33.5325
DEF | WW_HVAC Equipment Upgrades | Per Unit | 469.9707 | 0.066949 | 0.065325 | 18 | 64.5317
DEF | WW_Lighting Controls - Exterior | Per Unit | 23.7289 | 0 | 0 | 10 | 3.3201
DEF | WW_Efficient Lighting - Exterior | Per Unit | 133.8751 | 0 | 0 | 14 | 15.315
DEF | WW_Compressed Air System Optimization | Per Unit | 414.0329 | 0.055754 | 0.054282 | 10 | 22.3453
DEF | WW_Compressed Air Controls | Per Unit | 360.7789 | 0.048583 | 0.0473 | 13 | 19.9531
DEF | WW_Compressed Air Equipment | Per Unit | 674.4357 | 0.09082 | 0.088421 | 15 | 69.8334

## CHP
Source: | Nexant DEF_ Results_Comparison
Company | Measure Name | Unit of Measure | Target Annual kWh Savings | Target Annual Summer Coincident kW | Target Annual Winter Coincident kW | Measure Life | Incremental Measure Cost
DEF | 5500 kW Steam Turbine-Biomass | Per Unit | 43362000 | 5500 | 3788.1465 | 25 | 90968203.7809
DEF | 3500 kW Steam Turbine-Biomass | Per Unit | 27594000 | 3500 | 2410.6387 | 25 | 61666179.0225
DEF | 3500 kW Gas Turbine | Per Unit | 24834600 | 3500 | 2410.6387 | 20 | 62403837.5321
DEF | 3000 kW Gas Turbine | Per Unit | 21286800 | 3000 | 2066.2617 | 20 | 54478326.5275
DEF | 2500 kW Gas Turbine | Per Unit | 17739000 | 2500 | 1721.8848 | 20 | 46269380.2585
DEF | 4500 kW Reciprocating Engine | Per Unit | 15768000 | 4500 | 3099.3926 | 20 | 32749789.3682
DEF | 1500 kW Steam Turbine-Biomass | Per Unit | 11826000 | 1500 | 1033.1309 | 25 | 24452129.0642
DEF | 3000 kW Reciprocating Engine | Per Unit | 10512000 | 3000 | 2066.2617 | 20 | 22010117.8574
DEF | 1125 kW Fuel Cell | Per Unit | 6997050 | 1125 | 774.8482 | 10 | 8910583.1657
DEF | 800 kW Fuel Cell-Biogas | Per Unit | 4975680 | 800 | 551.0031 | 10 | 7113497.461
DEF | 1250 kW Reciprocating Engine | Per Unit | 4380000 | 1250 | 860.9424 | 20 | 10352181.269
DEF | 1250 kW Reciprocating Engine-Biogas | Per Unit | 4380000 | 1250 | 860.9424 | 20 | 10670597.6256
DEF | 500 kW Fuel Cell | Per Unit | 3109800 | 500 | 344.377 | 10 | 5117510.2055
DEF | 350 kW Reciprocating Engine | Per Unit | 1226400 | 350 | 241.0639 | 20 | 3336127.569
DEF | 175 kW Fuel Cell | Per Unit | 1088430 | 175 | 120.5319 | 10 | 3145112.2662
DEF | 200 kW Micro Turbine | Per Unit | 858480 | 200 | 137.7508 | 10 | 2217231.561
DEF | 150 kW Reciprocating Engine | Per Unit | 525600 | 150 | 103.3131 | 20 | 1498980.0004
DEF | 100 kW Micro Turbine | Per Unit | 429240 | 100 | 68.8754 | 10 | 1135611.8413
DEF | 100 kW Micro Turbine- Biogas | Per Unit | 429240 | 100 | 68.8754 | 10 | 1172139.7388
DEF | 50 kW Micro Turbine | Per Unit | 214620 | 50 | 34.4377 | 10 | 586746.6454

## LF-based Av Energy Escalators (hidden)
1 | 2 | 3 | 4 | 5 | 6 | 7 | 8 | 9 | 10 | 11 | 12 | 13 | 14 | 15 | 16 | 17 | 18 | 19 | 20 | 21 | 22 | 23 | 24 | 25 | 26 | 27 | 28 | 29 | 30 | 31 | 32
Measure Name | 2015 | 2016 | 2017 | 2018 | 2019 | 2020 | 2021 | 2022 | 2023 | 2024 | 2025 | 2026 | 2027 | 2028 | 2029 | 2030 | 2031 | 2032 | 2033 | 2034 | 2035 | 2036 | 2037 | 2038 | 2039 | 2040 | 2041 | 2042 | 2043 | 2044 | 2045
#REF! | 0 | 0 | 0 | #REF! | #REF! | #REF! | #REF! | #REF! | #REF! | #REF! | #REF! | #REF! | #REF! | #REF! | #REF! | #REF! | #REF! | #REF! | #REF! | #REF! | #REF! | #REF! | #REF! | #REF! | #REF! | #REF! | #REF! | 0 | 0 | 0 | 0
#REF! | 0 | 0 | 0 | #REF! | #REF! | #REF! | #REF! | #REF! | #REF! | #REF! | #REF! | #REF! | #REF! | #REF! | #REF! | #REF! | #REF! | #REF! | #REF! | #REF! | #REF! | #REF! | #REF! | #REF! | #REF! | #REF! | #REF! | 0 | 0 | 0 | 0