## Staff ROG4
Technical Potential – Excluded Measures
Customer | Measure | Measure | Reason for
Class | Type | Name | Exclusion
HVAC | Unit | AC Heat Recovery Units | Applies mostly to lower than current code SEERs
HVAC | Ancillary | HVAC Proper Sizing | Code requirement
Motor | Pump | High Efficiency One Speed Pool Pump (1.5 hp) | Code/standard practice, and more efficient measures included in study (two-speed and variable speed pool pumps)
Lighting-Exterior | LED | LED Exit Sign | Code/standard practice
Lighting-Interior | Other | High Pressure Sodium 250W Lamp | More efficient measure (LED) included in study
Lighting-Interior | Other | PSMH, 250W, magnetic ballast | More efficient measure (LED) included in study
Compressed Air | Optimization | Compressed Air-O&M | Behavioral measure
Fans | Optimization | Fans - O&M | Behavioral measure
Pumps | Optimization | Pumps - O&M | Behavioral measure
Process Other | Optimization | Bakery - Process (Mixing) - O&M | Behavioral measure
Process Other | Optimization | O&M/drives spinning machines | Behavioral measure
Process Other | Optimization | O&M - Extruders/Injection Moulding | Behavioral measure

## Staff ROG15
Technical Potential – Measure Savings
| Customer | Measure | Measure | Summer | Winter | Annual
| Class | Type | Name | Peak | Peak | Energy
|  |  |  | (MW) | (MW) | (GWh)
| Residential | Electronics | Smart Power Strip | 1.5334 | 1.1965 | 13.9209
| Residential | Electronics | ENERGY STAR TV | 6.5181 | 3.8992 | 32.5938
| Residential | Domestic Hot Water | Water Heater Timeclock | 0 | 0 | 15.0025
| Residential | Domestic Hot Water | Water Heater Thermostat Setback (temperature check card) | 0.025934 | 0.055826 | 0.28793
| Residential | Domestic Hot Water | Water Heater Blanket | 1.6003 | 3.4449 | 17.7675
| Residential | Domestic Hot Water | Thermostatic Shower Restriction Valve | 0.087732 | 0.18885 | 0.97403
| Residential | Domestic Hot Water | Low Flow Showerhead | 2.138 | 4.6023 | 23.7372
| Residential | Domestic Hot Water | Hot Water Pipe Insulation | 0.9761 | 2.1012 | 10.837
| Residential | Domestic Hot Water | Heat Trap | 0.51779 | 1.1146 | 5.7487
| Residential | Domestic Hot Water | Faucet Aerator | 0.45474 | 0.97887 | 5.0487
| Residential | Domestic Hot Water | Drain Water Heat Recovery | 1.4439 | 3.1082 | 16.0311
| Residential | Domestic Hot Water | Solar Water Heater | 22.2558 | 3.1246 | 297.7688
| Residential | HVAC | Wall Insulation | 21.7397 | 15.8111 | 29.3072
| Residential | HVAC | Storm Door | 0 | 0 | 0
| Residential | HVAC | Spray Foam Insulation (Base: R30) | 90.927 | 54.3466 | 178.9046
| Residential | HVAC | Spray Foam Insulation (Base: R2) | 233.8713 | 90.4557 | 365.4317
| Residential | HVAC | Spray Foam Insulation (Base: R19) | 20.72 | 11.5351 | 38.4429
| Residential | HVAC | Spray Foam Insulation (Base: R12) | 70.9474 | 39.2849 | 126.7231
| Residential | HVAC | Smart Thermostats | 0 | 0 | 70.1307
| Residential | HVAC | Sealed crawlspace | 0 | 0.80185 | 0.5686
| Residential | HVAC | Radiant Barrier | 4.8404 | 2.2731 | 7.4401
| Residential | HVAC | Programmable Thermostat | 0 | 0 | 1.2684
| Residential | HVAC | HVAC ECM Motor | 0 | 1.7758 | 1.0229
| Residential | HVAC | Home Energy Management System | 7.2773 | 2.607 | 7.4264
| Residential | HVAC | Heat Pump Tune Up | 0 | 0 | 0
| Residential | HVAC | Green Roof | 1.361 | 0.50455 | 1.9267
| Residential | HVAC | Floor Insulation | 0 | 0.025284 | 0.03902
| Residential | HVAC | ENERGY STAR Windows | 68.5219 | 20.8783 | 136.1583
| Residential | HVAC | ENERGY STAR Door | 9.8659 | 3.8217 | 16.8885
| Residential | HVAC | ENERGY STAR Certified Roof Products | 180.7465 | 65.1478 | 249.6801
| Residential | HVAC | Duct Repair | 129.7812 | 37.8039 | 163.894
| Residential | HVAC | Duct Insulation | 0 | 0 | 0
| Residential | HVAC | Ceiling Insulation (R30 to R38) | 0.35472 | 1.0151 | 1.2124
| Residential | HVAC | Ceiling Insulation (R2 to R38) | 19.3746 | 9.9461 | 30.7397
| Residential | HVAC | Ceiling Insulation (R19 to R38) | 0.96093 | 0.57718 | 1.5704
| Residential | HVAC | Ceiling Insulation (R12 to R38) | 4.9215 | 2.9493 | 8.0572
| Residential | HVAC | Air Sealing/Infiltration Control | 89.4198 | 30.456 | 119.8713
| Residential | HVAC | Solar Attic Fan | 1.2191 | 0 | 3.545
| Residential | HVAC | Window Sun Protection | 26.9337 | -42.2549 | 61.381
| Residential | HVAC | Central AC Tune Up | 0 | 0 | 0
| Residential | HVAC | Variable Refrigerant Flow (VRF) HVAC Systems | 1.451 | 3.9824 | 4.8215
| Residential | HVAC | ENERGY STAR Room AC | 2.1825 | 0 | 4.268
| Residential | Appliances | Removal of 2nd Refrigerator/Freezer | 4.2222 | 3.7804 | 37.0026
| Residential | Appliances | ENERGY STAR Refrigerator | 17.5444 | 15.7086 | 153.7542
| Residential | Cooking | High-Efficiency Induction Cooktop | 11.6569 | 1.9428 | 28.3088
| Residential | Miscellaneous | Variable Speed Pool Pump | 28.5087 | 32.1182 | 190.6371
| Residential | Miscellaneous | Two Speed Pool Pump | 0 | 0 | 0
| Residential | Miscellaneous | Solar Powered Pool Pumps | 0 | 0 | 0
| Residential | Miscellaneous | Solar Pool Heater | 0 | 0 | 49.3203
| Residential | Miscellaneous | Heat Pump Pool Heater | 0 | 0 | 144.911
| Residential | Domestic Hot Water | Instantaneous Hot Water System | -0.0062066 | 0.073787 | 0.26791
| Residential | Cooking | High Efficiency Convection Oven | 9.6346 | 1.6058 | 23.3975
| Residential | Electronics | ENERGY STAR Audio/Video Equipment | 0 | 0 | 53.3882
| Residential | Miscellaneous | ENERGY STAR Dehumidifier | 0.63337 | 0.11997 | 3.8618
| Residential | Lighting | Interior Lighting Controls | 0.80698 | 0.60934 | 5.9502
| Residential | Lighting | Exterior Lighting Controls | 0 | 0 | 0.60762
| Residential | Lighting | LED -5W Chandelier | 1.1765 | 1.2353 | 13.3752
| Residential | Lighting | LED - 9W Flood | 30.5705 | 32.0971 | 347.5449
| Residential | Lighting | LED - 14W | 22.1272 | 23.2322 | 251.5563
| Residential | Lighting | Low Wattage T8 Fixture | 0 | 0 | 0
| Residential | Lighting | Linear LED | 0 | 4.5623e-06 | 78.3248
| Residential | Electronics | ENERGY STAR Personal Computer | 15.0031 | 3.2164 | 94.6294
| Residential | Electronics | ENERGY STAR Imaging Equipment | 0.20289 | 0.11847 | 2.2379
| Residential | HVAC | Ground Source Heat Pump (GSHP) | 2.2356 | 0.62971 | 1.652
| Residential | HVAC | 21 SEER Air Source Heat Pump from base electric resistance heating | 399.7903 | 380.4826 | 792.6666
| Residential | HVAC | 21 SEER Air Source Heat Pump | 363.9114 | 530.3406 | 828.5384
| Residential | HVAC | 14 SEER Air Source Heat Pump from base electric resistance heating | 0 | 0 | 0
| Residential | HVAC | 18 SEER Air Source Heat Pump | 0 | 0 | 0
| Residential | HVAC | 17 SEER Air Source Heat Pump | 0 | 0 | 0
| Residential | HVAC | 16 SEER Air Source Heat Pump | 0 | 0 | 0
| Residential | HVAC | 15 SEER Air Source Heat Pump | 0 | 0 | 0
| Residential | Domestic Hot Water | Heat Pump Water Heater | 29.1855 | 89.3125 | 324.194
| Residential | Appliances | ENERGY STAR Freezer | 0.37233 | 0.33337 | 3.263
| Residential | Miscellaneous | ENERGY STAR Ceiling Fan | 0 | 0.0049161 | 43.0687
| Residential | Miscellaneous | ENERGY STAR Bathroom Ventilating Fan | 1.1466 | 4.5863 | 32.7552
| Residential | Lighting | LED - 9W Flood (Exterior) | 0 | 0 | 22.3982
| Residential | Lighting | CFL - 15W Flood (Exterior) | 0 | 0 | 0
| Residential | Appliances | ENERGY STAR Dishwasher | 0.41444 | 0.45054 | 3.7853
| Residential | Appliances | ENERGY STAR Clothes Washer | 6.3396 | 1.5638 | 21.2914
| Residential | Appliances | Heat Pump Clothes Dryer | 16.3871 | 8.8238 | 111.4334
| Residential | Appliances | ENERGY STAR Clothes Dryer | 7.8566 | 4.2305 | 53.4254
| Residential | HVAC | 21 SEER Central AC | 235.0514 | 0 | 459.653
| Residential | HVAC | 18 SEER Central AC | 0 | 0 | 0
| Residential | HVAC | 17 SEER Central AC | 0 | 0 | 0
| Residential | HVAC | 16 SEER Central AC | 0 | 0 | 0
| Residential | HVAC | 15 SEER Central AC | 0 | 0 | 0
| Residential | Electronics | ENERGY STAR Air Purifier / Cleaner | 6.1452 | 4.4343 | 46.3739
| Commercial | Multiple | Retro-Commissioning | 71.3742 | 125.6569 | 317.5021
| Commercial | Refrigeration | Strip Curtains for Walk-ins | 0.040272 | 0.013814 | 0.28241
| Commercial | Refrigeration | Refrigerated Display Case Lighting Controls | 0.11474 | 0.10721 | 0.83527
| Commercial | Refrigeration | PSC to ECM Evaporator Fan Motor (Walk-In, Refrigerator) | 1.4135 | 0.567 | 10.4651
| Commercial | Refrigeration | PSC to ECM Evaporator Fan Motor (Reach-In) | 1.4814 | 0.56759 | 10.9494
| Commercial | Refrigeration | Night Covers for Display Cases | 0.081057 | 0.036226 | 0.53964
| Commercial | Refrigeration | High R-Value Glass Doors | 2.4381 | 0.83857 | 16.6944
| Commercial | Refrigeration | High Efficiency Refrigeration Compressor | 0.63957 | 0.32847 | 4.3268
| Commercial | Refrigeration | Freezer-Cooler Replacement Gaskets | 0.36449 | 0.19454 | 2.6282
| Commercial | Refrigeration | Floating Head Pressure Controls | 0.16843 | 0.14108 | 1.299
| Commercial | Refrigeration | Demand Defrost | 3.7608 | 1.4761 | 27.8214
| Commercial | Refrigeration | Automatic Door Closer for Walk-in Coolers and Freezers | 0.26264 | 0.126 | 1.9469
| Commercial | Refrigeration | Anti-Sweat Controls | 2.9154 | 2.8122 | 33.0795
| Commercial | Refrigeration | Energy Star Vending Machine | 3.9816 | 2.4863 | 25.4502
| Commercial | Refrigeration | Energy Star Ice Maker | 1.2959 | 0.96382 | 9.2514
| Commercial | Exterior Lighting | Outdoor Lighting Controls | 0 | 0 | 48.141
| Commercial | Exterior Lighting | Bi-Level Lighting Control (Exterior) | 0 | 0 | 20.4115
| Commercial | Exterior Lighting | LED Traffic and Crosswalk Lighting | 0 | 0 | 0
| Commercial | Exterior Lighting | LED Street Lights | 0 | 0 | 0
| Commercial | Cooking | Energy Star Steamer | 0.0031754 | 0.0018438 | 0.02161
| Commercial | Exterior Lighting | LED Exterior Lighting | 0 | 0 | 0.089375
| Commercial | Lighting | LED - 9W Flood | 0 | 0 | 0.2216
| Commercial | Lighting | CFL - 15W Flood | 0 | 0 | 0
| Commercial | Lighting | Interior Lighting Controls | 0 | 0 | 56.7424
| Commercial | Interior Lighting | Bi-Level Lighting Control (Interior) | 0.78584 | 0 | 115.1434
| Commercial | Interior Lighting | Facility Energy Management System | 9.9104 | 1.5072 | 45.3948
| Commercial | Interior Lighting | LED Display Lighting (Interior) | 0.0031741 | 0.00091875 | 0.014909
| Commercial | Lighting | LED - 14W | 0.073982 | 0.022422 | 0.35674
| Commercial | Interior Lighting | CFL-23W | 0 | 0 | 0
| Commercial | Office Equipment | Smart Strip Plug Outlet | 0.45289 | 0.26161 | 3.0458
| Commercial | Office Equipment | Network PC Power Management | 1.0305 | 0.70978 | 6.9768
| Commercial | Office Equipment | Server Virtualization | 0.72898 | 0.50702 | 4.8978
| Commercial | Office Equipment | Energy Star Servers | 0.11412 | 0.079376 | 0.76675
| Commercial | Office Equipment | High Efficiency Data Center Cooling | 0.037215 | 0.021494 | 0.16233
| Commercial | HVAC | Window Sun Protection | 16.6405 | -0.26254 | 42.8001
| Commercial | HVAC | Waterside Economizer | 0.9818 | 0 | 2.5269
| Commercial | HVAC | Smart Thermostat | 12.1477 | 1.1718 | 97.0107
| Commercial | HVAC | Programmable Thermostat | 0 | 0 | 0
| Commercial | HVAC | Low U-Value Windows | 37.3547 | -0.074469 | 103.534
| Commercial | HVAC | HVAC tune-up_RTU | 0 | 0 | 0
| Commercial | HVAC | HVAC tune-up | 0 | 0 | 0
| Commercial | HVAC | Green Roof | 0.0072462 | 0 | 0.020402
| Commercial | Multiple | Facility Commissioning | 0.84328 | 0.0053858 | 4.1386
| Commercial | HVAC | Energy Recovery Ventilation System (ERV) | 156.0731 | 5.9675 | 90.6185
| Commercial | HVAC | Duct Sealing Repair | 8.4875 | 1.8423 | 45.7194
| Commercial | HVAC | Dedicated Outdoor Air System on VRF unit | 0.3076 | 0.58919 | 3.029
| Commercial | HVAC | Cool Roof | 10.9095 | 0 | 29.468
| Commercial | HVAC | Chilled Water System - Variable Speed Drives | 8.7972 | 0.3945 | 80.519
| Commercial | HVAC | Chilled Water Controls Optimization | 4.4628 | 0.0082092 | 12.1955
| Commercial | HVAC | Ceiling Insulation(R2 to R38) | 0.27776 | 0.31893 | 14.5878
| Commercial | HVAC | Ceiling Insulation(R12 to R38) | 0.021126 | 0.02614 | 1.1137
| Commercial | HVAC | Airside Economizer | -0.77898 | 0.001567 | 3.8439
| Commercial | HVAC | Wall Insulation | 3.131 | 0.15728 | 36.3432
| Commercial | HVAC | Roof Insulation | 3.63 | 0.47471 | 29.3368
| Commercial | HVAC | Floor Insulation | 0.063837 | 0.024921 | 0.92501
| Commercial | HVAC | Duct Insulation | 1.6408 | 0.21793 | 6.413
| Commercial | HVAC | Ceiling Insulation(R19 to R38) | 0.0040054 | 0.0080099 | 0.21792
| Commercial | HVAC | Geothermal Heat Pump | 0.29164 | 0.087544 | 0.95638
| Commercial | HVAC | Variable Refrigerant Flow (VRF) HVAC Systems | 0.73348 | 1.9101 | 8.9524
| Commercial | HVAC | High Efficiency PTHP | 0 | 0 | 0
| Commercial | HVAC | High Efficiency PTAC | 0 | 0 | 0
| Commercial | HVAC | Water Cooled Refrigeration Heat Recovery | 0 | 0.040805 | 0.59212
| Commercial | HVAC | Warehouse Loading Dock Seals | 0.046819 | 0.0035996 | 0.43036
| Commercial | HVAC | Infiltration Reduction - Air Sealing | 0.080279 | 0.061973 | 0.45728
| Commercial | HVAC | ECM Motors on Furnaces | 0 | 0.00039986 | 0.026607
| Commercial | HVAC | Destratification Fans | 0 | 0.034634 | 0.17106
| Commercial | HVAC | Ceiling Insulation(R30 to R38) | 0 | 0.0010668 | 0.002365
| Commercial | HVAC | Air Curtains | 0 | 0.0061869 | 0.094655
| Commercial | HVAC | Hotel Card Energy Control Systems | 0.039273 | -0.0068256 | 5.1393
| Commercial | Appliances | Energy Star Refrigerator | 2.3204 | 1.8259 | 17.6244
| Commercial | Miscellaneous | VSD Controlled Compressor | 8.5536 | 4.3198 | 57.6528
| Commercial | Miscellaneous | Regenerative Drive Elevator Motor | 0.09144 | 0.040306 | 0.67958
| Commercial | Miscellaneous | Engine Block Timer | 0.45889 | 0.47898 | 9.9698
| Commercial | Miscellaneous | Efficient Motor Belts | 0.11152 | 0.031906 | 0.81657
| Commercial | Miscellaneous | Variable Speed Pool Pump | 0.14621 | 0.022695 | 0.62128
| Commercial | Miscellaneous | Solar Powered Pool Pump | 0.032927 | 0.005111 | 0.13991
| Commercial | Miscellaneous | Solar Pool Heater | 0 | 0.0084469 | 0.23123
| Commercial | Miscellaneous | Heat Pump Pool Heater | 0 | 0.10647 | 2.9146
| Commercial | HVAC | High Efficiency DX 135k- less than 240k BTU | 27.4313 | 0 | 68.2925
| Commercial | Interior Lighting | Premium T8 - Lamp Replacement | 0 | 0 | 0
| Commercial | Interior Lighting | Premium T8 - Fixture Replacement | 0 | 0 | 0
| Commercial | Interior Lighting | LED Linear - Lamp Replacement | 12.0651 | 1.453 | 51.5335
| Commercial | Interior Lighting | LED Linear - Fixture Replacement | 84.0149 | 12.7652 | 355.3511
| Commercial | Cooking | Energy Star Commercial Oven | 0.33911 | 0.17745 | 2.0883
| Commercial | Miscellaneous | ENERGY STAR Water Cooler | 1.7613 | 1.7613 | 10.1273
| Commercial | Miscellaneous | ENERGY STAR Commercial Clothes Washer | 2.1428 | 2.3068 | 27.0587
| Commercial | Miscellaneous | Efficient Battery Charger | 16.057 | 0 | 29.304
| Commercial | Office Equipment | Energy Star Uninterruptable Power Supply | 0.10715 | 0.10715 | 0.93867
| Commercial | Ventilation and Circulation | VAV System | 4.8341 | 4.9058 | 16.9847
| Commercial | Ventilation and Circulation | Demand Controlled Ventilation | 6.4457 | 36.2892 | 61.9095
| Commercial | Ventilation and Circulation | CO Sensors for Parking Garage Exhaust | 0.075679 | 0.075679 | 1.8801
| Commercial | Ventilation and Circulation | High Speed Fans | 0.014507 | 0.0098944 | 0.11029
| Commercial | Ventilation and Circulation | 10HP Open Drip-Proof(ODP) Motor | 0.003278 | 0.00243 | 0.025059
| Commercial | Interior Lighting | High Bay LED | 46.7986 | 45.9148 | 253.0614
| Commercial | Interior Lighting | High Bay Fluorescent (T5) | 0 | 0 | 0
| Commercial | Cooking | Energy Star Fryer | 0.093397 | 0.028882 | 0.57618
| Commercial | Exterior Lighting | LED Parking Lighting | 0 | 0 | 41.0897
| Commercial | Exterior Lighting | High Efficiency HID Lighting | 0 | 0 | 0
| Commercial | Exterior Lighting | LED Display Lighting (Exterior) | 0 | 0 | 0.069936
| Commercial | Electronics | ENERGY STAR Imaging Equipment | 2.2131 | 1.4861 | 15.959
| Commercial | HVAC | High Efficiency Chiller (Air Cooled, 50 tons) | 3.5704 | 0.16249 | 13.1073
| Commercial | HVAC | High Efficiency Chiller (Water cooled-positive displacement, 100 tons) | 1.4224 | 0.0027629 | 3.775
| Commercial | HVAC | High Efficiency Chiller (Water cooled-centrifugal, 200 tons) | 2.3561 | 0.0045765 | 6.2528
| Commercial | Refrigeration | Refrigerated Display Case LED Lighting | 0 | 0 | 0
| Commercial | Refrigeration | Energy Star Commercial Solid Door Refrigerator | 10.7202 | 4.7905 | 71.7732
| Commercial | Refrigeration | Energy Star Commercial Solid Door Freezer | 5.9133 | 2.6424 | 39.5905
| Commercial | Refrigeration | Energy Star Commercial Glass Door Refrigerator | 0 | 0 | 0
| Commercial | Refrigeration | Energy Star Commercial Glass Door Freezer | 0 | 0 | 0
| Commercial | Cooking | Induction Cooktops | 0.22213 | 0.091467 | 1.0302
| Commercial | Cooking | Efficient Exhaust Hood | 1.0785 | 0.42331 | 4.9332
| Commercial | Cooking | Energy Star Hot Food Holding Cabinet | 2.5523 | 1.235 | 13.859
| Commercial | Cooking | Energy Star Griddle | 0.63098 | 0.16148 | 3.8187
| Commercial | Office Equipment | Energy Star PCs | 1.41 | 0.50473 | 9.7155
| Commercial | Domestic Hot Water | Thermostatic Shower Restriction Valve | 0.16926 | 1.1852 | 2.8456
| Commercial | Domestic Hot Water | Tank Wrap on Water Heater | 0.084096 | 0.085801 | 0.83954
| Commercial | Domestic Hot Water | Low-Flow Pre-Rinse Sprayers | 0.13579 | 0.17535 | 1.0325
| Commercial | Domestic Hot Water | Low Flow Shower Head | 0.030034 | 0.20975 | 0.50419
| Commercial | Domestic Hot Water | Hot Water Pipe Insulation | 0.056689 | 0.075034 | 0.57825
| Commercial | Domestic Hot Water | Hot Water Circulation Pump Control | 0.051594 | 0.053833 | 2.8109
| Commercial | Domestic Hot Water | Faucet Aerator | 0.032475 | 0.054895 | 0.21986
| Commercial | Domestic Hot Water | Drain Water Heat Recovery | 0.046652 | 0.1176 | 0.37824
| Commercial | Domestic Hot Water | Solar Water Heater | 1.5885 | 0.22301 | 21.2525
| Commercial | Domestic Hot Water | Heat Pump Water Heater | 3.1818 | 7.882 | 29.5812
| Commercial | Domestic Hot Water | Energy Star Commercial Dishwasher | 0.5273 | -5.61e-05 | 7.2669
| Commercial | Domestic Hot Water | Instantaneous Hot Water System | 0.061648 | 0.078918 | 0.5695
| Commercial | Miscellaneous | Two Speed Pool Pump | 0 | 0 | 0
| Commercial | HVAC | Thermal Energy Storage | 29.6916 | 8.6052 | -4.7246
| Industrial | Process Specific | Process Other Systems Optimization | 0.35124 | 0.34258 | 2.5513
| Industrial | Process Specific | Plant Energy Management | 15.3192 | 14.9751 | 112.2141
| Industrial | Process Heating | Process Heat System Optimization | 0.70097 | 0.68368 | 5.0916
| Industrial | Process Heating | Process Heat Improved Controls | 0.31667 | 0.30886 | 2.3001
| Industrial | Process Cooling | Process Refrig System Optimization | 1.0333 | 1.0078 | 7.5053
| Industrial | Process Cooling | Process Refrig Controls | 0.28256 | 0.27559 | 2.0524
| Industrial | Process Cooling | Process Refrig Equipment Upgrade | 0.74239 | 0.72408 | 5.3924
| Industrial | Motors Pumps | Pump System Optimization | 2.4992 | 2.4332 | 18.5591
| Industrial | Motors Pumps | Pump Improved Controls | 0.41837 | 0.40732 | 3.1069
| Industrial | Motors Pumps | Motor Optimization | 4.1302 | 4.0211 | 30.6713
| Industrial | Motors Pumps | Motor Improved Controls | 0.40736 | 0.3966 | 3.0251
| Industrial | Motors Pumps | Pump Equipment Upgrade | 3.1244 | 3.0418 | 23.2016
| Industrial | Motors Pumps | Motor Equipment Upgrades | 0.89166 | 0.86811 | 6.6215
| Industrial | Motors Fans Blowers | Fan Improved Controls | 3.4072 | 3.3172 | 25.3018
| Industrial | Motors Fans Blowers | Fan Equipment Upgrades | 1.3255 | 1.2905 | 9.8429
| Industrial | Industrial Lighting | Lighting Controls | 1.2537 | 1.2186 | 8.783
| Industrial | Industrial Lighting | Efficient Lighting - Other Interior Lighting | 5.4721 | 5.3191 | 38.337
| Industrial | Industrial Lighting | Efficient Lighting - High Bay | 4.9755 | 4.8363 | 34.8577
| Industrial | HVAC | HVAC Recommissioning | 1.6168 | 1.5776 | 11.3496
| Industrial | HVAC | HVAC Improved Controls | 1.5492 | 1.5116 | 10.8749
| Industrial | HVAC | Building Envelope Improvements | 2.1282 | 2.0766 | 14.9398
| Industrial | HVAC | HVAC Equipment Upgrades | 3.1076 | 3.0322 | 21.8145
| Industrial | Exterior Lighting | Lighting Controls - Exterior | 0 | 0 | 1.0175
| Industrial | Exterior Lighting | Efficient Lighting - Exterior | 0 | 0 | 2.9256
| Industrial | Compressed Air | Compressed Air System Optimization | 1.5001 | 1.4605 | 11.1401
| Industrial | Compressed Air | Compressed Air Controls | 1.7092 | 1.664 | 12.6925
| Industrial | Compressed Air | Compressed Air Equipment | 4.0148 | 3.9087 | 29.814
| Industrial | Process Heating | Process Heat Equipment Upgrade | 2.4125 | 2.353 | 17.5237
| Industrial | Motors Fans Blowers | Fan System Optimization | 2.5059 | 2.4397 | 18.6086
| Industrial | Process Specific | Process Other Equipment Upgrades | 0.024656 | 0.024048 | 0.17909
DR | Residential | Direct Load Control | Central air conditioner - Load Shed | 1434.4158 | 2626.5018 | 0
| Residential | Direct Load Control | Central Heating - Load Shed
| Residential | Direct Load Control | Central air conditioner - 50% cycling
| Residential | Direct Load Control | Central Heating - 50% cycling
| Residential | Direct Load Control | Water heater switches
| Residential | Direct Load Control | Pool pump switches
| Residential | Direct Load Control | Room AC control
| Residential | Direct Load Control | Smart thermostats - Utility Installation
| Residential | Direct Load Control | Smart thermostats - BYOT
| Residential | Pricing | CPP + Tech
| Small C&I | Direct Load Control | Central air conditioner - Load Shed | 103.582 | 72.974 | 0
| Small C&I | Direct Load Control | Central Heating - Load Shed
| Small C&I | Direct Load Control | Central air conditioner - 50% cycling
| Small C&I | Direct Load Control | Central Heating - 50% cycling
| Small C&I | Direct Load Control | Smart thermostats - Utility Installation
| Small C&I | Direct Load Control | Smart thermostats - BYOT
| Small C&I | Pricing | CPP + Tech
| Large C&I | Utility-Controlled Loads | Auto DR | 1753.728 | 1715.178 | 0
| Large C&I | Pricing | CPP
| Large C&I | Contractual | Firm Service Level
| Large C&I | Contractual | Guaranteed Load Drop
DSRE | Residential | PV | PV System | 1107.8673 | 87.4955 | 7906.9648
| Residential | Storage | Battery Storage from PV System | 438.7465 | 242.7889 | 0
| Non-Residential | PV | PV System | 1953.1167 | 154.2503 | 13782.9252
| Non-Residential | Storage | Battery Storage from PV System | 83.8541 | 0 | 0
| Non-Residential | CHP | CHP – Fuel Cell | 112.75 | 77.657 | 701.2599
| Non-Residential | CHP | CHP – Micro Turbine | 247.9 | 170.7421 | 1064.086
| Non-Residential | CHP | CHP – Gas Turbine | 45.5 | 31.3383 | 322.8498
| Non-Residential | CHP | CHP – Reciprocating Engine | 407.15 | 280.4262 | 1426.6536
| Non-Residential | CHP | CHP - Steam Turbine | 77.5 | 53.3784 | 611.01

## Staff ROG16
EE
Technical Potential – Change Since Last Goalsetting Proceeding
TPS | Summer Peak (MW) |  |  | Winter Peak (MW) |  |  | Annual Energy (GWh)
| Res | Com & | Total | Res | Com & | Total | Res | Com & | Total
|  | Ind |  |  | Ind |  |  | Ind
2014 | 1814 | 838 | 2652 | 1111 | 400 | 1511 | 7973 | 4100 | 12073
2019 | 2235.8865 | 718.5325 | 2954.419 | 1518.6103 | 360.8424 | 1879.4527 | 6294.0123 | 3136.9578 | 9430.9701
Delta | 421.8865 | -119.4675 | 302.419 | 407.6103 | -39.1576 | 368.4527 | -1678.9877 | -963.0422 | -2642.0299
DR
Technical Potential – Change Since Last Goalsetting Proceeding
TPS | Summer Peak (MW) |  |  | Winter Peak (MW) |  |  | Annual Energy (GWh)
| Res | Com & | Total | Res | Com & | Total | Res | Com & | Total
|  | Ind |  |  | Ind |  |  | Ind
2014 | 735 | 270 | 1005 | 868 | 89 | 957 | 0 | 0 | 0
2019 | 1434.4158 | 1857.31 | 3291.7258 | 2626.5018 | 1788.152 | 4414.6538 | 0 | 0 | 0
Delta | 699.4158 | 1587.31 | 2286.7258 | 1758.5018 | 1699.152 | 3457.6538 | 0 | 0 | 0
DSRE
Technical Potential – Change Since Last Goalsetting Proceeding
TPS | Summer Peak (MW) |  |  | Winter Peak (MW) |  |  | Annual Energy (GWh)
| Res | Com & | Total | Res | Com & | Total | Res | Com & | Total
|  | Ind |  |  | Ind |  |  | Ind
2014 | 3380 | 1674 | 5054 | 616 | 211 | 827 | 9313 | 4423 | 13736
2019* | 1107.8673 | 1953.1167 | 3060.984 | 87.4955 | 154.2503 | 241.7458 | 7906.9648 | 13782.9252 | 21689.8899
Delta | -2272.1327 | 279.1167 | -1993.016 | -528.5045 | -56.7497 | -585.2542 | -1406.0352 | 9359.9252 | 7953.8899
*PV only for direct comparison with 2014 DSRE results, which were PV only.
2019 - Storage | 438.7465 | 83.8541 | 522.6006 | 242.7889 | 0 | 242.7889 | 0 | 0 | 0
2019 -CHP | N/A | 890.8 | 890.8 | N/A | 613.542 | 613.542 | N/A | 4125.8593 | 4125.8593

## Staff ROG17
Number of Unique Measures Passing / Failing
Customer | Economic Potential |  |  |  | Achievable Potential
Class | RIM |  | TRC |  | RIM |  | TRC
| Pass | Fail | Pass | Fail | Pass | Fail | Pass | Fail
Residential | 23 | 80 | 30 | 73 | 21 | 82 | 27 | 76
Commercial | 25 | 120 | 50 | 84 | 23 | 122 | 47 | 98
Industrial | 0 | 35 | 16 | 19 | 0 | 35 | 15 | 20
* All DR Non-Residential measures are under "Commercial"
EE Only
Number of Unique Measures Passing / Failing
Customer | Economic Potential |  |  |  | Achievable Potential
Class | RIM |  | TRC |  | RIM |  | TRC
| Pass | Fail | Pass | Fail | Pass | Fail | Pass | Fail
Residential | 13 | 78 | 20 | 71 | 13 | 78 | 19 | 72
Commercial | 14 | 113 | 39 | 77 | 13 | 114 | 37 | 90
Industrial | 0 | 30 | 16 | 14 | 0 | 30 | 15 | 15
DR Only
Number of Unique Measures Passing / Failing
Customer | Economic Potential |  |  |  | Achievable Potential
Class | RIM |  | TRC |  | RIM |  | TRC
| Pass | Fail | Pass | Fail | Pass | Fail | Pass | Fail
Residential | 10 | 0 | 10 | 0 | 8 | 2 | 8 | 2
Commercial | 11 | 0 | 11 | 0 | 10 | 1 | 10 | 1
Industrial | 0 | 0 | 0 | 0 | 0 | 0 | 0 | 0
DSRE Only
Number of Unique Measures Passing / Failing
Customer | Economic Potential |  |  |  | Achievable Potential
Class | RIM |  | TRC |  | RIM |  | TRC
| Pass | Fail | Pass | Fail | Pass | Fail | Pass | Fail
Residential | 0 | 2 | 0 | 2 | 0 | 2 | 0 | 2
Commercial | 0 | 7 | 0 | 7 | 0 | 7 | 0 | 7
Industrial | 0 | 5 | 0 | 5 | 0 | 5 | 0 | 5

## Staff ROG18_EP
Economic Potential - RIM | [10 empty] | Economic Potential - RIM | [11 empty] | Economic Potential - TRC | [10 empty] | Economic Potential - TRM
Passing Measures Results | [10 empty] | Falling Measures Results | [11 empty] | Passing Measures Results | [10 empty] | Falling Measures Results
[Economic Potential or Achievable Potential] – [TRC or RIM] | [10 empty] | [Economic Potential or Achievable Potential] – [TRC or RIM] | [11 empty] | [Economic Potential or Achievable Potential] – [TRC or RIM] | [10 empty] | [Economic Potential or Achievable Potential] – [TRC or RIM]
Customer | Measure | Segment | Vintage | *Measure | TRC | RIM | PCT | Summer | Winter | Energy | Customer | Measure | Segment | Vintage | *Measure | TRC | RIM | PCT | Summer | Winter | Energy | Reason For | Customer | Measure | Segment | Vintage | *Measure | TRC | RIM | PCT | Summer | Winter | Energy | Customer | Measure | Segment | Vintage | *Measure | TRC | RIM | PCT | Summer | Winter | Energy | Reason For
Class | Name |  |  | Name |  |  |  | (MW) | (MW) | (GWh) | Class | Name |  |  | Name |  |  |  | (MW) | (MW) | (GWh) | Failure | Class | Name |  |  | Name |  |  |  | (MW) | (MW) | (GWh) | Class | Name |  |  | Name |  |  |  | (MW) | (MW) | (GWh) | Failure
Residential | Spray Foam Insulation(Base R2) | Single Family | New | N_SF_Spray Foam Insulation(Base R2) | 1.5337 | 1.2746 | 1.2033 | 0 | 0 | 0 | Residential | Energy Star Clothes Dryer | Single Family | Turnover | T_SF_Energy Star Clothes Dryer | 0.3077 | 0.47081 | 0.65356 | 0 | 0 | 0 | Fail RIM | Residential | Thermostatic Shower Restriction Valve | Single Family | New | N_SF_Thermostatic Shower Restriction Valve | 1.5883 | 0.50059 | 3.1729 | 0.012556 | 0.027029 | 0.13941 | Residential | Energy Star Clothes Dryer | Single Family | Turnover | T_SF_Energy Star Clothes Dryer | 0.3077 | 0.47081 | 0.65356 | 0 | 0 | 0 | Fail TRC
Residential | Home Energy Management System | Single Family | New | N_SF_Home Energy Management System | 1.8286 | 1.1319 | 1.6156 | 0.057471 | 0.021563 | 0.070656 | Residential | Energy Star Clothes Dryer | Multi-Family | Turnover | T_MF_Energy Star Clothes Dryer | 0.3077 | 0.47081 | 0.65356 | 0 | 0 | 0 | Fail RIM | Residential | Thermostatic Shower Restriction Valve | Single Family | Existing | E_SF_Thermostatic Shower Restriction Valve | 1.5883 | 0.50059 | 3.1729 | 0.13198 | 0.28409 | 1.4653 | Residential | Energy Star Clothes Dryer | Multi-Family | Turnover | T_MF_Energy Star Clothes Dryer | 0.3077 | 0.47081 | 0.65356 | 0 | 0 | 0 | Fail TRC
Residential | Ceiling Insulation(R2 to R38) | Single Family | New | N_SF_Ceiling Insulation(R2 to R38) | 7.309 | 1.2746 | 5.7342 | 0 | 0 | 0 | Residential | Energy Star Clothes Dryer | Manufactured Home | Turnover | T_MH_Energy Star Clothes Dryer | 0.3077 | 0.47081 | 0.65356 | 0 | 0 | 0 | Fail RIM | Residential | Spray Foam Insulation(Base R2) | Single Family | New | N_SF_Spray Foam Insulation(Base R2) | 1.5337 | 1.2746 | 1.2033 | 0 | 0 | 0 | Residential | Energy Star Clothes Dryer | Manufactured Home | Turnover | T_MH_Energy Star Clothes Dryer | 0.3077 | 0.47081 | 0.65356 | 0 | 0 | 0 | Fail TRC
Residential | Ceiling Insulation(R19 to R38) | Single Family | New | N_SF_Ceiling Insulation(R19 to R38) | 1.3523 | 1.2746 | 1.0609 | 0 | 0 | 0 | Residential | Energy Star Clothes Dryer | Single Family | New | N_SF_Energy Star Clothes Dryer | 0.3077 | 0.47081 | 0.65356 | 0 | 0 | 0 | Fail RIM | Residential | Home Energy Management System | Single Family | New | N_SF_Home Energy Management System | 1.8286 | 1.1319 | 1.6156 | 0.059366 | 0.021838 | 0.072571 | Residential | Energy Star Clothes Dryer | Single Family | New | N_SF_Energy Star Clothes Dryer | 0.3077 | 0.47081 | 0.65356 | 0 | 0 | 0 | Fail TRC
Residential | Ceiling Insulation(R12 to R38) | Single Family | New | N_SF_Ceiling Insulation(R12 to R38) | 2.2932 | 1.2746 | 1.7991 | 0 | 0 | 0 | Residential | Energy Star Clothes Dryer | Multi-Family | New | N_MF_Energy Star Clothes Dryer | 0.3077 | 0.47081 | 0.65356 | 0 | 0 | 0 | Fail RIM | Residential | Ceiling Insulation(R2 to R38) | Single Family | New | N_SF_Ceiling Insulation(R2 to R38) | 7.309 | 1.2746 | 5.7342 | 0 | 0 | 0 | Residential | Energy Star Clothes Dryer | Multi-Family | New | N_MF_Energy Star Clothes Dryer | 0.3077 | 0.47081 | 0.65356 | 0 | 0 | 0 | Fail TRC
Residential | Wall Insulation | Single Family | Existing | E_SF_Wall Insulation | 1.3515 | 1.2746 | 1.0603 | 20.9779 | 10.0706 | 22.5863 | Residential | Energy Star Clothes Dryer | Manufactured Home | New | N_MH_Energy Star Clothes Dryer | 0.3077 | 0.47081 | 0.65356 | 0 | 0 | 0 | Fail RIM | Residential | Ceiling Insulation(R19 to R38) | Single Family | New | N_SF_Ceiling Insulation(R19 to R38) | 1.3523 | 1.2746 | 1.0609 | 0 | 0 | 0 | Residential | Energy Star Clothes Dryer | Manufactured Home | New | N_MH_Energy Star Clothes Dryer | 0.3077 | 0.47081 | 0.65356 | 0 | 0 | 0 | Fail TRC
Residential | Spray Foam Insulation(Base R2) | Single Family | Existing | E_SF_Spray Foam Insulation(Base R2) | 1.5337 | 1.2746 | 1.2033 | 180.0202 | 77.9896 | 287.3953 | Residential | Energy Star Clothes Washer | Single Family | Turnover | T_SF_Energy Star Clothes Washer | 7.1973 | 0.69156 | 10.4073 | 0 | 0 | 0 | Fail RIM | Residential | Ceiling Insulation(R12 to R38) | Single Family | New | N_SF_Ceiling Insulation(R12 to R38) | 2.2932 | 1.2746 | 1.7991 | 0 | 0 | 0 | Residential | Energy Star Clothes Washer | Single Family | Turnover | T_SF_Energy Star Clothes Washer | 7.1973 | 0.69156 | 10.4073 | 0 | 0 | 0 | Fail 2-year Threshold
Residential | Home Energy Management System | Single Family | Existing | E_SF_Home Energy Management System | 1.8286 | 1.1319 | 1.6156 | 3.0393 | 1.1883 | 3.7823 | Residential | Energy Star Clothes Washer | Multi-Family | Turnover | T_MF_Energy Star Clothes Washer | 7.1973 | 0.69156 | 10.4073 | 0 | 0 | 0 | Fail RIM | Residential | Wall Insulation | Single Family | Existing | E_SF_Wall Insulation | 1.3515 | 1.2746 | 1.0603 | 19.8465 | 7.9616 | 19.4792 | Residential | Energy Star Clothes Washer | Multi-Family | Turnover | T_MF_Energy Star Clothes Washer | 7.1973 | 0.69156 | 10.4073 | 0 | 0 | 0 | Fail 2-year Threshold
Residential | Energy Star Windows | Single Family | Existing | E_SF_Energy Star Windows | 3.6169 | 1.2746 | 2.8376 | 55.5242 | 23.4575 | 111.9596 | Residential | Energy Star Clothes Washer | Manufactured Home | Turnover | T_MH_Energy Star Clothes Washer | 7.1973 | 0.69156 | 10.4073 | 0 | 0 | 0 | Fail RIM | Residential | Spray Foam Insulation(Base R2) | Single Family | Existing | E_SF_Spray Foam Insulation(Base R2) | 1.5337 | 1.2746 | 1.2033 | 0 | 0 | 0 | Residential | Energy Star Clothes Washer | Manufactured Home | Turnover | T_MH_Energy Star Clothes Washer | 7.1973 | 0.69156 | 10.4073 | 0 | 0 | 0 | Fail 2-year Threshold
Residential | Duct Repair | Single Family | Existing | E_SF_Duct Repair | 3.6442 | 1.1319 | 3.2196 | 53.1858 | 20.0321 | 82.0445 | Residential | Energy Star Clothes Washer | Single Family | New | N_SF_Energy Star Clothes Washer | 7.1973 | 0.69156 | 10.4073 | 0 | 0 | 0 | Fail RIM | Residential | Home Energy Management System | Single Family | Existing | E_SF_Home Energy Management System | 1.8286 | 1.1319 | 1.6156 | 3.2429 | 1.2001 | 3.971 | Residential | Energy Star Clothes Washer | Single Family | New | N_SF_Energy Star Clothes Washer | 7.1973 | 0.69156 | 10.4073 | 0 | 0 | 0 | Fail 2-year Threshold
Residential | Ceiling Insulation(R2 to R38) | Single Family | Existing | E_SF_Ceiling Insulation(R2 to R38) | 7.309 | 1.2746 | 5.7342 | 17.6284 | 8.0917 | 27.084 | Residential | Energy Star Clothes Washer | Multi-Family | New | N_MF_Energy Star Clothes Washer | 7.1973 | 0.69156 | 10.4073 | 0 | 0 | 0 | Fail RIM | Residential | Energy Star Windows | Single Family | Existing | E_SF_Energy Star Windows | 3.6169 | 1.2746 | 2.8376 | 55.0138 | 23.8424 | 111.08 | Residential | Energy Star Clothes Washer | Multi-Family | New | N_MF_Energy Star Clothes Washer | 7.1973 | 0.69156 | 10.4073 | 0 | 0 | 0 | Fail 2-year Threshold
Residential | Ceiling Insulation(R19 to R38) | Single Family | Existing | E_SF_Ceiling Insulation(R19 to R38) | 1.3523 | 1.2746 | 1.0609 | 11.3828 | 5.2932 | 17.347 | Residential | Energy Star Clothes Washer | Manufactured Home | New | N_MH_Energy Star Clothes Washer | 7.1973 | 0.69156 | 10.4073 | 0 | 0 | 0 | Fail RIM | Residential | Duct Repair | Single Family | Existing | E_SF_Duct Repair | 3.6442 | 1.1319 | 3.2196 | 57.9392 | 25.1102 | 91.5779 | Residential | Energy Star Clothes Washer | Manufactured Home | New | N_MH_Energy Star Clothes Washer | 7.1973 | 0.69156 | 10.4073 | 0 | 0 | 0 | Fail 2-year Threshold
Residential | Ceiling Insulation(R12 to R38) | Single Family | Existing | E_SF_Ceiling Insulation(R12 to R38) | 2.2932 | 1.2746 | 1.7991 | 54.4851 | 25.1755 | 83.2823 | Residential | Energy Star Dishwasher | Single Family | Turnover | T_SF_Energy Star Dishwasher | 0 | 0.40468 | 0 | 0 | 0 | 0 | Fail RIM | Residential | Ceiling Insulation(R2 to R38) | Single Family | Existing | E_SF_Ceiling Insulation(R2 to R38) | 7.309 | 1.2746 | 5.7342 | 185.731 | 80.9171 | 282.1906 | Residential | Energy Star Dishwasher | Single Family | Turnover | T_SF_Energy Star Dishwasher | 0 | 0.40468 | 0 | 0 | 0 | 0 | Fail TRC
Residential | Air Sealing-Infiltration Control | Single Family | Existing | E_SF_Air Sealing-Infiltration Control | 1.2992 | 1.1319 | 1.1479 | 57.9178 | 21.8144 | 89.3442 | Residential | Energy Star Dishwasher | Multi-Family | Turnover | T_MF_Energy Star Dishwasher | 0 | 0.40468 | 0 | 0 | 0 | 0 | Fail RIM | Residential | Ceiling Insulation(R19 to R38) | Single Family | Existing | E_SF_Ceiling Insulation(R19 to R38) | 1.3523 | 1.2746 | 1.0609 | 10.8301 | 4.3357 | 15.9819 | Residential | Energy Star Dishwasher | Multi-Family | Turnover | T_MF_Energy Star Dishwasher | 0 | 0.40468 | 0 | 0 | 0 | 0 | Fail TRC
Residential | 15 SEER Air Source Heat Pump | Single Family | Turnover | T_SF_15 SEER Air Source Heat Pump | 1.4998 | 1.2228 | 1.2266 | 63.3678 | 118.8407 | 147.2402 | Residential | Energy Star Dishwasher | Manufactured Home | Turnover | T_MH_Energy Star Dishwasher | 0 | 0.40468 | 0 | 0 | 0 | 0 | Fail RIM | Residential | Ceiling Insulation(R12 to R38) | Single Family | Existing | E_SF_Ceiling Insulation(R12 to R38) | 2.2932 | 1.2746 | 1.7991 | 53.9842 | 20.9145 | 79.5365 | Residential | Energy Star Dishwasher | Manufactured Home | Turnover | T_MH_Energy Star Dishwasher | 0 | 0.40468 | 0 | 0 | 0 | 0 | Fail TRC
Residential | 14 SEER ASHP from base electric resistance heating | Single Family | Turnover | T_SF_14 SEER ASHP from base electric resistance heating | 3.4975 | 1.1914 | 2.9355 | 0 | 96.0772 | 148.2729 | Residential | Energy Star Dishwasher | Single Family | New | N_SF_Energy Star Dishwasher | 0 | 0.40468 | 0 | 0 | 0 | 0 | Fail RIM | Residential | Air Sealing-Infiltration Control | Single Family | Existing | E_SF_Air Sealing-Infiltration Control | 1.2992 | 1.1319 | 1.1479 | 57.7582 | 21.7678 | 89.107 | Residential | Energy Star Dishwasher | Single Family | New | N_SF_Energy Star Dishwasher | 0 | 0.40468 | 0 | 0 | 0 | 0 | Fail TRC
Residential | 15 SEER Air Source Heat Pump | Single Family | New | N_SF_15 SEER Air Source Heat Pump | 1.4998 | 1.2228 | 1.2266 | 1.1559 | 2.1564 | 2.6846 | Residential | Energy Star Dishwasher | Multi-Family | New | N_MF_Energy Star Dishwasher | 0 | 0.40468 | 0 | 0 | 0 | 0 | Fail RIM | Residential | High Efficiency Induction Cooktop | Single Family | Turnover | T_SF_High Efficiency Induction Cooktop | 1.9894 | 0.8227 | 2.4181 | 8.1868 | 1.3645 | 19.8816 | Residential | Energy Star Dishwasher | Multi-Family | New | N_MF_Energy Star Dishwasher | 0 | 0.40468 | 0 | 0 | 0 | 0 | Fail TRC
Residential | 14 SEER ASHP from base electric resistance heating | Single Family | New | N_SF_14 SEER ASHP from base electric resistance heating | 3.4975 | 1.1914 | 2.9355 | 0 | 1.7434 | 2.6905 | Residential | Energy Star Dishwasher | Manufactured Home | New | N_MH_Energy Star Dishwasher | 0 | 0.40468 | 0 | 0 | 0 | 0 | Fail RIM | Residential | High Efficiency Induction Cooktop | Single Family | New | N_SF_High Efficiency Induction Cooktop | 1.9894 | 0.8227 | 2.4181 | 0.13481 | 0.022468 | 0.32739 | Residential | Energy Star Dishwasher | Manufactured Home | New | N_MH_Energy Star Dishwasher | 0 | 0.40468 | 0 | 0 | 0 | 0 | Fail TRC
Residential | 16 SEER Central AC | Single Family | Turnover | T_SF_16 SEER Central AC | 1.5303 | 1.0989 | 1.3927 | 36.9534 | 0 | 72.2639 | Residential | Energy Star Freezer | Single Family | Turnover | T_SF_Energy Star Freezer | 0.3434 | 0.42254 | 0.81271 | 0 | 0 | 0 | Fail RIM | Residential | Variable Speed Pool Pump | Single Family | Turnover | T_SF_Variable Speed Pool Pump | 1.3983 | 0.46804 | 2.9875 | 0 | 0 | 0 | Residential | Energy Star Freezer | Single Family | Turnover | T_SF_Energy Star Freezer | 0.3434 | 0.42254 | 0.81271 | 0 | 0 | 0 | Fail TRC
Residential | 15 SEER Central AC | Single Family | Turnover | T_SF_15 SEER Central AC | 1.5972 | 1.0989 | 1.4535 | 0 | 0 | 0 | Residential | Energy Star Freezer | Multi-Family | Turnover | T_MF_Energy Star Freezer | 0.3434 | 0.42254 | 0.81271 | 0 | 0 | 0 | Fail RIM | Residential | Two Speed Pool Pump | Single Family | Turnover | T_SF_Two Speed Pool Pump | 1.3989 | 0.46804 | 2.9888 | 9.2842 | 10.4597 | 62.0833 | Residential | Energy Star Freezer | Multi-Family | Turnover | T_MF_Energy Star Freezer | 0.3434 | 0.42254 | 0.81271 | 0 | 0 | 0 | Fail TRC
Residential | 16 SEER Central AC | Single Family | New | N_SF_16 SEER Central AC | 1.5303 | 1.0989 | 1.3927 | 0.69876 | 0 | 1.3665 | Residential | Energy Star Freezer | Manufactured Home | Turnover | T_MH_Energy Star Freezer | 0.3434 | 0.42254 | 0.81271 | 0 | 0 | 0 | Fail RIM | Residential | Variable Speed Pool Pump | Single Family | New | N_SF_Variable Speed Pool Pump | 1.3983 | 0.46804 | 2.9875 | 0 | 0 | 0 | Residential | Energy Star Freezer | Manufactured Home | Turnover | T_MH_Energy Star Freezer | 0.3434 | 0.42254 | 0.81271 | 0 | 0 | 0 | Fail TRC
Residential | 15 SEER Central AC | Single Family | New | N_SF_15 SEER Central AC | 1.5972 | 1.0989 | 1.4535 | 0 | 0 | 0 | Residential | Energy Star Freezer | Single Family | New | N_SF_Energy Star Freezer | 0.3434 | 0.42254 | 0.81271 | 0 | 0 | 0 | Fail RIM | Residential | Two Speed Pool Pump | Single Family | New | N_SF_Two Speed Pool Pump | 1.3989 | 0.46804 | 2.9888 | 0.15288 | 0.17224 | 1.0223 | Residential | Energy Star Freezer | Single Family | New | N_SF_Energy Star Freezer | 0.3434 | 0.42254 | 0.81271 | 0 | 0 | 0 | Fail TRC
Residential | Home Energy Management System | Multi-Family | New | N_MF_Home Energy Management System | 1.3176 | 1.1319 | 1.164 | 0.067082 | 0.011066 | 0.052006 | Residential | Energy Star Freezer | Multi-Family | New | N_MF_Energy Star Freezer | 0.3434 | 0.42254 | 0.81271 | 0 | 0 | 0 | Fail RIM | Residential | LED Specialty Lamps-5W Chandelier | Single Family | Turnover | T_SF_LED Specialty Lamps-5W Chandelier | 1.4286 | 0.37051 | 3.8559 | 0.72897 | 0.76538 | 8.2874 | Residential | Energy Star Freezer | Multi-Family | New | N_MF_Energy Star Freezer | 0.3434 | 0.42254 | 0.81271 | 0 | 0 | 0 | Fail TRC
Residential | Ceiling Insulation(R2 to R38) | Multi-Family | New | N_MF_Ceiling Insulation(R2 to R38) | 5.2998 | 1.2746 | 4.1579 | 0 | 0 | 0 | Residential | Energy Star Freezer | Manufactured Home | New | N_MH_Energy Star Freezer | 0.3434 | 0.42254 | 0.81271 | 0 | 0 | 0 | Fail RIM | Residential | LED Specialty Lamps-5W Chandelier | Single Family | New | N_SF_LED Specialty Lamps-5W Chandelier | 1.4286 | 0.37051 | 3.8559 | 0.012004 | 0.012603 | 0.13647 | Residential | Energy Star Freezer | Manufactured Home | New | N_MH_Energy Star Freezer | 0.3434 | 0.42254 | 0.81271 | 0 | 0 | 0 | Fail TRC
Residential | Ceiling Insulation(R12 to R38) | Multi-Family | New | N_MF_Ceiling Insulation(R12 to R38) | 1.7095 | 1.2746 | 1.3412 | 0 | 0 | 0 | Residential | Energy Star Refrigerator | Single Family | Turnover | T_SF_Energy Star Refrigerator | 0.6622 | 0.44265 | 1.496 | 0 | 0 | 0 | Fail RIM | Residential | LED - 9W Flood | Single Family | Turnover | T_SF_LED - 9W Flood | 1.3445 | 0.37051 | 3.6287 | 18.9354 | 19.881 | 215.2694 | Residential | Energy Star Refrigerator | Single Family | Turnover | T_SF_Energy Star Refrigerator | 0.6622 | 0.44265 | 1.496 | 0 | 0 | 0 | Fail TRC
Residential | Home Energy Management System | Multi-Family | Existing | E_MF_Home Energy Management System | 1.3176 | 1.1319 | 1.164 | 3.1385 | 0.59554 | 2.5224 | Residential | Energy Star Refrigerator | Multi-Family | Turnover | T_MF_Energy Star Refrigerator | 0.6622 | 0.44265 | 1.496 | 0 | 0 | 0 | Fail RIM | Residential | CFL-13W | Single Family | Turnover | T_SF_CFL-13W | 1.1728 | 0.34787 | 3.3715 | 7.1383 | 7.4948 | 81.1531 | Residential | Energy Star Refrigerator | Multi-Family | Turnover | T_MF_Energy Star Refrigerator | 0.6622 | 0.44265 | 1.496 | 0 | 0 | 0 | Fail TRC
Residential | Energy Star Windows | Multi-Family | Existing | E_MF_Energy Star Windows | 3.6169 | 1.2746 | 2.8376 | 28.3488 | 4.7719 | 55.3684 | Residential | Energy Star Refrigerator | Manufactured Home | Turnover | T_MH_Energy Star Refrigerator | 0.6622 | 0.44265 | 1.496 | 0 | 0 | 0 | Fail RIM | Residential | LED - 9W Flood | Single Family | New | N_SF_LED - 9W Flood | 1.3445 | 0.37051 | 3.6287 | 0.3118 | 0.32738 | 3.5448 | Residential | Energy Star Refrigerator | Manufactured Home | Turnover | T_MH_Energy Star Refrigerator | 0.6622 | 0.44265 | 1.496 | 0 | 0 | 0 | Fail TRC
Residential | Duct Repair | Multi-Family | Existing | E_MF_Duct Repair | 2.3697 | 1.1319 | 2.0936 | 82.0324 | 13.6203 | 91.0086 | Residential | Energy Star Refrigerator | Single Family | New | N_SF_Energy Star Refrigerator | 0.6622 | 0.44265 | 1.496 | 0 | 0 | 0 | Fail RIM | Residential | CFL-13W | Single Family | New | N_SF_CFL-13W | 1.1728 | 0.34787 | 3.3715 | 0.11755 | 0.12342 | 1.3363 | Residential | Energy Star Refrigerator | Single Family | New | N_SF_Energy Star Refrigerator | 0.6622 | 0.44265 | 1.496 | 0 | 0 | 0 | Fail TRC
Residential | Ceiling Insulation(R2 to R38) | Multi-Family | Existing | E_MF_Ceiling Insulation(R2 to R38) | 5.2998 | 1.2746 | 4.1579 | 53.875 | 21.6011 | 82.5782 | Residential | Energy Star Refrigerator | Multi-Family | New | N_MF_Energy Star Refrigerator | 0.6622 | 0.44265 | 1.496 | 0 | 0 | 0 | Fail RIM | Residential | 15 SEER Air Source Heat Pump | Single Family | Turnover | T_SF_15 SEER Air Source Heat Pump | 1.4998 | 1.2228 | 1.2266 | 63.0993 | 90.2759 | 143.4764 | Residential | Energy Star Refrigerator | Multi-Family | New | N_MF_Energy Star Refrigerator | 0.6622 | 0.44265 | 1.496 | 0 | 0 | 0 | Fail TRC
Residential | Ceiling Insulation(R12 to R38) | Multi-Family | Existing | E_MF_Ceiling Insulation(R12 to R38) | 1.7095 | 1.2746 | 1.3412 | 16.5944 | 7.7285 | 25.9638 | Residential | Energy Star Refrigerator | Manufactured Home | New | N_MH_Energy Star Refrigerator | 0.6622 | 0.44265 | 1.496 | 0 | 0 | 0 | Fail RIM | Residential | 14 SEER ASHP from base electric resistance heating | Single Family | Turnover | T_SF_14 SEER ASHP from base electric resistance heating | 3.4975 | 1.1914 | 2.9355 | 0 | 99.7301 | 153.9104 | Residential | Energy Star Refrigerator | Manufactured Home | New | N_MH_Energy Star Refrigerator | 0.6622 | 0.44265 | 1.496 | 0 | 0 | 0 | Fail TRC
Residential | Air Sealing-Infiltration Control | Multi-Family | Existing | E_MF_Air Sealing-Infiltration Control | 1.424 | 1.1319 | 1.2581 | 45.3803 | 7.5348 | 50.346 | Residential | Heat Pump Clothes Dryer | Single Family | Turnover | T_SF_Heat Pump Clothes Dryer | 0.14734 | 0.48235 | 0.30545 | 0 | 0 | 0 | Fail RIM | Residential | 15 SEER Air Source Heat Pump | Single Family | New | N_SF_15 SEER Air Source Heat Pump | 1.4998 | 1.2228 | 1.2266 | 1.1552 | 1.6427 | 2.6255 | Residential | Heat Pump Clothes Dryer | Single Family | Turnover | T_SF_Heat Pump Clothes Dryer | 0.14734 | 0.48235 | 0.30545 | 0 | 0 | 0 | Fail TRC
Residential | 14 SEER ASHP from base electric resistance heating | Multi-Family | Turnover | T_MF_14 SEER ASHP from base electric resistance heating | 3.2002 | 1.1914 | 2.686 | 0 | 7.7436 | 11.9505 | Residential | Heat Pump Clothes Dryer | Multi-Family | Turnover | T_MF_Heat Pump Clothes Dryer | 0.14734 | 0.48235 | 0.30545 | 0 | 0 | 0 | Fail RIM | Residential | 14 SEER ASHP from base electric resistance heating | Single Family | New | N_SF_14 SEER ASHP from base electric resistance heating | 3.4975 | 1.1914 | 2.9355 | 0 | 1.7804 | 2.7477 | Residential | Heat Pump Clothes Dryer | Multi-Family | Turnover | T_MF_Heat Pump Clothes Dryer | 0.14734 | 0.48235 | 0.30545 | 0 | 0 | 0 | Fail TRC
Residential | 14 SEER ASHP from base electric resistance heating | Multi-Family | New | N_MF_14 SEER ASHP from base electric resistance heating | 3.2002 | 1.1914 | 2.686 | 0 | 0.14389 | 0.22206 | Residential | Heat Pump Clothes Dryer | Manufactured Home | Turnover | T_MH_Heat Pump Clothes Dryer | 0.14734 | 0.48235 | 0.30545 | 0 | 0 | 0 | Fail RIM | Residential | 16 SEER Central AC | Single Family | Turnover | T_SF_16 SEER Central AC | 1.5303 | 1.0989 | 1.3927 | 0 | 0 | 0 | Residential | Heat Pump Clothes Dryer | Manufactured Home | Turnover | T_MH_Heat Pump Clothes Dryer | 0.14734 | 0.48235 | 0.30545 | 0 | 0 | 0 | Fail TRC
Residential | Home Energy Management System | Manufactured Home | New | N_MH_Home Energy Management System | 2.031 | 1.1319 | 1.7944 | 0.10489 | 0.019025 | 0.077417 | Residential | Heat Pump Clothes Dryer | Single Family | New | N_SF_Heat Pump Clothes Dryer | 0.14734 | 0.48235 | 0.30545 | 0 | 0 | 0 | Fail RIM | Residential | 15 SEER Central AC | Single Family | Turnover | T_SF_15 SEER Central AC | 1.5972 | 1.0989 | 1.4535 | 20.3569 | 0 | 39.8088 | Residential | Heat Pump Clothes Dryer | Single Family | New | N_SF_Heat Pump Clothes Dryer | 0.14734 | 0.48235 | 0.30545 | 0 | 0 | 0 | Fail TRC
Residential | Ceiling Insulation(R2 to R38) | Manufactured Home | New | N_MH_Ceiling Insulation(R2 to R38) | 5.1748 | 1.2746 | 4.0598 | 0 | 0 | 0 | Residential | Heat Pump Clothes Dryer | Multi-Family | New | N_MF_Heat Pump Clothes Dryer | 0.14734 | 0.48235 | 0.30545 | 0 | 0 | 0 | Fail RIM | Residential | 16 SEER Central AC | Single Family | New | N_SF_16 SEER Central AC | 1.5303 | 1.0989 | 1.3927 | 0 | 0 | 0 | Residential | Heat Pump Clothes Dryer | Multi-Family | New | N_MF_Heat Pump Clothes Dryer | 0.14734 | 0.48235 | 0.30545 | 0 | 0 | 0 | Fail TRC
Residential | Ceiling Insulation(R12 to R38) | Manufactured Home | New | N_MH_Ceiling Insulation(R12 to R38) | 1.6056 | 1.2746 | 1.2596 | 0 | 0 | 0 | Residential | Heat Pump Clothes Dryer | Manufactured Home | New | N_MH_Heat Pump Clothes Dryer | 0.14734 | 0.48235 | 0.30545 | 0 | 0 | 0 | Fail RIM | Residential | 15 SEER Central AC | Single Family | New | N_SF_15 SEER Central AC | 1.5972 | 1.0989 | 1.4535 | 0.37267 | 0 | 0.72877 | Residential | Heat Pump Clothes Dryer | Manufactured Home | New | N_MH_Heat Pump Clothes Dryer | 0.14734 | 0.48235 | 0.30545 | 0 | 0 | 0 | Fail TRC
Residential | Wall Insulation | Manufactured Home | Existing | E_MH_Wall Insulation | 1.56 | 1.2746 | 1.2239 | 4.8976 | 2.5243 | 5.2744 | Residential | High Efficiency Convection Oven | Single Family | Turnover | T_SF_High Efficiency Convection Oven | 0.13761 | 0.88644 | 0.15525 | 0 | 0 | 0 | Fail RIM | Residential | Thermostatic Shower Restriction Valve | Multi-Family | New | N_MF_Thermostatic Shower Restriction Valve | 1.2485 | 0.50059 | 2.4941 | 0.0045942 | 0.0098896 | 0.051007 | Residential | High Efficiency Convection Oven | Single Family | Turnover | T_SF_High Efficiency Convection Oven | 0.13761 | 0.88644 | 0.15525 | 0 | 0 | 0 | Fail TRC
Residential | Home Energy Management System | Manufactured Home | Existing | E_MH_Home Energy Management System | 2.031 | 1.1319 | 1.7944 | 5.0937 | 1.003 | 3.8536 | Residential | High Efficiency Convection Oven | Multi-Family | Turnover | T_MF_High Efficiency Convection Oven | 0.13761 | 0.88644 | 0.15525 | 0 | 0 | 0 | Fail RIM | Residential | Thermostatic Shower Restriction Valve | Multi-Family | Existing | E_MF_Thermostatic Shower Restriction Valve | 1.2485 | 0.50059 | 2.4941 | 0.62775 | 1.3513 | 6.9695 | Residential | High Efficiency Convection Oven | Multi-Family | Turnover | T_MF_High Efficiency Convection Oven | 0.13761 | 0.88644 | 0.15525 | 0 | 0 | 0 | Fail TRC
Residential | Energy Star Windows | Manufactured Home | Existing | E_MH_Energy Star Windows | 3.6169 | 1.2746 | 2.8376 | 13.1057 | 2.267 | 25.6121 | Residential | High Efficiency Convection Oven | Manufactured Home | Turnover | T_MH_High Efficiency Convection Oven | 0.13761 | 0.88644 | 0.15525 | 0 | 0 | 0 | Fail RIM | Residential | Home Energy Management System | Multi-Family | New | N_MF_Home Energy Management System | 1.3176 | 1.1319 | 1.164 | 0.067082 | 0.011066 | 0.052006 | Residential | High Efficiency Convection Oven | Manufactured Home | Turnover | T_MH_High Efficiency Convection Oven | 0.13761 | 0.88644 | 0.15525 | 0 | 0 | 0 | Fail TRC
Residential | Duct Repair | Manufactured Home | Existing | E_MH_Duct Repair | 3.5648 | 1.1319 | 3.1494 | 58.1279 | 9.9612 | 60.472 | Residential | High Efficiency Convection Oven | Single Family | New | N_SF_High Efficiency Convection Oven | 0.13761 | 0.88644 | 0.15525 | 0 | 0 | 0 | Fail RIM | Residential | Ceiling Insulation(R2 to R38) | Multi-Family | New | N_MF_Ceiling Insulation(R2 to R38) | 5.2998 | 1.2746 | 4.1579 | 0 | 0 | 0 | Residential | High Efficiency Convection Oven | Single Family | New | N_SF_High Efficiency Convection Oven | 0.13761 | 0.88644 | 0.15525 | 0 | 0 | 0 | Fail TRC
Residential | Ceiling Insulation(R2 to R38) | Manufactured Home | Existing | E_MH_Ceiling Insulation(R2 to R38) | 5.1748 | 1.2746 | 4.0598 | 24.6719 | 15.9019 | 41.1654 | Residential | High Efficiency Convection Oven | Multi-Family | New | N_MF_High Efficiency Convection Oven | 0.13761 | 0.88644 | 0.15525 | 0 | 0 | 0 | Fail RIM | Residential | Ceiling Insulation(R12 to R38) | Multi-Family | New | N_MF_Ceiling Insulation(R12 to R38) | 1.7095 | 1.2746 | 1.3412 | 0 | 0 | 0 | Residential | High Efficiency Convection Oven | Multi-Family | New | N_MF_High Efficiency Convection Oven | 0.13761 | 0.88644 | 0.15525 | 0 | 0 | 0 | Fail TRC
Residential | Ceiling Insulation(R12 to R38) | Manufactured Home | Existing | E_MH_Ceiling Insulation(R12 to R38) | 1.6056 | 1.2746 | 1.2596 | 6.9339 | 5.4787 | 12.2273 | Residential | High Efficiency Convection Oven | Manufactured Home | New | N_MH_High Efficiency Convection Oven | 0.13761 | 0.88644 | 0.15525 | 0 | 0 | 0 | Fail RIM | Residential | Home Energy Management System | Multi-Family | Existing | E_MF_Home Energy Management System | 1.3176 | 1.1319 | 1.164 | 3.1385 | 0.52339 | 2.4397 | Residential | High Efficiency Convection Oven | Manufactured Home | New | N_MH_High Efficiency Convection Oven | 0.13761 | 0.88644 | 0.15525 | 0 | 0 | 0 | Fail TRC
Residential | Air Sealing-Infiltration Control | Manufactured Home | Existing | E_MH_Air Sealing-Infiltration Control | 2.0306 | 1.1319 | 1.794 | 32.1564 | 5.5105 | 33.4531 | Residential | High Efficiency Induction Cooktop | Single Family | Turnover | T_SF_High Efficiency Induction Cooktop | 1.9894 | 0.8227 | 2.4181 | 0 | 0 | 0 | Fail RIM | Residential | Energy Star Windows | Multi-Family | Existing | E_MF_Energy Star Windows | 3.6169 | 1.2746 | 2.8376 | 28.3488 | 4.9255 | 55.4067 | Residential | Heat Pump Water Heater | Single Family | Turnover | T_SF_Heat Pump Water Heater | 0.96251 | 0.60515 | 1.5905 | 0 | 0 | 0 | Fail TRC
Residential | 14 SEER ASHP from base electric resistance heating | Manufactured Home | Turnover | T_MH_14 SEER ASHP from base electric resistance heating | 2.1684 | 1.1914 | 1.82 | 0 | 3.8734 | 5.9776 | Residential | High Efficiency Induction Cooktop | Multi-Family | Turnover | T_MF_High Efficiency Induction Cooktop | 1.9894 | 0.8227 | 2.4181 | 0 | 0 | 0 | Fail RIM | Residential | Duct Repair | Multi-Family | Existing | E_MF_Duct Repair | 2.3697 | 1.1319 | 2.0936 | 83.6961 | 14.1204 | 93.0541 | Residential | Heat Pump Water Heater | Multi-Family | Turnover | T_MF_Heat Pump Water Heater | 0.7566 | 0.60515 | 1.2503 | 0 | 0 | 0 | Fail TRC
Residential | 14 SEER ASHP from base electric resistance heating | Manufactured Home | New | N_MH_14 SEER ASHP from base electric resistance heating | 2.1684 | 1.1914 | 1.82 | 0 | 0.073472 | 0.11339 | Residential | High Efficiency Induction Cooktop | Manufactured Home | Turnover | T_MH_High Efficiency Induction Cooktop | 1.9894 | 0.8227 | 2.4181 | 0 | 0 | 0 | Fail RIM | Residential | Ceiling Insulation(R2 to R38) | Multi-Family | Existing | E_MF_Ceiling Insulation(R2 to R38) | 5.2998 | 1.2746 | 4.1579 | 53.875 | 21.6011 | 82.5782 | Residential | Heat Pump Water Heater | Manufactured Home | Turnover | T_MH_Heat Pump Water Heater | 0.75057 | 0.60515 | 1.2403 | 0 | 0 | 0 | Fail TRC
Commercial | High Efficiency Chiller (Water cooled-centrifugal, 200 tons) | Assembly | Turnover | T_AS_High Efficiency Chiller (Water cooled-centrifugal, 200 tons) | 2.5505 | 1.167 | 2.1855 | 0.42581 | 0.00082709 | 1.13 | Residential | High Efficiency Induction Cooktop | Single Family | New | N_SF_High Efficiency Induction Cooktop | 1.9894 | 0.8227 | 2.4181 | 0 | 0 | 0 | Fail RIM | Residential | Ceiling Insulation(R12 to R38) | Multi-Family | Existing | E_MF_Ceiling Insulation(R12 to R38) | 1.7095 | 1.2746 | 1.3412 | 15.3 | 6.5738 | 23.5486 | Residential | Heat Pump Water Heater | Single Family | New | N_SF_Heat Pump Water Heater | 0.96251 | 0.60515 | 1.5905 | 0 | 0 | 0 | Fail TRC
Commercial | High Efficiency Chiller (Water cooled-centrifugal, 200 tons) | College and University | Turnover | T_CU_High Efficiency Chiller (Water cooled-centrifugal, 200 tons) | 2.8295 | 1.167 | 2.4246 | 0.024816 | 4.8203e-05 | 0.065858 | Residential | High Efficiency Induction Cooktop | Multi-Family | New | N_MF_High Efficiency Induction Cooktop | 1.9894 | 0.8227 | 2.4181 | 0 | 0 | 0 | Fail RIM | Residential | Air Sealing-Infiltration Control | Multi-Family | Existing | E_MF_Air Sealing-Infiltration Control | 1.424 | 1.1319 | 1.2581 | 45.3803 | 7.5678 | 50.3754 | Residential | Heat Pump Water Heater | Multi-Family | New | N_MF_Heat Pump Water Heater | 0.7566 | 0.60515 | 1.2503 | 0 | 0 | 0 | Fail TRC
Commercial | High Efficiency Chiller (Water cooled-centrifugal, 200 tons) | Grocery | Turnover | T_GR_High Efficiency Chiller (Water cooled-centrifugal, 200 tons) | 1.4089 | 1.167 | 1.2073 | 0 | 0 | 0 | Residential | High Efficiency Induction Cooktop | Manufactured Home | New | N_MH_High Efficiency Induction Cooktop | 1.9894 | 0.8227 | 2.4181 | 0 | 0 | 0 | Fail RIM | Residential | High Efficiency Induction Cooktop | Multi-Family | Turnover | T_MF_High Efficiency Induction Cooktop | 1.9894 | 0.8227 | 2.4181 | 2.6168 | 0.43613 | 6.3549 | Residential | Heat Pump Water Heater | Manufactured Home | New | N_MH_Heat Pump Water Heater | 0.75057 | 0.60515 | 1.2403 | 0 | 0 | 0 | Fail TRC
Commercial | High Efficiency Chiller (Water cooled-centrifugal, 200 tons) | Healthcare | Turnover | T_HC_High Efficiency Chiller (Water cooled-centrifugal, 200 tons) | 5.5498 | 1.167 | 4.7555 | 0 | 0 | 0 | Residential | Heat Pump Water Heater | Single Family | Turnover | T_SF_Heat Pump Water Heater | 0.96251 | 0.60515 | 1.5905 | 0 | 0 | 0 | Fail RIM | Residential | High Efficiency Induction Cooktop | Multi-Family | New | N_MF_High Efficiency Induction Cooktop | 1.9894 | 0.8227 | 2.4181 | 0.04309 | 0.0071817 | 0.10464 | Residential | Instantaneous Hot Water System | Single Family | Turnover | T_SF_Instantaneous Hot Water System | 0.078717 | 0.69544 | 0.11319 | 0 | 0 | 0 | Fail TRC
Commercial | High Efficiency Chiller (Water cooled-centrifugal, 200 tons) | Hospitals | Turnover | T_HS_High Efficiency Chiller (Water cooled-centrifugal, 200 tons) | 5.2571 | 1.167 | 4.5047 | 1.0384 | 0.002017 | 2.7557 | Residential | Heat Pump Water Heater | Multi-Family | Turnover | T_MF_Heat Pump Water Heater | 0.7566 | 0.60515 | 1.2503 | 0 | 0 | 0 | Fail RIM | Residential | Variable Speed Pool Pump | Multi-Family | Turnover | T_MF_Variable Speed Pool Pump | 1.3983 | 0.46804 | 2.9875 | 0 | 0 | 0 | Residential | Instantaneous Hot Water System | Multi-Family | Turnover | T_MF_Instantaneous Hot Water System | 0.061877 | 0.69544 | 0.088975 | 0 | 0 | 0 | Fail TRC
Commercial | High Efficiency Chiller (Water cooled-centrifugal, 200 tons) | Institutional | Turnover | T_IN_High Efficiency Chiller (Water cooled-centrifugal, 200 tons) | 1.3777 | 1.167 | 1.1805 | 0.26404 | 0.00051287 | 0.70073 | Residential | Heat Pump Water Heater | Manufactured Home | Turnover | T_MH_Heat Pump Water Heater | 0.75057 | 0.60515 | 1.2403 | 0 | 0 | 0 | Fail RIM | Residential | Two Speed Pool Pump | Multi-Family | Turnover | T_MF_Two Speed Pool Pump | 1.3989 | 0.46804 | 2.9888 | 0 | 0 | 0 | Residential | Instantaneous Hot Water System | Manufactured Home | Turnover | T_MH_Instantaneous Hot Water System | 0.061383 | 0.69544 | 0.088265 | 0 | 0 | 0 | Fail TRC
Commercial | High Efficiency Chiller (Water cooled-centrifugal, 200 tons) | Lodging/Hospitality | Turnover | T_LG_High Efficiency Chiller (Water cooled-centrifugal, 200 tons) | 4.2131 | 1.167 | 3.6101 | 0.16453 | 0.00031959 | 0.43665 | Residential | Heat Pump Water Heater | Single Family | New | N_SF_Heat Pump Water Heater | 0.96251 | 0.60515 | 1.5905 | 0 | 0 | 0 | Fail RIM | Residential | Variable Speed Pool Pump | Multi-Family | New | N_MF_Variable Speed Pool Pump | 1.3983 | 0.46804 | 2.9875 | 0 | 0 | 0 | Residential | Instantaneous Hot Water System | Single Family | New | N_SF_Instantaneous Hot Water System | 0.078717 | 0.69544 | 0.11319 | 0 | 0 | 0 | Fail TRC
Commercial | High Efficiency Chiller (Water cooled-centrifugal, 200 tons) | Miscellaneous | Turnover | T_MS_High Efficiency Chiller (Water cooled-centrifugal, 200 tons) | 1.4245 | 1.167 | 1.2207 | 0.25442 | 0.00049419 | 0.6752 | Residential | Heat Pump Water Heater | Multi-Family | New | N_MF_Heat Pump Water Heater | 0.7566 | 0.60515 | 1.2503 | 0 | 0 | 0 | Fail RIM | Residential | Two Speed Pool Pump | Multi-Family | New | N_MF_Two Speed Pool Pump | 1.3989 | 0.46804 | 2.9888 | 0 | 0 | 0 | Residential | Instantaneous Hot Water System | Multi-Family | New | N_MF_Instantaneous Hot Water System | 0.061877 | 0.69544 | 0.088975 | 0 | 0 | 0 | Fail TRC
Commercial | High Efficiency Chiller (Water cooled-centrifugal, 200 tons) | Offices | Turnover | T_OF_High Efficiency Chiller (Water cooled-centrifugal, 200 tons) | 2.8705 | 1.167 | 2.4597 | 0.7303 | 0.0014185 | 1.9381 | Residential | Heat Pump Water Heater | Manufactured Home | New | N_MH_Heat Pump Water Heater | 0.75057 | 0.60515 | 1.2403 | 0 | 0 | 0 | Fail RIM | Residential | LED Specialty Lamps-5W Chandelier | Multi-Family | Turnover | T_MF_LED Specialty Lamps-5W Chandelier | 1.4286 | 0.37051 | 3.8559 | 0.33317 | 0.34981 | 3.7877 | Residential | Instantaneous Hot Water System | Manufactured Home | New | N_MH_Instantaneous Hot Water System | 0.061383 | 0.69544 | 0.088265 | 0 | 0 | 0 | Fail TRC
Commercial | High Efficiency Chiller (Water cooled-centrifugal, 200 tons) | Restaurants | Turnover | T_RS_High Efficiency Chiller (Water cooled-centrifugal, 200 tons) | 4.1331 | 1.167 | 3.5416 | 0.048465 | 9.4139e-05 | 0.12862 | Residential | Instantaneous Hot Water System | Single Family | Turnover | T_SF_Instantaneous Hot Water System | 0.078717 | 0.69544 | 0.11319 | 0 | 0 | 0 | Fail RIM | Residential | LED Specialty Lamps-5W Chandelier | Multi-Family | New | N_MF_LED Specialty Lamps-5W Chandelier | 1.4286 | 0.37051 | 3.8559 | 0.0054863 | 0.0057603 | 0.062372 | Residential | Solar Water Heater | Single Family | Turnover | T_SF_Solar Water Heater | 0.15685 | 0.38368 | 0.40879 | 0 | 0 | 0 | Fail TRC
Commercial | High Efficiency Chiller (Water cooled-centrifugal, 200 tons) | Retail | Turnover | T_RT_High Efficiency Chiller (Water cooled-centrifugal, 200 tons) | 3.2393 | 1.167 | 2.7757 | 0 | 0 | 0 | Residential | Instantaneous Hot Water System | Multi-Family | Turnover | T_MF_Instantaneous Hot Water System | 0.061877 | 0.69544 | 0.088975 | 0 | 0 | 0 | Fail RIM | Residential | LED - 9W Flood | Multi-Family | Turnover | T_MF_LED - 9W Flood | 1.3445 | 0.37051 | 3.6287 | 8.6538 | 9.0859 | 98.3814 | Residential | Solar Water Heater | Multi-Family | Turnover | T_MF_Solar Water Heater | 0.12329 | 0.38368 | 0.32134 | 0 | 0 | 0 | Fail TRC
Commercial | High Efficiency Chiller (Water cooled-centrifugal, 200 tons) | Schools K-12 | Turnover | T_SC_High Efficiency Chiller (Water cooled-centrifugal, 200 tons) | 2.8159 | 1.167 | 2.4129 | 0.20572 | 0.00039958 | 0.54594 | Residential | Instantaneous Hot Water System | Manufactured Home | Turnover | T_MH_Instantaneous Hot Water System | 0.061383 | 0.69544 | 0.088265 | 0 | 0 | 0 | Fail RIM | Residential | CFL-13W | Multi-Family | Turnover | T_MF_CFL-13W | 1.1728 | 0.34787 | 3.3715 | 3.2623 | 3.4252 | 37.0882 | Residential | Solar Water Heater | Manufactured Home | Turnover | T_MH_Solar Water Heater | 0.12231 | 0.38368 | 0.31877 | 0 | 0 | 0 | Fail TRC
Commercial | High Efficiency Chiller (Water cooled-centrifugal, 200 tons) | Assembly | New | N_AS_High Efficiency Chiller (Water cooled-centrifugal, 200 tons) | 2.5505 | 1.167 | 2.1855 | 0 | 0 | 0 | Residential | Instantaneous Hot Water System | Single Family | New | N_SF_Instantaneous Hot Water System | 0.078717 | 0.69544 | 0.11319 | 0 | 0 | 0 | Fail RIM | Residential | LED - 9W Flood | Multi-Family | New | N_MF_LED - 9W Flood | 1.3445 | 0.37051 | 3.6287 | 0.1425 | 0.14962 | 1.62 | Residential | Solar Water Heater | Single Family | New | N_SF_Solar Water Heater | 0.15685 | 0.38368 | 0.40879 | 0 | 0 | 0 | Fail TRC
Commercial | High Efficiency Chiller (Water cooled-centrifugal, 200 tons) | College and University | New | N_CU_High Efficiency Chiller (Water cooled-centrifugal, 200 tons) | 2.8295 | 1.167 | 2.4246 | 0 | 0 | 0 | Residential | Instantaneous Hot Water System | Multi-Family | New | N_MF_Instantaneous Hot Water System | 0.061877 | 0.69544 | 0.088975 | 0 | 0 | 0 | Fail RIM | Residential | CFL-13W | Multi-Family | New | N_MF_CFL-13W | 1.1728 | 0.34787 | 3.3715 | 0.05372 | 0.056403 | 0.61072 | Residential | Solar Water Heater | Multi-Family | New | N_MF_Solar Water Heater | 0.12329 | 0.38368 | 0.32134 | 0 | 0 | 0 | Fail TRC
Commercial | High Efficiency Chiller (Water cooled-centrifugal, 200 tons) | Grocery | New | N_GR_High Efficiency Chiller (Water cooled-centrifugal, 200 tons) | 1.4089 | 1.167 | 1.2073 | 0 | 0 | 0 | Residential | Instantaneous Hot Water System | Manufactured Home | New | N_MH_Instantaneous Hot Water System | 0.061383 | 0.69544 | 0.088265 | 0 | 0 | 0 | Fail RIM | Residential | 14 SEER ASHP from base electric resistance heating | Multi-Family | Turnover | T_MF_14 SEER ASHP from base electric resistance heating | 3.2002 | 1.1914 | 2.686 | 0 | 7.9929 | 12.3352 | Residential | Solar Water Heater | Manufactured Home | New | N_MH_Solar Water Heater | 0.12231 | 0.38368 | 0.31877 | 0 | 0 | 0 | Fail TRC
Commercial | High Efficiency Chiller (Water cooled-centrifugal, 200 tons) | Healthcare | New | N_HC_High Efficiency Chiller (Water cooled-centrifugal, 200 tons) | 5.5498 | 1.167 | 4.7555 | 0 | 0 | 0 | Residential | Solar Water Heater | Single Family | Turnover | T_SF_Solar Water Heater | 0.15685 | 0.38368 | 0.40879 | 0 | 0 | 0 | Fail RIM | Residential | 14 SEER ASHP from base electric resistance heating | Multi-Family | New | N_MF_14 SEER ASHP from base electric resistance heating | 3.2002 | 1.1914 | 2.686 | 0 | 0.14389 | 0.22206 | Residential | Energy Star Air Purifier | Single Family | Turnover | T_SF_Energy Star Air Purifier | 0 | 0.41917 | 0 | 0 | 0 | 0 | Fail TRC
Commercial | High Efficiency Chiller (Water cooled-centrifugal, 200 tons) | Hospitals | New | N_HS_High Efficiency Chiller (Water cooled-centrifugal, 200 tons) | 5.2571 | 1.167 | 4.5047 | 0 | 0 | 0 | Residential | Solar Water Heater | Multi-Family | Turnover | T_MF_Solar Water Heater | 0.12329 | 0.38368 | 0.32134 | 0 | 0 | 0 | Fail RIM | Residential | Thermostatic Shower Restriction Valve | Manufactured Home | New | N_MH_Thermostatic Shower Restriction Valve | 1.2386 | 0.50059 | 2.4742 | 0.00078172 | 0.0016827 | 0.0086789 | Residential | Energy Star Air Purifier | Multi-Family | Turnover | T_MF_Energy Star Air Purifier | 0 | 0.41917 | 0 | 0 | 0 | 0 | Fail TRC
Commercial | High Efficiency Chiller (Water cooled-centrifugal, 200 tons) | Institutional | New | N_IN_High Efficiency Chiller (Water cooled-centrifugal, 200 tons) | 1.3777 | 1.167 | 1.1805 | 0.0047578 | 9.2414e-06 | 0.012626 | Residential | Solar Water Heater | Manufactured Home | Turnover | T_MH_Solar Water Heater | 0.12231 | 0.38368 | 0.31877 | 0 | 0 | 0 | Fail RIM | Residential | Thermostatic Shower Restriction Valve | Manufactured Home | Existing | E_MH_Thermostatic Shower Restriction Valve | 1.2386 | 0.50059 | 2.4742 | 0.10681 | 0.22993 | 1.1859 | Residential | Energy Star Air Purifier | Manufactured Home | Turnover | T_MH_Energy Star Air Purifier | 0 | 0.41917 | 0 | 0 | 0 | 0 | Fail TRC
Commercial | High Efficiency Chiller (Water cooled-centrifugal, 200 tons) | Lodging/Hospitality | New | N_LG_High Efficiency Chiller (Water cooled-centrifugal, 200 tons) | 4.2131 | 1.167 | 3.6101 | 0 | 0 | 0 | Residential | Solar Water Heater | Single Family | New | N_SF_Solar Water Heater | 0.15685 | 0.38368 | 0.40879 | 0 | 0 | 0 | Fail RIM | Residential | Home Energy Management System | Manufactured Home | New | N_MH_Home Energy Management System | 2.031 | 1.1319 | 1.7944 | 0.10489 | 0.019025 | 0.077417 | Residential | Energy Star Air Purifier | Single Family | New | N_SF_Energy Star Air Purifier | 0 | 0.41917 | 0 | 0 | 0 | 0 | Fail TRC
Commercial | High Efficiency Chiller (Water cooled-centrifugal, 200 tons) | Miscellaneous | New | N_MS_High Efficiency Chiller (Water cooled-centrifugal, 200 tons) | 1.4245 | 1.167 | 1.2207 | 0.0045844 | 8.9047e-06 | 0.012166 | Residential | Solar Water Heater | Multi-Family | New | N_MF_Solar Water Heater | 0.12329 | 0.38368 | 0.32134 | 0 | 0 | 0 | Fail RIM | Residential | Ceiling Insulation(R2 to R38) | Manufactured Home | New | N_MH_Ceiling Insulation(R2 to R38) | 5.1748 | 1.2746 | 4.0598 | 0 | 0 | 0 | Residential | Energy Star Air Purifier | Multi-Family | New | N_MF_Energy Star Air Purifier | 0 | 0.41917 | 0 | 0 | 0 | 0 | Fail TRC
Commercial | High Efficiency Chiller (Water cooled-centrifugal, 200 tons) | Offices | New | N_OF_High Efficiency Chiller (Water cooled-centrifugal, 200 tons) | 2.8705 | 1.167 | 2.4597 | 0 | 0 | 0 | Residential | Solar Water Heater | Manufactured Home | New | N_MH_Solar Water Heater | 0.12231 | 0.38368 | 0.31877 | 0 | 0 | 0 | Fail RIM | Residential | Ceiling Insulation(R12 to R38) | Manufactured Home | New | N_MH_Ceiling Insulation(R12 to R38) | 1.6056 | 1.2746 | 1.2596 | 0 | 0 | 0 | Residential | Energy Star Air Purifier | Manufactured Home | New | N_MH_Energy Star Air Purifier | 0 | 0.41917 | 0 | 0 | 0 | 0 | Fail TRC
Commercial | High Efficiency Chiller (Water cooled-centrifugal, 200 tons) | Restaurants | New | N_RS_High Efficiency Chiller (Water cooled-centrifugal, 200 tons) | 4.1331 | 1.167 | 3.5416 | 0 | 0 | 0 | Residential | Energy Star Air Purifier | Single Family | Turnover | T_SF_Energy Star Air Purifier | 0 | 0.41917 | 0 | 0 | 0 | 0 | Fail RIM | Residential | Wall Insulation | Manufactured Home | Existing | E_MH_Wall Insulation | 1.56 | 1.2746 | 1.2239 | 4.2843 | 2.0209 | 4.3797 | Residential | Energy Star Audio-Video Equipment | Single Family | Turnover | T_SF_Energy Star Audio-Video Equipment | 0.076254 | 0.23389 | 0.32603 | 0 | 0 | 0 | Fail TRC
Commercial | High Efficiency Chiller (Water cooled-centrifugal, 200 tons) | Retail | New | N_RT_High Efficiency Chiller (Water cooled-centrifugal, 200 tons) | 3.2393 | 1.167 | 2.7757 | 0 | 0 | 0 | Residential | Energy Star Air Purifier | Multi-Family | Turnover | T_MF_Energy Star Air Purifier | 0 | 0.41917 | 0 | 0 | 0 | 0 | Fail RIM | Residential | Home Energy Management System | Manufactured Home | Existing | E_MH_Home Energy Management System | 2.031 | 1.1319 | 1.7944 | 5.4274 | 0.97692 | 3.9968 | Residential | Energy Star Audio-Video Equipment | Multi-Family | Turnover | T_MF_Energy Star Audio-Video Equipment | 0.076254 | 0.23389 | 0.32603 | 0 | 0 | 0 | Fail TRC
Commercial | High Efficiency Chiller (Water cooled-centrifugal, 200 tons) | Schools K-12 | New | N_SC_High Efficiency Chiller (Water cooled-centrifugal, 200 tons) | 2.8159 | 1.167 | 2.4129 | 0 | 0 | 0 | Residential | Energy Star Air Purifier | Manufactured Home | Turnover | T_MH_Energy Star Air Purifier | 0 | 0.41917 | 0 | 0 | 0 | 0 | Fail RIM | Residential | Energy Star Windows | Manufactured Home | Existing | E_MH_Energy Star Windows | 3.6169 | 1.2746 | 2.8376 | 13.1057 | 2.3948 | 25.6439 | Residential | Energy Star Audio-Video Equipment | Manufactured Home | Turnover | T_MH_Energy Star Audio-Video Equipment | 0.076254 | 0.23389 | 0.32603 | 0 | 0 | 0 | Fail TRC
Commercial | High Efficiency Chiller (Water cooled-positive displacement, 100 tons) | Assembly | Turnover | T_AS_High Efficiency Chiller (Water cooled-positive displacement, 100 tons) | 1.4837 | 1.167 | 1.2714 | 0.25823 | 0.00050159 | 0.68531 | Residential | Energy Star Air Purifier | Single Family | New | N_SF_Energy Star Air Purifier | 0 | 0.41917 | 0 | 0 | 0 | 0 | Fail RIM | Residential | Duct Repair | Manufactured Home | Existing | E_MH_Duct Repair | 3.5648 | 1.1319 | 3.1494 | 59.0371 | 11.1457 | 62.394 | Residential | Energy Star Audio-Video Equipment | Single Family | New | N_SF_Energy Star Audio-Video Equipment | 0.076254 | 0.23389 | 0.32603 | 0 | 0 | 0 | Fail TRC
Commercial | High Efficiency Chiller (Water cooled-positive displacement, 100 tons) | College and University | Turnover | T_CU_High Efficiency Chiller (Water cooled-positive displacement, 100 tons) | 1.646 | 1.167 | 1.4105 | 0.015073 | 2.9278e-05 | 0.040002 | Residential | Energy Star Air Purifier | Multi-Family | New | N_MF_Energy Star Air Purifier | 0 | 0.41917 | 0 | 0 | 0 | 0 | Fail RIM | Residential | Ceiling Insulation(R2 to R38) | Manufactured Home | Existing | E_MH_Ceiling Insulation(R2 to R38) | 5.1748 | 1.2746 | 4.0598 | 24.6719 | 15.9019 | 41.1654 | Residential | Energy Star Audio-Video Equipment | Multi-Family | New | N_MF_Energy Star Audio-Video Equipment | 0.076254 | 0.23389 | 0.32603 | 0 | 0 | 0 | Fail TRC
Commercial | High Efficiency Chiller (Water cooled-positive displacement, 100 tons) | Healthcare | Turnover | T_HC_High Efficiency Chiller (Water cooled-positive displacement, 100 tons) | 3.2285 | 1.167 | 2.7664 | 0 | 0 | 0 | Residential | Energy Star Air Purifier | Manufactured Home | New | N_MH_Energy Star Air Purifier | 0 | 0.41917 | 0 | 0 | 0 | 0 | Fail RIM | Residential | Ceiling Insulation(R12 to R38) | Manufactured Home | Existing | E_MH_Ceiling Insulation(R12 to R38) | 1.6056 | 1.2746 | 1.2596 | 6.0657 | 4.6335 | 10.5766 | Residential | Energy Star Audio-Video Equipment | Manufactured Home | New | N_MH_Energy Star Audio-Video Equipment | 0.076254 | 0.23389 | 0.32603 | 0 | 0 | 0 | Fail TRC
Commercial | High Efficiency Chiller (Water cooled-positive displacement, 100 tons) | Hospitals | Turnover | T_HS_High Efficiency Chiller (Water cooled-positive displacement, 100 tons) | 3.0582 | 1.167 | 2.6205 | 0.62973 | 0.0012232 | 1.6712 | Residential | Energy Star Audio-Video Equipment | Single Family | Turnover | T_SF_Energy Star Audio-Video Equipment | 0.076254 | 0.23389 | 0.32603 | 0 | 0 | 0 | Fail RIM | Residential | Air Sealing-Infiltration Control | Manufactured Home | Existing | E_MH_Air Sealing-Infiltration Control | 2.0306 | 1.1319 | 1.794 | 32.5082 | 5.8213 | 34.0568 | Residential | Energy Star Imaging Equipment | Single Family | Turnover | T_SF_Energy Star Imaging Equipment | 0 | 0.33192 | 0 | 0 | 0 | 0 | Fail TRC
Commercial | High Efficiency Chiller (Water cooled-positive displacement, 100 tons) | Lodging/Hospitality | Turnover | T_LG_High Efficiency Chiller (Water cooled-positive displacement, 100 tons) | 2.4509 | 1.167 | 2.1001 | 0.099937 | 0.00019412 | 0.26522 | Residential | Energy Star Audio-Video Equipment | Multi-Family | Turnover | T_MF_Energy Star Audio-Video Equipment | 0.076254 | 0.23389 | 0.32603 | 0 | 0 | 0 | Fail RIM | Residential | High Efficiency Induction Cooktop | Manufactured Home | Turnover | T_MH_High Efficiency Induction Cooktop | 1.9894 | 0.8227 | 2.4181 | 0.66449 | 0.11075 | 1.6137 | Residential | Energy Star Imaging Equipment | Multi-Family | Turnover | T_MF_Energy Star Imaging Equipment | 0 | 0.33192 | 0 | 0 | 0 | 0 | Fail TRC
Commercial | High Efficiency Chiller (Water cooled-positive displacement, 100 tons) | Offices | Turnover | T_OF_High Efficiency Chiller (Water cooled-positive displacement, 100 tons) | 1.6699 | 1.167 | 1.4309 | 0.44289 | 0.00086026 | 1.1754 | Residential | Energy Star Audio-Video Equipment | Manufactured Home | Turnover | T_MH_Energy Star Audio-Video Equipment | 0.076254 | 0.23389 | 0.32603 | 0 | 0 | 0 | Fail RIM | Residential | High Efficiency Induction Cooktop | Manufactured Home | New | N_MH_High Efficiency Induction Cooktop | 1.9894 | 0.8227 | 2.4181 | 0.010942 | 0.0018237 | 0.026573 | Residential | Energy Star Imaging Equipment | Manufactured Home | Turnover | T_MH_Energy Star Imaging Equipment | 0 | 0.33192 | 0 | 0 | 0 | 0 | Fail TRC
Commercial | High Efficiency Chiller (Water cooled-positive displacement, 100 tons) | Restaurants | Turnover | T_RS_High Efficiency Chiller (Water cooled-positive displacement, 100 tons) | 2.4043 | 1.167 | 2.0602 | 0.029438 | 5.718e-05 | 0.078124 | Residential | Energy Star Audio-Video Equipment | Single Family | New | N_SF_Energy Star Audio-Video Equipment | 0.076254 | 0.23389 | 0.32603 | 0 | 0 | 0 | Fail RIM | Residential | Variable Speed Pool Pump | Manufactured Home | Turnover | T_MH_Variable Speed Pool Pump | 1.3983 | 0.46804 | 2.9875 | 0 | 0 | 0 | Residential | Energy Star Imaging Equipment | Single Family | New | N_SF_Energy Star Imaging Equipment | 0 | 0.33192 | 0 | 0 | 0 | 0 | Fail TRC
Commercial | High Efficiency Chiller (Water cooled-positive displacement, 100 tons) | Retail | Turnover | T_RT_High Efficiency Chiller (Water cooled-positive displacement, 100 tons) | 1.8844 | 1.167 | 1.6147 | 0 | 0 | 0 | Residential | Energy Star Audio-Video Equipment | Multi-Family | New | N_MF_Energy Star Audio-Video Equipment | 0.076254 | 0.23389 | 0.32603 | 0 | 0 | 0 | Fail RIM | Residential | Two Speed Pool Pump | Manufactured Home | Turnover | T_MH_Two Speed Pool Pump | 1.3989 | 0.46804 | 2.9888 | 0 | 0 | 0 | Residential | Energy Star Imaging Equipment | Multi-Family | New | N_MF_Energy Star Imaging Equipment | 0 | 0.33192 | 0 | 0 | 0 | 0 | Fail TRC
Commercial | High Efficiency Chiller (Water cooled-positive displacement, 100 tons) | Schools K-12 | Turnover | T_SC_High Efficiency Chiller (Water cooled-positive displacement, 100 tons) | 1.6381 | 1.167 | 1.4036 | 0.12495 | 0.00024271 | 0.33161 | Residential | Energy Star Audio-Video Equipment | Manufactured Home | New | N_MH_Energy Star Audio-Video Equipment | 0.076254 | 0.23389 | 0.32603 | 0 | 0 | 0 | Fail RIM | Residential | Variable Speed Pool Pump | Manufactured Home | New | N_MH_Variable Speed Pool Pump | 1.3983 | 0.46804 | 2.9875 | 0 | 0 | 0 | Residential | Energy Star Imaging Equipment | Manufactured Home | New | N_MH_Energy Star Imaging Equipment | 0 | 0.33192 | 0 | 0 | 0 | 0 | Fail TRC
Commercial | High Efficiency Chiller (Water cooled-positive displacement, 100 tons) | Assembly | New | N_AS_High Efficiency Chiller (Water cooled-positive displacement, 100 tons) | 1.4837 | 1.167 | 1.2714 | 0 | 0 | 0 | Residential | Energy Star Imaging Equipment | Single Family | Turnover | T_SF_Energy Star Imaging Equipment | 0 | 0.33192 | 0 | 0 | 0 | 0 | Fail RIM | Residential | Two Speed Pool Pump | Manufactured Home | New | N_MH_Two Speed Pool Pump | 1.3989 | 0.46804 | 2.9888 | 0 | 0 | 0 | Residential | Energy Star Personal Computer | Single Family | Turnover | T_SF_Energy Star Personal Computer | 0.72591 | 0.40424 | 1.7958 | 0 | 0 | 0 | Fail TRC
Commercial | High Efficiency Chiller (Water cooled-positive displacement, 100 tons) | College and University | New | N_CU_High Efficiency Chiller (Water cooled-positive displacement, 100 tons) | 1.646 | 1.167 | 1.4105 | 0 | 0 | 0 | Residential | Energy Star Imaging Equipment | Multi-Family | Turnover | T_MF_Energy Star Imaging Equipment | 0 | 0.33192 | 0 | 0 | 0 | 0 | Fail RIM | Residential | LED Specialty Lamps-5W Chandelier | Manufactured Home | Turnover | T_MH_LED Specialty Lamps-5W Chandelier | 1.4286 | 0.37051 | 3.8559 | 0.095291 | 0.10005 | 1.0833 | Residential | Energy Star Personal Computer | Multi-Family | Turnover | T_MF_Energy Star Personal Computer | 0.72591 | 0.40424 | 1.7958 | 0 | 0 | 0 | Fail TRC
Commercial | High Efficiency Chiller (Water cooled-positive displacement, 100 tons) | Healthcare | New | N_HC_High Efficiency Chiller (Water cooled-positive displacement, 100 tons) | 3.2285 | 1.167 | 2.7664 | 0 | 0 | 0 | Residential | Energy Star Imaging Equipment | Manufactured Home | Turnover | T_MH_Energy Star Imaging Equipment | 0 | 0.33192 | 0 | 0 | 0 | 0 | Fail RIM | Residential | LED Specialty Lamps-5W Chandelier | Manufactured Home | New | N_MH_LED Specialty Lamps-5W Chandelier | 1.4286 | 0.37051 | 3.8559 | 0.0015691 | 0.0016475 | 0.017839 | Residential | Energy Star Personal Computer | Manufactured Home | Turnover | T_MH_Energy Star Personal Computer | 0.72591 | 0.40424 | 1.7958 | 0 | 0 | 0 | Fail TRC
Commercial | High Efficiency Chiller (Water cooled-positive displacement, 100 tons) | Hospitals | New | N_HS_High Efficiency Chiller (Water cooled-positive displacement, 100 tons) | 3.0582 | 1.167 | 2.6205 | 0 | 0 | 0 | Residential | Energy Star Imaging Equipment | Single Family | New | N_SF_Energy Star Imaging Equipment | 0 | 0.33192 | 0 | 0 | 0 | 0 | Fail RIM | Residential | LED - 9W Flood | Manufactured Home | Turnover | T_MH_LED - 9W Flood | 1.3445 | 0.37051 | 3.6287 | 2.4861 | 2.6103 | 28.264 | Residential | Energy Star Personal Computer | Single Family | New | N_SF_Energy Star Personal Computer | 0.72591 | 0.40424 | 1.7958 | 0 | 0 | 0 | Fail TRC
Commercial | High Efficiency Chiller (Water cooled-positive displacement, 100 tons) | Lodging/Hospitality | New | N_LG_High Efficiency Chiller (Water cooled-positive displacement, 100 tons) | 2.4509 | 1.167 | 2.1001 | 0 | 0 | 0 | Residential | Energy Star Imaging Equipment | Multi-Family | New | N_MF_Energy Star Imaging Equipment | 0 | 0.33192 | 0 | 0 | 0 | 0 | Fail RIM | Residential | CFL-13W | Manufactured Home | Turnover | T_MH_CFL-13W | 1.1728 | 0.34787 | 3.3715 | 0.93723 | 0.98404 | 10.6551 | Residential | Energy Star Personal Computer | Multi-Family | New | N_MF_Energy Star Personal Computer | 0.72591 | 0.40424 | 1.7958 | 0 | 0 | 0 | Fail TRC
Commercial | High Efficiency Chiller (Water cooled-positive displacement, 100 tons) | Offices | New | N_OF_High Efficiency Chiller (Water cooled-positive displacement, 100 tons) | 1.6699 | 1.167 | 1.4309 | 0 | 0 | 0 | Residential | Energy Star Imaging Equipment | Manufactured Home | New | N_MH_Energy Star Imaging Equipment | 0 | 0.33192 | 0 | 0 | 0 | 0 | Fail RIM | Residential | LED - 9W Flood | Manufactured Home | New | N_MH_LED - 9W Flood | 1.3445 | 0.37051 | 3.6287 | 0.040939 | 0.042983 | 0.46542 | Residential | Energy Star Personal Computer | Manufactured Home | New | N_MH_Energy Star Personal Computer | 0.72591 | 0.40424 | 1.7958 | 0 | 0 | 0 | Fail TRC
Commercial | High Efficiency Chiller (Water cooled-positive displacement, 100 tons) | Restaurants | New | N_RS_High Efficiency Chiller (Water cooled-positive displacement, 100 tons) | 2.4043 | 1.167 | 2.0602 | 0 | 0 | 0 | Residential | Energy Star Personal Computer | Single Family | Turnover | T_SF_Energy Star Personal Computer | 0.72591 | 0.40424 | 1.7958 | 0 | 0 | 0 | Fail RIM | Residential | CFL-13W | Manufactured Home | New | N_MH_CFL-13W | 1.1728 | 0.34787 | 3.3715 | 0.015433 | 0.016204 | 0.17545 | Residential | Energy Star TV | Single Family | Turnover | T_SF_Energy Star TV | 0.12031 | 0.45292 | 0.26563 | 0 | 0 | 0 | Fail TRC
Commercial | High Efficiency Chiller (Water cooled-positive displacement, 100 tons) | Retail | New | N_RT_High Efficiency Chiller (Water cooled-positive displacement, 100 tons) | 1.8844 | 1.167 | 1.6147 | 0 | 0 | 0 | Residential | Energy Star Personal Computer | Multi-Family | Turnover | T_MF_Energy Star Personal Computer | 0.72591 | 0.40424 | 1.7958 | 0 | 0 | 0 | Fail RIM | Residential | 14 SEER ASHP from base electric resistance heating | Manufactured Home | Turnover | T_MH_14 SEER ASHP from base electric resistance heating | 2.1684 | 1.1914 | 1.82 | 0 | 3.7727 | 5.8222 | Residential | Energy Star TV | Multi-Family | Turnover | T_MF_Energy Star TV | 0.12031 | 0.45292 | 0.26563 | 0 | 0 | 0 | Fail TRC
Commercial | High Efficiency Chiller (Water cooled-positive displacement, 100 tons) | Schools K-12 | New | N_SC_High Efficiency Chiller (Water cooled-positive displacement, 100 tons) | 1.6381 | 1.167 | 1.4036 | 0 | 0 | 0 | Residential | Energy Star Personal Computer | Manufactured Home | Turnover | T_MH_Energy Star Personal Computer | 0.72591 | 0.40424 | 1.7958 | 0 | 0 | 0 | Fail RIM | Residential | 14 SEER ASHP from base electric resistance heating | Manufactured Home | New | N_MH_14 SEER ASHP from base electric resistance heating | 2.1684 | 1.1914 | 1.82 | 0 | 0.073472 | 0.11339 | Residential | Energy Star TV | Manufactured Home | Turnover | T_MH_Energy Star TV | 0.12031 | 0.45292 | 0.26563 | 0 | 0 | 0 | Fail TRC
Commercial | High Efficiency DX 135k- less than 240k BTU | Healthcare | Turnover | T_HC_High Efficiency DX 135k- less than 240k BTU | 1.5086 | 1.1756 | 1.2832 | 2.9987 | 0 | 7.2863 | Residential | Energy Star Personal Computer | Single Family | New | N_SF_Energy Star Personal Computer | 0.72591 | 0.40424 | 1.7958 | 0 | 0 | 0 | Fail RIM | Commercial | Retro-Commissioning | Assembly | New | N_AS_Retro-Commissioning | 1.3164 | 0.92752 | 1.4192 | 0 | 0 | 0 | Residential | Energy Star TV | Single Family | New | N_SF_Energy Star TV | 0.12031 | 0.45292 | 0.26563 | 0 | 0 | 0 | Fail TRC
Commercial | High Efficiency DX 135k- less than 240k BTU | Hospitals | Turnover | T_HS_High Efficiency DX 135k- less than 240k BTU | 1.429 | 1.1756 | 1.2155 | 1.2274 | 0 | 2.9717 | Residential | Energy Star Personal Computer | Multi-Family | New | N_MF_Energy Star Personal Computer | 0.72591 | 0.40424 | 1.7958 | 0 | 0 | 0 | Fail RIM | Commercial | PSC to ECM Evaporator Fan Motor (Walk-In, Refrigerator) | Assembly | New | N_AS_PSC to ECM Evaporator Fan Motor (Walk-In, Refrigerator) | 1.1925 | 0.58275 | 2.0463 | 9.3198e-05 | 8.5377e-06 | 0.00066961 | Residential | Energy Star TV | Multi-Family | New | N_MF_Energy Star TV | 0.12031 | 0.45292 | 0.26563 | 0 | 0 | 0 | Fail TRC
Commercial | High Efficiency DX 135k- less than 240k BTU | Healthcare | New | N_HC_High Efficiency DX 135k- less than 240k BTU | 1.5086 | 1.1756 | 1.2832 | 0.057919 | 0 | 0.14074 | Residential | Energy Star Personal Computer | Manufactured Home | New | N_MH_Energy Star Personal Computer | 0.72591 | 0.40424 | 1.7958 | 0 | 0 | 0 | Fail RIM | Commercial | PSC to ECM Evaporator Fan Motor (Reach-In) | Assembly | New | N_AS_PSC to ECM Evaporator Fan Motor (Reach-In) | 1.8374 | 0.58275 | 3.153 | 9.5878e-05 | 8.7832e-06 | 0.00068886 | Residential | Energy Star TV | Manufactured Home | New | N_MH_Energy Star TV | 0.12031 | 0.45292 | 0.26563 | 0 | 0 | 0 | Fail TRC
Commercial | High Efficiency DX 135k- less than 240k BTU | Hospitals | New | N_HS_High Efficiency DX 135k- less than 240k BTU | 1.429 | 1.1756 | 1.2155 | 0.022117 | 0 | 0.053547 | Residential | Energy Star TV | Single Family | Turnover | T_SF_Energy Star TV | 0.12031 | 0.45292 | 0.26563 | 0 | 0 | 0 | Fail RIM | Commercial | Retro-Commissioning | Assembly | Existing | E_AS_Retro-Commissioning | 1.3164 | 0.92752 | 1.4192 | 1.9007 | 2.3352 | 11.9167 | Residential | 15 SEER Air Source Heat Pump | Multi-Family | Turnover | T_MF_15 SEER Air Source Heat Pump | 0.97016 | 1.2228 | 0.79339 | 0 | 0 | 0 | Fail TRC
Commercial | High Efficiency PTAC | Grocery | Turnover | T_GR_High Efficiency PTAC | 4.8649 | 1.3512 | 3.6004 | 0 | 0 | 0 | Residential | Energy Star TV | Multi-Family | Turnover | T_MF_Energy Star TV | 0.12031 | 0.45292 | 0.26563 | 0 | 0 | 0 | Fail RIM | Commercial | PSC to ECM Evaporator Fan Motor (Walk-In, Refrigerator) | Assembly | Existing | E_AS_PSC to ECM Evaporator Fan Motor (Walk-In, Refrigerator) | 1.1925 | 0.58275 | 2.0463 | 0.0012476 | 0.00011429 | 0.0089635 | Residential | 15 SEER Air Source Heat Pump | Manufactured Home | Turnover | T_MH_15 SEER Air Source Heat Pump | 0.9299 | 1.2228 | 0.76047 | 0 | 0 | 0 | Fail TRC
Commercial | High Efficiency PTAC | Institutional | Turnover | T_IN_High Efficiency PTAC | 4.7571 | 1.3512 | 3.5206 | 0.025092 | 0 | 0.052696 | Residential | Energy Star TV | Manufactured Home | Turnover | T_MH_Energy Star TV | 0.12031 | 0.45292 | 0.26563 | 0 | 0 | 0 | Fail RIM | Commercial | PSC to ECM Evaporator Fan Motor (Reach-In) | Assembly | Existing | E_AS_PSC to ECM Evaporator Fan Motor (Reach-In) | 1.8374 | 0.58275 | 3.153 | 0.0013302 | 0.00012186 | 0.0095575 | Residential | 15 SEER Air Source Heat Pump | Multi-Family | New | N_MF_15 SEER Air Source Heat Pump | 0.97016 | 1.2228 | 0.79339 | 0 | 0 | 0 | Fail TRC
Commercial | High Efficiency PTAC | Miscellaneous | Turnover | T_MS_High Efficiency PTAC | 4.2833 | 1.1766 | 3.6403 | 0 | 0 | 0 | Residential | Energy Star TV | Single Family | New | N_SF_Energy Star TV | 0.12031 | 0.45292 | 0.26563 | 0 | 0 | 0 | Fail RIM | Commercial | Facility Energy Management System | Assembly | New | N_AS_Facility Energy Management System | 1.0292 | 0.72993 | 1.41 | 0.0091894 | 0.00019547 | 0.044655 | Residential | 15 SEER Air Source Heat Pump | Manufactured Home | New | N_MH_15 SEER Air Source Heat Pump | 0.9299 | 1.2228 | 0.76047 | 0 | 0 | 0 | Fail TRC
Commercial | High Efficiency PTAC | Warehouse | Turnover | T_WR_High Efficiency PTAC | 2.136 | 1.3512 | 1.5808 | 0 | 0 | 0 | Residential | Energy Star TV | Multi-Family | New | N_MF_Energy Star TV | 0.12031 | 0.45292 | 0.26563 | 0 | 0 | 0 | Fail RIM | Commercial | Facility Energy Management System | Assembly | Existing | E_AS_Facility Energy Management System | 1.0292 | 0.72993 | 1.41 | 0.56659 | 0.010306 | 2.7565 | Residential | 15 SEER Central AC | Multi-Family | Turnover | T_MF_15 SEER Central AC | 1.0887 | 1.0989 | 0.99076 | 0 | 0 | 0 | Fail PCT
Commercial | High Efficiency PTAC | Grocery | New | N_GR_High Efficiency PTAC | 4.8649 | 1.3512 | 3.6004 | 0 | 0 | 0 | Residential | Energy Star TV | Manufactured Home | New | N_MH_Energy Star TV | 0.12031 | 0.45292 | 0.26563 | 0 | 0 | 0 | Fail RIM | Commercial | Thermal Energy Storage | Assembly | New | N_AS_Thermal Energy Storage | 2.4645 | 9999 | 9999 | 0.071811 | 0.020812 | -0.011427 | Residential | 15 SEER Central AC | Manufactured Home | Turnover | T_MH_15 SEER Central AC | 0.99025 | 1.0989 | 0.90115 | 0 | 0 | 0 | Fail TRC
Commercial | High Efficiency PTAC | Institutional | New | N_IN_High Efficiency PTAC | 4.7571 | 1.3512 | 3.5206 | 0.00045213 | 0 | 0.00094953 | Residential | 15 SEER Air Source Heat Pump | Multi-Family | Turnover | T_MF_15 SEER Air Source Heat Pump | 0.97016 | 1.2228 | 0.79339 | 0 | 0 | 0 | Fail PCT | Commercial | HVAC tune-up | Assembly | New | N_AS_HVAC tune-up | 1.2039 | 0.95317 | 1.263 | 0.00015424 | 0 | 0.00032392 | Residential | 15 SEER Central AC | Multi-Family | New | N_MF_15 SEER Central AC | 1.0887 | 1.0989 | 0.99076 | 0 | 0 | 0 | Fail PCT
Commercial | High Efficiency PTAC | Miscellaneous | New | N_MS_High Efficiency PTAC | 4.2833 | 1.1766 | 3.6403 | 0 | 0 | 0 | Residential | 15 SEER Air Source Heat Pump | Manufactured Home | Turnover | T_MH_15 SEER Air Source Heat Pump | 0.9299 | 1.2228 | 0.76047 | 0 | 0 | 0 | Fail PCT | Commercial | Duct Sealing Repair | Assembly | New | N_AS_Duct Sealing Repair | 4.9437 | 1.6399 | 3.0147 | 0 | 0 | 0 | Residential | 15 SEER Central AC | Manufactured Home | New | N_MH_15 SEER Central AC | 0.99025 | 1.0989 | 0.90115 | 0 | 0 | 0 | Fail TRC
Commercial | High Efficiency PTAC | Warehouse | New | N_WR_High Efficiency PTAC | 2.136 | 1.3512 | 1.5808 | 0 | 0 | 0 | Residential | 15 SEER Air Source Heat Pump | Multi-Family | New | N_MF_15 SEER Air Source Heat Pump | 0.97016 | 1.2228 | 0.79339 | 0 | 0 | 0 | Fail PCT | Commercial | Chilled Water System - Variable Speed Drives | Assembly | New | N_AS_Chilled Water System - Variable Speed Drives | 2.4314 | 0.5183 | 4.6911 | 0.025707 | 0.0011528 | 0.23529 | Residential | 16 SEER Air Source Heat Pump | Single Family | Turnover | T_SF_16 SEER Air Source Heat Pump | 0.98639 | 1.2228 | 0.80666 | 0 | 0 | 0 | Fail TRC
Commercial | High Efficiency PTHP | Grocery | Turnover | T_GR_High Efficiency PTHP | 5.0101 | 1.3315 | 3.7629 | 0 | 0 | 0 | Residential | 15 SEER Air Source Heat Pump | Manufactured Home | New | N_MH_15 SEER Air Source Heat Pump | 0.9299 | 1.2228 | 0.76047 | 0 | 0 | 0 | Fail PCT | Commercial | Ceiling Insulation(R2 to R38) | Assembly | New | N_AS_Ceiling Insulation(R2 to R38) | 4.58 | 1.218 | 3.7601 | 0 | 0 | 0 | Residential | 16 SEER Air Source Heat Pump | Multi-Family | Turnover | T_MF_16 SEER Air Source Heat Pump | 0.72591 | 1.2228 | 0.59365 | 0 | 0 | 0 | Fail TRC
Commercial | High Efficiency PTHP | Institutional | Turnover | T_IN_High Efficiency PTHP | 4.7972 | 1.3315 | 3.603 | 0 | 0 | 0 | Residential | 15 SEER Central AC | Multi-Family | Turnover | T_MF_15 SEER Central AC | 1.0887 | 1.0989 | 0.99076 | 0 | 0 | 0 | Fail PCT | Commercial | Wall Insulation | Assembly | Existing | E_AS_Wall Insulation | 3.4169 | 1.218 | 2.8053 | 0 | 0 | 0 | Residential | 16 SEER Air Source Heat Pump | Manufactured Home | Turnover | T_MH_16 SEER Air Source Heat Pump | 0.61156 | 1.2228 | 0.50013 | 0 | 0 | 0 | Fail TRC
Commercial | High Efficiency PTHP | Miscellaneous | Turnover | T_MS_High Efficiency PTHP | 4.9163 | 1.3315 | 3.6924 | 0.13732 | 0 | 0.2761 | Residential | 15 SEER Central AC | Manufactured Home | Turnover | T_MH_15 SEER Central AC | 0.99025 | 1.0989 | 0.90115 | 0 | 0 | 0 | Fail PCT | Commercial | Thermal Energy Storage | Assembly | Existing | E_AS_Thermal Energy Storage | 2.4645 | 9999 | 9999 | 3.9853 | 1.155 | -0.63416 | Residential | 16 SEER Air Source Heat Pump | Single Family | New | N_SF_16 SEER Air Source Heat Pump | 0.98639 | 1.2228 | 0.80666 | 0 | 0 | 0 | Fail TRC
Commercial | High Efficiency PTHP | Warehouse | Turnover | T_WR_High Efficiency PTHP | 2.1742 | 1.3315 | 1.6329 | 0 | 0 | 0 | Residential | 15 SEER Central AC | Multi-Family | New | N_MF_15 SEER Central AC | 1.0887 | 1.0989 | 0.99076 | 0 | 0 | 0 | Fail PCT | Commercial | Low U-Value Windows | Assembly | Existing | E_AS_Low U-Value Windows | 1.4627 | 1.1184 | 1.3078 | 1.9851 | 0.00054082 | 5.4707 | Residential | 16 SEER Air Source Heat Pump | Multi-Family | New | N_MF_16 SEER Air Source Heat Pump | 0.72591 | 1.2228 | 0.59365 | 0 | 0 | 0 | Fail TRC
Commercial | High Efficiency PTHP | Grocery | New | N_GR_High Efficiency PTHP | 5.0101 | 1.3315 | 3.7629 | 0 | 0 | 0 | Residential | 15 SEER Central AC | Manufactured Home | New | N_MH_15 SEER Central AC | 0.99025 | 1.0989 | 0.90115 | 0 | 0 | 0 | Fail PCT | Commercial | HVAC tune-up | Assembly | Existing | E_AS_HVAC tune-up | 1.2039 | 0.95317 | 1.263 | 0.0080545 | 0 | 0.016916 | Residential | 16 SEER Air Source Heat Pump | Manufactured Home | New | N_MH_16 SEER Air Source Heat Pump | 0.61156 | 1.2228 | 0.50013 | 0 | 0 | 0 | Fail TRC
Commercial | High Efficiency PTHP | Institutional | New | N_IN_High Efficiency PTHP | 4.7972 | 1.3315 | 3.603 | 0 | 0 | 0 | Residential | 16 SEER Air Source Heat Pump | Single Family | Turnover | T_SF_16 SEER Air Source Heat Pump | 0.98639 | 1.2228 | 0.80666 | 0 | 0 | 0 | Fail PCT | Commercial | Duct Sealing Repair | Assembly | Existing | E_AS_Duct Sealing Repair | 4.9437 | 1.6399 | 3.0147 | 0 | 0 | 0 | Residential | 16 SEER Central AC | Multi-Family | Turnover | T_MF_16 SEER Central AC | 1.0443 | 1.0989 | 0.95031 | 0 | 0 | 0 | Fail PCT
Commercial | High Efficiency PTHP | Miscellaneous | New | N_MS_High Efficiency PTHP | 4.9163 | 1.3315 | 3.6924 | 0.0024744 | 0 | 0.0049751 | Residential | 16 SEER Air Source Heat Pump | Multi-Family | Turnover | T_MF_16 SEER Air Source Heat Pump | 0.72591 | 1.2228 | 0.59365 | 0 | 0 | 0 | Fail PCT | Commercial | Chilled Water System - Variable Speed Drives | Assembly | Existing | E_AS_Chilled Water System - Variable Speed Drives | 2.4314 | 0.5183 | 4.6911 | 1.5504 | 0.069526 | 14.1905 | Residential | 16 SEER Central AC | Manufactured Home | Turnover | T_MH_16 SEER Central AC | 0.94882 | 1.0989 | 0.86345 | 0 | 0 | 0 | Fail TRC
Commercial | High Efficiency PTHP | Warehouse | New | N_WR_High Efficiency PTHP | 2.1742 | 1.3315 | 1.6329 | 0 | 0 | 0 | Residential | 16 SEER Air Source Heat Pump | Manufactured Home | Turnover | T_MH_16 SEER Air Source Heat Pump | 0.61156 | 1.2228 | 0.50013 | 0 | 0 | 0 | Fail PCT | Commercial | Ceiling Insulation(R2 to R38) | Assembly | Existing | E_AS_Ceiling Insulation(R2 to R38) | 4.6683 | 1.218 | 3.8326 | 0 | 0 | 0 | Residential | 16 SEER Central AC | Multi-Family | New | N_MF_16 SEER Central AC | 1.0443 | 1.0989 | 0.95031 | 0 | 0 | 0 | Fail PCT
Commercial | Efficient Battery Charger | Assembly | Turnover | T_AS_Efficient Battery Charger | 1.6299 | 1.0222 | 1.5944 | 0.682 | 0 | 1.2447 | Residential | 16 SEER Air Source Heat Pump | Single Family | New | N_SF_16 SEER Air Source Heat Pump | 0.98639 | 1.2228 | 0.80666 | 0 | 0 | 0 | Fail PCT | Commercial | VSD Controlled Compressor | Assembly | New | N_AS_VSD Controlled Compressor | 2.2194 | 0.607 | 3.6564 | 0.0079592 | 0.0037252 | 0.052785 | Residential | 16 SEER Central AC | Manufactured Home | New | N_MH_16 SEER Central AC | 0.94882 | 1.0989 | 0.86345 | 0 | 0 | 0 | Fail TRC
Commercial | Efficient Battery Charger | College and University | Turnover | T_CU_Efficient Battery Charger | 1.6299 | 1.0222 | 1.5944 | 0 | 0 | 0 | Residential | 16 SEER Air Source Heat Pump | Multi-Family | New | N_MF_16 SEER Air Source Heat Pump | 0.72591 | 1.2228 | 0.59365 | 0 | 0 | 0 | Fail PCT | Commercial | VSD Controlled Compressor | Assembly | Existing | E_AS_VSD Controlled Compressor | 2.2194 | 0.607 | 3.6564 | 0.088343 | 0.041348 | 0.58589 | Residential | 17 SEER Air Source Heat Pump | Single Family | Turnover | T_SF_17 SEER Air Source Heat Pump | 0.86456 | 1.2228 | 0.70703 | 0 | 0 | 0 | Fail TRC
Commercial | Efficient Battery Charger | Grocery | Turnover | T_GR_Efficient Battery Charger | 1.6299 | 1.0222 | 1.5944 | 0.93373 | 0 | 1.7041 | Residential | 16 SEER Air Source Heat Pump | Manufactured Home | New | N_MH_16 SEER Air Source Heat Pump | 0.61156 | 1.2228 | 0.50013 | 0 | 0 | 0 | Fail PCT | Commercial | Variable Speed Pool Pump | Assembly | Turnover | T_AS_Variable Speed Pool Pump | 1.6477 | 0.70191 | 2.3474 | 0.0045876 | 0.0007121 | 0.019494 | Residential | 17 SEER Air Source Heat Pump | Multi-Family | Turnover | T_MF_17 SEER Air Source Heat Pump | 0.64595 | 1.2228 | 0.52825 | 0 | 0 | 0 | Fail TRC
Commercial | Efficient Battery Charger | Healthcare | Turnover | T_HC_Efficient Battery Charger | 1.6299 | 1.0222 | 1.5944 | 0.93903 | 0 | 1.7137 | Residential | 16 SEER Central AC | Multi-Family | Turnover | T_MF_16 SEER Central AC | 1.0443 | 1.0989 | 0.95031 | 0 | 0 | 0 | Fail PCT | Commercial | Solar Pool Heater | Assembly | Turnover | T_AS_Solar Pool Heater | 1.0773 | 0.33386 | 3.2268 | 0 | 0.00013099 | 0.0035859 | Residential | 17 SEER Air Source Heat Pump | Manufactured Home | Turnover | T_MH_17 SEER Air Source Heat Pump | 0.53603 | 1.2228 | 0.43836 | 0 | 0 | 0 | Fail TRC
Commercial | Efficient Battery Charger | Hospitals | Turnover | T_HS_Efficient Battery Charger | 1.6299 | 1.0222 | 1.5944 | 1.2255 | 0 | 2.2365 | Residential | 16 SEER Central AC | Manufactured Home | Turnover | T_MH_16 SEER Central AC | 0.94882 | 1.0989 | 0.86345 | 0 | 0 | 0 | Fail PCT | Commercial | Variable Speed Pool Pump | Assembly | New | N_AS_Variable Speed Pool Pump | 1.6477 | 0.70191 | 2.3474 | 8.2664e-05 | 1.2831e-05 | 0.00035125 | Residential | 17 SEER Air Source Heat Pump | Single Family | New | N_SF_17 SEER Air Source Heat Pump | 0.86456 | 1.2228 | 0.70703 | 0 | 0 | 0 | Fail TRC
Commercial | Efficient Battery Charger | Institutional | Turnover | T_IN_Efficient Battery Charger | 1.6299 | 1.0222 | 1.5944 | 0.96152 | 0 | 1.7548 | Residential | 16 SEER Central AC | Multi-Family | New | N_MF_16 SEER Central AC | 1.0443 | 1.0989 | 0.95031 | 0 | 0 | 0 | Fail PCT | Commercial | Solar Pool Heater | Assembly | New | N_AS_Solar Pool Heater | 1.0773 | 0.33386 | 3.2268 | 0 | 2.4464e-06 | 6.697e-05 | Residential | 17 SEER Air Source Heat Pump | Multi-Family | New | N_MF_17 SEER Air Source Heat Pump | 0.64595 | 1.2228 | 0.52825 | 0 | 0 | 0 | Fail TRC
Commercial | Efficient Battery Charger | Lodging/Hospitality | Turnover | T_LG_Efficient Battery Charger | 1.6299 | 1.0222 | 1.5944 | 2.1834 | 0 | 3.9847 | Residential | 16 SEER Central AC | Manufactured Home | New | N_MH_16 SEER Central AC | 0.94882 | 1.0989 | 0.86345 | 0 | 0 | 0 | Fail PCT | Commercial | Efficient Battery Charger | Assembly | Turnover | T_AS_Efficient Battery Charger | 1.6299 | 1.0222 | 1.5944 | 0.67414 | 0 | 1.2303 | Residential | 17 SEER Air Source Heat Pump | Manufactured Home | New | N_MH_17 SEER Air Source Heat Pump | 0.53603 | 1.2228 | 0.43836 | 0 | 0 | 0 | Fail TRC
Commercial | Efficient Battery Charger | Miscellaneous | Turnover | T_MS_Efficient Battery Charger | 1.6299 | 1.0222 | 1.5944 | 0 | 0 | 0 | Residential | 17 SEER Air Source Heat Pump | Single Family | Turnover | T_SF_17 SEER Air Source Heat Pump | 0.86456 | 1.2228 | 0.70703 | 0 | 0 | 0 | Fail PCT | Commercial | Efficient Battery Charger | Assembly | New | N_AS_Efficient Battery Charger | 1.6299 | 1.0222 | 1.5944 | 0.01158 | 0 | 0.021134 | Residential | 17 SEER Central AC | Single Family | Turnover | T_SF_17 SEER Central AC | 0.66745 | 1.0989 | 0.6074 | 0 | 0 | 0 | Fail TRC
Commercial | Efficient Battery Charger | Offices | Turnover | T_OF_Efficient Battery Charger | 1.6299 | 1.0222 | 1.5944 | 5.5641 | 0 | 10.1544 | Residential | 17 SEER Air Source Heat Pump | Multi-Family | Turnover | T_MF_17 SEER Air Source Heat Pump | 0.64595 | 1.2228 | 0.52825 | 0 | 0 | 0 | Fail PCT | Commercial | Energy Star Uninterruptable Power Supply | Assembly | Turnover | T_AS_Energy Star Uninterruptable Power Supply | 1.3186 | 0.48348 | 2.7274 | 0 | 0 | 0 | Residential | 17 SEER Central AC | Multi-Family | Turnover | T_MF_17 SEER Central AC | 0.61137 | 1.0989 | 0.55636 | 0 | 0 | 0 | Fail TRC
Commercial | Efficient Battery Charger | Restaurants | Turnover | T_RS_Efficient Battery Charger | 1.6299 | 1.0222 | 1.5944 | 0 | 0 | 0 | Residential | 17 SEER Air Source Heat Pump | Manufactured Home | Turnover | T_MH_17 SEER Air Source Heat Pump | 0.53603 | 1.2228 | 0.43836 | 0 | 0 | 0 | Fail PCT | Commercial | Energy Star Uninterruptable Power Supply | Assembly | New | N_AS_Energy Star Uninterruptable Power Supply | 1.3186 | 0.48348 | 2.7274 | 0 | 0 | 0 | Residential | 17 SEER Central AC | Manufactured Home | Turnover | T_MH_17 SEER Central AC | 0.41382 | 1.0989 | 0.37659 | 0 | 0 | 0 | Fail TRC
Commercial | Efficient Battery Charger | Retail | Turnover | T_RT_Efficient Battery Charger | 1.6299 | 1.0222 | 1.5944 | 3.0413 | 0 | 5.5503 | Residential | 17 SEER Air Source Heat Pump | Single Family | New | N_SF_17 SEER Air Source Heat Pump | 0.86456 | 1.2228 | 0.70703 | 0 | 0 | 0 | Fail PCT | Commercial | Demand Controlled Ventilation | Assembly | New | N_AS_Demand Controlled Ventilation | 3.0857 | 1.2547 | 2.4593 | 0.0023849 | 0.013427 | 0.022906 | Residential | 17 SEER Central AC | Single Family | New | N_SF_17 SEER Central AC | 0.66745 | 1.0989 | 0.6074 | 0 | 0 | 0 | Fail TRC
Commercial | Efficient Battery Charger | Schools K-12 | Turnover | T_SC_Efficient Battery Charger | 1.6299 | 1.0222 | 1.5944 | 0 | 0 | 0 | Residential | 17 SEER Air Source Heat Pump | Multi-Family | New | N_MF_17 SEER Air Source Heat Pump | 0.64595 | 1.2228 | 0.52825 | 0 | 0 | 0 | Fail PCT | Commercial | Demand Controlled Ventilation | Assembly | Existing | E_AS_Demand Controlled Ventilation | 3.0857 | 1.2547 | 2.4593 | 0.14118 | 0.79482 | 1.356 | Residential | 17 SEER Central AC | Multi-Family | New | N_MF_17 SEER Central AC | 0.61137 | 1.0989 | 0.55636 | 0 | 0 | 0 | Fail TRC
Commercial | Efficient Battery Charger | Warehouse | Turnover | T_WR_Efficient Battery Charger | 1.6299 | 1.0222 | 1.5944 | 1.0274 | 0 | 1.8751 | Residential | 17 SEER Air Source Heat Pump | Manufactured Home | New | N_MH_17 SEER Air Source Heat Pump | 0.53603 | 1.2228 | 0.43836 | 0 | 0 | 0 | Fail PCT | Commercial | High Bay LED | Assembly | Turnover | T_AS_High Bay LED | 2.9341 | 0.67837 | 4.3251 | 2.3305 | 2.2865 | 12.6023 | Residential | 17 SEER Central AC | Manufactured Home | New | N_MH_17 SEER Central AC | 0.41382 | 1.0989 | 0.37659 | 0 | 0 | 0 | Fail TRC
Commercial | Efficient Battery Charger | Assembly | New | N_AS_Efficient Battery Charger | 1.6299 | 1.0222 | 1.5944 | 0.012289 | 0 | 0.022427 | Residential | 17 SEER Central AC | Single Family | Turnover | T_SF_17 SEER Central AC | 0.66745 | 1.0989 | 0.6074 | 0 | 0 | 0 | Fail PCT | Commercial | High Bay LED | Assembly | New | N_AS_High Bay LED | 2.9341 | 0.67837 | 4.3251 | 0 | 0 | 0 | Residential | 18 SEER Air Source Heat Pump | Single Family | Turnover | T_SF_18 SEER Air Source Heat Pump | 0.79581 | 1.2228 | 0.65081 | 0 | 0 | 0 | Fail TRC
Commercial | Efficient Battery Charger | College and University | New | N_CU_Efficient Battery Charger | 1.6299 | 1.0222 | 1.5944 | 0 | 0 | 0 | Residential | 17 SEER Central AC | Multi-Family | Turnover | T_MF_17 SEER Central AC | 0.61137 | 1.0989 | 0.55636 | 0 | 0 | 0 | Fail PCT | Commercial | High Efficiency Chiller (Air Cooled, 50 tons) | Assembly | Turnover | T_AS_High Efficiency Chiller (Air Cooled, 50 tons) | 2.1969 | 0.88681 | 2.4773 | 0.5014 | 0.022818 | 1.8407 | Residential | 18 SEER Air Source Heat Pump | Multi-Family | Turnover | T_MF_18 SEER Air Source Heat Pump | 0.53518 | 1.2228 | 0.43767 | 0 | 0 | 0 | Fail TRC
Commercial | Efficient Battery Charger | Grocery | New | N_GR_Efficient Battery Charger | 1.6299 | 1.0222 | 1.5944 | 0.016825 | 0 | 0.030705 | Residential | 17 SEER Central AC | Manufactured Home | Turnover | T_MH_17 SEER Central AC | 0.41382 | 1.0989 | 0.37659 | 0 | 0 | 0 | Fail PCT | Commercial | High Efficiency Chiller (Water cooled-positive displacement, 100 tons) | Assembly | Turnover | T_AS_High Efficiency Chiller (Water cooled-positive displacement, 100 tons) | 1.4837 | 1.167 | 1.2714 | 0.20651 | 0.00040112 | 0.54804 | Residential | 18 SEER Air Source Heat Pump | Manufactured Home | Turnover | T_MH_18 SEER Air Source Heat Pump | 0.4934 | 1.2228 | 0.4035 | 0 | 0 | 0 | Fail TRC
Commercial | Efficient Battery Charger | Healthcare | New | N_HC_Efficient Battery Charger | 1.6299 | 1.0222 | 1.5944 | 0.01692 | 0 | 0.03088 | Residential | 17 SEER Central AC | Single Family | New | N_SF_17 SEER Central AC | 0.66745 | 1.0989 | 0.6074 | 0 | 0 | 0 | Fail PCT | Commercial | High Efficiency Chiller (Water cooled-centrifugal, 200 tons) | Assembly | Turnover | T_AS_High Efficiency Chiller (Water cooled-centrifugal, 200 tons) | 2.5505 | 1.167 | 2.1855 | 0.42581 | 0.00082709 | 1.13 | Residential | 18 SEER Air Source Heat Pump | Single Family | New | N_SF_18 SEER Air Source Heat Pump | 0.79581 | 1.2228 | 0.65081 | 0 | 0 | 0 | Fail TRC
Commercial | Efficient Battery Charger | Hospitals | New | N_HS_Efficient Battery Charger | 1.6299 | 1.0222 | 1.5944 | 0.022081 | 0 | 0.040299 | Residential | 17 SEER Central AC | Multi-Family | New | N_MF_17 SEER Central AC | 0.61137 | 1.0989 | 0.55636 | 0 | 0 | 0 | Fail PCT | Commercial | High Efficiency Chiller (Air Cooled, 50 tons) | Assembly | New | N_AS_High Efficiency Chiller (Air Cooled, 50 tons) | 2.1969 | 0.88681 | 2.4773 | 0.00034471 | 1.5688e-05 | 0.0012655 | Residential | 18 SEER Air Source Heat Pump | Multi-Family | New | N_MF_18 SEER Air Source Heat Pump | 0.53518 | 1.2228 | 0.43767 | 0 | 0 | 0 | Fail TRC
Commercial | Efficient Battery Charger | Institutional | New | N_IN_Efficient Battery Charger | 1.6299 | 1.0222 | 1.5944 | 0.017326 | 0 | 0.031619 | Residential | 17 SEER Central AC | Manufactured Home | New | N_MH_17 SEER Central AC | 0.41382 | 1.0989 | 0.37659 | 0 | 0 | 0 | Fail PCT | Commercial | High Efficiency Chiller (Water cooled-positive displacement, 100 tons) | Assembly | New | N_AS_High Efficiency Chiller (Water cooled-positive displacement, 100 tons) | 1.4837 | 1.167 | 1.2714 | 0.00014197 | 2.7577e-07 | 0.00037678 | Residential | 18 SEER Air Source Heat Pump | Manufactured Home | New | N_MH_18 SEER Air Source Heat Pump | 0.4934 | 1.2228 | 0.4035 | 0 | 0 | 0 | Fail TRC
Commercial | Efficient Battery Charger | Lodging/Hospitality | New | N_LG_Efficient Battery Charger | 1.6299 | 1.0222 | 1.5944 | 0.039342 | 0 | 0.0718 | Residential | 18 SEER Air Source Heat Pump | Single Family | Turnover | T_SF_18 SEER Air Source Heat Pump | 0.79581 | 1.2228 | 0.65081 | 0 | 0 | 0 | Fail PCT | Commercial | High Efficiency Chiller (Water cooled-centrifugal, 200 tons) | Assembly | New | N_AS_High Efficiency Chiller (Water cooled-centrifugal, 200 tons) | 2.5505 | 1.167 | 2.1855 | 0.0076727 | 1.4903e-05 | 0.020362 | Residential | 18 SEER Central AC | Single Family | Turnover | T_SF_18 SEER Central AC | 0.59261 | 1.0989 | 0.53929 | 0 | 0 | 0 | Fail TRC
Commercial | Efficient Battery Charger | Miscellaneous | New | N_MS_Efficient Battery Charger | 1.6299 | 1.0222 | 1.5944 | 0 | 0 | 0 | Residential | 18 SEER Air Source Heat Pump | Multi-Family | Turnover | T_MF_18 SEER Air Source Heat Pump | 0.53518 | 1.2228 | 0.43767 | 0 | 0 | 0 | Fail PCT | Commercial | Energy Star Commercial Solid Door Refrigerator | Assembly | Turnover | T_AS_Energy Star Commercial Solid Door Refrigerator | 2.7793 | 0.58132 | 4.781 | 0 | 0 | 0 | Residential | 18 SEER Central AC | Multi-Family | Turnover | T_MF_18 SEER Central AC | 0.49664 | 1.0989 | 0.45196 | 0 | 0 | 0 | Fail TRC
Commercial | Efficient Battery Charger | Offices | New | N_OF_Efficient Battery Charger | 1.6299 | 1.0222 | 1.5944 | 0.10026 | 0 | 0.18297 | Residential | 18 SEER Air Source Heat Pump | Manufactured Home | Turnover | T_MH_18 SEER Air Source Heat Pump | 0.4934 | 1.2228 | 0.4035 | 0 | 0 | 0 | Fail PCT | Commercial | Energy Star Commercial Solid Door Refrigerator | Assembly | New | N_AS_Energy Star Commercial Solid Door Refrigerator | 2.7793 | 0.58132 | 4.781 | 0 | 0 | 0 | Residential | 18 SEER Central AC | Manufactured Home | Turnover | T_MH_18 SEER Central AC | 0.36742 | 1.0989 | 0.33436 | 0 | 0 | 0 | Fail TRC
Commercial | Efficient Battery Charger | Restaurants | New | N_RS_Efficient Battery Charger | 1.6299 | 1.0222 | 1.5944 | 0 | 0 | 0 | Residential | 18 SEER Air Source Heat Pump | Single Family | New | N_SF_18 SEER Air Source Heat Pump | 0.79581 | 1.2228 | 0.65081 | 0 | 0 | 0 | Fail PCT | Commercial | Efficient Exhaust Hood | Assembly | Turnover | T_AS_Efficient Exhaust Hood | 3.3648 | 0.74879 | 4.4937 | 0 | 0 | 0 | Residential | 18 SEER Central AC | Single Family | New | N_SF_18 SEER Central AC | 0.59261 | 1.0989 | 0.53929 | 0 | 0 | 0 | Fail TRC
Commercial | Efficient Battery Charger | Retail | New | N_RT_Efficient Battery Charger | 1.6299 | 1.0222 | 1.5944 | 0.054801 | 0 | 0.10001 | Residential | 18 SEER Air Source Heat Pump | Multi-Family | New | N_MF_18 SEER Air Source Heat Pump | 0.53518 | 1.2228 | 0.43767 | 0 | 0 | 0 | Fail PCT | Commercial | Energy Star Hot Food Holding Cabinet | Assembly | Turnover | T_AS_Energy Star Hot Food Holding Cabinet | 1.2802 | 0.65051 | 1.968 | 0 | 0 | 0 | Residential | 18 SEER Central AC | Multi-Family | New | N_MF_18 SEER Central AC | 0.49664 | 1.0989 | 0.45196 | 0 | 0 | 0 | Fail TRC
Commercial | Efficient Battery Charger | Schools K-12 | New | N_SC_Efficient Battery Charger | 1.6299 | 1.0222 | 1.5944 | 0 | 0 | 0 | Residential | 18 SEER Air Source Heat Pump | Manufactured Home | New | N_MH_18 SEER Air Source Heat Pump | 0.4934 | 1.2228 | 0.4035 | 0 | 0 | 0 | Fail PCT | Commercial | Efficient Exhaust Hood | Assembly | New | N_AS_Efficient Exhaust Hood | 3.3648 | 0.74879 | 4.4937 | 0 | 0 | 0 | Residential | 18 SEER Central AC | Manufactured Home | New | N_MH_18 SEER Central AC | 0.36742 | 1.0989 | 0.33436 | 0 | 0 | 0 | Fail TRC
Commercial | Efficient Battery Charger | Warehouse | New | N_WR_Efficient Battery Charger | 1.6299 | 1.0222 | 1.5944 | 0.018513 | 0 | 0.033787 | Residential | 18 SEER Central AC | Single Family | Turnover | T_SF_18 SEER Central AC | 0.59261 | 1.0989 | 0.53929 | 0 | 0 | 0 | Fail PCT | Commercial | Energy Star Hot Food Holding Cabinet | Assembly | New | N_AS_Energy Star Hot Food Holding Cabinet | 1.2802 | 0.65051 | 1.968 | 0 | 0 | 0 | Residential | 21 SEER Air Source Heat Pump | Single Family | Turnover | T_SF_21 SEER Air Source Heat Pump | 0.751 | 1.2228 | 0.61417 | 0 | 0 | 0 | Fail TRC
Commercial | Ceiling Insulation(R2 to R38) | Assembly | Existing | E_AS_Ceiling Insulation(R2 to R38) | 4.6683 | 1.218 | 3.8326 | 0 | 0 | 0 | Residential | 18 SEER Central AC | Multi-Family | Turnover | T_MF_18 SEER Central AC | 0.49664 | 1.0989 | 0.45196 | 0 | 0 | 0 | Fail PCT | Commercial | Heat Pump Water Heater | Assembly | Turnover | T_AS_Heat Pump Water Heater | 2.1443 | 0.58232 | 3.6824 | 0.040679 | 0.027057 | 0.24071 | Residential | 21 SEER Air Source Heat Pump | Multi-Family | Turnover | T_MF_21 SEER Air Source Heat Pump | 0.4784 | 1.2228 | 0.39123 | 0 | 0 | 0 | Fail TRC
Commercial | Ceiling Insulation(R2 to R38) | College and University | Existing | E_CU_Ceiling Insulation(R2 to R38) | 4.641 | 1.2109 | 3.8326 | 0 | 0 | 0 | Residential | 18 SEER Central AC | Manufactured Home | Turnover | T_MH_18 SEER Central AC | 0.36742 | 1.0989 | 0.33436 | 0 | 0 | 0 | Fail PCT | Commercial | Heat Pump Water Heater | Assembly | New | N_AS_Heat Pump Water Heater | 2.1443 | 0.58232 | 3.6824 | 0.000733 | 0.00048753 | 0.0043374 | Residential | 21 SEER Air Source Heat Pump | Manufactured Home | Turnover | T_MH_21 SEER Air Source Heat Pump | 0.46562 | 1.2228 | 0.38078 | 0 | 0 | 0 | Fail TRC
Commercial | Ceiling Insulation(R2 to R38) | Grocery | Existing | E_GR_Ceiling Insulation(R2 to R38) | 4.7905 | 1.2499 | 3.8326 | 0 | 0 | 0 | Residential | 18 SEER Central AC | Single Family | New | N_SF_18 SEER Central AC | 0.59261 | 1.0989 | 0.53929 | 0 | 0 | 0 | Fail PCT | Commercial | Retro-Commissioning | College and University | New | N_CU_Retro-Commissioning | 1.8216 | 0.84693 | 2.1508 | 0 | 0 | 0 | Residential | 21 SEER Air Source Heat Pump | Single Family | New | N_SF_21 SEER Air Source Heat Pump | 0.751 | 1.2228 | 0.61417 | 0 | 0 | 0 | Fail TRC
Commercial | Ceiling Insulation(R2 to R38) | Healthcare | Existing | E_HC_Ceiling Insulation(R2 to R38) | 4.6683 | 1.218 | 3.8326 | 0.19775 | 0.057434 | 10.0095 | Residential | 18 SEER Central AC | Multi-Family | New | N_MF_18 SEER Central AC | 0.49664 | 1.0989 | 0.45196 | 0 | 0 | 0 | Fail PCT | Commercial | PSC to ECM Evaporator Fan Motor (Walk-In, Refrigerator) | College and University | New | N_CU_PSC to ECM Evaporator Fan Motor (Walk-In, Refrigerator) | 1.1517 | 0.56283 | 2.0463 | 1.859e-07 | 1.5571e-07 | 1.4338e-06 | Residential | 21 SEER Air Source Heat Pump | Multi-Family | New | N_MF_21 SEER Air Source Heat Pump | 0.4784 | 1.2228 | 0.39123 | 0 | 0 | 0 | Fail TRC
Commercial | Ceiling Insulation(R2 to R38) | Hospitals | Existing | E_HS_Ceiling Insulation(R2 to R38) | 4.641 | 1.2109 | 3.8326 | 0 | 0 | 0 | Residential | 18 SEER Central AC | Manufactured Home | New | N_MH_18 SEER Central AC | 0.36742 | 1.0989 | 0.33436 | 0 | 0 | 0 | Fail PCT | Commercial | PSC to ECM Evaporator Fan Motor (Reach-In) | College and University | New | N_CU_PSC to ECM Evaporator Fan Motor (Reach-In) | 1.7746 | 0.56283 | 3.153 | 6.367e-06 | 5.3332e-06 | 4.9107e-05 | Residential | 21 SEER Air Source Heat Pump | Manufactured Home | New | N_MH_21 SEER Air Source Heat Pump | 0.46562 | 1.2228 | 0.38078 | 0 | 0 | 0 | Fail TRC
Commercial | Ceiling Insulation(R2 to R38) | Institutional | Existing | E_IN_Ceiling Insulation(R2 to R38) | 4.6683 | 1.218 | 3.8326 | 0 | 0 | 0 | Residential | 21 SEER Air Source Heat Pump | Single Family | Turnover | T_SF_21 SEER Air Source Heat Pump | 0.751 | 1.2228 | 0.61417 | 0 | 0 | 0 | Fail PCT | Commercial | Retro-Commissioning | College and University | Existing | E_CU_Retro-Commissioning | 1.8216 | 0.84693 | 2.1508 | 0.57705 | 0.0061748 | 1.4604 | Residential | 21 SEER ASHP from base electric resistance heating | Single Family | Turnover | T_SF_21 SEER ASHP from base electric resistance heating | 0.99769 | 1.2228 | 0.81591 | 0 | 0 | 0 | Fail TRC
Commercial | Ceiling Insulation(R2 to R38) | Lodging/Hospitality | Existing | E_LG_Ceiling Insulation(R2 to R38) | 4.641 | 1.2109 | 3.8326 | 0 | 0 | 0 | Residential | 21 SEER Air Source Heat Pump | Multi-Family | Turnover | T_MF_21 SEER Air Source Heat Pump | 0.4784 | 1.2228 | 0.39123 | 0 | 0 | 0 | Fail PCT | Commercial | PSC to ECM Evaporator Fan Motor (Walk-In, Refrigerator) | College and University | Existing | E_CU_PSC to ECM Evaporator Fan Motor (Walk-In, Refrigerator) | 1.1517 | 0.56283 | 2.0463 | 2.4885e-06 | 2.0844e-06 | 1.9193e-05 | Residential | 21 SEER ASHP from base electric resistance heating | Multi-Family | Turnover | T_MF_21 SEER ASHP from base electric resistance heating | 0.65343 | 1.2228 | 0.53437 | 0 | 0 | 0 | Fail TRC
Commercial | Ceiling Insulation(R2 to R38) | Miscellaneous | Existing | E_MS_Ceiling Insulation(R2 to R38) | 4.6683 | 1.218 | 3.8326 | 0 | 0 | 0 | Residential | 21 SEER Air Source Heat Pump | Manufactured Home | Turnover | T_MH_21 SEER Air Source Heat Pump | 0.46562 | 1.2228 | 0.38078 | 0 | 0 | 0 | Fail PCT | Commercial | PSC to ECM Evaporator Fan Motor (Reach-In) | College and University | Existing | E_CU_PSC to ECM Evaporator Fan Motor (Reach-In) | 1.7746 | 0.56283 | 3.153 | 8.523e-05 | 7.1391e-05 | 0.00065736 | Residential | 21 SEER ASHP from base electric resistance heating | Manufactured Home | Turnover | T_MH_21 SEER ASHP from base electric resistance heating | 0.61857 | 1.2228 | 0.50586 | 0 | 0 | 0 | Fail TRC
Commercial | Ceiling Insulation(R2 to R38) | Offices | Existing | E_OF_Ceiling Insulation(R2 to R38) | 4.6683 | 1.218 | 3.8326 | 0.12116 | 0.34478 | 6.8193 | Residential | 21 SEER Air Source Heat Pump | Single Family | New | N_SF_21 SEER Air Source Heat Pump | 0.751 | 1.2228 | 0.61417 | 0 | 0 | 0 | Fail PCT | Commercial | Facility Energy Management System | College and University | New | N_CU_Facility Energy Management System | 1.2848 | 0.60126 | 2.1369 | 0.00048451 | 0.00031566 | 0.0032809 | Residential | 21 SEER ASHP from base electric resistance heating | Single Family | New | N_SF_21 SEER ASHP from base electric resistance heating | 0.99769 | 1.2228 | 0.81591 | 0 | 0 | 0 | Fail TRC
Commercial | Ceiling Insulation(R2 to R38) | Restaurants | Existing | E_RS_Ceiling Insulation(R2 to R38) | 4.7905 | 1.2499 | 3.8326 | 0 | 0 | 0 | Residential | 21 SEER Air Source Heat Pump | Multi-Family | New | N_MF_21 SEER Air Source Heat Pump | 0.4784 | 1.2228 | 0.39123 | 0 | 0 | 0 | Fail PCT | Commercial | Facility Energy Management System | College and University | Existing | E_CU_Facility Energy Management System | 1.2848 | 0.60126 | 2.1369 | 0.0042887 | 0.0028324 | 0.029039 | Residential | 21 SEER ASHP from base electric resistance heating | Multi-Family | New | N_MF_21 SEER ASHP from base electric resistance heating | 0.65343 | 1.2228 | 0.53437 | 0 | 0 | 0 | Fail TRC
Commercial | Ceiling Insulation(R2 to R38) | Retail | Existing | E_RT_Ceiling Insulation(R2 to R38) | 4.7905 | 1.2499 | 3.8326 | 0 | 0 | 0 | Residential | 21 SEER Air Source Heat Pump | Manufactured Home | New | N_MH_21 SEER Air Source Heat Pump | 0.46562 | 1.2228 | 0.38078 | 0 | 0 | 0 | Fail PCT | Commercial | Thermal Energy Storage | College and University | New | N_CU_Thermal Energy Storage | 2.4645 | 9999 | 9999 | 0.006278 | 0.0018195 | -0.00099898 | Residential | 21 SEER ASHP from base electric resistance heating | Manufactured Home | New | N_MH_21 SEER ASHP from base electric resistance heating | 0.61857 | 1.2228 | 0.50586 | 0 | 0 | 0 | Fail TRC
Commercial | Ceiling Insulation(R2 to R38) | Schools K-12 | Existing | E_SC_Ceiling Insulation(R2 to R38) | 4.6683 | 1.218 | 3.8326 | 0 | 0 | 0 | Residential | 21 SEER ASHP from base electric resistance heating | Single Family | Turnover | T_SF_21 SEER ASHP from base electric resistance heating | 0.99769 | 1.2228 | 0.81591 | 0 | 0 | 0 | Fail PCT | Commercial | Duct Sealing Repair | College and University | New | N_CU_Duct Sealing Repair | 7.4921 | 1.6399 | 4.5688 | 0 | 0 | 0 | Residential | 21 SEER Central AC | Single Family | Turnover | T_SF_21 SEER Central AC | 0.57042 | 1.0989 | 0.51909 | 0 | 0 | 0 | Fail TRC
Commercial | Ceiling Insulation(R2 to R38) | Assembly | New | N_AS_Ceiling Insulation(R2 to R38) | 4.58 | 1.218 | 3.7601 | 0 | 0 | 0 | Residential | 21 SEER ASHP from base electric resistance heating | Multi-Family | Turnover | T_MF_21 SEER ASHP from base electric resistance heating | 0.65343 | 1.2228 | 0.53437 | 0 | 0 | 0 | Fail PCT | Commercial | Chilled Water System - Variable Speed Drives | College and University | New | N_CU_Chilled Water System - Variable Speed Drives | 2.4314 | 0.5183 | 4.6911 | 8.0529e-05 | 3.6113e-06 | 0.00073707 | Residential | 21 SEER Central AC | Multi-Family | Turnover | T_MF_21 SEER Central AC | 0.42857 | 1.0989 | 0.39001 | 0 | 0 | 0 | Fail TRC
Commercial | Ceiling Insulation(R2 to R38) | College and University | New | N_CU_Ceiling Insulation(R2 to R38) | 4.5532 | 1.2109 | 3.7601 | 0 | 0 | 0 | Residential | 21 SEER ASHP from base electric resistance heating | Manufactured Home | Turnover | T_MH_21 SEER ASHP from base electric resistance heating | 0.61857 | 1.2228 | 0.50586 | 0 | 0 | 0 | Fail PCT | Commercial | Ceiling Insulation(R2 to R38) | College and University | New | N_CU_Ceiling Insulation(R2 to R38) | 4.5532 | 1.2109 | 3.7601 | 0 | 0 | 0 | Residential | 21 SEER Central AC | Manufactured Home | Turnover | T_MH_21 SEER Central AC | 0.35366 | 1.0989 | 0.32184 | 0 | 0 | 0 | Fail TRC
Commercial | Ceiling Insulation(R2 to R38) | Grocery | New | N_GR_Ceiling Insulation(R2 to R38) | 4.6999 | 1.2499 | 3.7601 | 0 | 0 | 0 | Residential | 21 SEER ASHP from base electric resistance heating | Single Family | New | N_SF_21 SEER ASHP from base electric resistance heating | 0.99769 | 1.2228 | 0.81591 | 0 | 0 | 0 | Fail PCT | Commercial | Wall Insulation | College and University | Existing | E_CU_Wall Insulation | 3.2993 | 1.2109 | 2.7246 | 0 | 0 | 0 | Residential | 21 SEER Central AC | Single Family | New | N_SF_21 SEER Central AC | 0.57042 | 1.0989 | 0.51909 | 0 | 0 | 0 | Fail TRC
Commercial | Ceiling Insulation(R2 to R38) | Healthcare | New | N_HC_Ceiling Insulation(R2 to R38) | 4.58 | 1.218 | 3.7601 | 0 | 0 | 0 | Residential | 21 SEER ASHP from base electric resistance heating | Multi-Family | New | N_MF_21 SEER ASHP from base electric resistance heating | 0.65343 | 1.2228 | 0.53437 | 0 | 0 | 0 | Fail PCT | Commercial | Thermal Energy Storage | College and University | Existing | E_CU_Thermal Energy Storage | 2.4645 | 9999 | 9999 | 0.34841 | 0.10098 | -0.055441 | Residential | 21 SEER Central AC | Multi-Family | New | N_MF_21 SEER Central AC | 0.42857 | 1.0989 | 0.39001 | 0 | 0 | 0 | Fail TRC
Commercial | Ceiling Insulation(R2 to R38) | Hospitals | New | N_HS_Ceiling Insulation(R2 to R38) | 4.5532 | 1.2109 | 3.7601 | 0 | 0 | 0 | Residential | 21 SEER ASHP from base electric resistance heating | Manufactured Home | New | N_MH_21 SEER ASHP from base electric resistance heating | 0.61857 | 1.2228 | 0.50586 | 0 | 0 | 0 | Fail PCT | Commercial | Low U-Value Windows | College and University | Existing | E_CU_Low U-Value Windows | 1.4627 | 1.1184 | 1.3078 | 0.092964 | 1.0531e-05 | 0.25264 | Residential | 21 SEER Central AC | Manufactured Home | New | N_MH_21 SEER Central AC | 0.35366 | 1.0989 | 0.32184 | 0 | 0 | 0 | Fail TRC
Commercial | Ceiling Insulation(R2 to R38) | Institutional | New | N_IN_Ceiling Insulation(R2 to R38) | 4.58 | 1.218 | 3.7601 | 0 | 0 | 0 | Residential | 21 SEER Central AC | Single Family | Turnover | T_SF_21 SEER Central AC | 0.57042 | 1.0989 | 0.51909 | 0 | 0 | 0 | Fail PCT | Commercial | Duct Sealing Repair | College and University | Existing | E_CU_Duct Sealing Repair | 7.4921 | 1.6399 | 4.5688 | 0 | 0 | 0 | Residential | Energy Star Room AC | Single Family | Turnover | T_SF_Energy Star Room AC | 6.9367 | 0.91961 | 7.5432 | 0 | 0 | 0 | Fail 2-year Threshold
Commercial | Ceiling Insulation(R2 to R38) | Lodging/Hospitality | New | N_LG_Ceiling Insulation(R2 to R38) | 4.5532 | 1.2109 | 3.7601 | 0 | 0 | 0 | Residential | 21 SEER Central AC | Multi-Family | Turnover | T_MF_21 SEER Central AC | 0.42857 | 1.0989 | 0.39001 | 0 | 0 | 0 | Fail PCT | Commercial | Chilled Water System - Variable Speed Drives | College and University | Existing | E_CU_Chilled Water System - Variable Speed Drives | 2.4314 | 0.5183 | 4.6911 | 0.0076433 | 0.00034276 | 0.069958 | Residential | Energy Star Room AC | Multi-Family | Turnover | T_MF_Energy Star Room AC | 6.9367 | 0.91961 | 7.5432 | 0 | 0 | 0 | Fail 2-year Threshold
Commercial | Ceiling Insulation(R2 to R38) | Miscellaneous | New | N_MS_Ceiling Insulation(R2 to R38) | 4.58 | 1.218 | 3.7601 | 0 | 0 | 0 | Residential | 21 SEER Central AC | Manufactured Home | Turnover | T_MH_21 SEER Central AC | 0.35366 | 1.0989 | 0.32184 | 0 | 0 | 0 | Fail PCT | Commercial | Ceiling Insulation(R2 to R38) | College and University | Existing | E_CU_Ceiling Insulation(R2 to R38) | 4.641 | 1.2109 | 3.8326 | 0 | 0 | 0 | Residential | Energy Star Room AC | Manufactured Home | Turnover | T_MH_Energy Star Room AC | 6.9367 | 0.91961 | 7.5432 | 0 | 0 | 0 | Fail 2-year Threshold
Commercial | Ceiling Insulation(R2 to R38) | Offices | New | N_OF_Ceiling Insulation(R2 to R38) | 4.58 | 1.218 | 3.7601 | 0 | 0 | 0 | Residential | 21 SEER Central AC | Single Family | New | N_SF_21 SEER Central AC | 0.57042 | 1.0989 | 0.51909 | 0 | 0 | 0 | Fail PCT | Commercial | ECM Motors on Furnaces | College and University | New | N_CU_ECM Motors on Furnaces | 1.2213 | 0.55807 | 2.1884 | 0 | 0 | 0 | Residential | Energy Star Room AC | Single Family | New | N_SF_Energy Star Room AC | 6.9367 | 0.91961 | 7.5432 | 0 | 0 | 0 | Fail 2-year Threshold
Commercial | Ceiling Insulation(R2 to R38) | Restaurants | New | N_RS_Ceiling Insulation(R2 to R38) | 4.6999 | 1.2499 | 3.7601 | 0 | 0 | 0 | Residential | 21 SEER Central AC | Multi-Family | New | N_MF_21 SEER Central AC | 0.42857 | 1.0989 | 0.39001 | 0 | 0 | 0 | Fail PCT | Commercial | ECM Motors on Furnaces | College and University | Existing | E_CU_ECM Motors on Furnaces | 1.2213 | 0.55807 | 2.1884 | 0 | 0 | 0 | Residential | Energy Star Room AC | Multi-Family | New | N_MF_Energy Star Room AC | 6.9367 | 0.91961 | 7.5432 | 0 | 0 | 0 | Fail 2-year Threshold
Commercial | Ceiling Insulation(R2 to R38) | Retail | New | N_RT_Ceiling Insulation(R2 to R38) | 4.6999 | 1.2499 | 3.7601 | 0 | 0 | 0 | Residential | 21 SEER Central AC | Manufactured Home | New | N_MH_21 SEER Central AC | 0.35366 | 1.0989 | 0.32184 | 0 | 0 | 0 | Fail PCT | Commercial | VSD Controlled Compressor | College and University | New | N_CU_VSD Controlled Compressor | 2.0579 | 0.56283 | 3.6564 | 0.00199 | 0.0016669 | 0.015349 | Residential | Energy Star Room AC | Manufactured Home | New | N_MH_Energy Star Room AC | 6.9367 | 0.91961 | 7.5432 | 0 | 0 | 0 | Fail 2-year Threshold
Commercial | Ceiling Insulation(R2 to R38) | Schools K-12 | New | N_SC_Ceiling Insulation(R2 to R38) | 4.58 | 1.218 | 3.7601 | 0 | 0 | 0 | Residential | Energy Star Room AC | Single Family | Turnover | T_SF_Energy Star Room AC | 6.9367 | 0.91961 | 7.5432 | 0 | 0 | 0 | Fail RIM | Commercial | VSD Controlled Compressor | College and University | Existing | E_CU_VSD Controlled Compressor | 2.0579 | 0.56283 | 3.6564 | 0.022088 | 0.018501 | 0.17036 | Residential | Ground Source Heat Pump | Single Family | Turnover | T_SF_Ground Source Heat Pump | 0.34799 | 1.2807 | 0.27172 | 0 | 0 | 0 | Fail TRC
Commercial | Duct Sealing Repair | Assembly | Existing | E_AS_Duct Sealing Repair | 4.9437 | 1.6399 | 3.0147 | 0 | 0 | 0 | Residential | Energy Star Room AC | Multi-Family | Turnover | T_MF_Energy Star Room AC | 6.9367 | 0.91961 | 7.5432 | 0 | 0 | 0 | Fail RIM | Commercial | Variable Speed Pool Pump | College and University | Turnover | T_CU_Variable Speed Pool Pump | 1.6477 | 0.70191 | 2.3474 | 0 | 0 | 0 | Residential | Ground Source Heat Pump | Multi-Family | Turnover | T_MF_Ground Source Heat Pump | 0.36809 | 1.2807 | 0.28742 | 0 | 0 | 0 | Fail TRC
Commercial | Duct Sealing Repair | College and University | Existing | E_CU_Duct Sealing Repair | 7.4921 | 1.6399 | 4.5688 | 0 | 0 | 0 | Residential | Energy Star Room AC | Manufactured Home | Turnover | T_MH_Energy Star Room AC | 6.9367 | 0.91961 | 7.5432 | 0 | 0 | 0 | Fail RIM | Commercial | Solar Pool Heater | College and University | Turnover | T_CU_Solar Pool Heater | 1.0773 | 0.33386 | 3.2268 | 0 | 0 | 0 | Residential | Ground Source Heat Pump | Manufactured Home | Turnover | T_MH_Ground Source Heat Pump | 0.34799 | 1.2807 | 0.27172 | 0 | 0 | 0 | Fail TRC
Commercial | Duct Sealing Repair | Retail | Existing | E_RT_Duct Sealing Repair | 9.1204 | 1.6399 | 5.5617 | 3.9113 | 0.34291 | 20.3435 | Residential | Energy Star Room AC | Single Family | New | N_SF_Energy Star Room AC | 6.9367 | 0.91961 | 7.5432 | 0 | 0 | 0 | Fail RIM | Commercial | Variable Speed Pool Pump | College and University | New | N_CU_Variable Speed Pool Pump | 1.6477 | 0.70191 | 2.3474 | 0 | 0 | 0 | Residential | Ground Source Heat Pump | Single Family | New | N_SF_Ground Source Heat Pump | 0.34799 | 1.2807 | 0.27172 | 0 | 0 | 0 | Fail TRC
Commercial | Duct Sealing Repair | Schools K-12 | Existing | E_SC_Duct Sealing Repair | 7.4921 | 1.6399 | 4.5688 | 0 | 0 | 0 | Residential | Energy Star Room AC | Multi-Family | New | N_MF_Energy Star Room AC | 6.9367 | 0.91961 | 7.5432 | 0 | 0 | 0 | Fail RIM | Commercial | Solar Pool Heater | College and University | New | N_CU_Solar Pool Heater | 1.0773 | 0.33386 | 3.2268 | 0 | 0 | 0 | Residential | Ground Source Heat Pump | Multi-Family | New | N_MF_Ground Source Heat Pump | 0.36809 | 1.2807 | 0.28742 | 0 | 0 | 0 | Fail TRC
Commercial | Duct Sealing Repair | Warehouse | Existing | E_WR_Duct Sealing Repair | 2.4121 | 1.6399 | 1.4709 | 0 | 0 | 0 | Residential | Energy Star Room AC | Manufactured Home | New | N_MH_Energy Star Room AC | 6.9367 | 0.91961 | 7.5432 | 0 | 0 | 0 | Fail RIM | Commercial | Efficient Battery Charger | College and University | Turnover | T_CU_Efficient Battery Charger | 1.6299 | 1.0222 | 1.5944 | 0 | 0 | 0 | Residential | Ground Source Heat Pump | Manufactured Home | New | N_MH_Ground Source Heat Pump | 0.34799 | 1.2807 | 0.27172 | 0 | 0 | 0 | Fail TRC
Commercial | Duct Sealing Repair | Assembly | New | N_AS_Duct Sealing Repair | 4.9437 | 1.6399 | 3.0147 | 0 | 0 | 0 | Residential | Ground Source Heat Pump | Single Family | Turnover | T_SF_Ground Source Heat Pump | 0.34799 | 1.2807 | 0.27172 | 0 | 0 | 0 | Fail PCT | Commercial | Efficient Battery Charger | College and University | New | N_CU_Efficient Battery Charger | 1.6299 | 1.0222 | 1.5944 | 0 | 0 | 0 | Residential | Variable Refrigerant Flow (VRF) HVAC Systems | Single Family | Turnover | T_SF_Variable Refrigerant Flow (VRF) HVAC Systems | 0.81491 | 1.1899 | 0.68487 | 0 | 0 | 0 | Fail TRC
Commercial | Duct Sealing Repair | College and University | New | N_CU_Duct Sealing Repair | 7.4921 | 1.6399 | 4.5688 | 0 | 0 | 0 | Residential | Ground Source Heat Pump | Multi-Family | Turnover | T_MF_Ground Source Heat Pump | 0.36809 | 1.2807 | 0.28742 | 0 | 0 | 0 | Fail PCT | Commercial | Energy Star Uninterruptable Power Supply | College and University | Turnover | T_CU_Energy Star Uninterruptable Power Supply | 1.3186 | 0.48348 | 2.7274 | 0.0016946 | 0.0016946 | 0.014844 | Residential | Variable Refrigerant Flow (VRF) HVAC Systems | Multi-Family | Turnover | T_MF_Variable Refrigerant Flow (VRF) HVAC Systems | 0.65856 | 1.1899 | 0.55347 | 0 | 0 | 0 | Fail TRC
Commercial | Duct Sealing Repair | Retail | New | N_RT_Duct Sealing Repair | 9.1204 | 1.6399 | 5.5617 | 0 | 0 | 0 | Residential | Ground Source Heat Pump | Manufactured Home | Turnover | T_MH_Ground Source Heat Pump | 0.34799 | 1.2807 | 0.27172 | 0 | 0 | 0 | Fail PCT | Commercial | Energy Star Uninterruptable Power Supply | College and University | New | N_CU_Energy Star Uninterruptable Power Supply | 1.3186 | 0.48348 | 2.7274 | 3.0534e-05 | 3.0534e-05 | 0.00026748 | Residential | Variable Refrigerant Flow (VRF) HVAC Systems | Manufactured Home | Turnover | T_MH_Variable Refrigerant Flow (VRF) HVAC Systems | 0.81491 | 1.1899 | 0.68487 | 0 | 0 | 0 | Fail TRC
Commercial | Duct Sealing Repair | Schools K-12 | New | N_SC_Duct Sealing Repair | 7.4921 | 1.6399 | 4.5688 | 0 | 0 | 0 | Residential | Ground Source Heat Pump | Single Family | New | N_SF_Ground Source Heat Pump | 0.34799 | 1.2807 | 0.27172 | 0 | 0 | 0 | Fail PCT | Commercial | High Efficiency Chiller (Air Cooled, 50 tons) | College and University | Turnover | T_CU_High Efficiency Chiller (Air Cooled, 50 tons) | 2.4373 | 0.88681 | 2.7483 | 0.035575 | 0.001619 | 0.1306 | Residential | Variable Refrigerant Flow (VRF) HVAC Systems | Single Family | New | N_SF_Variable Refrigerant Flow (VRF) HVAC Systems | 1.0344 | 1.1899 | 0.86935 | 0 | 0 | 0 | Fail PCT
Commercial | Duct Sealing Repair | Warehouse | New | N_WR_Duct Sealing Repair | 2.4121 | 1.6399 | 1.4709 | 0 | 0 | 0 | Residential | Ground Source Heat Pump | Multi-Family | New | N_MF_Ground Source Heat Pump | 0.36809 | 1.2807 | 0.28742 | 0 | 0 | 0 | Fail PCT | Commercial | High Efficiency Chiller (Water cooled-positive displacement, 100 tons) | College and University | Turnover | T_CU_High Efficiency Chiller (Water cooled-positive displacement, 100 tons) | 1.646 | 1.167 | 1.4105 | 0.013988 | 2.717e-05 | 0.037122 | Residential | Variable Refrigerant Flow (VRF) HVAC Systems | Multi-Family | New | N_MF_Variable Refrigerant Flow (VRF) HVAC Systems | 0.88665 | 1.1899 | 0.74515 | 0 | 0 | 0 | Fail TRC
Commercial | Low U-Value Windows | Assembly | Existing | E_AS_Low U-Value Windows | 1.4627 | 1.1184 | 1.3078 | 2.1312 | 0.00054082 | 5.8637 | Residential | Ground Source Heat Pump | Manufactured Home | New | N_MH_Ground Source Heat Pump | 0.34799 | 1.2807 | 0.27172 | 0 | 0 | 0 | Fail PCT | Commercial | High Efficiency Chiller (Water cooled-centrifugal, 200 tons) | College and University | Turnover | T_CU_High Efficiency Chiller (Water cooled-centrifugal, 200 tons) | 2.8295 | 1.167 | 2.4246 | 0.024816 | 4.8203e-05 | 0.065858 | Residential | Variable Refrigerant Flow (VRF) HVAC Systems | Manufactured Home | New | N_MH_Variable Refrigerant Flow (VRF) HVAC Systems | 1.0344 | 1.1899 | 0.86935 | 0 | 0 | 0 | Fail PCT
Commercial | Low U-Value Windows | College and University | Existing | E_CU_Low U-Value Windows | 1.4627 | 1.1184 | 1.3078 | 0.10001 | 1.0915e-05 | 0.27169 | Residential | Variable Refrigerant Flow (VRF) HVAC Systems | Single Family | Turnover | T_SF_Variable Refrigerant Flow (VRF) HVAC Systems | 0.81491 | 1.1899 | 0.68487 | 0 | 0 | 0 | Fail PCT | Commercial | High Efficiency Chiller (Air Cooled, 50 tons) | College and University | New | N_CU_High Efficiency Chiller (Air Cooled, 50 tons) | 2.4373 | 0.88681 | 2.7483 | 0.00064102 | 2.9172e-05 | 0.0023532 | Residential | CFL - 15W Flood (Exterior) | Single Family | Turnover | T_SF_CFL - 15W Flood (Exterior) | 2.5074 | 0.2462 | 10.1843 | 0 | 0 | 0 | Fail 2-year Threshold
Commercial | Low U-Value Windows | Grocery | Existing | E_GR_Low U-Value Windows | 1.4627 | 1.1184 | 1.3078 | 1.7678 | 0.0020583 | 5.2511 | Residential | Variable Refrigerant Flow (VRF) HVAC Systems | Multi-Family | Turnover | T_MF_Variable Refrigerant Flow (VRF) HVAC Systems | 0.65856 | 1.1899 | 0.55347 | 0 | 0 | 0 | Fail PCT | Commercial | High Efficiency Chiller (Water cooled-positive displacement, 100 tons) | College and University | New | N_CU_High Efficiency Chiller (Water cooled-positive displacement, 100 tons) | 1.646 | 1.167 | 1.4105 | 0.0002451 | 4.7609e-07 | 0.00065047 | Residential | CFL - 15W Flood (Exterior) | Multi-Family | Turnover | T_MF_CFL - 15W Flood (Exterior) | 2.5074 | 0.2462 | 10.1843 | 0 | 0 | 0 | Fail 2-year Threshold
Commercial | Low U-Value Windows | Healthcare | Existing | E_HC_Low U-Value Windows | 1.4627 | 1.1184 | 1.3078 | 2.4547 | 0.00026299 | 6.6673 | Residential | Variable Refrigerant Flow (VRF) HVAC Systems | Manufactured Home | Turnover | T_MH_Variable Refrigerant Flow (VRF) HVAC Systems | 0.81491 | 1.1899 | 0.68487 | 0 | 0 | 0 | Fail PCT | Commercial | High Efficiency Chiller (Water cooled-centrifugal, 200 tons) | College and University | New | N_CU_High Efficiency Chiller (Water cooled-centrifugal, 200 tons) | 2.8295 | 1.167 | 2.4246 | 0.00044716 | 8.6856e-07 | 0.0011867 | Residential | CFL - 15W Flood (Exterior) | Manufactured Home | Turnover | T_MH_CFL - 15W Flood (Exterior) | 2.5074 | 0.2462 | 10.1843 | 0 | 0 | 0 | Fail 2-year Threshold
Commercial | Low U-Value Windows | Hospitals | Existing | E_HS_Low U-Value Windows | 1.4627 | 1.1184 | 1.3078 | 2.4181 | 5.795e-05 | 6.5195 | Residential | Variable Refrigerant Flow (VRF) HVAC Systems | Single Family | New | N_SF_Variable Refrigerant Flow (VRF) HVAC Systems | 1.0344 | 1.1899 | 0.86935 | 0 | 0 | 0 | Fail PCT | Commercial | Energy Star Commercial Solid Door Refrigerator | College and University | Turnover | T_CU_Energy Star Commercial Solid Door Refrigerator | 2.5919 | 0.54213 | 4.781 | 0 | 0 | 0 | Residential | CFL - 15W Flood (Exterior) | Single Family | New | N_SF_CFL - 15W Flood (Exterior) | 2.5074 | 0.2462 | 10.1843 | 0 | 0 | 0 | Fail 2-year Threshold
Commercial | Low U-Value Windows | Institutional | Existing | E_IN_Low U-Value Windows | 1.4627 | 1.1184 | 1.3078 | 1.2366 | 0.00011773 | 3.3552 | Residential | Variable Refrigerant Flow (VRF) HVAC Systems | Multi-Family | New | N_MF_Variable Refrigerant Flow (VRF) HVAC Systems | 0.88665 | 1.1899 | 0.74515 | 0 | 0 | 0 | Fail PCT | Commercial | Energy Star Commercial Solid Door Refrigerator | College and University | New | N_CU_Energy Star Commercial Solid Door Refrigerator | 2.5919 | 0.54213 | 4.781 | 0 | 0 | 0 | Residential | CFL - 15W Flood (Exterior) | Multi-Family | New | N_MF_CFL - 15W Flood (Exterior) | 2.5074 | 0.2462 | 10.1843 | 0 | 0 | 0 | Fail 2-year Threshold
Commercial | Low U-Value Windows | Lodging/Hospitality | Existing | E_LG_Low U-Value Windows | 1.6637 | 1.2721 | 1.3078 | 5.6994 | -0.057541 | 13.4955 | Residential | Variable Refrigerant Flow (VRF) HVAC Systems | Manufactured Home | New | N_MH_Variable Refrigerant Flow (VRF) HVAC Systems | 1.0344 | 1.1899 | 0.86935 | 0 | 0 | 0 | Fail PCT | Commercial | Efficient Exhaust Hood | College and University | Turnover | T_CU_Efficient Exhaust Hood | 3.3648 | 0.74879 | 4.4937 | 0.00025252 | 9.9115e-05 | 0.0011551 | Residential | CFL - 15W Flood (Exterior) | Manufactured Home | New | N_MH_CFL - 15W Flood (Exterior) | 2.5074 | 0.2462 | 10.1843 | 0 | 0 | 0 | Fail 2-year Threshold
Commercial | Low U-Value Windows | Miscellaneous | Existing | E_MS_Low U-Value Windows | 1.3834 | 1.0578 | 1.3078 | 4.5891 | -0.02504 | 13.761 | Residential | CFL - 15W Flood (Exterior) | Single Family | Turnover | T_SF_CFL - 15W Flood (Exterior) | 2.5074 | 0.2462 | 10.1843 | 0 | 0 | 0 | Fail RIM | Commercial | Energy Star Hot Food Holding Cabinet | College and University | Turnover | T_CU_Energy Star Hot Food Holding Cabinet | 1.2802 | 0.65051 | 1.968 | 0.00062 | 0.0003 | 0.0033666 | Residential | CFL - 15W Flood | Single Family | Turnover | T_SF_CFL - 15W Flood | 0.35544 | 0.34787 | 1.0218 | 0 | 0 | 0 | Fail TRC
Commercial | Low U-Value Windows | Offices | Existing | E_OF_Low U-Value Windows | 1.4627 | 1.1184 | 1.3078 | 4.0836 | 0.0042358 | 12.0055 | Residential | CFL - 15W Flood (Exterior) | Multi-Family | Turnover | T_MF_CFL - 15W Flood (Exterior) | 2.5074 | 0.2462 | 10.1843 | 0 | 0 | 0 | Fail RIM | Commercial | Efficient Exhaust Hood | College and University | New | N_CU_Efficient Exhaust Hood | 3.3648 | 0.74879 | 4.4937 | 4.5502e-06 | 1.7859e-06 | 2.0813e-05 | Residential | CFL - 15W Flood | Multi-Family | Turnover | T_MF_CFL - 15W Flood | 0.35544 | 0.34787 | 1.0218 | 0 | 0 | 0 | Fail TRC
Commercial | Low U-Value Windows | Restaurants | Existing | E_RS_Low U-Value Windows | 1.4627 | 1.1184 | 1.3078 | 5.8431 | 0.0049551 | 16.9121 | Residential | CFL - 15W Flood (Exterior) | Manufactured Home | Turnover | T_MH_CFL - 15W Flood (Exterior) | 2.5074 | 0.2462 | 10.1843 | 0 | 0 | 0 | Fail RIM | Commercial | Energy Star Hot Food Holding Cabinet | College and University | New | N_CU_Energy Star Hot Food Holding Cabinet | 1.2802 | 0.65051 | 1.968 | 1.1172e-05 | 5.4056e-06 | 6.0662e-05 | Residential | CFL - 15W Flood | Manufactured Home | Turnover | T_MH_CFL - 15W Flood | 0.35544 | 0.34787 | 1.0218 | 0 | 0 | 0 | Fail TRC
Commercial | Low U-Value Windows | Retail | Existing | E_RT_Low U-Value Windows | 1.4627 | 1.1184 | 1.3078 | 4.3609 | 0.0012322 | 12.0288 | Residential | CFL - 15W Flood (Exterior) | Single Family | New | N_SF_CFL - 15W Flood (Exterior) | 2.5074 | 0.2462 | 10.1843 | 0 | 0 | 0 | Fail RIM | Commercial | PSC to ECM Evaporator Fan Motor (Walk-In, Refrigerator) | Grocery | New | N_GR_PSC to ECM Evaporator Fan Motor (Walk-In, Refrigerator) | 1.1925 | 0.58275 | 2.0463 | 0.052429 | 0.0048029 | 0.37669 | Residential | CFL - 15W Flood | Single Family | New | N_SF_CFL - 15W Flood | 0.35544 | 0.34787 | 1.0218 | 0 | 0 | 0 | Fail TRC
Commercial | Low U-Value Windows | Schools K-12 | Existing | E_SC_Low U-Value Windows | 1.4627 | 1.1184 | 1.3078 | 0.85553 | 0.00031182 | 2.3767 | Residential | CFL - 15W Flood (Exterior) | Multi-Family | New | N_MF_CFL - 15W Flood (Exterior) | 2.5074 | 0.2462 | 10.1843 | 0 | 0 | 0 | Fail RIM | Commercial | PSC to ECM Evaporator Fan Motor (Reach-In) | Grocery | New | N_GR_PSC to ECM Evaporator Fan Motor (Reach-In) | 1.8374 | 0.58275 | 3.153 | 0.04766 | 0.004366 | 0.34243 | Residential | CFL - 15W Flood | Multi-Family | New | N_MF_CFL - 15W Flood | 0.35544 | 0.34787 | 1.0218 | 0 | 0 | 0 | Fail TRC
Commercial | Low U-Value Windows | Warehouse | Existing | E_WR_Low U-Value Windows | 1.3834 | 1.0578 | 1.3078 | 0.47972 | -0.0026385 | 1.4388 | Residential | CFL - 15W Flood (Exterior) | Manufactured Home | New | N_MH_CFL - 15W Flood (Exterior) | 2.5074 | 0.2462 | 10.1843 | 0 | 0 | 0 | Fail RIM | Commercial | PSC to ECM Evaporator Fan Motor (Walk-In, Refrigerator) | Grocery | Existing | E_GR_PSC to ECM Evaporator Fan Motor (Walk-In, Refrigerator) | 1.1925 | 0.58275 | 2.0463 | 0.72742 | 0.066637 | 5.2263 | Residential | CFL - 15W Flood | Manufactured Home | New | N_MH_CFL - 15W Flood | 0.35544 | 0.34787 | 1.0218 | 0 | 0 | 0 | Fail TRC
Commercial | Programmable Thermostat | Lodging/Hospitality | Existing | E_LG_Programmable Thermostat | 6.9306 | 5.542 | 1.2506 | 0 | 0 | 0 | Residential | CFL - 15W Flood | Single Family | Turnover | T_SF_CFL - 15W Flood | 0.35544 | 0.34787 | 1.0218 | 0 | 0 | 0 | Fail RIM | Commercial | PSC to ECM Evaporator Fan Motor (Reach-In) | Grocery | Existing | E_GR_PSC to ECM Evaporator Fan Motor (Reach-In) | 1.8374 | 0.58275 | 3.153 | 1.3595 | 0.12454 | 9.7677 | Residential | CFL-23W | Single Family | Turnover | T_SF_CFL-23W | 2.5499 | 0.34787 | 7.3301 | 0 | 0 | 0 | Fail 2-year Threshold
Commercial | Programmable Thermostat | Lodging/Hospitality | New | N_LG_Programmable Thermostat | 6.9306 | 5.542 | 1.2506 | 0 | 0 | 0 | Residential | CFL - 15W Flood | Multi-Family | Turnover | T_MF_CFL - 15W Flood | 0.35544 | 0.34787 | 1.0218 | 0 | 0 | 0 | Fail RIM | Commercial | Thermal Energy Storage | Grocery | New | N_GR_Thermal Energy Storage | 2.4645 | 9999 | 9999 | 0 | 0 | 0 | Residential | CFL-23W | Multi-Family | Turnover | T_MF_CFL-23W | 2.5499 | 0.34787 | 7.3301 | 0 | 0 | 0 | Fail 2-year Threshold
Commercial | Smart Thermostat | Lodging/Hospitality | Existing | E_LG_Smart Thermostat | 12.295 | 5.542 | 2.2185 | -0.39722 | 1.6622 | 12.9572 | Residential | CFL - 15W Flood | Manufactured Home | Turnover | T_MH_CFL - 15W Flood | 0.35544 | 0.34787 | 1.0218 | 0 | 0 | 0 | Fail RIM | Commercial | Facility Commissioning | Grocery | New | N_GR_Facility Commissioning | 1.4989 | 0.66503 | 2.2539 | 0.039154 | 0.00017624 | 0.19039 | Residential | CFL-23W | Manufactured Home | Turnover | T_MH_CFL-23W | 2.5499 | 0.34787 | 7.3301 | 0 | 0 | 0 | Fail 2-year Threshold
Commercial | Smart Thermostat | Lodging/Hospitality | New | N_LG_Smart Thermostat | 12.295 | 5.542 | 2.2185 | 0 | 0 | 0 | Residential | CFL - 15W Flood | Single Family | New | N_SF_CFL - 15W Flood | 0.35544 | 0.34787 | 1.0218 | 0 | 0 | 0 | Fail RIM | Commercial | Chilled Water System - Variable Speed Drives | Grocery | New | N_GR_Chilled Water System - Variable Speed Drives | 2.4314 | 0.5183 | 4.6911 | 0 | 0 | 0 | Residential | CFL-23W | Single Family | New | N_SF_CFL-23W | 2.5499 | 0.34787 | 7.3301 | 0 | 0 | 0 | Fail 2-year Threshold
Commercial | Thermal Energy Storage | Assembly | Existing | E_AS_Thermal Energy Storage | 2.4645 | 9999 | 9999 | 3.9853 | 1.155 | -0.63416 | Residential | CFL - 15W Flood | Multi-Family | New | N_MF_CFL - 15W Flood | 0.35544 | 0.34787 | 1.0218 | 0 | 0 | 0 | Fail RIM | Commercial | Ceiling Insulation(R2 to R38) | Grocery | New | N_GR_Ceiling Insulation(R2 to R38) | 4.6999 | 1.2499 | 3.7601 | 0 | 0 | 0 | Residential | CFL-23W | Multi-Family | New | N_MF_CFL-23W | 2.5499 | 0.34787 | 7.3301 | 0 | 0 | 0 | Fail 2-year Threshold
Commercial | Thermal Energy Storage | College and University | Existing | E_CU_Thermal Energy Storage | 2.4645 | 9999 | 9999 | 0.34841 | 0.10098 | -0.055441 | Residential | CFL - 15W Flood | Manufactured Home | New | N_MH_CFL - 15W Flood | 0.35544 | 0.34787 | 1.0218 | 0 | 0 | 0 | Fail RIM | Commercial | Wall Insulation | Grocery | Existing | E_GR_Wall Insulation | 3.4553 | 1.2499 | 2.7644 | 0 | 0 | 0 | Residential | CFL-23W | Manufactured Home | New | N_MH_CFL-23W | 2.5499 | 0.34787 | 7.3301 | 0 | 0 | 0 | Fail 2-year Threshold
Commercial | Thermal Energy Storage | Grocery | Existing | E_GR_Thermal Energy Storage | 2.4645 | 9999 | 9999 | -5.0518e-09 | -6.5369e-11 | 8.39e-10 | Residential | CFL-13W | Single Family | Turnover | T_SF_CFL-13W | 1.1728 | 0.34787 | 3.3715 | 0 | 0 | 0 | Fail RIM | Commercial | Thermal Energy Storage | Grocery | Existing | E_GR_Thermal Energy Storage | 2.4645 | 9999 | 9999 | -8.7396e-08 | -1.1309e-09 | 1.4515e-08 | Residential | LED - 14W | Single Family | Turnover | T_SF_LED - 14W | 3.4218 | 0.37051 | 9.2354 | 0 | 0 | 0 | Fail 2-year Threshold
Commercial | Thermal Energy Storage | Healthcare | Existing | E_HC_Thermal Energy Storage | 2.4645 | 9999 | 9999 | -4.7048e-08 | -6.0878e-10 | 7.8137e-09 | Residential | CFL-13W | Multi-Family | Turnover | T_MF_CFL-13W | 1.1728 | 0.34787 | 3.3715 | 0 | 0 | 0 | Fail RIM | Commercial | Low U-Value Windows | Grocery | Existing | E_GR_Low U-Value Windows | 1.4627 | 1.1184 | 1.3078 | 1.7678 | 0.0020459 | 5.2482 | Residential | LED - 14W | Multi-Family | Turnover | T_MF_LED - 14W | 3.4218 | 0.37051 | 9.2354 | 0 | 0 | 0 | Fail 2-year Threshold
Commercial | Thermal Energy Storage | Hospitals | Existing | E_HS_Thermal Energy Storage | 2.4645 | 9999 | 9999 | 12.9589 | 3.7557 | -2.0621 | Residential | CFL-13W | Manufactured Home | Turnover | T_MH_CFL-13W | 1.1728 | 0.34787 | 3.3715 | 0 | 0 | 0 | Fail RIM | Commercial | Chilled Water System - Variable Speed Drives | Grocery | Existing | E_GR_Chilled Water System - Variable Speed Drives | 2.4314 | 0.5183 | 4.6911 | 0 | 0 | 0 | Residential | LED - 14W | Manufactured Home | Turnover | T_MH_LED - 14W | 3.4218 | 0.37051 | 9.2354 | 0 | 0 | 0 | Fail 2-year Threshold
Commercial | Thermal Energy Storage | Institutional | Existing | E_IN_Thermal Energy Storage | 2.4645 | 9999 | 9999 | 1.6473 | 0.47743 | -0.26213 | Residential | CFL-13W | Single Family | New | N_SF_CFL-13W | 1.1728 | 0.34787 | 3.3715 | 0 | 0 | 0 | Fail RIM | Commercial | Ceiling Insulation(R2 to R38) | Grocery | Existing | E_GR_Ceiling Insulation(R2 to R38) | 4.7905 | 1.2499 | 3.8326 | 0 | 0 | 0 | Residential | LED - 14W | Single Family | New | N_SF_LED - 14W | 3.4218 | 0.37051 | 9.2354 | 0 | 0 | 0 | Fail 2-year Threshold
Commercial | Thermal Energy Storage | Lodging/Hospitality | Existing | E_LG_Thermal Energy Storage | 2.4645 | 9999 | 9999 | 1.2726 | 0.36882 | -0.2025 | Residential | CFL-13W | Multi-Family | New | N_MF_CFL-13W | 1.1728 | 0.34787 | 3.3715 | 0 | 0 | 0 | Fail RIM | Commercial | High Efficiency PTHP | Grocery | Turnover | T_GR_High Efficiency PTHP | 5.0101 | 1.3315 | 3.7629 | 0 | 1.3948e-05 | 0.076591 | Residential | LED - 14W | Multi-Family | New | N_MF_LED - 14W | 3.4218 | 0.37051 | 9.2354 | 0 | 0 | 0 | Fail 2-year Threshold
Commercial | Thermal Energy Storage | Miscellaneous | Existing | E_MS_Thermal Energy Storage | 2.4645 | 9999 | 9999 | 2.6789 | 0.77639 | -0.42627 | Residential | CFL-13W | Manufactured Home | New | N_MH_CFL-13W | 1.1728 | 0.34787 | 3.3715 | 0 | 0 | 0 | Fail RIM | Commercial | High Efficiency PTAC | Grocery | Turnover | T_GR_High Efficiency PTAC | 4.8649 | 1.3512 | 3.6004 | 0 | 0 | 0 | Residential | LED - 14W | Manufactured Home | New | N_MH_LED - 14W | 3.4218 | 0.37051 | 9.2354 | 0 | 0 | 0 | Fail 2-year Threshold
Commercial | Thermal Energy Storage | Offices | Existing | E_OF_Thermal Energy Storage | 2.4645 | 9999 | 9999 | 4.8307 | 1.4 | -0.76867 | Residential | CFL-23W | Single Family | Turnover | T_SF_CFL-23W | 2.5499 | 0.34787 | 7.3301 | 0 | 0 | 0 | Fail RIM | Commercial | High Efficiency PTHP | Grocery | New | N_GR_High Efficiency PTHP | 5.0101 | 1.3315 | 3.7629 | 0 | 2.5132e-07 | 0.0013801 | Residential | LED - 9W Flood (Exterior) | Single Family | Turnover | T_SF_LED - 9W Flood (Exterior) | 4.3781 | 0.25218 | 17.3607 | 0 | 0 | 0 | Fail 2-year Threshold
Commercial | Thermal Energy Storage | Restaurants | Existing | E_RS_Thermal Energy Storage | 2.4645 | 9999 | 9999 | 0 | 0 | 0 | Residential | CFL-23W | Multi-Family | Turnover | T_MF_CFL-23W | 2.5499 | 0.34787 | 7.3301 | 0 | 0 | 0 | Fail RIM | Commercial | High Efficiency PTAC | Grocery | New | N_GR_High Efficiency PTAC | 4.8649 | 1.3512 | 3.6004 | 0 | 0 | 0 | Residential | LED - 9W Flood (Exterior) | Multi-Family | Turnover | T_MF_LED - 9W Flood (Exterior) | 4.3781 | 0.25218 | 17.3607 | 0 | 0 | 0 | Fail 2-year Threshold
Commercial | Thermal Energy Storage | Retail | Existing | E_RT_Thermal Energy Storage | 2.4645 | 9999 | 9999 | -1.4476e-07 | -1.8731e-09 | 2.4041e-08 | Residential | CFL-23W | Manufactured Home | Turnover | T_MH_CFL-23W | 2.5499 | 0.34787 | 7.3301 | 0 | 0 | 0 | Fail RIM | Commercial | ECM Motors on Furnaces | Grocery | New | N_GR_ECM Motors on Furnaces | 1.8211 | 0.48382 | 3.7641 | 0 | 1.9416e-06 | 1.7008e-05 | Residential | LED - 9W Flood (Exterior) | Manufactured Home | Turnover | T_MH_LED - 9W Flood (Exterior) | 4.3781 | 0.25218 | 17.3607 | 0 | 0 | 0 | Fail 2-year Threshold
Commercial | Thermal Energy Storage | Schools K-12 | Existing | E_SC_Thermal Energy Storage | 2.4645 | 9999 | 9999 | 1.4439 | 0.41847 | -0.22976 | Residential | CFL-23W | Single Family | New | N_SF_CFL-23W | 2.5499 | 0.34787 | 7.3301 | 0 | 0 | 0 | Fail RIM | Commercial | ECM Motors on Furnaces | Grocery | Existing | E_GR_ECM Motors on Furnaces | 1.8211 | 0.48382 | 3.7641 | 0 | 0.00010775 | 0.00094391 | Residential | LED - 9W Flood (Exterior) | Single Family | New | N_SF_LED - 9W Flood (Exterior) | 4.3781 | 0.25218 | 17.3607 | 0 | 0 | 0 | Fail 2-year Threshold
Commercial | Thermal Energy Storage | Warehouse | Existing | E_WR_Thermal Energy Storage | 2.4645 | 9999 | 9999 | 0 | 0 | 0 | Residential | CFL-23W | Multi-Family | New | N_MF_CFL-23W | 2.5499 | 0.34787 | 7.3301 | 0 | 0 | 0 | Fail RIM | Commercial | VSD Controlled Compressor | Grocery | New | N_GR_VSD Controlled Compressor | 2.2194 | 0.607 | 3.6564 | 0.009179 | 0.0042962 | 0.060875 | Residential | LED - 9W Flood (Exterior) | Multi-Family | New | N_MF_LED - 9W Flood (Exterior) | 4.3781 | 0.25218 | 17.3607 | 0 | 0 | 0 | Fail 2-year Threshold
Commercial | Thermal Energy Storage | Assembly | New | N_AS_Thermal Energy Storage | 2.4645 | 9999 | 9999 | 0.071811 | 0.020812 | -0.011427 | Residential | CFL-23W | Manufactured Home | New | N_MH_CFL-23W | 2.5499 | 0.34787 | 7.3301 | 0 | 0 | 0 | Fail RIM | Commercial | VSD Controlled Compressor | Grocery | Existing | E_GR_VSD Controlled Compressor | 2.2194 | 0.607 | 3.6564 | 0.50941 | 0.23843 | 3.3784 | Residential | LED - 9W Flood (Exterior) | Manufactured Home | New | N_MH_LED - 9W Flood (Exterior) | 4.3781 | 0.25218 | 17.3607 | 0 | 0 | 0 | Fail 2-year Threshold
Commercial | Thermal Energy Storage | College and University | New | N_CU_Thermal Energy Storage | 2.4645 | 9999 | 9999 | 0.006278 | 0.0018195 | -0.00099898 | Residential | LED - 14W | Single Family | Turnover | T_SF_LED - 14W | 3.4218 | 0.37051 | 9.2354 | 0 | 0 | 0 | Fail RIM | Commercial | Variable Speed Pool Pump | Grocery | Turnover | T_GR_Variable Speed Pool Pump | 1.6477 | 0.70191 | 2.3474 | 0 | 0 | 0 | Residential | LED - 9W | Single Family | Turnover | T_SF_LED - 9W | 3.0155 | 0.37051 | 8.1387 | 0 | 0 | 0 | Fail 2-year Threshold
Commercial | Thermal Energy Storage | Grocery | New | N_GR_Thermal Energy Storage | 2.4645 | 9999 | 9999 | 0 | 0 | 0 | Residential | LED - 14W | Multi-Family | Turnover | T_MF_LED - 14W | 3.4218 | 0.37051 | 9.2354 | 0 | 0 | 0 | Fail RIM | Commercial | Solar Pool Heater | Grocery | Turnover | T_GR_Solar Pool Heater | 1.0773 | 0.33386 | 3.2268 | 0 | 0 | 0 | Residential | LED - 9W | Multi-Family | Turnover | T_MF_LED - 9W | 3.0155 | 0.37051 | 8.1387 | 0 | 0 | 0 | Fail 2-year Threshold
Commercial | Thermal Energy Storage | Healthcare | New | N_HC_Thermal Energy Storage | 2.4645 | 9999 | 9999 | 0 | 0 | 0 | Residential | LED - 14W | Manufactured Home | Turnover | T_MH_LED - 14W | 3.4218 | 0.37051 | 9.2354 | 0 | 0 | 0 | Fail RIM | Commercial | Variable Speed Pool Pump | Grocery | New | N_GR_Variable Speed Pool Pump | 1.6477 | 0.70191 | 2.3474 | 0 | 0 | 0 | Residential | LED - 9W | Manufactured Home | Turnover | T_MH_LED - 9W | 3.0155 | 0.37051 | 8.1387 | 0 | 0 | 0 | Fail 2-year Threshold
Commercial | Thermal Energy Storage | Hospitals | New | N_HS_Thermal Energy Storage | 2.4645 | 9999 | 9999 | 0.23351 | 0.067675 | -0.037156 | Residential | LED - 14W | Single Family | New | N_SF_LED - 14W | 3.4218 | 0.37051 | 9.2354 | 0 | 0 | 0 | Fail RIM | Commercial | Solar Pool Heater | Grocery | New | N_GR_Solar Pool Heater | 1.0773 | 0.33386 | 3.2268 | 0 | 0 | 0 | Residential | LED - 9W | Single Family | New | N_SF_LED - 9W | 3.0155 | 0.37051 | 8.1387 | 0 | 0 | 0 | Fail 2-year Threshold
Commercial | Thermal Energy Storage | Institutional | New | N_IN_Thermal Energy Storage | 2.4645 | 9999 | 9999 | 0.029683 | 0.0086028 | -0.0047233 | Residential | LED - 14W | Multi-Family | New | N_MF_LED - 14W | 3.4218 | 0.37051 | 9.2354 | 0 | 0 | 0 | Fail RIM | Commercial | Premium T8 - Fixture Replacement | Grocery | Turnover | T_GR_Premium T8 - Fixture Replacement | 1.2275 | 0.6474 | 1.896 | 0.59833 | 3.2779e-05 | 2.4535 | Residential | LED - 9W | Multi-Family | New | N_MF_LED - 9W | 3.0155 | 0.37051 | 8.1387 | 0 | 0 | 0 | Fail 2-year Threshold
Commercial | Thermal Energy Storage | Lodging/Hospitality | New | N_LG_Thermal Energy Storage | 2.4645 | 9999 | 9999 | 0.022931 | 0.0066458 | -0.0036488 | Residential | LED - 14W | Manufactured Home | New | N_MH_LED - 14W | 3.4218 | 0.37051 | 9.2354 | 0 | 0 | 0 | Fail RIM | Commercial | Premium T8 - Fixture Replacement | Grocery | New | N_GR_Premium T8 - Fixture Replacement | 1.2275 | 0.6474 | 1.896 | 0 | 0 | 0 | Residential | LED - 9W | Manufactured Home | New | N_MH_LED - 9W | 3.0155 | 0.37051 | 8.1387 | 0 | 0 | 0 | Fail 2-year Threshold
Commercial | Thermal Energy Storage | Miscellaneous | New | N_MS_Thermal Energy Storage | 2.4645 | 9999 | 9999 | 0.048271 | 0.01399 | -0.007681 | Residential | LED - 9W Flood (Exterior) | Single Family | Turnover | T_SF_LED - 9W Flood (Exterior) | 4.3781 | 0.25218 | 17.3607 | 0 | 0 | 0 | Fail RIM | Commercial | Efficient Battery Charger | Grocery | Turnover | T_GR_Efficient Battery Charger | 1.6299 | 1.0222 | 1.5944 | 0.88837 | 0 | 1.6213 | Residential | Linear LED | Single Family | Turnover | T_SF_Linear LED | 2.6298 | 0.26402 | 9.9607 | 0 | 0 | 0 | Fail 2-year Threshold
Commercial | Thermal Energy Storage | Offices | New | N_OF_Thermal Energy Storage | 2.4645 | 9999 | 9999 | 0.087043 | 0.025227 | -0.013851 | Residential | LED - 9W Flood (Exterior) | Multi-Family | Turnover | T_MF_LED - 9W Flood (Exterior) | 4.3781 | 0.25218 | 17.3607 | 0 | 0 | 0 | Fail RIM | Commercial | Efficient Battery Charger | Grocery | New | N_GR_Efficient Battery Charger | 1.6299 | 1.0222 | 1.5944 | 0.016007 | 0 | 0.029214 | Residential | Linear LED | Multi-Family | Turnover | T_MF_Linear LED | 2.6298 | 0.26402 | 9.9607 | 0 | 0 | 0 | Fail 2-year Threshold
Commercial | Thermal Energy Storage | Restaurants | New | N_RS_Thermal Energy Storage | 2.4645 | 9999 | 9999 | 0 | 0 | 0 | Residential | LED - 9W Flood (Exterior) | Manufactured Home | Turnover | T_MH_LED - 9W Flood (Exterior) | 4.3781 | 0.25218 | 17.3607 | 0 | 0 | 0 | Fail RIM | Commercial | Energy Star Uninterruptable Power Supply | Grocery | Turnover | T_GR_Energy Star Uninterruptable Power Supply | 1.3186 | 0.48348 | 2.7274 | 0 | 0 | 0 | Residential | Linear LED | Manufactured Home | Turnover | T_MH_Linear LED | 2.6298 | 0.26402 | 9.9607 | 0 | 0 | 0 | Fail 2-year Threshold
Commercial | Thermal Energy Storage | Retail | New | N_RT_Thermal Energy Storage | 2.4645 | 9999 | 9999 | 0 | 0 | 0 | Residential | LED - 9W Flood (Exterior) | Single Family | New | N_SF_LED - 9W Flood (Exterior) | 4.3781 | 0.25218 | 17.3607 | 0 | 0 | 0 | Fail RIM | Commercial | Energy Star Uninterruptable Power Supply | Grocery | New | N_GR_Energy Star Uninterruptable Power Supply | 1.3186 | 0.48348 | 2.7274 | 0 | 0 | 0 | Residential | Linear LED | Single Family | New | N_SF_Linear LED | 2.6298 | 0.26402 | 9.9607 | 0 | 0 | 0 | Fail 2-year Threshold
Commercial | Thermal Energy Storage | Schools K-12 | New | N_SC_Thermal Energy Storage | 2.4645 | 9999 | 9999 | 0.026017 | 0.0075404 | -0.00414 | Residential | LED - 9W Flood (Exterior) | Multi-Family | New | N_MF_LED - 9W Flood (Exterior) | 4.3781 | 0.25218 | 17.3607 | 0 | 0 | 0 | Fail RIM | Commercial | Demand Controlled Ventilation | Grocery | New | N_GR_Demand Controlled Ventilation | 1.4017 | 1.2547 | 1.1172 | 0.0021317 | 0.012002 | 0.020475 | Residential | Linear LED | Multi-Family | New | N_MF_Linear LED | 2.6298 | 0.26402 | 9.9607 | 0 | 0 | 0 | Fail 2-year Threshold
Commercial | Thermal Energy Storage | Warehouse | New | N_WR_Thermal Energy Storage | 2.4645 | 9999 | 9999 | 0 | 0 | 0 | Residential | LED - 9W Flood (Exterior) | Manufactured Home | New | N_MH_LED - 9W Flood (Exterior) | 4.3781 | 0.25218 | 17.3607 | 0 | 0 | 0 | Fail RIM | Commercial | Demand Controlled Ventilation | Grocery | Existing | E_GR_Demand Controlled Ventilation | 1.4017 | 1.2547 | 1.1172 | 0.11831 | 0.66606 | 1.1363 | Residential | Linear LED | Manufactured Home | New | N_MH_Linear LED | 2.6298 | 0.26402 | 9.9607 | 0 | 0 | 0 | Fail 2-year Threshold
Commercial | Wall Insulation | Assembly | Existing | E_AS_Wall Insulation | 3.4169 | 1.218 | 2.8053 | 0 | 0 | 0 | Residential | LED - 9W Flood | Single Family | Turnover | T_SF_LED - 9W Flood | 1.3445 | 0.37051 | 3.6287 | 0 | 0 | 0 | Fail RIM | Commercial | High Efficiency Chiller (Air Cooled, 50 tons) | Grocery | Turnover | T_GR_High Efficiency Chiller (Air Cooled, 50 tons) | 1.2136 | 0.88681 | 1.3685 | 0 | 0 | 0 | Residential | Low Wattage T8 Fixture | Single Family | Turnover | T_SF_Low Wattage T8 Fixture | 5.5072 | 0.26402 | 20.8592 | 0 | 0 | 0 | Fail 2-year Threshold
Commercial | Wall Insulation | College and University | Existing | E_CU_Wall Insulation | 3.2993 | 1.2109 | 2.7246 | 0 | 0 | 0 | Residential | LED - 9W Flood | Multi-Family | Turnover | T_MF_LED - 9W Flood | 1.3445 | 0.37051 | 3.6287 | 0 | 0 | 0 | Fail RIM | Commercial | High Efficiency Chiller (Water cooled-centrifugal, 200 tons) | Grocery | Turnover | T_GR_High Efficiency Chiller (Water cooled-centrifugal, 200 tons) | 1.4089 | 1.167 | 1.2073 | 0 | 0 | 0 | Residential | Low Wattage T8 Fixture | Multi-Family | Turnover | T_MF_Low Wattage T8 Fixture | 5.5072 | 0.26402 | 20.8592 | 0 | 0 | 0 | Fail 2-year Threshold
Commercial | Wall Insulation | Grocery | Existing | E_GR_Wall Insulation | 3.4553 | 1.2499 | 2.7644 | 0 | 0 | 0 | Residential | LED - 9W Flood | Manufactured Home | Turnover | T_MH_LED - 9W Flood | 1.3445 | 0.37051 | 3.6287 | 0 | 0 | 0 | Fail RIM | Commercial | High Efficiency Chiller (Air Cooled, 50 tons) | Grocery | New | N_GR_High Efficiency Chiller (Air Cooled, 50 tons) | 1.2136 | 0.88681 | 1.3685 | 0 | 0 | 0 | Residential | Low Wattage T8 Fixture | Manufactured Home | Turnover | T_MH_Low Wattage T8 Fixture | 5.5072 | 0.26402 | 20.8592 | 0 | 0 | 0 | Fail 2-year Threshold
Commercial | Wall Insulation | Healthcare | Existing | E_HC_Wall Insulation | 3.2713 | 1.218 | 2.6857 | 0.059723 | 0.0024828 | 2.9901 | Residential | LED - 9W Flood | Single Family | New | N_SF_LED - 9W Flood | 1.3445 | 0.37051 | 3.6287 | 0 | 0 | 0 | Fail RIM | Commercial | High Efficiency Chiller (Water cooled-centrifugal, 200 tons) | Grocery | New | N_GR_High Efficiency Chiller (Water cooled-centrifugal, 200 tons) | 1.4089 | 1.167 | 1.2073 | 0 | 0 | 0 | Residential | Low Wattage T8 Fixture | Single Family | New | N_SF_Low Wattage T8 Fixture | 5.5072 | 0.26402 | 20.8592 | 0 | 0 | 0 | Fail 2-year Threshold
Commercial | Wall Insulation | Hospitals | Existing | E_HS_Wall Insulation | 3.3475 | 1.2109 | 2.7644 | 0 | 0 | 0 | Residential | LED - 9W Flood | Multi-Family | New | N_MF_LED - 9W Flood | 1.3445 | 0.37051 | 3.6287 | 0 | 0 | 0 | Fail RIM | Commercial | Energy Star Commercial Solid Door Refrigerator | Grocery | Turnover | T_GR_Energy Star Commercial Solid Door Refrigerator | 2.7793 | 0.58132 | 4.781 | 11.4043 | 5.0961 | 76.3534 | Residential | Low Wattage T8 Fixture | Multi-Family | New | N_MF_Low Wattage T8 Fixture | 5.5072 | 0.26402 | 20.8592 | 0 | 0 | 0 | Fail 2-year Threshold
Commercial | Wall Insulation | Institutional | Existing | E_IN_Wall Insulation | 3.3186 | 1.218 | 2.7246 | 0 | 0 | 0 | Residential | LED - 9W Flood | Manufactured Home | New | N_MH_LED - 9W Flood | 1.3445 | 0.37051 | 3.6287 | 0 | 0 | 0 | Fail RIM | Commercial | Energy Star Commercial Solid Door Refrigerator | Grocery | New | N_GR_Energy Star Commercial Solid Door Refrigerator | 2.7793 | 0.58132 | 4.781 | 0.20549 | 0.091827 | 1.3758 | Residential | Low Wattage T8 Fixture | Manufactured Home | New | N_MH_Low Wattage T8 Fixture | 5.5072 | 0.26402 | 20.8592 | 0 | 0 | 0 | Fail 2-year Threshold
Commercial | Wall Insulation | Lodging/Hospitality | Existing | E_LG_Wall Insulation | 3.2993 | 1.2109 | 2.7246 | 0 | 0 | 0 | Residential | LED - 9W | Single Family | Turnover | T_SF_LED - 9W | 3.0155 | 0.37051 | 8.1387 | 0 | 0 | 0 | Fail RIM | Commercial | Efficient Exhaust Hood | Grocery | Turnover | T_GR_Efficient Exhaust Hood | 3.3648 | 0.74879 | 4.4937 | 0 | 0 | 0 | Residential | Energy Star Bathroom Ventilating Fan | Single Family | Turnover | T_SF_Energy Star Bathroom Ventilating Fan | 0.21609 | 0.43157 | 0.5007 | 0 | 0 | 0 | Fail TRC
Commercial | Wall Insulation | Miscellaneous | Existing | E_MS_Wall Insulation | 3.3671 | 1.218 | 2.7644 | 0 | 0 | 0 | Residential | LED - 9W | Multi-Family | Turnover | T_MF_LED - 9W | 3.0155 | 0.37051 | 8.1387 | 0 | 0 | 0 | Fail RIM | Commercial | Energy Star Hot Food Holding Cabinet | Grocery | Turnover | T_GR_Energy Star Hot Food Holding Cabinet | 1.2802 | 0.65051 | 1.968 | 0 | 0 | 0 | Residential | Energy Star Bathroom Ventilating Fan | Multi-Family | Turnover | T_MF_Energy Star Bathroom Ventilating Fan | 0.21609 | 0.43157 | 0.5007 | 0 | 0 | 0 | Fail TRC
Commercial | Wall Insulation | Offices | Existing | E_OF_Wall Insulation | 3.3671 | 1.218 | 2.7644 | 0.41793 | 0.16747 | 21.2567 | Residential | LED - 9W | Manufactured Home | Turnover | T_MH_LED - 9W | 3.0155 | 0.37051 | 8.1387 | 0 | 0 | 0 | Fail RIM | Commercial | Efficient Exhaust Hood | Grocery | New | N_GR_Efficient Exhaust Hood | 3.3648 | 0.74879 | 4.4937 | 0 | 0 | 0 | Residential | Energy Star Bathroom Ventilating Fan | Manufactured Home | Turnover | T_MH_Energy Star Bathroom Ventilating Fan | 0.21609 | 0.43157 | 0.5007 | 0 | 0 | 0 | Fail TRC
Commercial | Wall Insulation | Restaurants | Existing | E_RS_Wall Insulation | 3.5064 | 1.2499 | 2.8053 | 0 | 0 | 0 | Residential | LED - 9W | Single Family | New | N_SF_LED - 9W | 3.0155 | 0.37051 | 8.1387 | 0 | 0 | 0 | Fail RIM | Commercial | Energy Star Hot Food Holding Cabinet | Grocery | New | N_GR_Energy Star Hot Food Holding Cabinet | 1.2802 | 0.65051 | 1.968 | 0 | 0 | 0 | Residential | Energy Star Bathroom Ventilating Fan | Single Family | New | N_SF_Energy Star Bathroom Ventilating Fan | 0.21609 | 0.43157 | 0.5007 | 0 | 0 | 0 | Fail TRC
Commercial | Wall Insulation | Retail | Existing | E_RT_Wall Insulation | 3.4553 | 1.2499 | 2.7644 | 2.6986 | 0.030417 | 13.2892 | Residential | LED - 9W | Multi-Family | New | N_MF_LED - 9W | 3.0155 | 0.37051 | 8.1387 | 0 | 0 | 0 | Fail RIM | Commercial | PSC to ECM Evaporator Fan Motor (Walk-In, Refrigerator) | Healthcare | New | N_HC_PSC to ECM Evaporator Fan Motor (Walk-In, Refrigerator) | 1.1517 | 0.56283 | 2.0463 | 0 | 0 | 0 | Residential | Energy Star Bathroom Ventilating Fan | Multi-Family | New | N_MF_Energy Star Bathroom Ventilating Fan | 0.21609 | 0.43157 | 0.5007 | 0 | 0 | 0 | Fail TRC
Commercial | Wall Insulation | Schools K-12 | Existing | E_SC_Wall Insulation | 3.468 | 1.218 | 2.8472 | 0 | 0 | 0 | Residential | LED - 9W | Manufactured Home | New | N_MH_LED - 9W | 3.0155 | 0.37051 | 8.1387 | 0 | 0 | 0 | Fail RIM | Commercial | PSC to ECM Evaporator Fan Motor (Reach-In) | Healthcare | New | N_HC_PSC to ECM Evaporator Fan Motor (Reach-In) | 1.7746 | 0.56283 | 3.153 | 7.5983e-05 | 6.3646e-05 | 0.00058604 | Residential | Energy Star Bathroom Ventilating Fan | Manufactured Home | New | N_MH_Energy Star Bathroom Ventilating Fan | 0.21609 | 0.43157 | 0.5007 | 0 | 0 | 0 | Fail TRC
Commercial | Demand Controlled Ventilation | Assembly | Existing | E_AS_Demand Controlled Ventilation | 3.0857 | 1.2547 | 2.4593 | 0.14118 | 0.79482 | 1.356 | Residential | LED Specialty Lamps-5W Chandelier | Single Family | Turnover | T_SF_LED Specialty Lamps-5W Chandelier | 1.4286 | 0.37051 | 3.8559 | 0 | 0 | 0 | Fail RIM | Commercial | PSC to ECM Evaporator Fan Motor (Walk-In, Refrigerator) | Healthcare | Existing | E_HC_PSC to ECM Evaporator Fan Motor (Walk-In, Refrigerator) | 1.1517 | 0.56283 | 2.0463 | 0 | 0 | 0 | Residential | Energy Star Ceiling Fan | Single Family | Turnover | T_SF_Energy Star Ceiling Fan | 0.22943 | 0.26746 | 0.85783 | 0 | 0 | 0 | Fail TRC
Commercial | Demand Controlled Ventilation | Grocery | Existing | E_GR_Demand Controlled Ventilation | 1.4017 | 1.2547 | 1.1172 | 0.11831 | 0.66606 | 1.1363 | Residential | LED Specialty Lamps-5W Chandelier | Multi-Family | Turnover | T_MF_LED Specialty Lamps-5W Chandelier | 1.4286 | 0.37051 | 3.8559 | 0 | 0 | 0 | Fail RIM | Commercial | PSC to ECM Evaporator Fan Motor (Reach-In) | Healthcare | Existing | E_HC_PSC to ECM Evaporator Fan Motor (Reach-In) | 1.7746 | 0.56283 | 3.153 | 0.0010542 | 0.00088304 | 0.0081309 | Residential | Energy Star Ceiling Fan | Multi-Family | Turnover | T_MF_Energy Star Ceiling Fan | 0.22943 | 0.26746 | 0.85783 | 0 | 0 | 0 | Fail TRC
Commercial | Demand Controlled Ventilation | Lodging/Hospitality | Existing | E_LG_Demand Controlled Ventilation | 5.0285 | 1.2547 | 4.0077 | 1.1758 | 6.6199 | 11.2935 | Residential | LED Specialty Lamps-5W Chandelier | Manufactured Home | Turnover | T_MH_LED Specialty Lamps-5W Chandelier | 1.4286 | 0.37051 | 3.8559 | 0 | 0 | 0 | Fail RIM | Commercial | Facility Energy Management System | Healthcare | New | N_HC_Facility Energy Management System | 4.1418 | 0.72993 | 5.6743 | 0.011059 | 0.00042326 | 0.053043 | Residential | Energy Star Ceiling Fan | Manufactured Home | Turnover | T_MH_Energy Star Ceiling Fan | 0.22943 | 0.26746 | 0.85783 | 0 | 0 | 0 | Fail TRC
Commercial | Demand Controlled Ventilation | Miscellaneous | Existing | E_MS_Demand Controlled Ventilation | 4.5617 | 1.2547 | 3.6356 | 0.081825 | 0.46068 | 0.78592 | Residential | LED Specialty Lamps-5W Chandelier | Single Family | New | N_SF_LED Specialty Lamps-5W Chandelier | 1.4286 | 0.37051 | 3.8559 | 0 | 0 | 0 | Fail RIM | Commercial | Facility Energy Management System | Healthcare | Existing | E_HC_Facility Energy Management System | 4.1418 | 0.72993 | 5.6743 | 0.070299 | 0.0027682 | 0.33711 | Residential | Energy Star Ceiling Fan | Single Family | New | N_SF_Energy Star Ceiling Fan | 0.22956 | 0.26761 | 0.85783 | 0 | 0 | 0 | Fail TRC
Commercial | Demand Controlled Ventilation | Offices | Existing | E_OF_Demand Controlled Ventilation | 4.7793 | 1.2547 | 3.8091 | 1.7774 | 10.0068 | 17.0716 | Residential | LED Specialty Lamps-5W Chandelier | Multi-Family | New | N_MF_LED Specialty Lamps-5W Chandelier | 1.4286 | 0.37051 | 3.8559 | 0 | 0 | 0 | Fail RIM | Commercial | Thermal Energy Storage | Healthcare | New | N_HC_Thermal Energy Storage | 2.4645 | 9999 | 9999 | 0 | 0 | 0 | Residential | Energy Star Ceiling Fan | Multi-Family | New | N_MF_Energy Star Ceiling Fan | 0.22956 | 0.26761 | 0.85783 | 0 | 0 | 0 | Fail TRC
Commercial | Demand Controlled Ventilation | Restaurants | Existing | E_RS_Demand Controlled Ventilation | 1.5112 | 1.2547 | 1.2044 | 0.26486 | 1.4911 | 2.5439 | Residential | LED Specialty Lamps-5W Chandelier | Manufactured Home | New | N_MH_LED Specialty Lamps-5W Chandelier | 1.4286 | 0.37051 | 3.8559 | 0 | 0 | 0 | Fail RIM | Commercial | Smart Thermostat | Healthcare | New | N_HC_Smart Thermostat | 1.1297 | 0.30406 | 3.7156 | 0.0017476 | -0.00022355 | 0.14854 | Residential | Energy Star Ceiling Fan | Manufactured Home | New | N_MH_Energy Star Ceiling Fan | 0.22956 | 0.26761 | 0.85783 | 0 | 0 | 0 | Fail TRC
Commercial | Demand Controlled Ventilation | Retail | Existing | E_RT_Demand Controlled Ventilation | 3.3812 | 1.2547 | 2.6948 | 1.7386 | 9.7883 | 16.6989 | Residential | Linear LED | Single Family | Turnover | T_SF_Linear LED | 2.6298 | 0.26402 | 9.9607 | 0 | 0 | 0 | Fail RIM | Commercial | HVAC tune-up_RTU | Healthcare | New | N_HC_HVAC tune-up_RTU | 1.7222 | 0.83554 | 2.0612 | 0.063202 | 0 | 0.1597 | Residential | Energy Star Dehumidifier | Single Family | Turnover | T_SF_Energy Star Dehumidifier | 6.5476 | 0.50823 | 12.8831 | 0 | 0 | 0 | Fail 2-year Threshold
Commercial | Demand Controlled Ventilation | Warehouse | Existing | E_WR_Demand Controlled Ventilation | 1.2553 | 1.2547 | 1.0004 | 0.13508 | 0.76048 | 1.2974 | Residential | Linear LED | Multi-Family | Turnover | T_MF_Linear LED | 2.6298 | 0.26402 | 9.9607 | 0 | 0 | 0 | Fail RIM | Commercial | Dedicated Outdoor Air System on VRF unit | Healthcare | New | N_HC_Dedicated Outdoor Air System on VRF unit | 1.6885 | 0.88597 | 1.9059 | 0.0010939 | 0.00011466 | 0.0039677 | Residential | Energy Star Dehumidifier | Multi-Family | Turnover | T_MF_Energy Star Dehumidifier | 6.5476 | 0.50823 | 12.8831 | 0 | 0 | 0 | Fail 2-year Threshold
Commercial | Demand Controlled Ventilation | Assembly | New | N_AS_Demand Controlled Ventilation | 3.0857 | 1.2547 | 2.4593 | 0.0023849 | 0.013427 | 0.022906 | Residential | Linear LED | Manufactured Home | Turnover | T_MH_Linear LED | 2.6298 | 0.26402 | 9.9607 | 0 | 0 | 0 | Fail RIM | Commercial | Chilled Water System - Variable Speed Drives | Healthcare | New | N_HC_Chilled Water System - Variable Speed Drives | 2.4314 | 0.5183 | 4.6911 | 0 | 0 | 0 | Residential | Energy Star Dehumidifier | Manufactured Home | Turnover | T_MH_Energy Star Dehumidifier | 6.5476 | 0.50823 | 12.8831 | 0 | 0 | 0 | Fail 2-year Threshold
Commercial | Demand Controlled Ventilation | Grocery | New | N_GR_Demand Controlled Ventilation | 1.4017 | 1.2547 | 1.1172 | 0.0021317 | 0.012002 | 0.020475 | Residential | Linear LED | Single Family | New | N_SF_Linear LED | 2.6298 | 0.26402 | 9.9607 | 0 | 0 | 0 | Fail RIM | Commercial | Ceiling Insulation(R2 to R38) | Healthcare | New | N_HC_Ceiling Insulation(R2 to R38) | 4.58 | 1.218 | 3.7601 | 0 | 0 | 0 | Residential | Energy Star Dehumidifier | Single Family | New | N_SF_Energy Star Dehumidifier | 6.5476 | 0.50823 | 12.8831 | 0 | 0 | 0 | Fail 2-year Threshold
Commercial | Demand Controlled Ventilation | Lodging/Hospitality | New | N_LG_Demand Controlled Ventilation | 5.0285 | 1.2547 | 4.0077 | 0.021187 | 0.11928 | 0.2035 | Residential | Linear LED | Multi-Family | New | N_MF_Linear LED | 2.6298 | 0.26402 | 9.9607 | 0 | 0 | 0 | Fail RIM | Commercial | Wall Insulation | Healthcare | Existing | E_HC_Wall Insulation | 3.2713 | 1.218 | 2.6857 | 0.059663 | 0.0024803 | 2.9871 | Residential | Energy Star Dehumidifier | Multi-Family | New | N_MF_Energy Star Dehumidifier | 6.5476 | 0.50823 | 12.8831 | 0 | 0 | 0 | Fail 2-year Threshold
Commercial | Demand Controlled Ventilation | Miscellaneous | New | N_MS_Demand Controlled Ventilation | 4.5617 | 1.2547 | 3.6356 | 0.0014744 | 0.0083009 | 0.014161 | Residential | Linear LED | Manufactured Home | New | N_MH_Linear LED | 2.6298 | 0.26402 | 9.9607 | 0 | 0 | 0 | Fail RIM | Commercial | Thermal Energy Storage | Healthcare | Existing | E_HC_Thermal Energy Storage | 2.4645 | 9999 | 9999 | -2.8963e-08 | -3.7477e-10 | 4.8101e-09 | Residential | Energy Star Dehumidifier | Manufactured Home | New | N_MH_Energy Star Dehumidifier | 6.034 | 0.50823 | 11.8726 | 0 | 0 | 0 | Fail 2-year Threshold
Commercial | Demand Controlled Ventilation | Offices | New | N_OF_Demand Controlled Ventilation | 4.7793 | 1.2547 | 3.8091 | 0.02402 | 0.13523 | 0.23071 | Residential | Low Wattage T8 Fixture | Single Family | Turnover | T_SF_Low Wattage T8 Fixture | 5.5072 | 0.26402 | 20.8592 | 0 | 0 | 0 | Fail RIM | Commercial | Smart Thermostat | Healthcare | Existing | E_HC_Smart Thermostat | 1.1297 | 0.30406 | 3.7156 | 0.08428 | -0.011118 | 7.1656 | Residential | Heat Pump Pool Heater | Single Family | Turnover | T_SF_Heat Pump Pool Heater | 3.491 | 0.23266 | 15.005 | 0 | 0 | 0 | Fail 2-year Threshold
Commercial | Demand Controlled Ventilation | Restaurants | New | N_RS_Demand Controlled Ventilation | 1.5112 | 1.2547 | 1.2044 | 0.0047724 | 0.026869 | 0.045838 | Residential | Low Wattage T8 Fixture | Multi-Family | Turnover | T_MF_Low Wattage T8 Fixture | 5.5072 | 0.26402 | 20.8592 | 0 | 0 | 0 | Fail RIM | Commercial | Low U-Value Windows | Healthcare | Existing | E_HC_Low U-Value Windows | 1.4627 | 1.1184 | 1.3078 | 2.3283 | 0.00024816 | 6.3236 | Residential | Heat Pump Pool Heater | Multi-Family | Turnover | T_MF_Heat Pump Pool Heater | 3.491 | 0.23266 | 15.005 | 0 | 0 | 0 | Fail 2-year Threshold
Commercial | Demand Controlled Ventilation | Retail | New | N_RT_Demand Controlled Ventilation | 3.3812 | 1.2547 | 2.6948 | 0.031328 | 0.17638 | 0.3009 | Residential | Low Wattage T8 Fixture | Manufactured Home | Turnover | T_MH_Low Wattage T8 Fixture | 5.5072 | 0.26402 | 20.8592 | 0 | 0 | 0 | Fail RIM | Commercial | HVAC tune-up_RTU | Healthcare | Existing | E_HC_HVAC tune-up_RTU | 1.7222 | 0.83554 | 2.0612 | 3.2972 | 0 | 8.3311 | Residential | Heat Pump Pool Heater | Manufactured Home | Turnover | T_MH_Heat Pump Pool Heater | 3.491 | 0.23266 | 15.005 | 0 | 0 | 0 | Fail 2-year Threshold
Commercial | Demand Controlled Ventilation | Warehouse | New | N_WR_Demand Controlled Ventilation | 1.2553 | 1.2547 | 1.0004 | 0.0024339 | 0.013703 | 0.023378 | Residential | Low Wattage T8 Fixture | Single Family | New | N_SF_Low Wattage T8 Fixture | 5.5072 | 0.26402 | 20.8592 | 0 | 0 | 0 | Fail RIM | Commercial | Dedicated Outdoor Air System on VRF unit | Healthcare | Existing | E_HC_Dedicated Outdoor Air System on VRF unit | 1.6885 | 0.88597 | 1.9059 | 0.066045 | 0.0068764 | 0.2394 | Residential | Heat Pump Pool Heater | Single Family | New | N_SF_Heat Pump Pool Heater | 3.491 | 0.23266 | 15.005 | 0 | 0 | 0 | Fail 2-year Threshold
Residential | Central air conditioner - Load Shed | Single Family | Existing |  | Passed | Passed | N/A | 748.3615 | 0 | 0 | Residential | Low Wattage T8 Fixture | Multi-Family | New | N_MF_Low Wattage T8 Fixture | 5.5072 | 0.26402 | 20.8592 | 0 | 0 | 0 | Fail RIM | Commercial | Chilled Water System - Variable Speed Drives | Healthcare | Existing | E_HC_Chilled Water System - Variable Speed Drives | 2.4314 | 0.5183 | 4.6911 | 0 | 0 | 0 | Residential | Heat Pump Pool Heater | Multi-Family | New | N_MF_Heat Pump Pool Heater | 3.491 | 0.23266 | 15.005 | 0 | 0 | 0 | Fail 2-year Threshold
Residential | Central air conditioner - Load Shed | Multi Family | Existing |  | Passed | Passed | N/A | 181.9961 | 0 | 0 | Residential | Low Wattage T8 Fixture | Manufactured Home | New | N_MH_Low Wattage T8 Fixture | 5.5072 | 0.26402 | 20.8592 | 0 | 0 | 0 | Fail RIM | Commercial | Ceiling Insulation(R2 to R38) | Healthcare | Existing | E_HC_Ceiling Insulation(R2 to R38) | 4.6683 | 1.218 | 3.8326 | 0.19775 | 0.057434 | 10.0095 | Residential | Heat Pump Pool Heater | Manufactured Home | New | N_MH_Heat Pump Pool Heater | 3.491 | 0.23266 | 15.005 | 0 | 0 | 0 | Fail 2-year Threshold
Residential | Central air conditioner - Load Shed | Mobile Home/Other | Existing |  | Passed | Passed | N/A | 135.1501 | 0 | 0 | Residential | Energy Star Bathroom Ventilating Fan | Single Family | Turnover | T_SF_Energy Star Bathroom Ventilating Fan | 0.21609 | 0.43157 | 0.5007 | 0 | 0 | 0 | Fail RIM | Commercial | Variable Refrigerant Flow (VRF) HVAC Systems | Healthcare | Turnover | T_HC_Variable Refrigerant Flow (VRF) HVAC Systems | 1.7293 | 0.88597 | 1.9519 | 0.14161 | 0.021153 | 0.53415 | Residential | Solar Pool Heater | Single Family | Turnover | T_SF_Solar Pool Heater | 0.98017 | 0.23266 | 4.2129 | 0 | 0 | 0 | Fail TRC
Residential | Central Heating - Load Shed | Single Family | Existing |  | Passed | Passed | N/A | 0 | 1485.571 | 0 | Residential | Energy Star Bathroom Ventilating Fan | Multi-Family | Turnover | T_MF_Energy Star Bathroom Ventilating Fan | 0.21609 | 0.43157 | 0.5007 | 0 | 0 | 0 | Fail RIM | Commercial | Variable Refrigerant Flow (VRF) HVAC Systems | Healthcare | New | N_HC_Variable Refrigerant Flow (VRF) HVAC Systems | 1.7293 | 0.88597 | 1.9519 | 0.0027145 | 0.00040818 | 0.010248 | Residential | Solar Pool Heater | Multi-Family | Turnover | T_MF_Solar Pool Heater | 0.98017 | 0.23266 | 4.2129 | 0 | 0 | 0 | Fail TRC
Residential | Central Heating - Load Shed | Multi Family | Existing |  | Passed | Passed | N/A | 0 | 434.4443 | 0 | Residential | Energy Star Bathroom Ventilating Fan | Manufactured Home | Turnover | T_MH_Energy Star Bathroom Ventilating Fan | 0.21609 | 0.43157 | 0.5007 | 0 | 0 | 0 | Fail RIM | Commercial | VSD Controlled Compressor | Healthcare | New | N_HC_VSD Controlled Compressor | 2.0579 | 0.56283 | 3.6564 | 0.012564 | 0.010524 | 0.096905 | Residential | Solar Pool Heater | Manufactured Home | Turnover | T_MH_Solar Pool Heater | 0.98017 | 0.23266 | 4.2129 | 0 | 0 | 0 | Fail TRC
Residential | Central Heating - Load Shed | Mobile Home/Other | Existing |  | Passed | Passed | N/A | 0 | 275.8335 | 0 | Residential | Energy Star Bathroom Ventilating Fan | Single Family | New | N_SF_Energy Star Bathroom Ventilating Fan | 0.21609 | 0.43157 | 0.5007 | 0 | 0 | 0 | Fail RIM | Commercial | VSD Controlled Compressor | Healthcare | Existing | E_HC_VSD Controlled Compressor | 2.0579 | 0.56283 | 3.6564 | 0.13946 | 0.11681 | 1.0756 | Residential | Solar Pool Heater | Single Family | New | N_SF_Solar Pool Heater | 0.98017 | 0.23266 | 4.2129 | 0 | 0 | 0 | Fail TRC
Residential | Central air conditioner - 50% cycling | Single Family | Existing |  | Passed | Passed | N/A | 0 | 0 | 0 | Residential | Energy Star Bathroom Ventilating Fan | Multi-Family | New | N_MF_Energy Star Bathroom Ventilating Fan | 0.21609 | 0.43157 | 0.5007 | 0 | 0 | 0 | Fail RIM | Commercial | Variable Speed Pool Pump | Healthcare | Turnover | T_HC_Variable Speed Pool Pump | 1.6477 | 0.70191 | 2.3474 | 0 | 0 | 0 | Residential | Solar Pool Heater | Multi-Family | New | N_MF_Solar Pool Heater | 0.98017 | 0.23266 | 4.2129 | 0 | 0 | 0 | Fail TRC
Residential | Central air conditioner - 50% cycling | Multi Family | Existing |  | Passed | Passed | N/A | 0 | 0 | 0 | Residential | Energy Star Bathroom Ventilating Fan | Manufactured Home | New | N_MH_Energy Star Bathroom Ventilating Fan | 0.21609 | 0.43157 | 0.5007 | 0 | 0 | 0 | Fail RIM | Commercial | Solar Pool Heater | Healthcare | Turnover | T_HC_Solar Pool Heater | 1.0773 | 0.33386 | 3.2268 | 0 | 0 | 0 | Residential | Solar Pool Heater | Manufactured Home | New | N_MH_Solar Pool Heater | 0.98017 | 0.23266 | 4.2129 | 0 | 0 | 0 | Fail TRC
Residential | Central air conditioner - 50% cycling | Mobile Home/Other | Existing |  | Passed | Passed | N/A | 0 | 0 | 0 | Residential | Energy Star Ceiling Fan | Single Family | Turnover | T_SF_Energy Star Ceiling Fan | 0.22943 | 0.26746 | 0.85783 | 0 | 0 | 0 | Fail RIM | Commercial | Variable Speed Pool Pump | Healthcare | New | N_HC_Variable Speed Pool Pump | 1.6477 | 0.70191 | 2.3474 | 0 | 0 | 0 | Residential | Solar Powered Pool Pumps | Single Family | Turnover | T_SF_Solar Powered Pool Pumps | 0.46416 | 0.46804 | 0.99171 | 0 | 0 | 0 | Fail TRC
Residential | Central Heating - 50% cycling | Single Family | Existing |  | Passed | Passed | N/A | 0 | 0 | 0 | Residential | Energy Star Ceiling Fan | Multi-Family | Turnover | T_MF_Energy Star Ceiling Fan | 0.22943 | 0.26746 | 0.85783 | 0 | 0 | 0 | Fail RIM | Commercial | Solar Pool Heater | Healthcare | New | N_HC_Solar Pool Heater | 1.0773 | 0.33386 | 3.2268 | 0 | 0 | 0 | Residential | Solar Powered Pool Pumps | Multi-Family | Turnover | T_MF_Solar Powered Pool Pumps | 0.46416 | 0.46804 | 0.99171 | 0 | 0 | 0 | Fail TRC
Residential | Central Heating - 50% cycling | Multi Family | Existing |  | Passed | Passed | N/A | 0 | 0 | 0 | Residential | Energy Star Ceiling Fan | Manufactured Home | Turnover | T_MH_Energy Star Ceiling Fan | 0.22943 | 0.26746 | 0.85783 | 0 | 0 | 0 | Fail RIM | Commercial | High Efficiency DX 135k- less than 240k BTU | Healthcare | Turnover | T_HC_High Efficiency DX 135k- less than 240k BTU | 1.5086 | 1.1756 | 1.2832 | 2.854 | 0 | 6.9364 | Residential | Solar Powered Pool Pumps | Manufactured Home | Turnover | T_MH_Solar Powered Pool Pumps | 0.46416 | 0.46804 | 0.99171 | 0 | 0 | 0 | Fail TRC
Residential | Central Heating - 50% cycling | Mobile Home/Other | Existing |  | Passed | Passed | N/A | 0 | 0 | 0 | Residential | Energy Star Ceiling Fan | Single Family | New | N_SF_Energy Star Ceiling Fan | 0.22956 | 0.26761 | 0.85783 | 0 | 0 | 0 | Fail RIM | Commercial | High Efficiency DX 135k- less than 240k BTU | Healthcare | New | N_HC_High Efficiency DX 135k- less than 240k BTU | 1.5086 | 1.1756 | 1.2832 | 0.0031455 | 0 | 0.0082718 | Residential | Solar Powered Pool Pumps | Single Family | New | N_SF_Solar Powered Pool Pumps | 0.46416 | 0.46804 | 0.99171 | 0 | 0 | 0 | Fail TRC
Residential | Water heater switches | Single Family | Existing |  | Passed | Passed | N/A | 109.332 | 206.218 | 0 | Residential | Energy Star Ceiling Fan | Multi-Family | New | N_MF_Energy Star Ceiling Fan | 0.22956 | 0.26761 | 0.85783 | 0 | 0 | 0 | Fail RIM | Commercial | Premium T8 - Fixture Replacement | Healthcare | Turnover | T_HC_Premium T8 - Fixture Replacement | 1.1093 | 0.64513 | 1.7195 | 0.41509 | 0.094957 | 1.7124 | Residential | Solar Powered Pool Pumps | Multi-Family | New | N_MF_Solar Powered Pool Pumps | 0.46416 | 0.46804 | 0.99171 | 0 | 0 | 0 | Fail TRC
Residential | Water heater switches | Multi Family | Existing |  | Passed | Passed | N/A | 56.672 | 106.893 | 0 | Residential | Energy Star Ceiling Fan | Manufactured Home | New | N_MH_Energy Star Ceiling Fan | 0.22956 | 0.26761 | 0.85783 | 0 | 0 | 0 | Fail RIM | Commercial | Premium T8 - Fixture Replacement | Healthcare | New | N_HC_Premium T8 - Fixture Replacement | 1.1093 | 0.64513 | 1.7195 | 0 | 0 | 0 | Residential | Solar Powered Pool Pumps | Manufactured Home | New | N_MH_Solar Powered Pool Pumps | 0.46416 | 0.46804 | 0.99171 | 0 | 0 | 0 | Fail TRC
Residential | Water heater switches | Mobile Home/Other | Existing |  | Passed | Passed | N/A | 21.823 | 41.162 | 0 | Residential | Energy Star Dehumidifier | Single Family | Turnover | T_SF_Energy Star Dehumidifier | 6.5476 | 0.50823 | 12.8831 | 0 | 0 | 0 | Fail RIM | Commercial | Efficient Battery Charger | Healthcare | Turnover | T_HC_Efficient Battery Charger | 1.6299 | 1.0222 | 1.5944 | 0.92459 | 0 | 1.6874 | Residential | Removal of 2nd Refrigerator-Freezer | Single Family | Existing | E_SF_Removal of 2nd Refrigerator-Freezer | 4.1177 | 0.35726 | 11.5258 | 0 | 0 | 0 | Fail 2-year Threshold
Residential | Pool pump switches | Single Family | Existing |  | Passed | Passed | N/A | 181.081 | 76.38 | 0 | Residential | Energy Star Dehumidifier | Multi-Family | Turnover | T_MF_Energy Star Dehumidifier | 6.5476 | 0.50823 | 12.8831 | 0 | 0 | 0 | Fail RIM | Commercial | Efficient Battery Charger | Healthcare | New | N_HC_Efficient Battery Charger | 1.6299 | 1.0222 | 1.5944 | 0.015619 | 0 | 0.028505 | Residential | Removal of 2nd Refrigerator-Freezer | Multi-Family | Existing | E_MF_Removal of 2nd Refrigerator-Freezer | 4.1177 | 0.35726 | 11.5258 | 0 | 0 | 0 | Fail 2-year Threshold
Residential | Pool pump switches | Multi Family | Existing |  | Passed | Passed | N/A | 0 | 0 | 0 | Residential | Energy Star Dehumidifier | Manufactured Home | Turnover | T_MH_Energy Star Dehumidifier | 6.5476 | 0.50823 | 12.8831 | 0 | 0 | 0 | Fail RIM | Commercial | Energy Star Uninterruptable Power Supply | Healthcare | Turnover | T_HC_Energy Star Uninterruptable Power Supply | 1.3186 | 0.48348 | 2.7274 | 0.0060168 | 0.0060168 | 0.052707 | Residential | Removal of 2nd Refrigerator-Freezer | Manufactured Home | Existing | E_MH_Removal of 2nd Refrigerator-Freezer | 4.1177 | 0.35726 | 11.5258 | 0 | 0 | 0 | Fail 2-year Threshold
Residential | Pool pump switches | Mobile Home/Other | Existing |  | Passed | Passed | N/A | 0 | 0 | 0 | Residential | Energy Star Dehumidifier | Single Family | New | N_SF_Energy Star Dehumidifier | 6.5476 | 0.50823 | 12.8831 | 0 | 0 | 0 | Fail RIM | Commercial | Energy Star Uninterruptable Power Supply | Healthcare | New | N_HC_Energy Star Uninterruptable Power Supply | 1.3186 | 0.48348 | 2.7274 | 0.00010842 | 0.00010842 | 0.00094973 | Residential | Removal of 2nd Refrigerator-Freezer | Single Family | New | N_SF_Removal of 2nd Refrigerator-Freezer | 4.1177 | 0.35726 | 11.5258 | 0 | 0 | 0 | Fail 2-year Threshold
Residential | Room AC control | Single Family | New |  | Passed | Passed | N/A | 0 | 0 | 0 | Residential | Energy Star Dehumidifier | Multi-Family | New | N_MF_Energy Star Dehumidifier | 6.5476 | 0.50823 | 12.8831 | 0 | 0 | 0 | Fail RIM | Commercial | High Efficiency Chiller (Air Cooled, 50 tons) | Healthcare | Turnover | T_HC_High Efficiency Chiller (Air Cooled, 50 tons) | 4.7804 | 0.88681 | 5.3906 | 0 | 0 | 0 | Residential | Removal of 2nd Refrigerator-Freezer | Multi-Family | New | N_MF_Removal of 2nd Refrigerator-Freezer | 4.1177 | 0.35726 | 11.5258 | 0 | 0 | 0 | Fail 2-year Threshold
Residential | Room AC control | Multi Family | New |  | Passed | Passed | N/A | 0 | 0 | 0 | Residential | Energy Star Dehumidifier | Manufactured Home | New | N_MH_Energy Star Dehumidifier | 6.034 | 0.50823 | 11.8726 | 0 | 0 | 0 | Fail RIM | Commercial | High Efficiency Chiller (Water cooled-positive displacement, 100 tons) | Healthcare | Turnover | T_HC_High Efficiency Chiller (Water cooled-positive displacement, 100 tons) | 3.2285 | 1.167 | 2.7664 | 0 | 0 | 0 | Residential | Removal of 2nd Refrigerator-Freezer | Manufactured Home | New | N_MH_Removal of 2nd Refrigerator-Freezer | 4.1177 | 0.35726 | 11.5258 | 0 | 0 | 0 | Fail 2-year Threshold
Residential | Room AC control | Mobile Home/Other | New |  | Passed | Passed | N/A | 0 | 0 | 0 | Residential | Heat Pump Pool Heater | Single Family | Turnover | T_SF_Heat Pump Pool Heater | 3.491 | 0.23266 | 15.005 | 0 | 0 | 0 | Fail RIM | Commercial | High Efficiency Chiller (Water cooled-centrifugal, 200 tons) | Healthcare | Turnover | T_HC_High Efficiency Chiller (Water cooled-centrifugal, 200 tons) | 5.5498 | 1.167 | 4.7555 | 0 | 0 | 0 | Residential | Drain Water Heat Recovery | Single Family | Existing | E_SF_Drain Water Heat Recovery | 0.18458 | 0.5509 | 0.33505 | 0 | 0 | 0 | Fail TRC
Residential | Smart thermostats - Utility Installation | Single Family | New |  | Passed | Passed | N/A | 0 | 0 | 0 | Residential | Heat Pump Pool Heater | Multi-Family | Turnover | T_MF_Heat Pump Pool Heater | 3.491 | 0.23266 | 15.005 | 0 | 0 | 0 | Fail RIM | Commercial | High Efficiency Chiller (Air Cooled, 50 tons) | Healthcare | New | N_HC_High Efficiency Chiller (Air Cooled, 50 tons) | 4.7804 | 0.88681 | 5.3906 | 0 | 0 | 0 | Residential | Drain Water Heat Recovery | Multi-Family | Existing | E_MF_Drain Water Heat Recovery | 0.1581 | 0.5509 | 0.28699 | 0 | 0 | 0 | Fail TRC
Residential | Smart thermostats - Utility Installation | Multi Family | New |  | Passed | Passed | N/A | 0 | 0 | 0 | Residential | Heat Pump Pool Heater | Manufactured Home | Turnover | T_MH_Heat Pump Pool Heater | 3.491 | 0.23266 | 15.005 | 0 | 0 | 0 | Fail RIM | Commercial | High Efficiency Chiller (Water cooled-positive displacement, 100 tons) | Healthcare | New | N_HC_High Efficiency Chiller (Water cooled-positive displacement, 100 tons) | 3.2285 | 1.167 | 2.7664 | 0 | 0 | 0 | Residential | Drain Water Heat Recovery | Manufactured Home | Existing | E_MH_Drain Water Heat Recovery | 0.2341 | 0.5509 | 0.42493 | 0 | 0 | 0 | Fail TRC
Residential | Smart thermostats - Utility Installation | Mobile Home/Other | New |  | Passed | Passed | N/A | 0 | 0 | 0 | Residential | Heat Pump Pool Heater | Single Family | New | N_SF_Heat Pump Pool Heater | 3.491 | 0.23266 | 15.005 | 0 | 0 | 0 | Fail RIM | Commercial | High Efficiency Chiller (Water cooled-centrifugal, 200 tons) | Healthcare | New | N_HC_High Efficiency Chiller (Water cooled-centrifugal, 200 tons) | 5.5498 | 1.167 | 4.7555 | 0 | 0 | 0 | Residential | Drain Water Heat Recovery | Single Family | New | N_SF_Drain Water Heat Recovery | 0.23214 | 0.5509 | 0.42138 | 0 | 0 | 0 | Fail TRC
Residential | Smart thermostats - BYOT | Single Family | New |  | Passed | Passed | N/A | 0 | 0 | 0 | Residential | Heat Pump Pool Heater | Multi-Family | New | N_MF_Heat Pump Pool Heater | 3.491 | 0.23266 | 15.005 | 0 | 0 | 0 | Fail RIM | Commercial | Energy Star Commercial Solid Door Refrigerator | Healthcare | Turnover | T_HC_Energy Star Commercial Solid Door Refrigerator | 2.5919 | 0.54213 | 4.781 | 0 | 0 | 0 | Residential | Drain Water Heat Recovery | Multi-Family | New | N_MF_Drain Water Heat Recovery | 0.19884 | 0.5509 | 0.36094 | 0 | 0 | 0 | Fail TRC
Residential | Smart thermostats - BYOT | Multi Family | New |  | Passed | Passed | N/A | 0 | 0 | 0 | Residential | Heat Pump Pool Heater | Manufactured Home | New | N_MH_Heat Pump Pool Heater | 3.491 | 0.23266 | 15.005 | 0 | 0 | 0 | Fail RIM | Commercial | Energy Star Commercial Solid Door Refrigerator | Healthcare | New | N_HC_Energy Star Commercial Solid Door Refrigerator | 2.5919 | 0.54213 | 4.781 | 0 | 0 | 0 | Residential | Drain Water Heat Recovery | Manufactured Home | New | N_MH_Drain Water Heat Recovery | 0.29441 | 0.5509 | 0.53442 | 0 | 0 | 0 | Fail TRC
Residential | Smart thermostats - BYOT | Mobile Home/Other | New |  | Passed | Passed | N/A | 0 | 0 | 0 | Residential | Solar Pool Heater | Single Family | Turnover | T_SF_Solar Pool Heater | 0.98017 | 0.23266 | 4.2129 | 0 | 0 | 0 | Fail RIM | Commercial | Efficient Exhaust Hood | Healthcare | Turnover | T_HC_Efficient Exhaust Hood | 3.3648 | 0.74879 | 4.4937 | 0.01512 | 0.0059344 | 0.06916 | Residential | Faucet Aerator | Single Family | Existing | E_SF_Faucet Aerator | 11.9106 | 0.50059 | 23.793 | 0 | 0 | 0 | Fail 2-year Threshold
Residential | CPP + Tech | Single Family | New |  | Passed | Passed | N/A | 0 | 0 | 0 | Residential | Solar Pool Heater | Multi-Family | Turnover | T_MF_Solar Pool Heater | 0.98017 | 0.23266 | 4.2129 | 0 | 0 | 0 | Fail RIM | Commercial | Energy Star Hot Food Holding Cabinet | Healthcare | Turnover | T_HC_Energy Star Hot Food Holding Cabinet | 1.2802 | 0.65051 | 1.968 | 0.036929 | 0.017869 | 0.20052 | Residential | Faucet Aerator | Multi-Family | Existing | E_MF_Faucet Aerator | 9.3596 | 0.50059 | 18.6971 | 0 | 0 | 0 | Fail 2-year Threshold
Residential | CPP + Tech | Multi Family | New |  | Passed | Passed | N/A | 0 | 0 | 0 | Residential | Solar Pool Heater | Manufactured Home | Turnover | T_MH_Solar Pool Heater | 0.98017 | 0.23266 | 4.2129 | 0 | 0 | 0 | Fail RIM | Commercial | Efficient Exhaust Hood | Healthcare | New | N_HC_Efficient Exhaust Hood | 3.3648 | 0.74879 | 4.4937 | 0.00027244 | 0.00010693 | 0.0012462 | Residential | Faucet Aerator | Manufactured Home | Existing | E_MH_Faucet Aerator | 9.2906 | 0.50059 | 18.5593 | 0 | 0 | 0 | Fail 2-year Threshold
Residential | CPP + Tech | Mobile Home/Other | New |  | Passed | Passed | N/A | 0 | 0 | 0 | Residential | Solar Pool Heater | Single Family | New | N_SF_Solar Pool Heater | 0.98017 | 0.23266 | 4.2129 | 0 | 0 | 0 | Fail RIM | Commercial | Energy Star Hot Food Holding Cabinet | Healthcare | New | N_HC_Energy Star Hot Food Holding Cabinet | 1.2802 | 0.65051 | 1.968 | 0.00066542 | 0.00032198 | 0.0036132 | Residential | Faucet Aerator | Single Family | New | N_SF_Faucet Aerator | 4.9628 | 0.50059 | 9.9138 | 0 | 0 | 0 | Fail 2-year Threshold
Small C&I | Central air conditioner - Load Shed | 0-15,000 kWh | New |  | Passed | Passed | N/A | 63.726 | 0 | 0 | Residential | Solar Pool Heater | Multi-Family | New | N_MF_Solar Pool Heater | 0.98017 | 0.23266 | 4.2129 | 0 | 0 | 0 | Fail RIM | Commercial | PSC to ECM Evaporator Fan Motor (Walk-In, Refrigerator) | Hospitals | New | N_HS_PSC to ECM Evaporator Fan Motor (Walk-In, Refrigerator) | 1.1517 | 0.56283 | 2.0463 | 0.00090051 | 0.00075429 | 0.0069454 | Residential | Faucet Aerator | Multi-Family | New | N_MF_Faucet Aerator | 3.8999 | 0.50059 | 7.7905 | 0 | 0 | 0 | Fail 2-year Threshold
Small C&I | Central air conditioner - Load Shed | 15,001-25,000 kWh | New |  | Passed | Passed | N/A | 17.477 | 0 | 0 | Residential | Solar Pool Heater | Manufactured Home | New | N_MH_Solar Pool Heater | 0.98017 | 0.23266 | 4.2129 | 0 | 0 | 0 | Fail RIM | Commercial | PSC to ECM Evaporator Fan Motor (Reach-In) | Hospitals | New | N_HS_PSC to ECM Evaporator Fan Motor (Reach-In) | 1.7746 | 0.56283 | 3.153 | 0.00077836 | 0.00065197 | 0.0060033 | Residential | Faucet Aerator | Manufactured Home | New | N_MH_Faucet Aerator | 3.8711 | 0.50059 | 7.733 | 0 | 0 | 0 | Fail 2-year Threshold
Small C&I | Central air conditioner - Load Shed | 25,001-50,000 kWh | New |  | Passed | Passed | N/A | 10.712 | 0 | 0 | Residential | Solar Powered Pool Pumps | Single Family | Turnover | T_SF_Solar Powered Pool Pumps | 0.46416 | 0.46804 | 0.99171 | 0 | 0 | 0 | Fail RIM | Commercial | PSC to ECM Evaporator Fan Motor (Walk-In, Refrigerator) | Hospitals | Existing | E_HS_PSC to ECM Evaporator Fan Motor (Walk-In, Refrigerator) | 1.1517 | 0.56283 | 2.0463 | 0.012494 | 0.010465 | 0.096363 | Residential | Heat Trap | Single Family | Existing | E_SF_Heat Trap | 0.58154 | 0.50059 | 1.1617 | 0 | 0 | 0 | Fail TRC
Small C&I | Central air conditioner - Load Shed | 50,001 kWh + | New |  | Passed | Passed | N/A | 11.667 | 0 | 0 | Residential | Solar Powered Pool Pumps | Multi-Family | Turnover | T_MF_Solar Powered Pool Pumps | 0.46416 | 0.46804 | 0.99171 | 0 | 0 | 0 | Fail RIM | Commercial | PSC to ECM Evaporator Fan Motor (Reach-In) | Hospitals | Existing | E_HS_PSC to ECM Evaporator Fan Motor (Reach-In) | 1.7746 | 0.56283 | 3.153 | 0.010799 | 0.0090457 | 0.083292 | Residential | Heat Trap | Multi-Family | Existing | E_MF_Heat Trap | 0.45713 | 0.50059 | 0.91318 | 0 | 0 | 0 | Fail TRC
Small C&I | Central Heating - Load Shed | 0-15,000 kWh | New |  | Passed | Passed | N/A | 0 | 34.849 | 0 | Residential | Solar Powered Pool Pumps | Manufactured Home | Turnover | T_MH_Solar Powered Pool Pumps | 0.46416 | 0.46804 | 0.99171 | 0 | 0 | 0 | Fail RIM | Commercial | Facility Energy Management System | Hospitals | New | N_HS_Facility Energy Management System | 3.4117 | 0.60126 | 5.6743 | 0.0094475 | 0.0030034 | 0.063904 | Residential | Heat Trap | Manufactured Home | Existing | E_MH_Heat Trap | 0.45349 | 0.50059 | 0.9059 | 0 | 0 | 0 | Fail TRC
Small C&I | Central Heating - Load Shed | 15,001-25,000 kWh | New |  | Passed | Passed | N/A | 0 | 16.253 | 0 | Residential | Solar Powered Pool Pumps | Single Family | New | N_SF_Solar Powered Pool Pumps | 0.46416 | 0.46804 | 0.99171 | 0 | 0 | 0 | Fail RIM | Commercial | Facility Energy Management System | Hospitals | Existing | E_HS_Facility Energy Management System | 3.4117 | 0.60126 | 5.6743 | 0.65909 | 0.20953 | 4.4581 | Residential | Heat Trap | Single Family | New | N_SF_Heat Trap | 0.58154 | 0.50059 | 1.1617 | 0 | 0 | 0 | Fail TRC
Small C&I | Central Heating - Load Shed | 25,001-50,000 kWh | New |  | Passed | Passed | N/A | 0 | 13.563 | 0 | Residential | Solar Powered Pool Pumps | Multi-Family | New | N_MF_Solar Powered Pool Pumps | 0.46416 | 0.46804 | 0.99171 | 0 | 0 | 0 | Fail RIM | Commercial | Thermal Energy Storage | Hospitals | New | N_HS_Thermal Energy Storage | 2.4645 | 9999 | 9999 | 0.23351 | 0.067675 | -0.037156 | Residential | Heat Trap | Multi-Family | New | N_MF_Heat Trap | 0.45713 | 0.50059 | 0.91318 | 0 | 0 | 0 | Fail TRC
Small C&I | Central Heating - Load Shed | 50,001 kWh + | New |  | Passed | Passed | N/A | 0 | 8.309 | 0 | Residential | Solar Powered Pool Pumps | Manufactured Home | New | N_MH_Solar Powered Pool Pumps | 0.46416 | 0.46804 | 0.99171 | 0 | 0 | 0 | Fail RIM | Commercial | Smart Thermostat | Hospitals | New | N_HS_Smart Thermostat | 1.7269 | 0.4408 | 3.9177 | 0.011281 | 7.8776e-06 | 0.13528 | Residential | Heat Trap | Manufactured Home | New | N_MH_Heat Trap | 0.45349 | 0.50059 | 0.9059 | 0 | 0 | 0 | Fail TRC
Small C&I | Central air conditioner - 50% cycling | 0-15,000 kWh | New |  | Passed | Passed | N/A | 0 | 0 | 0 | Residential | Two Speed Pool Pump | Single Family | Turnover | T_SF_Two Speed Pool Pump | 1.3989 | 0.46804 | 2.9888 | 0 | 0 | 0 | Fail RIM | Commercial | HVAC tune-up_RTU | Hospitals | New | N_HS_HVAC tune-up_RTU | 1.6314 | 0.83554 | 1.9525 | 0.023433 | 0 | 0.05921 | Residential | Hot Water Pipe Insulation | Single Family | Existing | E_SF_Hot Water Pipe Insulation | 5.6858 | 0.5383 | 10.5624 | 0 | 0 | 0 | Fail 2-year Threshold
Small C&I | Central air conditioner - 50% cycling | 15,001-25,000 kWh | New |  | Passed | Passed | N/A | 0 | 0 | 0 | Residential | Two Speed Pool Pump | Multi-Family | Turnover | T_MF_Two Speed Pool Pump | 1.3989 | 0.46804 | 2.9888 | 0 | 0 | 0 | Fail RIM | Commercial | Dedicated Outdoor Air System on VRF unit | Hospitals | New | N_HS_Dedicated Outdoor Air System on VRF unit | 1.6087 | 0.88597 | 1.8157 | 0.00014482 | 9.0526e-05 | 0.00077026 | Residential | Hot Water Pipe Insulation | Multi-Family | Existing | E_MF_Hot Water Pipe Insulation | 4.8717 | 0.5383 | 9.05 | 0 | 0 | 0 | Fail 2-year Threshold
Small C&I | Central air conditioner - 50% cycling | 25,001-50,000 kWh | New |  | Passed | Passed | N/A | 0 | 0 | 0 | Residential | Two Speed Pool Pump | Manufactured Home | Turnover | T_MH_Two Speed Pool Pump | 1.3989 | 0.46804 | 2.9888 | 0 | 0 | 0 | Fail RIM | Commercial | Chilled Water System - Variable Speed Drives | Hospitals | New | N_HS_Chilled Water System - Variable Speed Drives | 2.4314 | 0.5183 | 4.6911 | 0.0012788 | 5.7345e-05 | 0.011704 | Residential | Hot Water Pipe Insulation | Manufactured Home | Existing | E_MH_Hot Water Pipe Insulation | 7.2089 | 0.5383 | 13.3919 | 0 | 0 | 0 | Fail 2-year Threshold
Small C&I | Central air conditioner - 50% cycling | 50,001 kWh + | New |  | Passed | Passed | N/A | 0 | 0 | 0 | Residential | Two Speed Pool Pump | Single Family | New | N_SF_Two Speed Pool Pump | 1.3989 | 0.46804 | 2.9888 | 0 | 0 | 0 | Fail RIM | Commercial | Ceiling Insulation(R2 to R38) | Hospitals | New | N_HS_Ceiling Insulation(R2 to R38) | 4.5532 | 1.2109 | 3.7601 | 0 | 0 | 0 | Residential | Hot Water Pipe Insulation | Single Family | New | N_SF_Hot Water Pipe Insulation | 5.6858 | 0.5383 | 10.5624 | 0 | 0 | 0 | Fail 2-year Threshold
Small C&I | Central Heating - 50% cycling | 0-15,000 kWh | New |  | Passed | Passed | N/A | 0 | 0 | 0 | Residential | Two Speed Pool Pump | Multi-Family | New | N_MF_Two Speed Pool Pump | 1.3989 | 0.46804 | 2.9888 | 0 | 0 | 0 | Fail RIM | Commercial | Wall Insulation | Hospitals | Existing | E_HS_Wall Insulation | 3.3475 | 1.2109 | 2.7644 | 0 | 0 | 0 | Residential | Hot Water Pipe Insulation | Multi-Family | New | N_MF_Hot Water Pipe Insulation | 4.8717 | 0.5383 | 9.05 | 0 | 0 | 0 | Fail 2-year Threshold
Small C&I | Central Heating - 50% cycling | 15,001-25,000 kWh | New |  | Passed | Passed | N/A | 0 | 0 | 0 | Residential | Two Speed Pool Pump | Manufactured Home | New | N_MH_Two Speed Pool Pump | 1.3989 | 0.46804 | 2.9888 | 0 | 0 | 0 | Fail RIM | Commercial | Thermal Energy Storage | Hospitals | Existing | E_HS_Thermal Energy Storage | 2.4645 | 9999 | 9999 | 12.9589 | 3.7557 | -2.0621 | Residential | Hot Water Pipe Insulation | Manufactured Home | New | N_MH_Hot Water Pipe Insulation | 7.2089 | 0.5383 | 13.3919 | 0 | 0 | 0 | Fail 2-year Threshold
Small C&I | Central Heating - 50% cycling | 25,001-50,000 kWh | New |  | Passed | Passed | N/A | 0 | 0 | 0 | Residential | Variable Speed Pool Pump | Single Family | Turnover | T_SF_Variable Speed Pool Pump | 1.3983 | 0.46804 | 2.9875 | 0 | 0 | 0 | Fail RIM | Commercial | Smart Thermostat | Hospitals | Existing | E_HS_Smart Thermostat | 1.7269 | 0.4408 | 3.9177 | 0.64879 | 0.00043622 | 7.7795 | Residential | Low Flow Showerhead | Single Family | Existing | E_SF_Low Flow Showerhead | 18.8934 | 0.47956 | 39.3975 | 0 | 0 | 0 | Fail 2-year Threshold
Small C&I | Central Heating - 50% cycling | 50,001 kWh + | New |  | Passed | Passed | N/A | 0 | 0 | 0 | Residential | Variable Speed Pool Pump | Multi-Family | Turnover | T_MF_Variable Speed Pool Pump | 1.3983 | 0.46804 | 2.9875 | 0 | 0 | 0 | Fail RIM | Commercial | Low U-Value Windows | Hospitals | Existing | E_HS_Low U-Value Windows | 1.4627 | 1.1184 | 1.3078 | 2.1641 | 4.7955e-05 | 5.8336 | Residential | Low Flow Showerhead | Multi-Family | Existing | E_MF_Low Flow Showerhead | 14.8514 | 0.47956 | 30.969 | 0 | 0 | 0 | Fail 2-year Threshold
Small C&I | Smart thermostats - Utility Installation | 0-15,000 kWh | New |  | Passed | Passed | N/A | 0 | 0 | 0 | Residential | Variable Speed Pool Pump | Manufactured Home | Turnover | T_MH_Variable Speed Pool Pump | 1.3983 | 0.46804 | 2.9875 | 0 | 0 | 0 | Fail RIM | Commercial | HVAC tune-up_RTU | Hospitals | Existing | E_HS_HVAC tune-up_RTU | 1.6314 | 0.83554 | 1.9525 | 1.2944 | 0 | 3.2705 | Residential | Low Flow Showerhead | Manufactured Home | Existing | E_MH_Low Flow Showerhead | 14.733 | 0.47956 | 30.7221 | 0 | 0 | 0 | Fail 2-year Threshold
Small C&I | Smart thermostats - Utility Installation | 15,001-25,000 kWh | New |  | Passed | Passed | N/A | 0 | 0 | 0 | Residential | Variable Speed Pool Pump | Single Family | New | N_SF_Variable Speed Pool Pump | 1.3983 | 0.46804 | 2.9875 | 0 | 0 | 0 | Fail RIM | Commercial | Dedicated Outdoor Air System on VRF unit | Hospitals | Existing | E_HS_Dedicated Outdoor Air System on VRF unit | 1.6087 | 0.88597 | 1.8157 | 0.0092577 | 0.0058015 | 0.049287 | Residential | Low Flow Showerhead | Single Family | New | N_SF_Low Flow Showerhead | 18.8934 | 0.47956 | 39.3975 | 0 | 0 | 0 | Fail 2-year Threshold
Small C&I | Smart thermostats - Utility Installation | 25,001-50,000 kWh | New |  | Passed | Passed | N/A | 0 | 0 | 0 | Residential | Variable Speed Pool Pump | Multi-Family | New | N_MF_Variable Speed Pool Pump | 1.3983 | 0.46804 | 2.9875 | 0 | 0 | 0 | Fail RIM | Commercial | Chilled Water System - Variable Speed Drives | Hospitals | Existing | E_HS_Chilled Water System - Variable Speed Drives | 2.4314 | 0.5183 | 4.6911 | 1.2313 | 0.055216 | 11.2698 | Residential | Low Flow Showerhead | Multi-Family | New | N_MF_Low Flow Showerhead | 14.8514 | 0.47956 | 30.969 | 0 | 0 | 0 | Fail 2-year Threshold
Small C&I | Smart thermostats - Utility Installation | 50,001 kWh + | New |  | Passed | Passed | N/A | 0 | 0 | 0 | Residential | Variable Speed Pool Pump | Manufactured Home | New | N_MH_Variable Speed Pool Pump | 1.3983 | 0.46804 | 2.9875 | 0 | 0 | 0 | Fail RIM | Commercial | Ceiling Insulation(R2 to R38) | Hospitals | Existing | E_HS_Ceiling Insulation(R2 to R38) | 4.641 | 1.2109 | 3.8326 | 0 | 0 | 0 | Residential | Low Flow Showerhead | Manufactured Home | New | N_MH_Low Flow Showerhead | 14.733 | 0.47956 | 30.7221 | 0 | 0 | 0 | Fail 2-year Threshold
Small C&I | Smart thermostats - BYOT | 0-15,000 kWh | New |  | Passed | Passed | N/A | 0 | 0 | 0 | Residential | Removal of 2nd Refrigerator-Freezer | Single Family | Existing | E_SF_Removal of 2nd Refrigerator-Freezer | 4.1177 | 0.35726 | 11.5258 | 0 | 0 | 0 | Fail RIM | Commercial | Variable Refrigerant Flow (VRF) HVAC Systems | Hospitals | Turnover | T_HS_Variable Refrigerant Flow (VRF) HVAC Systems | 1.6509 | 0.88597 | 1.8633 | 0.01985 | 0.017846 | 0.12326 | Residential | Water Heater Blanket | Single Family | Existing | E_SF_Water Heater Blanket | 0.50635 | 0.43235 | 1.1712 | 0 | 0 | 0 | Fail TRC
Small C&I | Smart thermostats - BYOT | 15,001-25,000 kWh | New |  | Passed | Passed | N/A | 0 | 0 | 0 | Residential | Removal of 2nd Refrigerator-Freezer | Multi-Family | Existing | E_MF_Removal of 2nd Refrigerator-Freezer | 4.1177 | 0.35726 | 11.5258 | 0 | 0 | 0 | Fail RIM | Commercial | Variable Refrigerant Flow (VRF) HVAC Systems | Hospitals | New | N_HS_Variable Refrigerant Flow (VRF) HVAC Systems | 1.6509 | 0.88597 | 1.8633 | 0.00035936 | 0.00032228 | 0.0022288 | Residential | Water Heater Blanket | Multi-Family | Existing | E_MF_Water Heater Blanket | 0.50635 | 0.43235 | 1.1712 | 0 | 0 | 0 | Fail TRC
Small C&I | Smart thermostats - BYOT | 25,001-50,000 kWh | New |  | Passed | Passed | N/A | 0 | 0 | 0 | Residential | Removal of 2nd Refrigerator-Freezer | Manufactured Home | Existing | E_MH_Removal of 2nd Refrigerator-Freezer | 4.1177 | 0.35726 | 11.5258 | 0 | 0 | 0 | Fail RIM | Commercial | ECM Motors on Furnaces | Hospitals | New | N_HS_ECM Motors on Furnaces | 2.1788 | 0.55807 | 3.9041 | 0 | 1.6288e-07 | 1.0674e-06 | Residential | Water Heater Blanket | Manufactured Home | Existing | E_MH_Water Heater Blanket | 0.50635 | 0.43235 | 1.1712 | 0 | 0 | 0 | Fail TRC
Small C&I | Smart thermostats - BYOT | 50,001 kWh + | New |  | Passed | Passed | N/A | 0 | 0 | 0 | Residential | Removal of 2nd Refrigerator-Freezer | Single Family | New | N_SF_Removal of 2nd Refrigerator-Freezer | 4.1177 | 0.35726 | 11.5258 | 0 | 0 | 0 | Fail RIM | Commercial | ECM Motors on Furnaces | Hospitals | Existing | E_HS_ECM Motors on Furnaces | 2.1788 | 0.55807 | 3.9041 | 0 | 9.0192e-06 | 5.9107e-05 | Residential | Water Heater Blanket | Single Family | New | N_SF_Water Heater Blanket | 0.48438 | 0.43235 | 1.1204 | 0 | 0 | 0 | Fail TRC
Small C&I | CPP + Tech | 0-15,000 kWh | New |  | Passed | Passed | N/A | 0 | 0 | 0 | Residential | Removal of 2nd Refrigerator-Freezer | Multi-Family | New | N_MF_Removal of 2nd Refrigerator-Freezer | 4.1177 | 0.35726 | 11.5258 | 0 | 0 | 0 | Fail RIM | Commercial | VSD Controlled Compressor | Hospitals | New | N_HS_VSD Controlled Compressor | 2.0579 | 0.56283 | 3.6564 | 0.012297 | 0.010301 | 0.094847 | Residential | Water Heater Blanket | Multi-Family | New | N_MF_Water Heater Blanket | 0.48438 | 0.43235 | 1.1204 | 0 | 0 | 0 | Fail TRC
Small C&I | CPP + Tech | 15,001-25,000 kWh | New |  | Passed | Passed | N/A | 0 | 0 | 0 | Residential | Removal of 2nd Refrigerator-Freezer | Manufactured Home | New | N_MH_Removal of 2nd Refrigerator-Freezer | 4.1177 | 0.35726 | 11.5258 | 0 | 0 | 0 | Fail RIM | Commercial | VSD Controlled Compressor | Hospitals | Existing | E_HS_VSD Controlled Compressor | 2.0579 | 0.56283 | 3.6564 | 0.13649 | 0.11433 | 1.0527 | Residential | Water Heater Blanket | Manufactured Home | New | N_MH_Water Heater Blanket | 0.48438 | 0.43235 | 1.1204 | 0 | 0 | 0 | Fail TRC
Small C&I | CPP + Tech | 25,001-50,000 kWh | New |  | Passed | Passed | N/A | 0 | 0 | 0 | Residential | Drain Water Heat Recovery | Single Family | Existing | E_SF_Drain Water Heat Recovery | 0.18458 | 0.5509 | 0.33505 | 0 | 0 | 0 | Fail RIM | Commercial | Variable Speed Pool Pump | Hospitals | Turnover | T_HS_Variable Speed Pool Pump | 1.6477 | 0.70191 | 2.3474 | 0 | 0 | 0 | Residential | Water Heater Thermostat Setback | Single Family | Existing | E_SF_Water Heater Thermostat Setback | 4.2275 | 0.42668 | 9.9077 | 0 | 0 | 0 | Fail 2-year Threshold
Small C&I | CPP + Tech | 50,001 kWh + | New |  | Passed | Passed | N/A | 0 | 0 | 0 | Residential | Drain Water Heat Recovery | Multi-Family | Existing | E_MF_Drain Water Heat Recovery | 0.1581 | 0.5509 | 0.28699 | 0 | 0 | 0 | Fail RIM | Commercial | Solar Pool Heater | Hospitals | Turnover | T_HS_Solar Pool Heater | 1.0773 | 0.33386 | 3.2268 | 0 | 0 | 0 | Residential | Water Heater Thermostat Setback | Multi-Family | Existing | E_MF_Water Heater Thermostat Setback | 4.2275 | 0.42668 | 9.9077 | 0 | 0 | 0 | Fail 2-year Threshold
Large C&I | Auto DR | 0-50 kW | New |  | Passed | Passed | N/A | 503.124 | 537.123 | 0 | Residential | Drain Water Heat Recovery | Manufactured Home | Existing | E_MH_Drain Water Heat Recovery | 0.2341 | 0.5509 | 0.42493 | 0 | 0 | 0 | Fail RIM | Commercial | Variable Speed Pool Pump | Hospitals | New | N_HS_Variable Speed Pool Pump | 1.6477 | 0.70191 | 2.3474 | 0 | 0 | 0 | Residential | Water Heater Thermostat Setback | Manufactured Home | Existing | E_MH_Water Heater Thermostat Setback | 4.2275 | 0.42668 | 9.9077 | 0 | 0 | 0 | Fail 2-year Threshold
Large C&I | Auto DR | 51-300 kW | New |  | Passed | Passed | N/A | 702.432 | 684.147 | 0 | Residential | Drain Water Heat Recovery | Single Family | New | N_SF_Drain Water Heat Recovery | 0.23214 | 0.5509 | 0.42138 | 0 | 0 | 0 | Fail RIM | Commercial | Solar Pool Heater | Hospitals | New | N_HS_Solar Pool Heater | 1.0773 | 0.33386 | 3.2268 | 0 | 0 | 0 | Residential | Water Heater Thermostat Setback | Single Family | New | N_SF_Water Heater Thermostat Setback | 4.2275 | 0.42668 | 9.9077 | 0 | 0 | 0 | Fail 2-year Threshold
Large C&I | Auto DR | 301-500 kW | New |  | Passed | Passed | N/A | 174.068 | 160.325 | 0 | Residential | Drain Water Heat Recovery | Multi-Family | New | N_MF_Drain Water Heat Recovery | 0.19884 | 0.5509 | 0.36094 | 0 | 0 | 0 | Fail RIM | Commercial | High Efficiency DX 135k- less than 240k BTU | Hospitals | Turnover | T_HS_High Efficiency DX 135k- less than 240k BTU | 1.429 | 1.1756 | 1.2155 | 1.0927 | 0 | 2.6457 | Residential | Water Heater Thermostat Setback | Multi-Family | New | N_MF_Water Heater Thermostat Setback | 4.2275 | 0.42668 | 9.9077 | 0 | 0 | 0 | Fail 2-year Threshold
Large C&I | Auto DR | 501 kW + | Existing |  | Passed | Passed | N/A | 374.104 | 333.583 | 0 | Residential | Drain Water Heat Recovery | Manufactured Home | New | N_MH_Drain Water Heat Recovery | 0.29441 | 0.5509 | 0.53442 | 0 | 0 | 0 | Fail RIM | Commercial | High Efficiency DX 135k- less than 240k BTU | Hospitals | New | N_HS_High Efficiency DX 135k- less than 240k BTU | 1.429 | 1.1756 | 1.2155 | 0.0011662 | 0 | 0.0028801 | Residential | Water Heater Thermostat Setback | Manufactured Home | New | N_MH_Water Heater Thermostat Setback | 4.2275 | 0.42668 | 9.9077 | 0 | 0 | 0 | Fail 2-year Threshold
Large C&I | CPP | 0-50 kW | New |  | Passed | Passed | N/A | 0 | 0 | 0 | Residential | Faucet Aerator | Single Family | Existing | E_SF_Faucet Aerator | 11.9106 | 0.50059 | 23.793 | 0 | 0 | 0 | Fail RIM | Commercial | Premium T8 - Fixture Replacement | Hospitals | Turnover | T_HS_Premium T8 - Fixture Replacement | 1.0063 | 0.43258 | 2.3262 | 0.17866 | 0.16571 | 1.7049 | Residential | Water Heater Timeclock | Single Family | Existing | E_SF_Water Heater Timeclock | 0.1213 | 0.24168 | 0.50191 | 0 | 0 | 0 | Fail TRC
Large C&I | CPP | 51-300 kW | New |  | Passed | Passed | N/A | 0 | 0 | 0 | Residential | Faucet Aerator | Multi-Family | Existing | E_MF_Faucet Aerator | 9.3596 | 0.50059 | 18.6971 | 0 | 0 | 0 | Fail RIM | Commercial | Premium T8 - Fixture Replacement | Hospitals | New | N_HS_Premium T8 - Fixture Replacement | 1.0063 | 0.43258 | 2.3262 | 0 | 0 | 0 | Residential | Water Heater Timeclock | Multi-Family | Existing | E_MF_Water Heater Timeclock | 0.1039 | 0.24168 | 0.42991 | 0 | 0 | 0 | Fail TRC
Large C&I | CPP | 301-500 kW | New |  | Passed | Passed | N/A | 0 | 0 | 0 | Residential | Faucet Aerator | Manufactured Home | Existing | E_MH_Faucet Aerator | 9.2906 | 0.50059 | 18.5593 | 0 | 0 | 0 | Fail RIM | Commercial | Efficient Battery Charger | Hospitals | Turnover | T_HS_Efficient Battery Charger | 1.6299 | 1.0222 | 1.5944 | 1.2113 | 0 | 2.2107 | Residential | Water Heater Timeclock | Manufactured Home | Existing | E_MH_Water Heater Timeclock | 0.15384 | 0.24168 | 0.63654 | 0 | 0 | 0 | Fail TRC
Large C&I | CPP | 501 kW + | New |  | Passed | Passed | N/A | 0 | 0 | 0 | Residential | Faucet Aerator | Single Family | New | N_SF_Faucet Aerator | 4.9628 | 0.50059 | 9.9138 | 0 | 0 | 0 | Fail RIM | Commercial | Efficient Battery Charger | Hospitals | New | N_HS_Efficient Battery Charger | 1.6299 | 1.0222 | 1.5944 | 0.020808 | 0 | 0.037974 | Residential | Water Heater Timeclock | Single Family | New | N_SF_Water Heater Timeclock | 0.1213 | 0.24168 | 0.50191 | 0 | 0 | 0 | Fail TRC
Large C&I | Firm Service Level | 0-50 kW | New |  | Passed | Passed | N/A | 0 | 0 | 0 | Residential | Faucet Aerator | Multi-Family | New | N_MF_Faucet Aerator | 3.8999 | 0.50059 | 7.7905 | 0 | 0 | 0 | Fail RIM | Commercial | Energy Star Uninterruptable Power Supply | Hospitals | Turnover | T_HS_Energy Star Uninterruptable Power Supply | 1.3186 | 0.48348 | 2.7274 | 0.0072142 | 0.0072142 | 0.063197 | Residential | Water Heater Timeclock | Multi-Family | New | N_MF_Water Heater Timeclock | 0.1039 | 0.24168 | 0.42991 | 0 | 0 | 0 | Fail TRC
Large C&I | Firm Service Level | 51-300 kW | New |  | Passed | Passed | N/A | 0 | 0 | 0 | Residential | Faucet Aerator | Manufactured Home | New | N_MH_Faucet Aerator | 3.8711 | 0.50059 | 7.733 | 0 | 0 | 0 | Fail RIM | Commercial | Energy Star Uninterruptable Power Supply | Hospitals | New | N_HS_Energy Star Uninterruptable Power Supply | 1.3186 | 0.48348 | 2.7274 | 0.00012999 | 0.00012999 | 0.0011387 | Residential | Water Heater Timeclock | Manufactured Home | New | N_MH_Water Heater Timeclock | 0.15384 | 0.24168 | 0.63654 | 0 | 0 | 0 | Fail TRC
Large C&I | Firm Service Level | 301-500 kW | New |  | Passed | Passed | N/A | 0 | 0 | 0 | Residential | Heat Trap | Single Family | Existing | E_SF_Heat Trap | 0.58154 | 0.50059 | 1.1617 | 0 | 0 | 0 | Fail RIM | Commercial | High Efficiency Chiller (Air Cooled, 50 tons) | Hospitals | Turnover | T_HS_High Efficiency Chiller (Air Cooled, 50 tons) | 4.5283 | 0.88681 | 5.1062 | 1.4862 | 0.067638 | 5.4561 | Residential | Smart Power Strip | Single Family | Existing | E_SF_Smart Power Strip | 1.0398 | 0.35299 | 2.9456 | 0 | 0 | 0 | Fail 2-year Threshold
Large C&I | Firm Service Level | 501 kW + | Existing |  | Passed | Passed | N/A | 0 | 0 | 0 | Residential | Heat Trap | Multi-Family | Existing | E_MF_Heat Trap | 0.45713 | 0.50059 | 0.91318 | 0 | 0 | 0 | Fail RIM | Commercial | High Efficiency Chiller (Water cooled-positive displacement, 100 tons) | Hospitals | Turnover | T_HS_High Efficiency Chiller (Water cooled-positive displacement, 100 tons) | 3.0582 | 1.167 | 2.6205 | 0.60554 | 0.0011762 | 1.607 | Residential | Smart Power Strip | Multi-Family | Existing | E_MF_Smart Power Strip | 1.0398 | 0.35299 | 2.9456 | 0 | 0 | 0 | Fail 2-year Threshold
Large C&I | Guaranteed Load Drop | 0-50 kW | New |  | Passed | Passed | N/A | 0 | 0 | 0 | Residential | Heat Trap | Manufactured Home | Existing | E_MH_Heat Trap | 0.45349 | 0.50059 | 0.9059 | 0 | 0 | 0 | Fail RIM | Commercial | High Efficiency Chiller (Water cooled-centrifugal, 200 tons) | Hospitals | Turnover | T_HS_High Efficiency Chiller (Water cooled-centrifugal, 200 tons) | 5.2571 | 1.167 | 4.5047 | 1.0384 | 0.002017 | 2.7557 | Residential | Smart Power Strip | Manufactured Home | Existing | E_MH_Smart Power Strip | 1.0398 | 0.35299 | 2.9456 | 0 | 0 | 0 | Fail 2-year Threshold
Large C&I | Guaranteed Load Drop | 51-300 kW | New |  | Passed | Passed | N/A | 0 | 0 | 0 | Residential | Heat Trap | Single Family | New | N_SF_Heat Trap | 0.58154 | 0.50059 | 1.1617 | 0 | 0 | 0 | Fail RIM | Commercial | High Efficiency Chiller (Air Cooled, 50 tons) | Hospitals | New | N_HS_High Efficiency Chiller (Air Cooled, 50 tons) | 4.5283 | 0.88681 | 5.1062 | 0.02678 | 0.0012188 | 0.098313 | Residential | Smart Power Strip | Single Family | New | N_SF_Smart Power Strip | 1.0398 | 0.35299 | 2.9456 | 0 | 0 | 0 | Fail 2-year Threshold
Large C&I | Guaranteed Load Drop | 301-500 kW | New |  | Passed | Passed | N/A | 0 | 0 | 0 | Residential | Heat Trap | Multi-Family | New | N_MF_Heat Trap | 0.45713 | 0.50059 | 0.91318 | 0 | 0 | 0 | Fail RIM | Commercial | High Efficiency Chiller (Water cooled-positive displacement, 100 tons) | Hospitals | New | N_HS_High Efficiency Chiller (Water cooled-positive displacement, 100 tons) | 3.0582 | 1.167 | 2.6205 | 0.010936 | 2.1241e-05 | 0.029021 | Residential | Smart Power Strip | Multi-Family | New | N_MF_Smart Power Strip | 1.0398 | 0.35299 | 2.9456 | 0 | 0 | 0 | Fail 2-year Threshold
Large C&I | Guaranteed Load Drop | 501 kW + | Existing |  | Passed | Passed | N/A | 0 | 0 | 0 | Residential | Heat Trap | Manufactured Home | New | N_MH_Heat Trap | 0.45349 | 0.50059 | 0.9059 | 0 | 0 | 0 | Fail RIM | Commercial | High Efficiency Chiller (Water cooled-centrifugal, 200 tons) | Hospitals | New | N_HS_High Efficiency Chiller (Water cooled-centrifugal, 200 tons) | 5.2571 | 1.167 | 4.5047 | 0.018711 | 3.6344e-05 | 0.049656 | Residential | Smart Power Strip | Manufactured Home | New | N_MH_Smart Power Strip | 1.0398 | 0.35299 | 2.9456 | 0 | 0 | 0 | Fail 2-year Threshold
[11 empty] | Residential | Hot Water Pipe Insulation | Single Family | Existing | E_SF_Hot Water Pipe Insulation | 5.6858 | 0.5383 | 10.5624 | 0 | 0 | 0 | Fail RIM | Commercial | Energy Star Commercial Solid Door Refrigerator | Hospitals | Turnover | T_HS_Energy Star Commercial Solid Door Refrigerator | 2.5919 | 0.54213 | 4.781 | 0 | 0 | 0 | Residential | Air Sealing-Infiltration Control | Single Family | New | N_SF_Air Sealing-Infiltration Control | 0 | 0 | 0 | 0 | 0 | 0 | Fail TRC
[11 empty] | Residential | Hot Water Pipe Insulation | Multi-Family | Existing | E_MF_Hot Water Pipe Insulation | 4.8717 | 0.5383 | 9.05 | 0 | 0 | 0 | Fail RIM | Commercial | Energy Star Commercial Solid Door Refrigerator | Hospitals | New | N_HS_Energy Star Commercial Solid Door Refrigerator | 2.5919 | 0.54213 | 4.781 | 0 | 0 | 0 | Residential | Air Sealing-Infiltration Control | Multi-Family | New | N_MF_Air Sealing-Infiltration Control | 0 | 0 | 0 | 0 | 0 | 0 | Fail TRC
[11 empty] | Residential | Hot Water Pipe Insulation | Manufactured Home | Existing | E_MH_Hot Water Pipe Insulation | 7.2089 | 0.5383 | 13.3919 | 0 | 0 | 0 | Fail RIM | Commercial | Efficient Exhaust Hood | Hospitals | Turnover | T_HS_Efficient Exhaust Hood | 3.3648 | 0.74879 | 4.4937 | 0.051678 | 0.020283 | 0.23638 | Residential | Air Sealing-Infiltration Control | Manufactured Home | New | N_MH_Air Sealing-Infiltration Control | 0 | 0 | 0 | 0 | 0 | 0 | Fail TRC
[11 empty] | Residential | Hot Water Pipe Insulation | Single Family | New | N_SF_Hot Water Pipe Insulation | 5.6858 | 0.5383 | 10.5624 | 0 | 0 | 0 | Fail RIM | Commercial | Energy Star Hot Food Holding Cabinet | Hospitals | Turnover | T_HS_Energy Star Hot Food Holding Cabinet | 1.2802 | 0.65051 | 1.968 | 0.11682 | 0.056524 | 0.63432 | Residential | Ceiling Insulation(R19 to R38) | Multi-Family | Existing | E_MF_Ceiling Insulation(R19 to R38) | 1.0128 | 1.2746 | 0.79455 | 0 | 0 | 0 | Fail PCT
[11 empty] | Residential | Hot Water Pipe Insulation | Multi-Family | New | N_MF_Hot Water Pipe Insulation | 4.8717 | 0.5383 | 9.05 | 0 | 0 | 0 | Fail RIM | Commercial | Efficient Exhaust Hood | Hospitals | New | N_HS_Efficient Exhaust Hood | 3.3648 | 0.74879 | 4.4937 | 0.00093118 | 0.00036549 | 0.0042594 | Residential | Ceiling Insulation(R19 to R38) | Manufactured Home | Existing | E_MH_Ceiling Insulation(R19 to R38) | 0.92163 | 1.2746 | 0.72305 | 0 | 0 | 0 | Fail TRC
[11 empty] | Residential | Hot Water Pipe Insulation | Manufactured Home | New | N_MH_Hot Water Pipe Insulation | 7.2089 | 0.5383 | 13.3919 | 0 | 0 | 0 | Fail RIM | Commercial | Energy Star Hot Food Holding Cabinet | Hospitals | New | N_HS_Energy Star Hot Food Holding Cabinet | 1.2802 | 0.65051 | 1.968 | 0.0021049 | 0.0010185 | 0.01143 | Residential | Ceiling Insulation(R19 to R38) | Multi-Family | New | N_MF_Ceiling Insulation(R19 to R38) | 1.0128 | 1.2746 | 0.79455 | 0 | 0 | 0 | Fail PCT
[11 empty] | Residential | Low Flow Showerhead | Single Family | Existing | E_SF_Low Flow Showerhead | 18.8934 | 0.47956 | 39.3975 | 0 | 0 | 0 | Fail RIM | Commercial | Solar Water Heater | Hospitals | Turnover | T_HS_Solar Water Heater | 1.0872 | 0.44804 | 2.4266 | 0.010861 | 0.0015248 | 0.14531 | Residential | Ceiling Insulation(R19 to R38) | Manufactured Home | New | N_MH_Ceiling Insulation(R19 to R38) | 0.92163 | 1.2746 | 0.72305 | 0 | 0 | 0 | Fail TRC
[11 empty] | Residential | Low Flow Showerhead | Multi-Family | Existing | E_MF_Low Flow Showerhead | 14.8514 | 0.47956 | 30.969 | 0 | 0 | 0 | Fail RIM | Commercial | Solar Water Heater | Hospitals | New | N_HS_Solar Water Heater | 1.0872 | 0.44804 | 2.4266 | 0.0001957 | 2.7475e-05 | 0.0026184 | Residential | Ceiling Insulation(R30 to R38) | Single Family | Existing | E_SF_Ceiling Insulation(R30 to R38) | 0.5293 | 1.2746 | 0.41526 | 0 | 0 | 0 | Fail TRC
[11 empty] | Residential | Low Flow Showerhead | Manufactured Home | Existing | E_MH_Low Flow Showerhead | 14.733 | 0.47956 | 30.7221 | 0 | 0 | 0 | Fail RIM | Commercial | PSC to ECM Evaporator Fan Motor (Walk-In, Refrigerator) | Institutional | New | N_IN_PSC to ECM Evaporator Fan Motor (Walk-In, Refrigerator) | 1.1925 | 0.58275 | 2.0463 | 0 | 0 | 0 | Residential | Ceiling Insulation(R30 to R38) | Multi-Family | Existing | E_MF_Ceiling Insulation(R30 to R38) | 0.38856 | 1.2746 | 0.30484 | 0 | 0 | 0 | Fail TRC
[11 empty] | Residential | Low Flow Showerhead | Single Family | New | N_SF_Low Flow Showerhead | 18.8934 | 0.47956 | 39.3975 | 0 | 0 | 0 | Fail RIM | Commercial | PSC to ECM Evaporator Fan Motor (Reach-In) | Institutional | New | N_IN_PSC to ECM Evaporator Fan Motor (Reach-In) | 1.8374 | 0.58275 | 3.153 | 0 | 0 | 0 | Residential | Ceiling Insulation(R30 to R38) | Manufactured Home | Existing | E_MH_Ceiling Insulation(R30 to R38) | 0.35211 | 1.2746 | 0.27625 | 0 | 0 | 0 | Fail TRC
[11 empty] | Residential | Low Flow Showerhead | Multi-Family | New | N_MF_Low Flow Showerhead | 14.8514 | 0.47956 | 30.969 | 0 | 0 | 0 | Fail RIM | Commercial | PSC to ECM Evaporator Fan Motor (Walk-In, Refrigerator) | Institutional | Existing | E_IN_PSC to ECM Evaporator Fan Motor (Walk-In, Refrigerator) | 1.1925 | 0.58275 | 2.0463 | 0 | 0 | 0 | Residential | Ceiling Insulation(R30 to R38) | Single Family | New | N_SF_Ceiling Insulation(R30 to R38) | 0.5293 | 1.2746 | 0.41526 | 0 | 0 | 0 | Fail TRC
[11 empty] | Residential | Low Flow Showerhead | Manufactured Home | New | N_MH_Low Flow Showerhead | 14.733 | 0.47956 | 30.7221 | 0 | 0 | 0 | Fail RIM | Commercial | PSC to ECM Evaporator Fan Motor (Reach-In) | Institutional | Existing | E_IN_PSC to ECM Evaporator Fan Motor (Reach-In) | 1.8374 | 0.58275 | 3.153 | 0 | 0 | 0 | Residential | Ceiling Insulation(R30 to R38) | Multi-Family | New | N_MF_Ceiling Insulation(R30 to R38) | 0.38856 | 1.2746 | 0.30484 | 0 | 0 | 0 | Fail TRC
[11 empty] | Residential | Thermostatic Shower Restriction Valve | Single Family | Existing | E_SF_Thermostatic Shower Restriction Valve | 1.5883 | 0.50059 | 3.1729 | 0 | 0 | 0 | Fail RIM | Commercial | Thermal Energy Storage | Institutional | New | N_IN_Thermal Energy Storage | 2.4645 | 9999 | 9999 | 0.029683 | 0.0086028 | -0.0047233 | Residential | Ceiling Insulation(R30 to R38) | Manufactured Home | New | N_MH_Ceiling Insulation(R30 to R38) | 0.35211 | 1.2746 | 0.27625 | 0 | 0 | 0 | Fail TRC
[11 empty] | Residential | Thermostatic Shower Restriction Valve | Multi-Family | Existing | E_MF_Thermostatic Shower Restriction Valve | 1.2485 | 0.50059 | 2.4941 | 0 | 0 | 0 | Fail RIM | Commercial | Smart Thermostat | Institutional | New | N_IN_Smart Thermostat | 1.306 | 0.30406 | 4.2953 | 0.00091229 | -0.0001126 | 0.077517 | Residential | Central AC Tune Up | Single Family | Existing | E_SF_Central AC Tune Up | 0.18265 | 0.73105 | 0.24984 | 0 | 0 | 0 | Fail TRC
[11 empty] | Residential | Thermostatic Shower Restriction Valve | Manufactured Home | Existing | E_MH_Thermostatic Shower Restriction Valve | 1.2386 | 0.50059 | 2.4742 | 0 | 0 | 0 | Fail RIM | Commercial | Chilled Water System - Variable Speed Drives | Institutional | New | N_IN_Chilled Water System - Variable Speed Drives | 2.4314 | 0.5183 | 4.6911 | 0.017568 | 0.00078782 | 0.1608 | Residential | Central AC Tune Up | Multi-Family | Existing | E_MF_Central AC Tune Up | 0.08847 | 0.73105 | 0.12102 | 0 | 0 | 0 | Fail TRC
[11 empty] | Residential | Thermostatic Shower Restriction Valve | Single Family | New | N_SF_Thermostatic Shower Restriction Valve | 1.5883 | 0.50059 | 3.1729 | 0 | 0 | 0 | Fail RIM | Commercial | Ceiling Insulation(R2 to R38) | Institutional | New | N_IN_Ceiling Insulation(R2 to R38) | 4.58 | 1.218 | 3.7601 | 0 | 0 | 0 | Residential | Central AC Tune Up | Manufactured Home | Existing | E_MH_Central AC Tune Up | 0.12152 | 0.73105 | 0.16622 | 0 | 0 | 0 | Fail TRC
[11 empty] | Residential | Thermostatic Shower Restriction Valve | Multi-Family | New | N_MF_Thermostatic Shower Restriction Valve | 1.2485 | 0.50059 | 2.4941 | 0 | 0 | 0 | Fail RIM | Commercial | Wall Insulation | Institutional | Existing | E_IN_Wall Insulation | 3.3186 | 1.218 | 2.7246 | 0 | 0 | 0 | Residential | Central AC Tune Up | Single Family | New | N_SF_Central AC Tune Up | 0 | 0 | 0 | 0 | 0 | 0 | Fail TRC
[11 empty] | Residential | Thermostatic Shower Restriction Valve | Manufactured Home | New | N_MH_Thermostatic Shower Restriction Valve | 1.2386 | 0.50059 | 2.4742 | 0 | 0 | 0 | Fail RIM | Commercial | Thermal Energy Storage | Institutional | Existing | E_IN_Thermal Energy Storage | 2.4645 | 9999 | 9999 | 1.6473 | 0.47743 | -0.26213 | Residential | Central AC Tune Up | Multi-Family | New | N_MF_Central AC Tune Up | 0 | 0 | 0 | 0 | 0 | 0 | Fail TRC
[11 empty] | Residential | Water Heater Blanket | Single Family | Existing | E_SF_Water Heater Blanket | 0.50635 | 0.43235 | 1.1712 | 0 | 0 | 0 | Fail RIM | Commercial | Smart Thermostat | Institutional | Existing | E_IN_Smart Thermostat | 1.306 | 0.30406 | 4.2953 | 0.049424 | -0.0061047 | 4.1996 | Residential | Central AC Tune Up | Manufactured Home | New | N_MH_Central AC Tune Up | 0 | 0 | 0 | 0 | 0 | 0 | Fail TRC
[11 empty] | Residential | Water Heater Blanket | Multi-Family | Existing | E_MF_Water Heater Blanket | 0.50635 | 0.43235 | 1.1712 | 0 | 0 | 0 | Fail RIM | Commercial | Low U-Value Windows | Institutional | Existing | E_IN_Low U-Value Windows | 1.4627 | 1.1184 | 1.3078 | 1.1661 | 0.00011588 | 3.165 | Residential | Duct Insulation | Single Family | Existing | E_SF_Duct Insulation | 0.15784 | 1.2228 | 0.12908 | 0 | 0 | 0 | Fail TRC
[11 empty] | Residential | Water Heater Blanket | Manufactured Home | Existing | E_MH_Water Heater Blanket | 0.50635 | 0.43235 | 1.1712 | 0 | 0 | 0 | Fail RIM | Commercial | Chilled Water System - Variable Speed Drives | Institutional | Existing | E_IN_Chilled Water System - Variable Speed Drives | 2.4314 | 0.5183 | 4.6911 | 0.97496 | 0.043722 | 8.9237 | Residential | Duct Insulation | Multi-Family | Existing | E_MF_Duct Insulation | 0.12357 | 1.2228 | 0.10105 | 0 | 0 | 0 | Fail TRC
[11 empty] | Residential | Water Heater Blanket | Single Family | New | N_SF_Water Heater Blanket | 0.48438 | 0.43235 | 1.1204 | 0 | 0 | 0 | Fail RIM | Commercial | Ceiling Insulation(R2 to R38) | Institutional | Existing | E_IN_Ceiling Insulation(R2 to R38) | 4.6683 | 1.218 | 3.8326 | 0 | 0 | 0 | Residential | Duct Insulation | Manufactured Home | Existing | E_MH_Duct Insulation | 0.1762 | 1.2228 | 0.1441 | 0 | 0 | 0 | Fail TRC
[11 empty] | Residential | Water Heater Blanket | Multi-Family | New | N_MF_Water Heater Blanket | 0.48438 | 0.43235 | 1.1204 | 0 | 0 | 0 | Fail RIM | Commercial | High Efficiency PTHP | Institutional | Turnover | T_IN_High Efficiency PTHP | 4.7972 | 1.3315 | 3.603 | 0.02621 | 3.5097e-06 | 0.071969 | Residential | Duct Insulation | Single Family | New | N_SF_Duct Insulation | 0 | 0 | 0 | 0 | 0 | 0 | Fail TRC
[11 empty] | Residential | Water Heater Blanket | Manufactured Home | New | N_MH_Water Heater Blanket | 0.48438 | 0.43235 | 1.1204 | 0 | 0 | 0 | Fail RIM | Commercial | High Efficiency PTAC | Institutional | Turnover | T_IN_High Efficiency PTAC | 4.7571 | 1.3512 | 3.5206 | 0 | 0 | 0 | Residential | Duct Insulation | Multi-Family | New | N_MF_Duct Insulation | 0 | 0 | 0 | 0 | 0 | 0 | Fail TRC
[11 empty] | Residential | Water Heater Thermostat Setback | Single Family | Existing | E_SF_Water Heater Thermostat Setback | 4.2275 | 0.42668 | 9.9077 | 0 | 0 | 0 | Fail RIM | Commercial | High Efficiency PTHP | Institutional | New | N_IN_High Efficiency PTHP | 4.7972 | 1.3315 | 3.603 | 0.00047227 | 6.324e-08 | 0.0012968 | Residential | Duct Insulation | Manufactured Home | New | N_MH_Duct Insulation | 0 | 0 | 0 | 0 | 0 | 0 | Fail TRC
[11 empty] | Residential | Water Heater Thermostat Setback | Multi-Family | Existing | E_MF_Water Heater Thermostat Setback | 4.2275 | 0.42668 | 9.9077 | 0 | 0 | 0 | Fail RIM | Commercial | High Efficiency PTAC | Institutional | New | N_IN_High Efficiency PTAC | 4.7571 | 1.3512 | 3.5206 | 0 | 0 | 0 | Residential | Duct Repair | Single Family | New | N_SF_Duct Repair | 0 | 0 | 0 | 0 | 0 | 0 | Fail TRC
[11 empty] | Residential | Water Heater Thermostat Setback | Manufactured Home | Existing | E_MH_Water Heater Thermostat Setback | 4.2275 | 0.42668 | 9.9077 | 0 | 0 | 0 | Fail RIM | Commercial | VSD Controlled Compressor | Institutional | New | N_IN_VSD Controlled Compressor | 2.2194 | 0.607 | 3.6564 | 0.011221 | 0.005252 | 0.074419 | Residential | Duct Repair | Multi-Family | New | N_MF_Duct Repair | 0 | 0 | 0 | 0 | 0 | 0 | Fail TRC
[11 empty] | Residential | Water Heater Thermostat Setback | Single Family | New | N_SF_Water Heater Thermostat Setback | 4.2275 | 0.42668 | 9.9077 | 0 | 0 | 0 | Fail RIM | Commercial | VSD Controlled Compressor | Institutional | Existing | E_IN_VSD Controlled Compressor | 2.2194 | 0.607 | 3.6564 | 0.12455 | 0.058294 | 0.82601 | Residential | Duct Repair | Manufactured Home | New | N_MH_Duct Repair | 0 | 0 | 0 | 0 | 0 | 0 | Fail TRC
[11 empty] | Residential | Water Heater Thermostat Setback | Multi-Family | New | N_MF_Water Heater Thermostat Setback | 4.2275 | 0.42668 | 9.9077 | 0 | 0 | 0 | Fail RIM | Commercial | Variable Speed Pool Pump | Institutional | Turnover | T_IN_Variable Speed Pool Pump | 1.6477 | 0.70191 | 2.3474 | 0 | 0 | 0 | Residential | Energy Star Certified Roof Products | Single Family | Existing | E_SF_Energy Star Certified Roof Products | 0 | 1.2746 | 0 | 0 | 0 | 0 | Fail TRC
[11 empty] | Residential | Water Heater Thermostat Setback | Manufactured Home | New | N_MH_Water Heater Thermostat Setback | 4.2275 | 0.42668 | 9.9077 | 0 | 0 | 0 | Fail RIM | Commercial | Solar Pool Heater | Institutional | Turnover | T_IN_Solar Pool Heater | 1.0773 | 0.33386 | 3.2268 | 0 | 0 | 0 | Residential | Energy Star Certified Roof Products | Multi-Family | Existing | E_MF_Energy Star Certified Roof Products | 0 | 1.2746 | 0 | 0 | 0 | 0 | Fail TRC
[11 empty] | Residential | Water Heater Timeclock | Single Family | Existing | E_SF_Water Heater Timeclock | 0.1213 | 0.24168 | 0.50191 | 0 | 0 | 0 | Fail RIM | Commercial | Variable Speed Pool Pump | Institutional | New | N_IN_Variable Speed Pool Pump | 1.6477 | 0.70191 | 2.3474 | 0 | 0 | 0 | Residential | Energy Star Certified Roof Products | Manufactured Home | Existing | E_MH_Energy Star Certified Roof Products | 0 | 1.2746 | 0 | 0 | 0 | 0 | Fail TRC
[11 empty] | Residential | Water Heater Timeclock | Multi-Family | Existing | E_MF_Water Heater Timeclock | 0.1039 | 0.24168 | 0.42991 | 0 | 0 | 0 | Fail RIM | Commercial | Solar Pool Heater | Institutional | New | N_IN_Solar Pool Heater | 1.0773 | 0.33386 | 3.2268 | 0 | 0 | 0 | Residential | Energy Star Certified Roof Products | Single Family | New | N_SF_Energy Star Certified Roof Products | 0 | 1.2746 | 0 | 0 | 0 | 0 | Fail TRC
[11 empty] | Residential | Water Heater Timeclock | Manufactured Home | Existing | E_MH_Water Heater Timeclock | 0.15384 | 0.24168 | 0.63654 | 0 | 0 | 0 | Fail RIM | Commercial | Efficient Battery Charger | Institutional | Turnover | T_IN_Efficient Battery Charger | 1.6299 | 1.0222 | 1.5944 | 0.95043 | 0 | 1.7345 | Residential | Energy Star Certified Roof Products | Multi-Family | New | N_MF_Energy Star Certified Roof Products | 0 | 1.2746 | 0 | 0 | 0 | 0 | Fail TRC
[11 empty] | Residential | Water Heater Timeclock | Single Family | New | N_SF_Water Heater Timeclock | 0.1213 | 0.24168 | 0.50191 | 0 | 0 | 0 | Fail RIM | Commercial | Efficient Battery Charger | Institutional | New | N_IN_Efficient Battery Charger | 1.6299 | 1.0222 | 1.5944 | 0.016326 | 0 | 0.029796 | Residential | Energy Star Certified Roof Products | Manufactured Home | New | N_MH_Energy Star Certified Roof Products | 0 | 1.2746 | 0 | 0 | 0 | 0 | Fail TRC
[11 empty] | Residential | Water Heater Timeclock | Multi-Family | New | N_MF_Water Heater Timeclock | 0.1039 | 0.24168 | 0.42991 | 0 | 0 | 0 | Fail RIM | Commercial | Energy Star Uninterruptable Power Supply | Institutional | Turnover | T_IN_Energy Star Uninterruptable Power Supply | 1.3186 | 0.48348 | 2.7274 | 0.0039949 | 0.0039949 | 0.034996 | Residential | Energy Star Door | Single Family | Existing | E_SF_Energy Star Door | 1.1514 | 1.2746 | 0.9033 | 0 | 0 | 0 | Fail PCT
[11 empty] | Residential | Water Heater Timeclock | Manufactured Home | New | N_MH_Water Heater Timeclock | 0.15384 | 0.24168 | 0.63654 | 0 | 0 | 0 | Fail RIM | Commercial | Energy Star Uninterruptable Power Supply | Institutional | New | N_IN_Energy Star Uninterruptable Power Supply | 1.3186 | 0.48348 | 2.7274 | 7.1985e-05 | 7.1985e-05 | 0.00063059 | Residential | Energy Star Door | Multi-Family | Existing | E_MF_Energy Star Door | 1.1514 | 1.2746 | 0.9033 | 0 | 0 | 0 | Fail PCT
[11 empty] | Residential | Smart Power Strip | Single Family | Existing | E_SF_Smart Power Strip | 1.0398 | 0.35299 | 2.9456 | 0 | 0 | 0 | Fail RIM | Commercial | High Bay LED | Institutional | Turnover | T_IN_High Bay LED | 3.3656 | 0.67837 | 4.9613 | 0 | 0 | 0 | Residential | Energy Star Door | Manufactured Home | Existing | E_MH_Energy Star Door | 1.1514 | 1.2746 | 0.9033 | 0 | 0 | 0 | Fail PCT
[11 empty] | Residential | Smart Power Strip | Multi-Family | Existing | E_MF_Smart Power Strip | 1.0398 | 0.35299 | 2.9456 | 0 | 0 | 0 | Fail RIM | Commercial | High Bay LED | Institutional | New | N_IN_High Bay LED | 3.3656 | 0.67837 | 4.9613 | 0 | 0 | 0 | Residential | Energy Star Door | Single Family | New | N_SF_Energy Star Door | 0.81711 | 1.2746 | 0.64105 | 0 | 0 | 0 | Fail TRC
[11 empty] | Residential | Smart Power Strip | Manufactured Home | Existing | E_MH_Smart Power Strip | 1.0398 | 0.35299 | 2.9456 | 0 | 0 | 0 | Fail RIM | Commercial | High Efficiency Chiller (Air Cooled, 50 tons) | Institutional | Turnover | T_IN_High Efficiency Chiller (Air Cooled, 50 tons) | 1.1867 | 0.88681 | 1.3382 | 0.29418 | 0.013388 | 1.08 | Residential | Energy Star Door | Multi-Family | New | N_MF_Energy Star Door | 0.81711 | 1.2746 | 0.64105 | 0 | 0 | 0 | Fail TRC
[11 empty] | Residential | Smart Power Strip | Single Family | New | N_SF_Smart Power Strip | 1.0398 | 0.35299 | 2.9456 | 0 | 0 | 0 | Fail RIM | Commercial | High Efficiency Chiller (Water cooled-centrifugal, 200 tons) | Institutional | Turnover | T_IN_High Efficiency Chiller (Water cooled-centrifugal, 200 tons) | 1.3777 | 1.167 | 1.1805 | 0.21221 | 0.0004122 | 0.56318 | Residential | Energy Star Door | Manufactured Home | New | N_MH_Energy Star Door | 0.81711 | 1.2746 | 0.64105 | 0 | 0 | 0 | Fail TRC
[11 empty] | Residential | Smart Power Strip | Multi-Family | New | N_MF_Smart Power Strip | 1.0398 | 0.35299 | 2.9456 | 0 | 0 | 0 | Fail RIM | Commercial | High Efficiency Chiller (Air Cooled, 50 tons) | Institutional | New | N_IN_High Efficiency Chiller (Air Cooled, 50 tons) | 1.1867 | 0.88681 | 1.3382 | 0.00020703 | 9.4216e-06 | 0.00076001 | Residential | Energy Star Windows | Single Family | New | N_SF_Energy Star Windows | 1.2373 | 1.2746 | 0.97075 | 0 | 0 | 0 | Fail PCT
[11 empty] | Residential | Smart Power Strip | Manufactured Home | New | N_MH_Smart Power Strip | 1.0398 | 0.35299 | 2.9456 | 0 | 0 | 0 | Fail RIM | Commercial | High Efficiency Chiller (Water cooled-centrifugal, 200 tons) | Institutional | New | N_IN_High Efficiency Chiller (Water cooled-centrifugal, 200 tons) | 1.3777 | 1.167 | 1.1805 | 0.0032177 | 6.2501e-06 | 0.0085393 | Residential | Energy Star Windows | Multi-Family | New | N_MF_Energy Star Windows | 1.2373 | 1.2746 | 0.97075 | 0 | 0 | 0 | Fail PCT
[11 empty] | Residential | Air Sealing-Infiltration Control | Single Family | New | N_SF_Air Sealing-Infiltration Control | 0 | 0 | 0 | 0 | 0 | 0 | Fail RIM | Commercial | Energy Star Commercial Solid Door Refrigerator | Institutional | Turnover | T_IN_Energy Star Commercial Solid Door Refrigerator | 2.7793 | 0.58132 | 4.781 | 0 | 0 | 0 | Residential | Energy Star Windows | Manufactured Home | New | N_MH_Energy Star Windows | 1.2373 | 1.2746 | 0.97075 | 0 | 0 | 0 | Fail PCT
[11 empty] | Residential | Air Sealing-Infiltration Control | Multi-Family | New | N_MF_Air Sealing-Infiltration Control | 0 | 0 | 0 | 0 | 0 | 0 | Fail RIM | Commercial | Energy Star Commercial Solid Door Refrigerator | Institutional | New | N_IN_Energy Star Commercial Solid Door Refrigerator | 2.7793 | 0.58132 | 4.781 | 0 | 0 | 0 | Residential | Floor Insulation | Single Family | Existing | E_SF_Floor Insulation | 0.075954 | 1.2746 | 0.059589 | 0 | 0 | 0 | Fail TRC
[11 empty] | Residential | Air Sealing-Infiltration Control | Manufactured Home | New | N_MH_Air Sealing-Infiltration Control | 0 | 0 | 0 | 0 | 0 | 0 | Fail RIM | Commercial | Efficient Exhaust Hood | Institutional | Turnover | T_IN_Efficient Exhaust Hood | 3.3648 | 0.74879 | 4.4937 | 0 | 0 | 0 | Residential | Floor Insulation | Multi-Family | Existing | E_MF_Floor Insulation | 0.03758 | 1.2746 | 0.029483 | 0 | 0 | 0 | Fail TRC
[11 empty] | Residential | Ceiling Insulation(R19 to R38) | Multi-Family | Existing | E_MF_Ceiling Insulation(R19 to R38) | 1.0128 | 1.2746 | 0.79455 | 0 | 0 | 0 | Fail PCT | Commercial | Energy Star Hot Food Holding Cabinet | Institutional | Turnover | T_IN_Energy Star Hot Food Holding Cabinet | 1.2802 | 0.65051 | 1.968 | 0 | 0 | 0 | Residential | Floor Insulation | Manufactured Home | Existing | E_MH_Floor Insulation | 0.070056 | 1.2746 | 0.054962 | 0 | 0 | 0 | Fail TRC
[11 empty] | Residential | Ceiling Insulation(R19 to R38) | Manufactured Home | Existing | E_MH_Ceiling Insulation(R19 to R38) | 0.92163 | 1.2746 | 0.72305 | 0 | 0 | 0 | Fail PCT | Commercial | Efficient Exhaust Hood | Institutional | New | N_IN_Efficient Exhaust Hood | 3.3648 | 0.74879 | 4.4937 | 0 | 0 | 0 | Residential | Floor Insulation | Single Family | New | N_SF_Floor Insulation | 0 | 0 | 0 | 0 | 0 | 0 | Fail TRC
[11 empty] | Residential | Ceiling Insulation(R19 to R38) | Multi-Family | New | N_MF_Ceiling Insulation(R19 to R38) | 1.0128 | 1.2746 | 0.79455 | 0 | 0 | 0 | Fail PCT | Commercial | Energy Star Hot Food Holding Cabinet | Institutional | New | N_IN_Energy Star Hot Food Holding Cabinet | 1.2802 | 0.65051 | 1.968 | 0 | 0 | 0 | Residential | Floor Insulation | Multi-Family | New | N_MF_Floor Insulation | 0 | 0 | 0 | 0 | 0 | 0 | Fail TRC
[11 empty] | Residential | Ceiling Insulation(R19 to R38) | Manufactured Home | New | N_MH_Ceiling Insulation(R19 to R38) | 0.92163 | 1.2746 | 0.72305 | 0 | 0 | 0 | Fail PCT | Commercial | Solar Water Heater | Institutional | Turnover | T_IN_Solar Water Heater | 1.2939 | 0.44804 | 2.8878 | 0.18217 | 0.025575 | 2.4373 | Residential | Floor Insulation | Manufactured Home | New | N_MH_Floor Insulation | 0 | 0 | 0 | 0 | 0 | 0 | Fail TRC
[11 empty] | Residential | Ceiling Insulation(R30 to R38) | Single Family | Existing | E_SF_Ceiling Insulation(R30 to R38) | 0.5293 | 1.2746 | 0.41526 | 0 | 0 | 0 | Fail PCT | Commercial | Solar Water Heater | Institutional | New | N_IN_Solar Water Heater | 1.2939 | 0.44804 | 2.8878 | 0.0032824 | 0.00046083 | 0.043917 | Residential | Green Roof | Single Family | Existing | E_SF_Green Roof | 0.085185 | 1.2746 | 0.066831 | 0 | 0 | 0 | Fail TRC
[11 empty] | Residential | Ceiling Insulation(R30 to R38) | Multi-Family | Existing | E_MF_Ceiling Insulation(R30 to R38) | 0.38856 | 1.2746 | 0.30484 | 0 | 0 | 0 | Fail PCT | Commercial | PSC to ECM Evaporator Fan Motor (Walk-In, Refrigerator) | Lodging/Hospitality | New | N_LG_PSC to ECM Evaporator Fan Motor (Walk-In, Refrigerator) | 1.1517 | 0.56283 | 2.0463 | 0.0028011 | 0.0023462 | 0.021604 | Residential | Green Roof | Multi-Family | Existing | E_MF_Green Roof | 0.06669 | 1.2746 | 0.052321 | 0 | 0 | 0 | Fail TRC
[11 empty] | Residential | Ceiling Insulation(R30 to R38) | Manufactured Home | Existing | E_MH_Ceiling Insulation(R30 to R38) | 0.35211 | 1.2746 | 0.27625 | 0 | 0 | 0 | Fail PCT | Commercial | PSC to ECM Evaporator Fan Motor (Reach-In) | Lodging/Hospitality | New | N_LG_PSC to ECM Evaporator Fan Motor (Reach-In) | 1.7746 | 0.56283 | 3.153 | 0.0035675 | 0.0029882 | 0.027515 | Residential | Green Roof | Manufactured Home | Existing | E_MH_Green Roof | 0.095095 | 1.2746 | 0.074606 | 0 | 0 | 0 | Fail TRC
[11 empty] | Residential | Ceiling Insulation(R30 to R38) | Single Family | New | N_SF_Ceiling Insulation(R30 to R38) | 0.5293 | 1.2746 | 0.41526 | 0 | 0 | 0 | Fail PCT | Commercial | PSC to ECM Evaporator Fan Motor (Walk-In, Refrigerator) | Lodging/Hospitality | Existing | E_LG_PSC to ECM Evaporator Fan Motor (Walk-In, Refrigerator) | 1.1517 | 0.56283 | 2.0463 | 0.038863 | 0.032552 | 0.29974 | Residential | Green Roof | Single Family | New | N_SF_Green Roof | 0.085185 | 1.2746 | 0.066831 | 0 | 0 | 0 | Fail TRC
[11 empty] | Residential | Ceiling Insulation(R30 to R38) | Multi-Family | New | N_MF_Ceiling Insulation(R30 to R38) | 0.38856 | 1.2746 | 0.30484 | 0 | 0 | 0 | Fail PCT | Commercial | PSC to ECM Evaporator Fan Motor (Reach-In) | Lodging/Hospitality | Existing | E_LG_PSC to ECM Evaporator Fan Motor (Reach-In) | 1.7746 | 0.56283 | 3.153 | 0.049496 | 0.041459 | 0.38175 | Residential | Green Roof | Multi-Family | New | N_MF_Green Roof | 0.06669 | 1.2746 | 0.052321 | 0 | 0 | 0 | Fail TRC
[11 empty] | Residential | Ceiling Insulation(R30 to R38) | Manufactured Home | New | N_MH_Ceiling Insulation(R30 to R38) | 0.35211 | 1.2746 | 0.27625 | 0 | 0 | 0 | Fail PCT | Commercial | Facility Energy Management System | Lodging/Hospitality | New | N_LG_Facility Energy Management System | 2.6816 | 0.8373 | 3.2027 | 0.018442 | 0.0038922 | 0.072475 | Residential | Green Roof | Manufactured Home | New | N_MH_Green Roof | 0.095095 | 1.2746 | 0.074606 | 0 | 0 | 0 | Fail TRC
[11 empty] | Residential | Central AC Tune Up | Single Family | Existing | E_SF_Central AC Tune Up | 0.18265 | 0.73105 | 0.24984 | 0 | 0 | 0 | Fail RIM | Commercial | Facility Energy Management System | Lodging/Hospitality | Existing | E_LG_Facility Energy Management System | 2.6816 | 0.8373 | 3.2027 | 0.17154 | 0.036204 | 0.67415 | Residential | Heat Pump Tune Up | Single Family | Existing | E_SF_Heat Pump Tune Up | 0.39314 | 0.89106 | 0.44121 | 0 | 0 | 0 | Fail TRC
[11 empty] | Residential | Central AC Tune Up | Multi-Family | Existing | E_MF_Central AC Tune Up | 0.08847 | 0.73105 | 0.12102 | 0 | 0 | 0 | Fail RIM | Commercial | Thermal Energy Storage | Lodging/Hospitality | New | N_LG_Thermal Energy Storage | 2.4645 | 9999 | 9999 | 0.022931 | 0.0066458 | -0.0036488 | Residential | Heat Pump Tune Up | Multi-Family | Existing | E_MF_Heat Pump Tune Up | 0.25565 | 0.89106 | 0.28691 | 0 | 0 | 0 | Fail TRC
[11 empty] | Residential | Central AC Tune Up | Manufactured Home | Existing | E_MH_Central AC Tune Up | 0.12152 | 0.73105 | 0.16622 | 0 | 0 | 0 | Fail RIM | Commercial | Smart Thermostat | Lodging/Hospitality | New | N_LG_Smart Thermostat | 12.295 | 5.542 | 2.2185 | -0.0071575 | 0.029951 | 0.23348 | Residential | Heat Pump Tune Up | Manufactured Home | Existing | E_MH_Heat Pump Tune Up | 0.38458 | 0.89106 | 0.43159 | 0 | 0 | 0 | Fail TRC
[11 empty] | Residential | Central AC Tune Up | Single Family | New | N_SF_Central AC Tune Up | 0 | 0 | 0 | 0 | 0 | 0 | Fail RIM | Commercial | Programmable Thermostat | Lodging/Hospitality | New | N_LG_Programmable Thermostat | 6.9306 | 5.542 | 1.2506 | 0 | 0 | 0 | Residential | Heat Pump Tune Up | Single Family | New | N_SF_Heat Pump Tune Up | 0 | 0 | 0 | 0 | 0 | 0 | Fail TRC
[11 empty] | Residential | Central AC Tune Up | Multi-Family | New | N_MF_Central AC Tune Up | 0 | 0 | 0 | 0 | 0 | 0 | Fail RIM | Commercial | HVAC tune-up_RTU | Lodging/Hospitality | New | N_LG_HVAC tune-up_RTU | 1.3074 | 0.83554 | 1.5648 | 0.029999 | 0 | 0.075799 | Residential | Heat Pump Tune Up | Multi-Family | New | N_MF_Heat Pump Tune Up | 0 | 0 | 0 | 0 | 0 | 0 | Fail TRC
[11 empty] | Residential | Central AC Tune Up | Manufactured Home | New | N_MH_Central AC Tune Up | 0 | 0 | 0 | 0 | 0 | 0 | Fail RIM | Commercial | HVAC tune-up | Lodging/Hospitality | New | N_LG_HVAC tune-up | 1.9886 | 0.95317 | 2.0863 | 0 | 0 | 0 | Residential | Heat Pump Tune Up | Manufactured Home | New | N_MH_Heat Pump Tune Up | 0 | 0 | 0 | 0 | 0 | 0 | Fail TRC
[11 empty] | Residential | Duct Insulation | Single Family | Existing | E_SF_Duct Insulation | 0.15784 | 1.2228 | 0.12908 | 0 | 0 | 0 | Fail PCT | Commercial | Dedicated Outdoor Air System on VRF unit | Lodging/Hospitality | New | N_LG_Dedicated Outdoor Air System on VRF unit | 1.0604 | 0.73531 | 1.4421 | 0 | 0.00051695 | 0.0033165 | Residential | HVAC ECM Motor | Single Family | Existing | E_SF_HVAC ECM Motor | 0.29582 | 1.2228 | 0.24192 | 0 | 0 | 0 | Fail TRC
[11 empty] | Residential | Duct Insulation | Multi-Family | Existing | E_MF_Duct Insulation | 0.12357 | 1.2228 | 0.10105 | 0 | 0 | 0 | Fail PCT | Commercial | Chilled Water System - Variable Speed Drives | Lodging/Hospitality | New | N_LG_Chilled Water System - Variable Speed Drives | 2.4314 | 0.5183 | 4.6911 | 0.0025513 | 0.00011441 | 0.023352 | Residential | HVAC ECM Motor | Multi-Family | Existing | E_MF_HVAC ECM Motor | 0.29582 | 1.2228 | 0.24192 | 0 | 0 | 0 | Fail TRC
[11 empty] | Residential | Duct Insulation | Manufactured Home | Existing | E_MH_Duct Insulation | 0.1762 | 1.2228 | 0.1441 | 0 | 0 | 0 | Fail PCT | Commercial | Ceiling Insulation(R2 to R38) | Lodging/Hospitality | New | N_LG_Ceiling Insulation(R2 to R38) | 4.5532 | 1.2109 | 3.7601 | 0 | 0 | 0 | Residential | HVAC ECM Motor | Manufactured Home | Existing | E_MH_HVAC ECM Motor | 0.29582 | 1.2228 | 0.24192 | 0 | 0 | 0 | Fail TRC
[11 empty] | Residential | Duct Insulation | Single Family | New | N_SF_Duct Insulation | 0 | 0 | 0 | 0 | 0 | 0 | Fail RIM | Commercial | Wall Insulation | Lodging/Hospitality | Existing | E_LG_Wall Insulation | 3.2993 | 1.2109 | 2.7246 | 0 | 0 | 0 | Residential | HVAC ECM Motor | Single Family | New | N_SF_HVAC ECM Motor | 0.29582 | 1.2228 | 0.24192 | 0 | 0 | 0 | Fail TRC
[11 empty] | Residential | Duct Insulation | Multi-Family | New | N_MF_Duct Insulation | 0 | 0 | 0 | 0 | 0 | 0 | Fail RIM | Commercial | Thermal Energy Storage | Lodging/Hospitality | Existing | E_LG_Thermal Energy Storage | 2.4645 | 9999 | 9999 | 1.2726 | 0.36882 | -0.2025 | Residential | HVAC ECM Motor | Multi-Family | New | N_MF_HVAC ECM Motor | 0.29582 | 1.2228 | 0.24192 | 0 | 0 | 0 | Fail TRC
[11 empty] | Residential | Duct Insulation | Manufactured Home | New | N_MH_Duct Insulation | 0 | 0 | 0 | 0 | 0 | 0 | Fail RIM | Commercial | Smart Thermostat | Lodging/Hospitality | Existing | E_LG_Smart Thermostat | 12.295 | 5.542 | 2.2185 | -0.39722 | 1.6622 | 12.9572 | Residential | HVAC ECM Motor | Manufactured Home | New | N_MH_HVAC ECM Motor | 0.29582 | 1.2228 | 0.24192 | 0 | 0 | 0 | Fail TRC
[11 empty] | Residential | Duct Repair | Single Family | New | N_SF_Duct Repair | 0 | 0 | 0 | 0 | 0 | 0 | Fail RIM | Commercial | Programmable Thermostat | Lodging/Hospitality | Existing | E_LG_Programmable Thermostat | 6.9306 | 5.542 | 1.2506 | 0 | 0 | 0 | Residential | Programmable Thermostat | Single Family | Existing | E_SF_Programmable Thermostat | 0.18521 | 0.25539 | 0.72521 | 0 | 0 | 0 | Fail TRC
[11 empty] | Residential | Duct Repair | Multi-Family | New | N_MF_Duct Repair | 0 | 0 | 0 | 0 | 0 | 0 | Fail RIM | Commercial | Low U-Value Windows | Lodging/Hospitality | Existing | E_LG_Low U-Value Windows | 1.6637 | 1.2721 | 1.3078 | 5.5139 | -0.057458 | 13.0744 | Residential | Programmable Thermostat | Multi-Family | Existing | E_MF_Programmable Thermostat | 0.12044 | 0.25539 | 0.47159 | 0 | 0 | 0 | Fail TRC
[11 empty] | Residential | Duct Repair | Manufactured Home | New | N_MH_Duct Repair | 0 | 0 | 0 | 0 | 0 | 0 | Fail RIM | Commercial | HVAC tune-up_RTU | Lodging/Hospitality | Existing | E_LG_HVAC tune-up_RTU | 1.3074 | 0.83554 | 1.5648 | 1.5939 | 0 | 4.0273 | Residential | Programmable Thermostat | Manufactured Home | Existing | E_MH_Programmable Thermostat | 0.18117 | 0.25539 | 0.70941 | 0 | 0 | 0 | Fail TRC
[11 empty] | Residential | Energy Star Certified Roof Products | Single Family | Existing | E_SF_Energy Star Certified Roof Products | 0 | 1.2746 | 0 | 0 | 0 | 0 | Fail PCT | Commercial | HVAC tune-up | Lodging/Hospitality | Existing | E_LG_HVAC tune-up | 1.9886 | 0.95317 | 2.0863 | 0 | 0 | 0 | Residential | Programmable Thermostat | Single Family | New | N_SF_Programmable Thermostat | 0.98211 | 0.25539 | 3.8456 | 0 | 0 | 0 | Fail TRC
[11 empty] | Residential | Energy Star Certified Roof Products | Multi-Family | Existing | E_MF_Energy Star Certified Roof Products | 0 | 1.2746 | 0 | 0 | 0 | 0 | Fail PCT | Commercial | Dedicated Outdoor Air System on VRF unit | Lodging/Hospitality | Existing | E_LG_Dedicated Outdoor Air System on VRF unit | 1.0604 | 0.73531 | 1.4421 | 0 | 0.031788 | 0.20393 | Residential | Programmable Thermostat | Multi-Family | New | N_MF_Programmable Thermostat | 0.63864 | 0.25539 | 2.5007 | 0 | 0 | 0 | Fail TRC
[11 empty] | Residential | Energy Star Certified Roof Products | Manufactured Home | Existing | E_MH_Energy Star Certified Roof Products | 0 | 1.2746 | 0 | 0 | 0 | 0 | Fail PCT | Commercial | Chilled Water System - Variable Speed Drives | Lodging/Hospitality | Existing | E_LG_Chilled Water System - Variable Speed Drives | 2.4314 | 0.5183 | 4.6911 | 0.70847 | 0.031771 | 6.4845 | Residential | Programmable Thermostat | Manufactured Home | New | N_MH_Programmable Thermostat | 0.96071 | 0.25539 | 3.7618 | 0 | 0 | 0 | Fail TRC
[11 empty] | Residential | Energy Star Certified Roof Products | Single Family | New | N_SF_Energy Star Certified Roof Products | 0 | 1.2746 | 0 | 0 | 0 | 0 | Fail PCT | Commercial | Ceiling Insulation(R2 to R38) | Lodging/Hospitality | Existing | E_LG_Ceiling Insulation(R2 to R38) | 4.641 | 1.2109 | 3.8326 | 0 | 0 | 0 | Residential | Radiant Barrier | Single Family | Existing | E_SF_Radiant Barrier | 1.0722 | 1.2746 | 0.8412 | 0 | 0 | 0 | Fail PCT
[11 empty] | Residential | Energy Star Certified Roof Products | Multi-Family | New | N_MF_Energy Star Certified Roof Products | 0 | 1.2746 | 0 | 0 | 0 | 0 | Fail PCT | Commercial | Variable Refrigerant Flow (VRF) HVAC Systems | Lodging/Hospitality | Turnover | T_LG_Variable Refrigerant Flow (VRF) HVAC Systems | 1.0848 | 0.73531 | 1.4753 | 0 | 0.097783 | 0.62731 | Residential | Radiant Barrier | Multi-Family | Existing | E_MF_Radiant Barrier | 0.85333 | 1.2746 | 0.66947 | 0 | 0 | 0 | Fail TRC
[11 empty] | Residential | Energy Star Certified Roof Products | Manufactured Home | New | N_MH_Energy Star Certified Roof Products | 0 | 1.2746 | 0 | 0 | 0 | 0 | Fail PCT | Commercial | Variable Refrigerant Flow (VRF) HVAC Systems | Lodging/Hospitality | New | N_LG_Variable Refrigerant Flow (VRF) HVAC Systems | 1.0848 | 0.73531 | 1.4753 | 0 | 0.0018404 | 0.011807 | Residential | Radiant Barrier | Manufactured Home | Existing | E_MH_Radiant Barrier | 1.2449 | 1.2746 | 0.97664 | 0 | 0 | 0 | Fail PCT
[11 empty] | Residential | Energy Star Door | Single Family | Existing | E_SF_Energy Star Door | 1.1514 | 1.2746 | 0.9033 | 0 | 0 | 0 | Fail PCT | Commercial | ECM Motors on Furnaces | Lodging/Hospitality | New | N_LG_ECM Motors on Furnaces | 1.1181 | 0.48382 | 2.311 | 0 | 9.1569e-07 | 8.0214e-06 | Residential | Radiant Barrier | Single Family | New | N_SF_Radiant Barrier | 1.0722 | 1.2746 | 0.8412 | 0 | 0 | 0 | Fail PCT
[11 empty] | Residential | Energy Star Door | Multi-Family | Existing | E_MF_Energy Star Door | 1.1514 | 1.2746 | 0.9033 | 0 | 0 | 0 | Fail PCT | Commercial | ECM Motors on Furnaces | Lodging/Hospitality | Existing | E_LG_ECM Motors on Furnaces | 1.1181 | 0.48382 | 2.311 | 0 | 4.8652e-05 | 0.00042619 | Residential | Radiant Barrier | Multi-Family | New | N_MF_Radiant Barrier | 0.85333 | 1.2746 | 0.66947 | 0 | 0 | 0 | Fail TRC
[11 empty] | Residential | Energy Star Door | Manufactured Home | Existing | E_MH_Energy Star Door | 1.1514 | 1.2746 | 0.9033 | 0 | 0 | 0 | Fail PCT | Commercial | VSD Controlled Compressor | Lodging/Hospitality | New | N_LG_VSD Controlled Compressor | 2.0579 | 0.56283 | 3.6564 | 0.029214 | 0.02447 | 0.22532 | Residential | Radiant Barrier | Manufactured Home | New | N_MH_Radiant Barrier | 1.2449 | 1.2746 | 0.97664 | 0 | 0 | 0 | Fail PCT
[11 empty] | Residential | Energy Star Door | Single Family | New | N_SF_Energy Star Door | 0.81711 | 1.2746 | 0.64105 | 0 | 0 | 0 | Fail PCT | Commercial | VSD Controlled Compressor | Lodging/Hospitality | Existing | E_LG_VSD Controlled Compressor | 2.0579 | 0.56283 | 3.6564 | 0.32425 | 0.2716 | 2.5009 | Residential | Sealed crawlspace | Single Family | Existing | E_SF_Sealed crawlspace | 0.037187 | 1.1319 | 0.032854 | 0 | 0 | 0 | Fail TRC
[11 empty] | Residential | Energy Star Door | Multi-Family | New | N_MF_Energy Star Door | 0.81711 | 1.2746 | 0.64105 | 0 | 0 | 0 | Fail PCT | Commercial | Variable Speed Pool Pump | Lodging/Hospitality | Turnover | T_LG_Variable Speed Pool Pump | 1.6477 | 0.70191 | 2.3474 | 0.41548 | 0.064492 | 1.7655 | Residential | Sealed crawlspace | Multi-Family | Existing | E_MF_Sealed crawlspace | 0.018399 | 1.1319 | 0.016255 | 0 | 0 | 0 | Fail TRC
[11 empty] | Residential | Energy Star Door | Manufactured Home | New | N_MH_Energy Star Door | 0.81711 | 1.2746 | 0.64105 | 0 | 0 | 0 | Fail PCT | Commercial | Solar Pool Heater | Lodging/Hospitality | Turnover | T_LG_Solar Pool Heater | 1.0773 | 0.33386 | 3.2268 | 0 | 0.0052697 | 0.14426 | Residential | Sealed crawlspace | Manufactured Home | Existing | E_MH_Sealed crawlspace | 0.034299 | 1.1319 | 0.030303 | 0 | 0 | 0 | Fail TRC
[11 empty] | Residential | Energy Star Windows | Single Family | New | N_SF_Energy Star Windows | 1.2373 | 1.2746 | 0.97075 | 0 | 0 | 0 | Fail PCT | Commercial | Variable Speed Pool Pump | Lodging/Hospitality | New | N_LG_Variable Speed Pool Pump | 1.6477 | 0.70191 | 2.3474 | 0.0074865 | 0.0011621 | 0.031812 | Residential | Sealed crawlspace | Single Family | New | N_SF_Sealed crawlspace | 0 | 0 | 0 | 0 | 0 | 0 | Fail TRC
[11 empty] | Residential | Energy Star Windows | Multi-Family | New | N_MF_Energy Star Windows | 1.2373 | 1.2746 | 0.97075 | 0 | 0 | 0 | Fail PCT | Commercial | Solar Pool Heater | Lodging/Hospitality | New | N_LG_Solar Pool Heater | 1.0773 | 0.33386 | 3.2268 | 0 | 9.4955e-05 | 0.0025994 | Residential | Sealed crawlspace | Multi-Family | New | N_MF_Sealed crawlspace | 0 | 0 | 0 | 0 | 0 | 0 | Fail TRC
[11 empty] | Residential | Energy Star Windows | Manufactured Home | New | N_MH_Energy Star Windows | 1.2373 | 1.2746 | 0.97075 | 0 | 0 | 0 | Fail PCT | Commercial | Efficient Battery Charger | Lodging/Hospitality | Turnover | T_LG_Efficient Battery Charger | 1.6299 | 1.0222 | 1.5944 | 2.1498 | 0 | 3.9234 | Residential | Sealed crawlspace | Manufactured Home | New | N_MH_Sealed crawlspace | 0 | 0 | 0 | 0 | 0 | 0 | Fail TRC
[11 empty] | Residential | Floor Insulation | Single Family | Existing | E_SF_Floor Insulation | 0.075954 | 1.2746 | 0.059589 | 0 | 0 | 0 | Fail PCT | Commercial | Efficient Battery Charger | Lodging/Hospitality | New | N_LG_Efficient Battery Charger | 1.6299 | 1.0222 | 1.5944 | 0.036317 | 0 | 0.066278 | Residential | Smart Thermostat | Single Family | Existing | E_SF_Smart Thermostat | 0.27508 | 0.25539 | 1.0771 | 0 | 0 | 0 | Fail TRC
[11 empty] | Residential | Floor Insulation | Multi-Family | Existing | E_MF_Floor Insulation | 0.03758 | 1.2746 | 0.029483 | 0 | 0 | 0 | Fail PCT | Commercial | Energy Star Uninterruptable Power Supply | Lodging/Hospitality | Turnover | T_LG_Energy Star Uninterruptable Power Supply | 1.3186 | 0.48348 | 2.7274 | 0.048563 | 0.048563 | 0.42541 | Residential | Smart Thermostat | Multi-Family | Existing | E_MF_Smart Thermostat | 0.17888 | 0.25539 | 0.70042 | 0 | 0 | 0 | Fail TRC
[11 empty] | Residential | Floor Insulation | Manufactured Home | Existing | E_MH_Floor Insulation | 0.070056 | 1.2746 | 0.054962 | 0 | 0 | 0 | Fail PCT | Commercial | Energy Star Uninterruptable Power Supply | Lodging/Hospitality | New | N_LG_Energy Star Uninterruptable Power Supply | 1.3186 | 0.48348 | 2.7274 | 0.00087506 | 0.00087506 | 0.0076655 | Residential | Smart Thermostat | Manufactured Home | Existing | E_MH_Smart Thermostat | 0.26908 | 0.25539 | 1.0536 | 0 | 0 | 0 | Fail TRC
[11 empty] | Residential | Floor Insulation | Single Family | New | N_SF_Floor Insulation | 0 | 0 | 0 | 0 | 0 | 0 | Fail RIM | Commercial | Demand Controlled Ventilation | Lodging/Hospitality | New | N_LG_Demand Controlled Ventilation | 5.0285 | 1.2547 | 4.0077 | 0.021187 | 0.11928 | 0.2035 | Residential | Smart Thermostat | Single Family | New | N_SF_Smart Thermostat | 0.57095 | 0.25539 | 2.2356 | 0 | 0 | 0 | Fail TRC
[11 empty] | Residential | Floor Insulation | Multi-Family | New | N_MF_Floor Insulation | 0 | 0 | 0 | 0 | 0 | 0 | Fail RIM | Commercial | Demand Controlled Ventilation | Lodging/Hospitality | Existing | E_LG_Demand Controlled Ventilation | 5.0285 | 1.2547 | 4.0077 | 1.1758 | 6.6199 | 11.2935 | Residential | Smart Thermostat | Multi-Family | New | N_MF_Smart Thermostat | 0.37128 | 0.25539 | 1.4538 | 0 | 0 | 0 | Fail TRC
[11 empty] | Residential | Floor Insulation | Manufactured Home | New | N_MH_Floor Insulation | 0 | 0 | 0 | 0 | 0 | 0 | Fail RIM | Commercial | High Bay LED | Lodging/Hospitality | Turnover | T_LG_High Bay LED | 3.8298 | 0.67837 | 5.6456 | 0 | 0 | 0 | Residential | Smart Thermostat | Manufactured Home | New | N_MH_Smart Thermostat | 0.55851 | 0.25539 | 2.1869 | 0 | 0 | 0 | Fail TRC
[11 empty] | Residential | Green Roof | Single Family | Existing | E_SF_Green Roof | 0.085185 | 1.2746 | 0.066831 | 0 | 0 | 0 | Fail PCT | Commercial | High Bay LED | Lodging/Hospitality | New | N_LG_High Bay LED | 3.8298 | 0.67837 | 5.6456 | 0 | 0 | 0 | Residential | Spray Foam Insulation(Base R12) | Single Family | Existing | E_SF_Spray Foam Insulation(Base R12) | 0.55011 | 1.2746 | 0.43158 | 0 | 0 | 0 | Fail TRC
[11 empty] | Residential | Green Roof | Multi-Family | Existing | E_MF_Green Roof | 0.06669 | 1.2746 | 0.052321 | 0 | 0 | 0 | Fail PCT | Commercial | High Efficiency Chiller (Air Cooled, 50 tons) | Lodging/Hospitality | Turnover | T_LG_High Efficiency Chiller (Air Cooled, 50 tons) | 3.629 | 0.88681 | 4.0922 | 0.24813 | 0.011292 | 0.91092 | Residential | Spray Foam Insulation(Base R12) | Multi-Family | Existing | E_MF_Spray Foam Insulation(Base R12) | 0.44188 | 1.2746 | 0.34667 | 0 | 0 | 0 | Fail TRC
[11 empty] | Residential | Green Roof | Manufactured Home | Existing | E_MH_Green Roof | 0.095095 | 1.2746 | 0.074606 | 0 | 0 | 0 | Fail PCT | Commercial | High Efficiency Chiller (Water cooled-positive displacement, 100 tons) | Lodging/Hospitality | Turnover | T_LG_High Efficiency Chiller (Water cooled-positive displacement, 100 tons) | 2.4509 | 1.167 | 2.1001 | 0.10238 | 0.00019886 | 0.27169 | Residential | Spray Foam Insulation(Base R12) | Manufactured Home | Existing | E_MH_Spray Foam Insulation(Base R12) | 0.52009 | 1.2746 | 0.40803 | 0 | 0 | 0 | Fail TRC
[11 empty] | Residential | Green Roof | Single Family | New | N_SF_Green Roof | 0.085185 | 1.2746 | 0.066831 | 0 | 0 | 0 | Fail PCT | Commercial | High Efficiency Chiller (Water cooled-centrifugal, 200 tons) | Lodging/Hospitality | Turnover | T_LG_High Efficiency Chiller (Water cooled-centrifugal, 200 tons) | 4.2131 | 1.167 | 3.6101 | 0.17309 | 0.00033621 | 0.45936 | Residential | Spray Foam Insulation(Base R12) | Single Family | New | N_SF_Spray Foam Insulation(Base R12) | 0.55011 | 1.2746 | 0.43158 | 0 | 0 | 0 | Fail TRC
[11 empty] | Residential | Green Roof | Multi-Family | New | N_MF_Green Roof | 0.06669 | 1.2746 | 0.052321 | 0 | 0 | 0 | Fail PCT | Commercial | High Efficiency Chiller (Air Cooled, 50 tons) | Lodging/Hospitality | New | N_LG_High Efficiency Chiller (Air Cooled, 50 tons) | 3.629 | 0.88681 | 4.0922 | 0.0044711 | 0.00020348 | 0.016414 | Residential | Spray Foam Insulation(Base R12) | Multi-Family | New | N_MF_Spray Foam Insulation(Base R12) | 0.44188 | 1.2746 | 0.34667 | 0 | 0 | 0 | Fail TRC
[11 empty] | Residential | Green Roof | Manufactured Home | New | N_MH_Green Roof | 0.095095 | 1.2746 | 0.074606 | 0 | 0 | 0 | Fail PCT | Commercial | High Efficiency Chiller (Water cooled-positive displacement, 100 tons) | Lodging/Hospitality | New | N_LG_High Efficiency Chiller (Water cooled-positive displacement, 100 tons) | 2.4509 | 1.167 | 2.1001 | 0.0018316 | 3.5576e-06 | 0.0048607 | Residential | Spray Foam Insulation(Base R12) | Manufactured Home | New | N_MH_Spray Foam Insulation(Base R12) | 0.52009 | 1.2746 | 0.40803 | 0 | 0 | 0 | Fail TRC
[11 empty] | Residential | Heat Pump Tune Up | Single Family | Existing | E_SF_Heat Pump Tune Up | 0.39314 | 0.89106 | 0.44121 | 0 | 0 | 0 | Fail RIM | Commercial | High Efficiency Chiller (Water cooled-centrifugal, 200 tons) | Lodging/Hospitality | New | N_LG_High Efficiency Chiller (Water cooled-centrifugal, 200 tons) | 4.2131 | 1.167 | 3.6101 | 0.0031189 | 6.0582e-06 | 0.0082772 | Residential | Spray Foam Insulation(Base R19) | Single Family | Existing | E_SF_Spray Foam Insulation(Base R19) | 0.38728 | 1.2746 | 0.30384 | 0 | 0 | 0 | Fail TRC
[11 empty] | Residential | Heat Pump Tune Up | Multi-Family | Existing | E_MF_Heat Pump Tune Up | 0.25565 | 0.89106 | 0.28691 | 0 | 0 | 0 | Fail RIM | Commercial | Energy Star Commercial Solid Door Refrigerator | Lodging/Hospitality | Turnover | T_LG_Energy Star Commercial Solid Door Refrigerator | 2.5919 | 0.54213 | 4.781 | 0 | 0 | 0 | Residential | Spray Foam Insulation(Base R19) | Multi-Family | Existing | E_MF_Spray Foam Insulation(Base R19) | 0.31949 | 1.2746 | 0.25065 | 0 | 0 | 0 | Fail TRC
[11 empty] | Residential | Heat Pump Tune Up | Manufactured Home | Existing | E_MH_Heat Pump Tune Up | 0.38458 | 0.89106 | 0.43159 | 0 | 0 | 0 | Fail RIM | Commercial | Energy Star Commercial Solid Door Refrigerator | Lodging/Hospitality | New | N_LG_Energy Star Commercial Solid Door Refrigerator | 2.5919 | 0.54213 | 4.781 | 0 | 0 | 0 | Residential | Spray Foam Insulation(Base R19) | Manufactured Home | Existing | E_MH_Spray Foam Insulation(Base R19) | 0.39998 | 1.2746 | 0.3138 | 0 | 0 | 0 | Fail TRC
[11 empty] | Residential | Heat Pump Tune Up | Single Family | New | N_SF_Heat Pump Tune Up | 0 | 0 | 0 | 0 | 0 | 0 | Fail RIM | Commercial | Efficient Exhaust Hood | Lodging/Hospitality | Turnover | T_LG_Efficient Exhaust Hood | 3.3648 | 0.74879 | 4.4937 | 0.19688 | 0.077274 | 0.90055 | Residential | Spray Foam Insulation(Base R19) | Single Family | New | N_SF_Spray Foam Insulation(Base R19) | 0.38728 | 1.2746 | 0.30384 | 0 | 0 | 0 | Fail TRC
[11 empty] | Residential | Heat Pump Tune Up | Multi-Family | New | N_MF_Heat Pump Tune Up | 0 | 0 | 0 | 0 | 0 | 0 | Fail RIM | Commercial | Energy Star Hot Food Holding Cabinet | Lodging/Hospitality | Turnover | T_LG_Energy Star Hot Food Holding Cabinet | 1.2802 | 0.65051 | 1.968 | 0.37137 | 0.1797 | 2.0166 | Residential | Spray Foam Insulation(Base R19) | Multi-Family | New | N_MF_Spray Foam Insulation(Base R19) | 0.31949 | 1.2746 | 0.25065 | 0 | 0 | 0 | Fail TRC
[11 empty] | Residential | Heat Pump Tune Up | Manufactured Home | New | N_MH_Heat Pump Tune Up | 0 | 0 | 0 | 0 | 0 | 0 | Fail RIM | Commercial | Efficient Exhaust Hood | Lodging/Hospitality | New | N_LG_Efficient Exhaust Hood | 3.3648 | 0.74879 | 4.4937 | 0.0035475 | 0.0013924 | 0.016227 | Residential | Spray Foam Insulation(Base R19) | Manufactured Home | New | N_MH_Spray Foam Insulation(Base R19) | 0.39998 | 1.2746 | 0.3138 | 0 | 0 | 0 | Fail TRC
[11 empty] | Residential | HVAC ECM Motor | Single Family | Existing | E_SF_HVAC ECM Motor | 0.29582 | 1.2228 | 0.24192 | 0 | 0 | 0 | Fail PCT | Commercial | Energy Star Hot Food Holding Cabinet | Lodging/Hospitality | New | N_LG_Energy Star Hot Food Holding Cabinet | 1.2802 | 0.65051 | 1.968 | 0.0066918 | 0.003238 | 0.036336 | Residential | Spray Foam Insulation(Base R2) | Multi-Family | Existing | E_MF_Spray Foam Insulation(Base R2) | 1.1423 | 1.2746 | 0.8962 | 0 | 0 | 0 | Fail PCT
[11 empty] | Residential | HVAC ECM Motor | Multi-Family | Existing | E_MF_HVAC ECM Motor | 0.29582 | 1.2228 | 0.24192 | 0 | 0 | 0 | Fail PCT | Commercial | Solar Water Heater | Lodging/Hospitality | Turnover | T_LG_Solar Water Heater | 1.2939 | 0.44804 | 2.8878 | 0.12718 | 0.017856 | 1.7016 | Residential | Spray Foam Insulation(Base R2) | Manufactured Home | Existing | E_MH_Spray Foam Insulation(Base R2) | 1.2275 | 1.2746 | 0.96303 | 0 | 0 | 0 | Fail PCT
[11 empty] | Residential | HVAC ECM Motor | Manufactured Home | Existing | E_MH_HVAC ECM Motor | 0.29582 | 1.2228 | 0.24192 | 0 | 0 | 0 | Fail PCT | Commercial | Solar Water Heater | Lodging/Hospitality | New | N_LG_Solar Water Heater | 1.2939 | 0.44804 | 2.8878 | 0.0022917 | 0.00032174 | 0.030661 | Residential | Spray Foam Insulation(Base R2) | Multi-Family | New | N_MF_Spray Foam Insulation(Base R2) | 1.1423 | 1.2746 | 0.8962 | 0 | 0 | 0 | Fail PCT
[11 empty] | Residential | HVAC ECM Motor | Single Family | New | N_SF_HVAC ECM Motor | 0.29582 | 1.2228 | 0.24192 | 0 | 0 | 0 | Fail PCT | Commercial | PSC to ECM Evaporator Fan Motor (Walk-In, Refrigerator) | Miscellaneous | New | N_MS_PSC to ECM Evaporator Fan Motor (Walk-In, Refrigerator) | 1.1925 | 0.58275 | 2.0463 | 0 | 0 | 0 | Residential | Spray Foam Insulation(Base R2) | Manufactured Home | New | N_MH_Spray Foam Insulation(Base R2) | 1.2275 | 1.2746 | 0.96303 | 0 | 0 | 0 | Fail PCT
[11 empty] | Residential | HVAC ECM Motor | Multi-Family | New | N_MF_HVAC ECM Motor | 0.29582 | 1.2228 | 0.24192 | 0 | 0 | 0 | Fail PCT | Commercial | PSC to ECM Evaporator Fan Motor (Reach-In) | Miscellaneous | New | N_MS_PSC to ECM Evaporator Fan Motor (Reach-In) | 1.8374 | 0.58275 | 3.153 | 0 | 0 | 0 | Residential | Spray Foam Insulation(Base R30) | Single Family | Existing | E_SF_Spray Foam Insulation(Base R30) | 0.27198 | 1.2746 | 0.21338 | 0 | 0 | 0 | Fail TRC
[11 empty] | Residential | HVAC ECM Motor | Manufactured Home | New | N_MH_HVAC ECM Motor | 0.29582 | 1.2228 | 0.24192 | 0 | 0 | 0 | Fail PCT | Commercial | PSC to ECM Evaporator Fan Motor (Walk-In, Refrigerator) | Miscellaneous | Existing | E_MS_PSC to ECM Evaporator Fan Motor (Walk-In, Refrigerator) | 1.1925 | 0.58275 | 2.0463 | 0 | 0 | 0 | Residential | Spray Foam Insulation(Base R30) | Multi-Family | Existing | E_MF_Spray Foam Insulation(Base R30) | 0.2273 | 1.2746 | 0.17833 | 0 | 0 | 0 | Fail TRC
[11 empty] | Residential | Programmable Thermostat | Single Family | Existing | E_SF_Programmable Thermostat | 0.18521 | 0.25539 | 0.72521 | 0 | 0 | 0 | Fail RIM | Commercial | PSC to ECM Evaporator Fan Motor (Reach-In) | Miscellaneous | Existing | E_MS_PSC to ECM Evaporator Fan Motor (Reach-In) | 1.8374 | 0.58275 | 3.153 | 0 | 0 | 0 | Residential | Spray Foam Insulation(Base R30) | Manufactured Home | Existing | E_MH_Spray Foam Insulation(Base R30) | 0.31913 | 1.2746 | 0.25037 | 0 | 0 | 0 | Fail TRC
[11 empty] | Residential | Programmable Thermostat | Multi-Family | Existing | E_MF_Programmable Thermostat | 0.12044 | 0.25539 | 0.47159 | 0 | 0 | 0 | Fail RIM | Commercial | Facility Energy Management System | Miscellaneous | New | N_MS_Facility Energy Management System | 3.1814 | 0.72993 | 4.3585 | 0.052396 | 0.0036386 | 0.25159 | Residential | Spray Foam Insulation(Base R30) | Single Family | New | N_SF_Spray Foam Insulation(Base R30) | 0.32967 | 1.2746 | 0.25864 | 0 | 0 | 0 | Fail TRC
[11 empty] | Residential | Programmable Thermostat | Manufactured Home | Existing | E_MH_Programmable Thermostat | 0.18117 | 0.25539 | 0.70941 | 0 | 0 | 0 | Fail RIM | Commercial | Facility Energy Management System | Miscellaneous | Existing | E_MS_Facility Energy Management System | 3.1814 | 0.72993 | 4.3585 | 2.9078 | 0.20193 | 13.9626 | Residential | Spray Foam Insulation(Base R30) | Multi-Family | New | N_MF_Spray Foam Insulation(Base R30) | 0.22885 | 1.2746 | 0.17954 | 0 | 0 | 0 | Fail TRC
[11 empty] | Residential | Programmable Thermostat | Single Family | New | N_SF_Programmable Thermostat | 0.98211 | 0.25539 | 3.8456 | 0 | 0 | 0 | Fail RIM | Commercial | Thermal Energy Storage | Miscellaneous | New | N_MS_Thermal Energy Storage | 2.4645 | 9999 | 9999 | 0.048271 | 0.01399 | -0.007681 | Residential | Spray Foam Insulation(Base R30) | Manufactured Home | New | N_MH_Spray Foam Insulation(Base R30) | 0.33896 | 1.2746 | 0.26593 | 0 | 0 | 0 | Fail TRC
[11 empty] | Residential | Programmable Thermostat | Multi-Family | New | N_MF_Programmable Thermostat | 0.63864 | 0.25539 | 2.5007 | 0 | 0 | 0 | Fail RIM | Commercial | Chilled Water System - Variable Speed Drives | Miscellaneous | New | N_MS_Chilled Water System - Variable Speed Drives | 2.4314 | 0.5183 | 4.6911 | 0.019495 | 0.00087422 | 0.17843 | Residential | Storm Door | Single Family | Existing | E_SF_Storm Door | 0.83685 | 1.2746 | 0.65655 | 0 | 0 | 0 | Fail TRC
[11 empty] | Residential | Programmable Thermostat | Manufactured Home | New | N_MH_Programmable Thermostat | 0.96071 | 0.25539 | 3.7618 | 0 | 0 | 0 | Fail RIM | Commercial | Ceiling Insulation(R2 to R38) | Miscellaneous | New | N_MS_Ceiling Insulation(R2 to R38) | 4.58 | 1.218 | 3.7601 | 0 | 0 | 0 | Residential | Storm Door | Multi-Family | Existing | E_MF_Storm Door | 0.83685 | 1.2746 | 0.65655 | 0 | 0 | 0 | Fail TRC
[11 empty] | Residential | Radiant Barrier | Single Family | Existing | E_SF_Radiant Barrier | 1.0722 | 1.2746 | 0.8412 | 0 | 0 | 0 | Fail PCT | Commercial | Wall Insulation | Miscellaneous | Existing | E_MS_Wall Insulation | 3.3671 | 1.218 | 2.7644 | 0 | 0 | 0 | Residential | Storm Door | Manufactured Home | Existing | E_MH_Storm Door | 0.83685 | 1.2746 | 0.65655 | 0 | 0 | 0 | Fail TRC
[11 empty] | Residential | Radiant Barrier | Multi-Family | Existing | E_MF_Radiant Barrier | 0.85333 | 1.2746 | 0.66947 | 0 | 0 | 0 | Fail PCT | Commercial | Thermal Energy Storage | Miscellaneous | Existing | E_MS_Thermal Energy Storage | 2.4645 | 9999 | 9999 | 2.6789 | 0.77639 | -0.42627 | Residential | Storm Door | Single Family | New | N_SF_Storm Door | 0.55442 | 1.2746 | 0.43496 | 0 | 0 | 0 | Fail TRC
[11 empty] | Residential | Radiant Barrier | Manufactured Home | Existing | E_MH_Radiant Barrier | 1.2449 | 1.2746 | 0.97664 | 0 | 0 | 0 | Fail PCT | Commercial | Low U-Value Windows | Miscellaneous | Existing | E_MS_Low U-Value Windows | 1.3834 | 1.0578 | 1.3078 | 4.3022 | -0.024696 | 12.9215 | Residential | Storm Door | Multi-Family | New | N_MF_Storm Door | 0.55442 | 1.2746 | 0.43496 | 0 | 0 | 0 | Fail TRC
[11 empty] | Residential | Radiant Barrier | Single Family | New | N_SF_Radiant Barrier | 1.0722 | 1.2746 | 0.8412 | 0 | 0 | 0 | Fail PCT | Commercial | Chilled Water System - Variable Speed Drives | Miscellaneous | Existing | E_MS_Chilled Water System - Variable Speed Drives | 2.4314 | 0.5183 | 4.6911 | 1.0819 | 0.048517 | 9.9024 | Residential | Storm Door | Manufactured Home | New | N_MH_Storm Door | 0.55442 | 1.2746 | 0.43496 | 0 | 0 | 0 | Fail TRC
[11 empty] | Residential | Radiant Barrier | Multi-Family | New | N_MF_Radiant Barrier | 0.85333 | 1.2746 | 0.66947 | 0 | 0 | 0 | Fail PCT | Commercial | Ceiling Insulation(R2 to R38) | Miscellaneous | Existing | E_MS_Ceiling Insulation(R2 to R38) | 4.6683 | 1.218 | 3.8326 | 0 | 0 | 0 | Residential | Wall Insulation | Multi-Family | Existing | E_MF_Wall Insulation | 0.72934 | 1.2746 | 0.57219 | 0 | 0 | 0 | Fail TRC
[11 empty] | Residential | Radiant Barrier | Manufactured Home | New | N_MH_Radiant Barrier | 1.2449 | 1.2746 | 0.97664 | 0 | 0 | 0 | Fail PCT | Commercial | High Efficiency PTHP | Miscellaneous | Turnover | T_MS_High Efficiency PTHP | 4.9163 | 1.3315 | 3.6924 | 0.13732 | 0 | 0.2761 | Residential | Wall Insulation | Single Family | New | N_SF_Wall Insulation | 0 | 0 | 0 | 0 | 0 | 0 | Fail TRC
[11 empty] | Residential | Sealed crawlspace | Single Family | Existing | E_SF_Sealed crawlspace | 0.037187 | 1.1319 | 0.032854 | 0 | 0 | 0 | Fail PCT | Commercial | High Efficiency PTAC | Miscellaneous | Turnover | T_MS_High Efficiency PTAC | 4.2833 | 1.1766 | 3.6403 | 0 | 0 | 0 | Residential | Wall Insulation | Multi-Family | New | N_MF_Wall Insulation | 0 | 0 | 0 | 0 | 0 | 0 | Fail TRC
[11 empty] | Residential | Sealed crawlspace | Multi-Family | Existing | E_MF_Sealed crawlspace | 0.018399 | 1.1319 | 0.016255 | 0 | 0 | 0 | Fail PCT | Commercial | High Efficiency PTHP | Miscellaneous | New | N_MS_High Efficiency PTHP | 4.9163 | 1.3315 | 3.6924 | 0.0024744 | 0 | 0.0049751 | Residential | Wall Insulation | Manufactured Home | New | N_MH_Wall Insulation | 0 | 0 | 0 | 0 | 0 | 0 | Fail TRC
[11 empty] | Residential | Sealed crawlspace | Manufactured Home | Existing | E_MH_Sealed crawlspace | 0.034299 | 1.1319 | 0.030303 | 0 | 0 | 0 | Fail PCT | Commercial | High Efficiency PTAC | Miscellaneous | New | N_MS_High Efficiency PTAC | 4.2833 | 1.1766 | 3.6403 | 0 | 0 | 0 | Residential | Window Sun Protection | Single Family | Existing | E_SF_Window Sun Protection | 0.24412 | 0.86014 | 0.28382 | 0 | 0 | 0 | Fail TRC
[11 empty] | Residential | Sealed crawlspace | Single Family | New | N_SF_Sealed crawlspace | 0 | 0 | 0 | 0 | 0 | 0 | Fail RIM | Commercial | Water Cooled Refrigeration Heat Recovery | Miscellaneous | New | N_MS_Water Cooled Refrigeration Heat Recovery | 1.0613 | 0.43362 | 2.4474 | 0 | 0 | 0 | Residential | Window Sun Protection | Multi-Family | Existing | E_MF_Window Sun Protection | 0.20344 | 0.86014 | 0.23652 | 0 | 0 | 0 | Fail TRC
[11 empty] | Residential | Sealed crawlspace | Multi-Family | New | N_MF_Sealed crawlspace | 0 | 0 | 0 | 0 | 0 | 0 | Fail RIM | Commercial | Water Cooled Refrigeration Heat Recovery | Miscellaneous | Existing | E_MS_Water Cooled Refrigeration Heat Recovery | 1.0613 | 0.43362 | 2.4474 | 0 | 0 | 0 | Residential | Window Sun Protection | Manufactured Home | Existing | E_MH_Window Sun Protection | 0.16275 | 0.86014 | 0.18921 | 0 | 0 | 0 | Fail TRC
[11 empty] | Residential | Sealed crawlspace | Manufactured Home | New | N_MH_Sealed crawlspace | 0 | 0 | 0 | 0 | 0 | 0 | Fail RIM | Commercial | VSD Controlled Compressor | Miscellaneous | New | N_MS_VSD Controlled Compressor | 2.2194 | 0.607 | 3.6564 | 0.096117 | 0.044987 | 0.63745 | Residential | Window Sun Protection | Single Family | New | N_SF_Window Sun Protection | 0.24412 | 0.86014 | 0.28382 | 0 | 0 | 0 | Fail TRC
[11 empty] | Residential | Smart Thermostat | Single Family | Existing | E_SF_Smart Thermostat | 0.27508 | 0.25539 | 1.0771 | 0 | 0 | 0 | Fail RIM | Commercial | VSD Controlled Compressor | Miscellaneous | Existing | E_MS_VSD Controlled Compressor | 2.2194 | 0.607 | 3.6564 | 5.3342 | 2.4966 | 35.3765 | Residential | Window Sun Protection | Multi-Family | New | N_MF_Window Sun Protection | 0.20344 | 0.86014 | 0.23652 | 0 | 0 | 0 | Fail TRC
[11 empty] | Residential | Smart Thermostat | Multi-Family | Existing | E_MF_Smart Thermostat | 0.17888 | 0.25539 | 0.70042 | 0 | 0 | 0 | Fail RIM | Commercial | Variable Speed Pool Pump | Miscellaneous | Turnover | T_MS_Variable Speed Pool Pump | 1.6477 | 0.70191 | 2.3474 | 0 | 0 | 0 | Residential | Window Sun Protection | Manufactured Home | New | N_MH_Window Sun Protection | 0.16275 | 0.86014 | 0.18921 | 0 | 0 | 0 | Fail TRC
[11 empty] | Residential | Smart Thermostat | Manufactured Home | Existing | E_MH_Smart Thermostat | 0.26908 | 0.25539 | 1.0536 | 0 | 0 | 0 | Fail RIM | Commercial | Solar Pool Heater | Miscellaneous | Turnover | T_MS_Solar Pool Heater | 1.0773 | 0.33386 | 3.2268 | 0 | 0 | 0 | Residential | Exterior Lighting Controls | Single Family | Existing | E_SF_Exterior Lighting Controls | 0.28136 | 0.25218 | 1.1157 | 0 | 0 | 0 | Fail TRC
[11 empty] | Residential | Smart Thermostat | Single Family | New | N_SF_Smart Thermostat | 0.57095 | 0.25539 | 2.2356 | 0 | 0 | 0 | Fail RIM | Commercial | Variable Speed Pool Pump | Miscellaneous | New | N_MS_Variable Speed Pool Pump | 1.6477 | 0.70191 | 2.3474 | 0 | 0 | 0 | Residential | Exterior Lighting Controls | Multi-Family | Existing | E_MF_Exterior Lighting Controls | 0.28136 | 0.25218 | 1.1157 | 0 | 0 | 0 | Fail TRC
[11 empty] | Residential | Smart Thermostat | Multi-Family | New | N_MF_Smart Thermostat | 0.37128 | 0.25539 | 1.4538 | 0 | 0 | 0 | Fail RIM | Commercial | Solar Pool Heater | Miscellaneous | New | N_MS_Solar Pool Heater | 1.0773 | 0.33386 | 3.2268 | 0 | 0 | 0 | Residential | Exterior Lighting Controls | Manufactured Home | Existing | E_MH_Exterior Lighting Controls | 0.28136 | 0.25218 | 1.1157 | 0 | 0 | 0 | Fail TRC
[11 empty] | Residential | Smart Thermostat | Manufactured Home | New | N_MH_Smart Thermostat | 0.55851 | 0.25539 | 2.1869 | 0 | 0 | 0 | Fail RIM | Commercial | Efficient Battery Charger | Miscellaneous | Turnover | T_MS_Efficient Battery Charger | 1.6299 | 1.0222 | 1.5944 | 0 | 0 | 0 | Residential | Exterior Lighting Controls | Single Family | New | N_SF_Exterior Lighting Controls | 0.28136 | 0.25218 | 1.1157 | 0 | 0 | 0 | Fail TRC
[11 empty] | Residential | Spray Foam Insulation(Base R12) | Single Family | Existing | E_SF_Spray Foam Insulation(Base R12) | 0.55011 | 1.2746 | 0.43158 | 0 | 0 | 0 | Fail PCT | Commercial | Efficient Battery Charger | Miscellaneous | New | N_MS_Efficient Battery Charger | 1.6299 | 1.0222 | 1.5944 | 0 | 0 | 0 | Residential | Exterior Lighting Controls | Multi-Family | New | N_MF_Exterior Lighting Controls | 0.28136 | 0.25218 | 1.1157 | 0 | 0 | 0 | Fail TRC
[11 empty] | Residential | Spray Foam Insulation(Base R12) | Multi-Family | Existing | E_MF_Spray Foam Insulation(Base R12) | 0.44188 | 1.2746 | 0.34667 | 0 | 0 | 0 | Fail PCT | Commercial | Energy Star Uninterruptable Power Supply | Miscellaneous | Turnover | T_MS_Energy Star Uninterruptable Power Supply | 1.3186 | 0.48348 | 2.7274 | 0.0028395 | 0.0028395 | 0.024874 | Residential | Exterior Lighting Controls | Manufactured Home | New | N_MH_Exterior Lighting Controls | 0.28136 | 0.25218 | 1.1157 | 0 | 0 | 0 | Fail TRC
[11 empty] | Residential | Spray Foam Insulation(Base R12) | Manufactured Home | Existing | E_MH_Spray Foam Insulation(Base R12) | 0.52009 | 1.2746 | 0.40803 | 0 | 0 | 0 | Fail PCT | Commercial | Energy Star Uninterruptable Power Supply | Miscellaneous | New | N_MS_Energy Star Uninterruptable Power Supply | 1.3186 | 0.48348 | 2.7274 | 5.1165e-05 | 5.1165e-05 | 0.0004482 | Residential | Interior Lighting Controls | Single Family | Existing | E_SF_Interior Lighting Controls | 0.1957 | 0.40746 | 0.48029 | 0 | 0 | 0 | Fail TRC
[11 empty] | Residential | Spray Foam Insulation(Base R12) | Single Family | New | N_SF_Spray Foam Insulation(Base R12) | 0.55011 | 1.2746 | 0.43158 | 0 | 0 | 0 | Fail PCT | Commercial | Demand Controlled Ventilation | Miscellaneous | New | N_MS_Demand Controlled Ventilation | 4.5617 | 1.2547 | 3.6356 | 0.0014744 | 0.0083009 | 0.014161 | Residential | Interior Lighting Controls | Multi-Family | Existing | E_MF_Interior Lighting Controls | 0.1957 | 0.40746 | 0.48029 | 0 | 0 | 0 | Fail TRC
[11 empty] | Residential | Spray Foam Insulation(Base R12) | Multi-Family | New | N_MF_Spray Foam Insulation(Base R12) | 0.44188 | 1.2746 | 0.34667 | 0 | 0 | 0 | Fail PCT | Commercial | Demand Controlled Ventilation | Miscellaneous | Existing | E_MS_Demand Controlled Ventilation | 4.5617 | 1.2547 | 3.6356 | 0.081825 | 0.46068 | 0.78592 | Residential | Interior Lighting Controls | Manufactured Home | Existing | E_MH_Interior Lighting Controls | 0.1957 | 0.40746 | 0.48029 | 0 | 0 | 0 | Fail TRC
[11 empty] | Residential | Spray Foam Insulation(Base R12) | Manufactured Home | New | N_MH_Spray Foam Insulation(Base R12) | 0.52009 | 1.2746 | 0.40803 | 0 | 0 | 0 | Fail PCT | Commercial | High Efficiency Chiller (Air Cooled, 50 tons) | Miscellaneous | Turnover | T_MS_High Efficiency Chiller (Air Cooled, 50 tons) | 1.227 | 0.88681 | 1.3837 | 0.27399 | 0.012469 | 1.0058 | Residential | Interior Lighting Controls | Single Family | New | N_SF_Interior Lighting Controls | 0.1957 | 0.40746 | 0.48029 | 0 | 0 | 0 | Fail TRC
[11 empty] | Residential | Spray Foam Insulation(Base R19) | Single Family | Existing | E_SF_Spray Foam Insulation(Base R19) | 0.38728 | 1.2746 | 0.30384 | 0 | 0 | 0 | Fail PCT | Commercial | High Efficiency Chiller (Water cooled-centrifugal, 200 tons) | Miscellaneous | Turnover | T_MS_High Efficiency Chiller (Water cooled-centrifugal, 200 tons) | 1.4245 | 1.167 | 1.2207 | 0.20475 | 0.00039771 | 0.54339 | Residential | Interior Lighting Controls | Multi-Family | New | N_MF_Interior Lighting Controls | 0.1957 | 0.40746 | 0.48029 | 0 | 0 | 0 | Fail TRC
[11 empty] | Residential | Spray Foam Insulation(Base R19) | Multi-Family | Existing | E_MF_Spray Foam Insulation(Base R19) | 0.31949 | 1.2746 | 0.25065 | 0 | 0 | 0 | Fail PCT | Commercial | High Efficiency Chiller (Air Cooled, 50 tons) | Miscellaneous | New | N_MS_High Efficiency Chiller (Air Cooled, 50 tons) | 1.227 | 0.88681 | 1.3837 | 0 | 0 | 0 | Residential | Interior Lighting Controls | Manufactured Home | New | N_MH_Interior Lighting Controls | 0.1957 | 0.40746 | 0.48029 | 0 | 0 | 0 | Fail TRC
[11 empty] | Residential | Spray Foam Insulation(Base R19) | Manufactured Home | Existing | E_MH_Spray Foam Insulation(Base R19) | 0.39998 | 1.2746 | 0.3138 | 0 | 0 | 0 | Fail PCT | Commercial | High Efficiency Chiller (Water cooled-centrifugal, 200 tons) | Miscellaneous | New | N_MS_High Efficiency Chiller (Water cooled-centrifugal, 200 tons) | 1.4245 | 1.167 | 1.2207 | 0.0033315 | 6.471e-06 | 0.0088412 | Residential | Solar Attic Fan | Single Family | Existing | E_SF_Solar Attic Fan | 0.46965 | 0.83073 | 0.56535 | 0 | 0 | 0 | Fail TRC
[11 empty] | Residential | Spray Foam Insulation(Base R19) | Single Family | New | N_SF_Spray Foam Insulation(Base R19) | 0.38728 | 1.2746 | 0.30384 | 0 | 0 | 0 | Fail PCT | Commercial | Energy Star Commercial Solid Door Refrigerator | Miscellaneous | Turnover | T_MS_Energy Star Commercial Solid Door Refrigerator | 2.7793 | 0.58132 | 4.781 | 0 | 0 | 0 | Residential | Solar Attic Fan | Multi-Family | Existing | E_MF_Solar Attic Fan | 0.22749 | 0.83073 | 0.27385 | 0 | 0 | 0 | Fail TRC
[11 empty] | Residential | Spray Foam Insulation(Base R19) | Multi-Family | New | N_MF_Spray Foam Insulation(Base R19) | 0.31949 | 1.2746 | 0.25065 | 0 | 0 | 0 | Fail PCT | Commercial | Energy Star Commercial Solid Door Refrigerator | Miscellaneous | New | N_MS_Energy Star Commercial Solid Door Refrigerator | 2.7793 | 0.58132 | 4.781 | 0 | 0 | 0 | Residential | Solar Attic Fan | Manufactured Home | Existing | E_MH_Solar Attic Fan | 0.31247 | 0.83073 | 0.37614 | 0 | 0 | 0 | Fail TRC
[11 empty] | Residential | Spray Foam Insulation(Base R19) | Manufactured Home | New | N_MH_Spray Foam Insulation(Base R19) | 0.39998 | 1.2746 | 0.3138 | 0 | 0 | 0 | Fail PCT | Commercial | Efficient Exhaust Hood | Miscellaneous | Turnover | T_MS_Efficient Exhaust Hood | 3.3648 | 0.74879 | 4.4937 | 0 | 0 | 0 | Residential | Solar Attic Fan | Single Family | New | N_SF_Solar Attic Fan | 0.46965 | 0.83073 | 0.56535 | 0 | 0 | 0 | Fail TRC
[11 empty] | Residential | Spray Foam Insulation(Base R2) | Multi-Family | Existing | E_MF_Spray Foam Insulation(Base R2) | 1.1423 | 1.2746 | 0.8962 | 0 | 0 | 0 | Fail PCT | Commercial | Energy Star Hot Food Holding Cabinet | Miscellaneous | Turnover | T_MS_Energy Star Hot Food Holding Cabinet | 1.2802 | 0.65051 | 1.968 | 0 | 0 | 0 | Residential | Solar Attic Fan | Multi-Family | New | N_MF_Solar Attic Fan | 0.22749 | 0.83073 | 0.27385 | 0 | 0 | 0 | Fail TRC
[11 empty] | Residential | Spray Foam Insulation(Base R2) | Manufactured Home | Existing | E_MH_Spray Foam Insulation(Base R2) | 1.2275 | 1.2746 | 0.96303 | 0 | 0 | 0 | Fail PCT | Commercial | Efficient Exhaust Hood | Miscellaneous | New | N_MS_Efficient Exhaust Hood | 3.3648 | 0.74879 | 4.4937 | 0 | 0 | 0 | Residential | Solar Attic Fan | Manufactured Home | New | N_MH_Solar Attic Fan | 0.31247 | 0.83073 | 0.37614 | 0 | 0 | 0 | Fail TRC
[11 empty] | Residential | Spray Foam Insulation(Base R2) | Multi-Family | New | N_MF_Spray Foam Insulation(Base R2) | 1.1423 | 1.2746 | 0.8962 | 0 | 0 | 0 | Fail PCT | Commercial | Energy Star Hot Food Holding Cabinet | Miscellaneous | New | N_MS_Energy Star Hot Food Holding Cabinet | 1.2802 | 0.65051 | 1.968 | 0 | 0 | 0 | Commercial | Energy Star Commercial Oven | Assembly | Turnover | T_AS_Energy Star Commercial Oven | 2.9951 | 0.60721 | 4.9326 | 0 | 0 | 0 | Fail 2-year Threshold
[11 empty] | Residential | Spray Foam Insulation(Base R2) | Manufactured Home | New | N_MH_Spray Foam Insulation(Base R2) | 1.2275 | 1.2746 | 0.96303 | 0 | 0 | 0 | Fail PCT | Commercial | Solar Water Heater | Miscellaneous | Turnover | T_MS_Solar Water Heater | 1.213 | 0.44804 | 2.7073 | 0.0031235 | 0.00043852 | 0.04179 | Commercial | Energy Star Commercial Oven | College and University | Turnover | T_CU_Energy Star Commercial Oven | 2.9951 | 0.60721 | 4.9326 | 0 | 0 | 0 | Fail 2-year Threshold
[11 empty] | Residential | Spray Foam Insulation(Base R30) | Single Family | Existing | E_SF_Spray Foam Insulation(Base R30) | 0.27198 | 1.2746 | 0.21338 | 0 | 0 | 0 | Fail PCT | Commercial | Solar Water Heater | Miscellaneous | New | N_MS_Solar Water Heater | 1.213 | 0.44804 | 2.7073 | 5.6282e-05 | 7.9016e-06 | 0.00075301 | Commercial | Energy Star Commercial Oven | Grocery | Turnover | T_GR_Energy Star Commercial Oven | 2.9951 | 0.60721 | 4.9326 | 0 | 0 | 0 | Fail 2-year Threshold
[11 empty] | Residential | Spray Foam Insulation(Base R30) | Multi-Family | Existing | E_MF_Spray Foam Insulation(Base R30) | 0.2273 | 1.2746 | 0.17833 | 0 | 0 | 0 | Fail PCT | Commercial | PSC to ECM Evaporator Fan Motor (Walk-In, Refrigerator) | Offices | New | N_OF_PSC to ECM Evaporator Fan Motor (Walk-In, Refrigerator) | 1.1925 | 0.58275 | 2.0463 | 0 | 0 | 0 | Commercial | Energy Star Commercial Oven | Healthcare | Turnover | T_HC_Energy Star Commercial Oven | 2.9951 | 0.60721 | 4.9326 | 0 | 0 | 0 | Fail 2-year Threshold
[11 empty] | Residential | Spray Foam Insulation(Base R30) | Manufactured Home | Existing | E_MH_Spray Foam Insulation(Base R30) | 0.31913 | 1.2746 | 0.25037 | 0 | 0 | 0 | Fail PCT | Commercial | PSC to ECM Evaporator Fan Motor (Reach-In) | Offices | New | N_OF_PSC to ECM Evaporator Fan Motor (Reach-In) | 1.8374 | 0.58275 | 3.153 | 0 | 0 | 0 | Commercial | Energy Star Commercial Oven | Hospitals | Turnover | T_HS_Energy Star Commercial Oven | 2.9951 | 0.60721 | 4.9326 | 0 | 0 | 0 | Fail 2-year Threshold
[11 empty] | Residential | Spray Foam Insulation(Base R30) | Single Family | New | N_SF_Spray Foam Insulation(Base R30) | 0.32967 | 1.2746 | 0.25864 | 0 | 0 | 0 | Fail PCT | Commercial | PSC to ECM Evaporator Fan Motor (Walk-In, Refrigerator) | Offices | Existing | E_OF_PSC to ECM Evaporator Fan Motor (Walk-In, Refrigerator) | 1.1925 | 0.58275 | 2.0463 | 0 | 0 | 0 | Commercial | Energy Star Commercial Oven | Institutional | Turnover | T_IN_Energy Star Commercial Oven | 2.9951 | 0.60721 | 4.9326 | 0 | 0 | 0 | Fail 2-year Threshold
[11 empty] | Residential | Spray Foam Insulation(Base R30) | Multi-Family | New | N_MF_Spray Foam Insulation(Base R30) | 0.22885 | 1.2746 | 0.17954 | 0 | 0 | 0 | Fail PCT | Commercial | PSC to ECM Evaporator Fan Motor (Reach-In) | Offices | Existing | E_OF_PSC to ECM Evaporator Fan Motor (Reach-In) | 1.8374 | 0.58275 | 3.153 | 0 | 0 | 0 | Commercial | Energy Star Commercial Oven | Lodging/Hospitality | Turnover | T_LG_Energy Star Commercial Oven | 2.9951 | 0.60721 | 4.9326 | 0 | 0 | 0 | Fail 2-year Threshold
[11 empty] | Residential | Spray Foam Insulation(Base R30) | Manufactured Home | New | N_MH_Spray Foam Insulation(Base R30) | 0.33896 | 1.2746 | 0.26593 | 0 | 0 | 0 | Fail PCT | Commercial | Facility Energy Management System | Offices | New | N_OF_Facility Energy Management System | 4.2735 | 0.72993 | 5.8548 | 0.016905 | 0.00089755 | 0.083681 | Commercial | Energy Star Commercial Oven | Miscellaneous | Turnover | T_MS_Energy Star Commercial Oven | 2.9951 | 0.60721 | 4.9326 | 0 | 0 | 0 | Fail 2-year Threshold
[11 empty] | Residential | Storm Door | Single Family | Existing | E_SF_Storm Door | 0.83685 | 1.2746 | 0.65655 | 0 | 0 | 0 | Fail PCT | Commercial | Facility Energy Management System | Offices | Existing | E_OF_Facility Energy Management System | 4.2735 | 0.72993 | 5.8548 | 1.4073 | 0.075056 | 6.963 | Commercial | Energy Star Commercial Oven | Offices | Turnover | T_OF_Energy Star Commercial Oven | 2.9951 | 0.60721 | 4.9326 | 0 | 0 | 0 | Fail 2-year Threshold
[11 empty] | Residential | Storm Door | Multi-Family | Existing | E_MF_Storm Door | 0.83685 | 1.2746 | 0.65655 | 0 | 0 | 0 | Fail PCT | Commercial | Thermal Energy Storage | Offices | New | N_OF_Thermal Energy Storage | 2.4645 | 9999 | 9999 | 0.087043 | 0.025227 | -0.013851 | Commercial | Energy Star Commercial Oven | Restaurants | Turnover | T_RS_Energy Star Commercial Oven | 2.9951 | 0.60721 | 4.9326 | 0 | 0 | 0 | Fail 2-year Threshold
[11 empty] | Residential | Storm Door | Manufactured Home | Existing | E_MH_Storm Door | 0.83685 | 1.2746 | 0.65655 | 0 | 0 | 0 | Fail PCT | Commercial | Smart Thermostat | Offices | New | N_OF_Smart Thermostat | 1.2171 | 0.30406 | 4.0029 | 0.0044126 | -0.0056616 | 0.40608 | Commercial | Energy Star Commercial Oven | Retail | Turnover | T_RT_Energy Star Commercial Oven | 2.9951 | 0.60721 | 4.9326 | 0 | 0 | 0 | Fail 2-year Threshold
[11 empty] | Residential | Storm Door | Single Family | New | N_SF_Storm Door | 0.55442 | 1.2746 | 0.43496 | 0 | 0 | 0 | Fail PCT | Commercial | HVAC tune-up | Offices | New | N_OF_HVAC tune-up | 1.1887 | 0.8362 | 1.4215 | 0.0010478 | 0 | 0.0026444 | Commercial | Energy Star Commercial Oven | Schools K-12 | Turnover | T_SC_Energy Star Commercial Oven | 2.9951 | 0.60721 | 4.9326 | 0 | 0 | 0 | Fail 2-year Threshold
[11 empty] | Residential | Storm Door | Multi-Family | New | N_MF_Storm Door | 0.55442 | 1.2746 | 0.43496 | 0 | 0 | 0 | Fail PCT | Commercial | Chilled Water System - Variable Speed Drives | Offices | New | N_OF_Chilled Water System - Variable Speed Drives | 2.4314 | 0.5183 | 4.6911 | 0.022188 | 0.00099502 | 0.20309 | Commercial | Energy Star Commercial Oven | Warehouse | Turnover | T_WR_Energy Star Commercial Oven | 2.9951 | 0.60721 | 4.9326 | 0 | 0 | 0 | Fail 2-year Threshold
[11 empty] | Residential | Storm Door | Manufactured Home | New | N_MH_Storm Door | 0.55442 | 1.2746 | 0.43496 | 0 | 0 | 0 | Fail PCT | Commercial | Ceiling Insulation(R2 to R38) | Offices | New | N_OF_Ceiling Insulation(R2 to R38) | 4.58 | 1.218 | 3.7601 | 0 | 0 | 0 | Commercial | Energy Star Commercial Oven | Assembly | New | N_AS_Energy Star Commercial Oven | 2.9951 | 0.60721 | 4.9326 | 0 | 0 | 0 | Fail 2-year Threshold
[11 empty] | Residential | Wall Insulation | Multi-Family | Existing | E_MF_Wall Insulation | 0.72934 | 1.2746 | 0.57219 | 0 | 0 | 0 | Fail PCT | Commercial | Wall Insulation | Offices | Existing | E_OF_Wall Insulation | 3.3671 | 1.218 | 2.7644 | 0.40988 | 0.16344 | 20.8457 | Commercial | Energy Star Commercial Oven | College and University | New | N_CU_Energy Star Commercial Oven | 2.9951 | 0.60721 | 4.9326 | 0 | 0 | 0 | Fail 2-year Threshold
[11 empty] | Residential | Wall Insulation | Single Family | New | N_SF_Wall Insulation | 0 | 0 | 0 | 0 | 0 | 0 | Fail RIM | Commercial | Thermal Energy Storage | Offices | Existing | E_OF_Thermal Energy Storage | 2.4645 | 9999 | 9999 | 4.8307 | 1.4 | -0.76867 | Commercial | Energy Star Commercial Oven | Grocery | New | N_GR_Energy Star Commercial Oven | 2.9951 | 0.60721 | 4.9326 | 0 | 0 | 0 | Fail 2-year Threshold
[11 empty] | Residential | Wall Insulation | Multi-Family | New | N_MF_Wall Insulation | 0 | 0 | 0 | 0 | 0 | 0 | Fail RIM | Commercial | Smart Thermostat | Offices | Existing | E_OF_Smart Thermostat | 1.2171 | 0.30406 | 4.0029 | 0.21855 | -0.29761 | 20.2175 | Commercial | Energy Star Commercial Oven | Healthcare | New | N_HC_Energy Star Commercial Oven | 2.9951 | 0.60721 | 4.9326 | 0 | 0 | 0 | Fail 2-year Threshold
[11 empty] | Residential | Wall Insulation | Manufactured Home | New | N_MH_Wall Insulation | 0 | 0 | 0 | 0 | 0 | 0 | Fail RIM | Commercial | Low U-Value Windows | Offices | Existing | E_OF_Low U-Value Windows | 1.4627 | 1.1184 | 1.3078 | 3.8267 | 0.0042105 | 11.3082 | Commercial | Energy Star Commercial Oven | Hospitals | New | N_HS_Energy Star Commercial Oven | 2.9951 | 0.60721 | 4.9326 | 0 | 0 | 0 | Fail 2-year Threshold
[11 empty] | Residential | Window Sun Protection | Single Family | Existing | E_SF_Window Sun Protection | 0.24412 | 0.86014 | 0.28382 | 0 | 0 | 0 | Fail RIM | Commercial | HVAC tune-up | Offices | Existing | E_OF_HVAC tune-up | 1.1887 | 0.8362 | 1.4215 | 0.053381 | 0 | 0.13473 | Commercial | Energy Star Commercial Oven | Institutional | New | N_IN_Energy Star Commercial Oven | 2.9951 | 0.60721 | 4.9326 | 0 | 0 | 0 | Fail 2-year Threshold
[11 empty] | Residential | Window Sun Protection | Multi-Family | Existing | E_MF_Window Sun Protection | 0.20344 | 0.86014 | 0.23652 | 0 | 0 | 0 | Fail RIM | Commercial | Chilled Water System - Variable Speed Drives | Offices | Existing | E_OF_Chilled Water System - Variable Speed Drives | 2.4314 | 0.5183 | 4.6911 | 2.3711 | 0.10633 | 21.702 | Commercial | Energy Star Commercial Oven | Lodging/Hospitality | New | N_LG_Energy Star Commercial Oven | 2.9951 | 0.60721 | 4.9326 | 0 | 0 | 0 | Fail 2-year Threshold
[11 empty] | Residential | Window Sun Protection | Manufactured Home | Existing | E_MH_Window Sun Protection | 0.16275 | 0.86014 | 0.18921 | 0 | 0 | 0 | Fail RIM | Commercial | Ceiling Insulation(R2 to R38) | Offices | Existing | E_OF_Ceiling Insulation(R2 to R38) | 4.6683 | 1.218 | 3.8326 | 0.12674 | 0.34783 | 7.1049 | Commercial | Energy Star Commercial Oven | Miscellaneous | New | N_MS_Energy Star Commercial Oven | 2.9951 | 0.60721 | 4.9326 | 0 | 0 | 0 | Fail 2-year Threshold
[11 empty] | Residential | Window Sun Protection | Single Family | New | N_SF_Window Sun Protection | 0.24412 | 0.86014 | 0.28382 | 0 | 0 | 0 | Fail RIM | Commercial | VSD Controlled Compressor | Offices | New | N_OF_VSD Controlled Compressor | 2.2194 | 0.607 | 3.6564 | 0.064934 | 0.030392 | 0.43064 | Commercial | Energy Star Commercial Oven | Offices | New | N_OF_Energy Star Commercial Oven | 2.9951 | 0.60721 | 4.9326 | 0 | 0 | 0 | Fail 2-year Threshold
[11 empty] | Residential | Window Sun Protection | Multi-Family | New | N_MF_Window Sun Protection | 0.20344 | 0.86014 | 0.23652 | 0 | 0 | 0 | Fail RIM | Commercial | VSD Controlled Compressor | Offices | Existing | E_OF_VSD Controlled Compressor | 2.2194 | 0.607 | 3.6564 | 0.72073 | 0.33733 | 4.7799 | Commercial | Energy Star Commercial Oven | Restaurants | New | N_RS_Energy Star Commercial Oven | 2.9951 | 0.60721 | 4.9326 | 0 | 0 | 0 | Fail 2-year Threshold
[11 empty] | Residential | Window Sun Protection | Manufactured Home | New | N_MH_Window Sun Protection | 0.16275 | 0.86014 | 0.18921 | 0 | 0 | 0 | Fail RIM | Commercial | Variable Speed Pool Pump | Offices | Turnover | T_OF_Variable Speed Pool Pump | 1.6477 | 0.70191 | 2.3474 | 0 | 0 | 0 | Commercial | Energy Star Commercial Oven | Retail | New | N_RT_Energy Star Commercial Oven | 2.9951 | 0.60721 | 4.9326 | 0 | 0 | 0 | Fail 2-year Threshold
[11 empty] | Residential | Exterior Lighting Controls | Single Family | Existing | E_SF_Exterior Lighting Controls | 0.28136 | 0.25218 | 1.1157 | 0 | 0 | 0 | Fail RIM | Commercial | Solar Pool Heater | Offices | Turnover | T_OF_Solar Pool Heater | 1.0773 | 0.33386 | 3.2268 | 0 | 0 | 0 | Commercial | Energy Star Commercial Oven | Schools K-12 | New | N_SC_Energy Star Commercial Oven | 2.9951 | 0.60721 | 4.9326 | 0 | 0 | 0 | Fail 2-year Threshold
[11 empty] | Residential | Exterior Lighting Controls | Multi-Family | Existing | E_MF_Exterior Lighting Controls | 0.28136 | 0.25218 | 1.1157 | 0 | 0 | 0 | Fail RIM | Commercial | Variable Speed Pool Pump | Offices | New | N_OF_Variable Speed Pool Pump | 1.6477 | 0.70191 | 2.3474 | 0 | 0 | 0 | Commercial | Energy Star Commercial Oven | Warehouse | New | N_WR_Energy Star Commercial Oven | 2.9951 | 0.60721 | 4.9326 | 0 | 0 | 0 | Fail 2-year Threshold
[11 empty] | Residential | Exterior Lighting Controls | Manufactured Home | Existing | E_MH_Exterior Lighting Controls | 0.28136 | 0.25218 | 1.1157 | 0 | 0 | 0 | Fail RIM | Commercial | Solar Pool Heater | Offices | New | N_OF_Solar Pool Heater | 1.0773 | 0.33386 | 3.2268 | 0 | 0 | 0 | Commercial | Energy Star Fryer | Assembly | Turnover | T_AS_Energy Star Fryer | 0.23256 | 0.60664 | 0.38336 | 0 | 0 | 0 | Fail TRC
[11 empty] | Residential | Exterior Lighting Controls | Single Family | New | N_SF_Exterior Lighting Controls | 0.28136 | 0.25218 | 1.1157 | 0 | 0 | 0 | Fail RIM | Commercial | Efficient Battery Charger | Offices | Turnover | T_OF_Efficient Battery Charger | 1.6299 | 1.0222 | 1.5944 | 5.4999 | 0 | 10.0373 | Commercial | Energy Star Fryer | College and University | Turnover | T_CU_Energy Star Fryer | 0.23256 | 0.60664 | 0.38336 | 0 | 0 | 0 | Fail TRC
[11 empty] | Residential | Exterior Lighting Controls | Multi-Family | New | N_MF_Exterior Lighting Controls | 0.28136 | 0.25218 | 1.1157 | 0 | 0 | 0 | Fail RIM | Commercial | Efficient Battery Charger | Offices | New | N_OF_Efficient Battery Charger | 1.6299 | 1.0222 | 1.5944 | 0.094476 | 0 | 0.17242 | Commercial | Energy Star Fryer | Grocery | Turnover | T_GR_Energy Star Fryer | 0.23256 | 0.60664 | 0.38336 | 0 | 0 | 0 | Fail TRC
[11 empty] | Residential | Exterior Lighting Controls | Manufactured Home | New | N_MH_Exterior Lighting Controls | 0.28136 | 0.25218 | 1.1157 | 0 | 0 | 0 | Fail RIM | Commercial | Energy Star Uninterruptable Power Supply | Offices | Turnover | T_OF_Energy Star Uninterruptable Power Supply | 1.3186 | 0.48348 | 2.7274 | 0.032988 | 0.032988 | 0.28898 | Commercial | Energy Star Fryer | Healthcare | Turnover | T_HC_Energy Star Fryer | 0.23256 | 0.60664 | 0.38336 | 0 | 0 | 0 | Fail TRC
[11 empty] | Residential | Interior Lighting Controls | Single Family | Existing | E_SF_Interior Lighting Controls | 0.1957 | 0.40746 | 0.48029 | 0 | 0 | 0 | Fail RIM | Commercial | Energy Star Uninterruptable Power Supply | Offices | New | N_OF_Energy Star Uninterruptable Power Supply | 1.3186 | 0.48348 | 2.7274 | 0.00059441 | 0.00059441 | 0.0052071 | Commercial | Energy Star Fryer | Hospitals | Turnover | T_HS_Energy Star Fryer | 0.23256 | 0.60664 | 0.38336 | 0 | 0 | 0 | Fail TRC
[11 empty] | Residential | Interior Lighting Controls | Multi-Family | Existing | E_MF_Interior Lighting Controls | 0.1957 | 0.40746 | 0.48029 | 0 | 0 | 0 | Fail RIM | Commercial | Demand Controlled Ventilation | Offices | New | N_OF_Demand Controlled Ventilation | 4.7793 | 1.2547 | 3.8091 | 0.02402 | 0.13523 | 0.23071 | Commercial | Energy Star Fryer | Institutional | Turnover | T_IN_Energy Star Fryer | 0.23256 | 0.60664 | 0.38336 | 0 | 0 | 0 | Fail TRC
[11 empty] | Residential | Interior Lighting Controls | Manufactured Home | Existing | E_MH_Interior Lighting Controls | 0.1957 | 0.40746 | 0.48029 | 0 | 0 | 0 | Fail RIM | Commercial | Demand Controlled Ventilation | Offices | Existing | E_OF_Demand Controlled Ventilation | 4.7793 | 1.2547 | 3.8091 | 1.7774 | 10.0068 | 17.0716 | Commercial | Energy Star Fryer | Lodging/Hospitality | Turnover | T_LG_Energy Star Fryer | 0.23256 | 0.60664 | 0.38336 | 0 | 0 | 0 | Fail TRC
[11 empty] | Residential | Interior Lighting Controls | Single Family | New | N_SF_Interior Lighting Controls | 0.1957 | 0.40746 | 0.48029 | 0 | 0 | 0 | Fail RIM | Commercial | High Bay LED | Offices | Turnover | T_OF_High Bay LED | 3.3187 | 0.67837 | 4.8921 | 0 | 0 | 0 | Commercial | Energy Star Fryer | Miscellaneous | Turnover | T_MS_Energy Star Fryer | 0.23256 | 0.60664 | 0.38336 | 0 | 0 | 0 | Fail TRC
[11 empty] | Residential | Interior Lighting Controls | Multi-Family | New | N_MF_Interior Lighting Controls | 0.1957 | 0.40746 | 0.48029 | 0 | 0 | 0 | Fail RIM | Commercial | High Bay LED | Offices | New | N_OF_High Bay LED | 3.3187 | 0.67837 | 4.8921 | 0 | 0 | 0 | Commercial | Energy Star Fryer | Offices | Turnover | T_OF_Energy Star Fryer | 0.23256 | 0.60664 | 0.38336 | 0 | 0 | 0 | Fail TRC
[11 empty] | Residential | Interior Lighting Controls | Manufactured Home | New | N_MH_Interior Lighting Controls | 0.1957 | 0.40746 | 0.48029 | 0 | 0 | 0 | Fail RIM | Commercial | High Efficiency Chiller (Air Cooled, 50 tons) | Offices | Turnover | T_OF_High Efficiency Chiller (Air Cooled, 50 tons) | 2.4726 | 0.88681 | 2.7882 | 1.039 | 0.047285 | 3.8143 | Commercial | Energy Star Fryer | Restaurants | Turnover | T_RS_Energy Star Fryer | 0.23256 | 0.60664 | 0.38336 | 0 | 0 | 0 | Fail TRC
[11 empty] | Residential | Solar Attic Fan | Single Family | Existing | E_SF_Solar Attic Fan | 0.46965 | 0.83073 | 0.56535 | 0 | 0 | 0 | Fail RIM | Commercial | High Efficiency Chiller (Water cooled-positive displacement, 100 tons) | Offices | Turnover | T_OF_High Efficiency Chiller (Water cooled-positive displacement, 100 tons) | 1.6699 | 1.167 | 1.4309 | 0.35791 | 0.00069521 | 0.94985 | Commercial | Energy Star Fryer | Retail | Turnover | T_RT_Energy Star Fryer | 0.23256 | 0.60664 | 0.38336 | 0 | 0 | 0 | Fail TRC
[11 empty] | Residential | Solar Attic Fan | Multi-Family | Existing | E_MF_Solar Attic Fan | 0.22749 | 0.83073 | 0.27385 | 0 | 0 | 0 | Fail RIM | Commercial | High Efficiency Chiller (Water cooled-centrifugal, 200 tons) | Offices | Turnover | T_OF_High Efficiency Chiller (Water cooled-centrifugal, 200 tons) | 2.8705 | 1.167 | 2.4597 | 0.72593 | 0.00141 | 1.9265 | Commercial | Energy Star Fryer | Schools K-12 | Turnover | T_SC_Energy Star Fryer | 0.23256 | 0.60664 | 0.38336 | 0 | 0 | 0 | Fail TRC
[11 empty] | Residential | Solar Attic Fan | Manufactured Home | Existing | E_MH_Solar Attic Fan | 0.31247 | 0.83073 | 0.37614 | 0 | 0 | 0 | Fail RIM | Commercial | High Efficiency Chiller (Air Cooled, 50 tons) | Offices | New | N_OF_High Efficiency Chiller (Air Cooled, 50 tons) | 2.4726 | 0.88681 | 2.7882 | 0.01989 | 0.00090516 | 0.073016 | Commercial | Energy Star Fryer | Warehouse | Turnover | T_WR_Energy Star Fryer | 0.23256 | 0.60664 | 0.38336 | 0 | 0 | 0 | Fail TRC
[11 empty] | Residential | Solar Attic Fan | Single Family | New | N_SF_Solar Attic Fan | 0.46965 | 0.83073 | 0.56535 | 0 | 0 | 0 | Fail RIM | Commercial | High Efficiency Chiller (Water cooled-positive displacement, 100 tons) | Offices | New | N_OF_High Efficiency Chiller (Water cooled-positive displacement, 100 tons) | 1.6699 | 1.167 | 1.4309 | 0.00086925 | 1.6884e-06 | 0.0023069 | Commercial | Energy Star Fryer | Assembly | New | N_AS_Energy Star Fryer | 0.23256 | 0.60664 | 0.38336 | 0 | 0 | 0 | Fail TRC
[11 empty] | Residential | Solar Attic Fan | Multi-Family | New | N_MF_Solar Attic Fan | 0.22749 | 0.83073 | 0.27385 | 0 | 0 | 0 | Fail RIM | Commercial | High Efficiency Chiller (Water cooled-centrifugal, 200 tons) | Offices | New | N_OF_High Efficiency Chiller (Water cooled-centrifugal, 200 tons) | 2.8705 | 1.167 | 2.4597 | 0.013896 | 2.6992e-05 | 0.036879 | Commercial | Energy Star Fryer | College and University | New | N_CU_Energy Star Fryer | 0.23256 | 0.60664 | 0.38336 | 0 | 0 | 0 | Fail TRC
[11 empty] | Residential | Solar Attic Fan | Manufactured Home | New | N_MH_Solar Attic Fan | 0.31247 | 0.83073 | 0.37614 | 0 | 0 | 0 | Fail RIM | Commercial | Energy Star Commercial Solid Door Refrigerator | Offices | Turnover | T_OF_Energy Star Commercial Solid Door Refrigerator | 2.7793 | 0.58132 | 4.781 | 0 | 0 | 0 | Commercial | Energy Star Fryer | Grocery | New | N_GR_Energy Star Fryer | 0.23256 | 0.60664 | 0.38336 | 0 | 0 | 0 | Fail TRC
[11 empty] | Commercial | Efficient Exhaust Hood | Assembly | Turnover | T_AS_Efficient Exhaust Hood | 3.3648 | 0.74879 | 4.4937 | 0 | 0 | 0 | Fail RIM | Commercial | Energy Star Commercial Solid Door Refrigerator | Offices | New | N_OF_Energy Star Commercial Solid Door Refrigerator | 2.7793 | 0.58132 | 4.781 | 0 | 0 | 0 | Commercial | Energy Star Fryer | Healthcare | New | N_HC_Energy Star Fryer | 0.23256 | 0.60664 | 0.38336 | 0 | 0 | 0 | Fail TRC
[11 empty] | Commercial | Efficient Exhaust Hood | College and University | Turnover | T_CU_Efficient Exhaust Hood | 3.3648 | 0.74879 | 4.4937 | 0 | 0 | 0 | Fail RIM | Commercial | Energy Star Hot Food Holding Cabinet | Offices | Turnover | T_OF_Energy Star Hot Food Holding Cabinet | 1.2802 | 0.65051 | 1.968 | 0 | 0 | 0 | Commercial | Energy Star Fryer | Hospitals | New | N_HS_Energy Star Fryer | 0.23256 | 0.60664 | 0.38336 | 0 | 0 | 0 | Fail TRC
[11 empty] | Commercial | Efficient Exhaust Hood | Grocery | Turnover | T_GR_Efficient Exhaust Hood | 3.3648 | 0.74879 | 4.4937 | 0 | 0 | 0 | Fail RIM | Commercial | Efficient Exhaust Hood | Offices | Turnover | T_OF_Efficient Exhaust Hood | 3.3648 | 0.74879 | 4.4937 | 0 | 0 | 0 | Commercial | Energy Star Fryer | Institutional | New | N_IN_Energy Star Fryer | 0.23256 | 0.60664 | 0.38336 | 0 | 0 | 0 | Fail TRC
[11 empty] | Commercial | Efficient Exhaust Hood | Healthcare | Turnover | T_HC_Efficient Exhaust Hood | 3.3648 | 0.74879 | 4.4937 | 0 | 0 | 0 | Fail RIM | Commercial | Efficient Exhaust Hood | Offices | New | N_OF_Efficient Exhaust Hood | 3.3648 | 0.74879 | 4.4937 | 0 | 0 | 0 | Commercial | Energy Star Fryer | Lodging/Hospitality | New | N_LG_Energy Star Fryer | 0.23256 | 0.60664 | 0.38336 | 0 | 0 | 0 | Fail TRC
[11 empty] | Commercial | Efficient Exhaust Hood | Hospitals | Turnover | T_HS_Efficient Exhaust Hood | 3.3648 | 0.74879 | 4.4937 | 0 | 0 | 0 | Fail RIM | Commercial | Energy Star Hot Food Holding Cabinet | Offices | New | N_OF_Energy Star Hot Food Holding Cabinet | 1.2802 | 0.65051 | 1.968 | 0 | 0 | 0 | Commercial | Energy Star Fryer | Miscellaneous | New | N_MS_Energy Star Fryer | 0.23256 | 0.60664 | 0.38336 | 0 | 0 | 0 | Fail TRC
[11 empty] | Commercial | Efficient Exhaust Hood | Institutional | Turnover | T_IN_Efficient Exhaust Hood | 3.3648 | 0.74879 | 4.4937 | 0 | 0 | 0 | Fail RIM | Commercial | Solar Water Heater | Offices | Turnover | T_OF_Solar Water Heater | 1.1232 | 0.44804 | 2.5068 | 0.053645 | 0.0075314 | 0.71773 | Commercial | Energy Star Fryer | Offices | New | N_OF_Energy Star Fryer | 0.23256 | 0.60664 | 0.38336 | 0 | 0 | 0 | Fail TRC
[11 empty] | Commercial | Efficient Exhaust Hood | Lodging/Hospitality | Turnover | T_LG_Efficient Exhaust Hood | 3.3648 | 0.74879 | 4.4937 | 0 | 0 | 0 | Fail RIM | Commercial | Solar Water Heater | Offices | New | N_OF_Solar Water Heater | 1.1232 | 0.44804 | 2.5068 | 0.00096662 | 0.00013571 | 0.012933 | Commercial | Energy Star Fryer | Restaurants | New | N_RS_Energy Star Fryer | 0.23256 | 0.60664 | 0.38336 | 0 | 0 | 0 | Fail TRC
[11 empty] | Commercial | Efficient Exhaust Hood | Miscellaneous | Turnover | T_MS_Efficient Exhaust Hood | 3.3648 | 0.74879 | 4.4937 | 0 | 0 | 0 | Fail RIM | Commercial | PSC to ECM Evaporator Fan Motor (Walk-In, Refrigerator) | Restaurants | New | N_RS_PSC to ECM Evaporator Fan Motor (Walk-In, Refrigerator) | 1.1517 | 0.56283 | 2.0463 | 0.035564 | 0.029789 | 0.2743 | Commercial | Energy Star Fryer | Retail | New | N_RT_Energy Star Fryer | 0.23256 | 0.60664 | 0.38336 | 0 | 0 | 0 | Fail TRC
[11 empty] | Commercial | Efficient Exhaust Hood | Offices | Turnover | T_OF_Efficient Exhaust Hood | 3.3648 | 0.74879 | 4.4937 | 0 | 0 | 0 | Fail RIM | Commercial | PSC to ECM Evaporator Fan Motor (Reach-In) | Restaurants | New | N_RS_PSC to ECM Evaporator Fan Motor (Reach-In) | 1.7746 | 0.56283 | 3.153 | 0.037421 | 0.031345 | 0.28862 | Commercial | Energy Star Fryer | Schools K-12 | New | N_SC_Energy Star Fryer | 0.23256 | 0.60664 | 0.38336 | 0 | 0 | 0 | Fail TRC
[11 empty] | Commercial | Efficient Exhaust Hood | Restaurants | Turnover | T_RS_Efficient Exhaust Hood | 3.3648 | 0.74879 | 4.4937 | 0 | 0 | 0 | Fail RIM | Commercial | PSC to ECM Evaporator Fan Motor (Walk-In, Refrigerator) | Restaurants | Existing | E_RS_PSC to ECM Evaporator Fan Motor (Walk-In, Refrigerator) | 1.1517 | 0.56283 | 2.0463 | 0.49342 | 0.4133 | 3.8057 | Commercial | Energy Star Fryer | Warehouse | New | N_WR_Energy Star Fryer | 0.23256 | 0.60664 | 0.38336 | 0 | 0 | 0 | Fail TRC
[11 empty] | Commercial | Efficient Exhaust Hood | Retail | Turnover | T_RT_Efficient Exhaust Hood | 3.3648 | 0.74879 | 4.4937 | 0 | 0 | 0 | Fail RIM | Commercial | PSC to ECM Evaporator Fan Motor (Reach-In) | Restaurants | Existing | E_RS_PSC to ECM Evaporator Fan Motor (Reach-In) | 1.7746 | 0.56283 | 3.153 | 0.51919 | 0.43489 | 4.0044 | Commercial | Energy Star Griddle | Assembly | Turnover | T_AS_Energy Star Griddle | 0 | 0.61288 | 0 | 0 | 0 | 0 | Fail TRC
[11 empty] | Commercial | Efficient Exhaust Hood | Schools K-12 | Turnover | T_SC_Efficient Exhaust Hood | 3.3648 | 0.74879 | 4.4937 | 0 | 0 | 0 | Fail RIM | Commercial | Thermal Energy Storage | Restaurants | New | N_RS_Thermal Energy Storage | 2.4645 | 9999 | 9999 | 0 | 0 | 0 | Commercial | Energy Star Griddle | College and University | Turnover | T_CU_Energy Star Griddle | 0 | 0.61288 | 0 | 0 | 0 | 0 | Fail TRC
[11 empty] | Commercial | Efficient Exhaust Hood | Warehouse | Turnover | T_WR_Efficient Exhaust Hood | 3.3648 | 0.74879 | 4.4937 | 0 | 0 | 0 | Fail RIM | Commercial | Programmable Thermostat | Restaurants | New | N_RS_Programmable Thermostat | 4.2002 | 0.98803 | 4.2511 | 0.034659 | -4.985e-06 | 0.10062 | Commercial | Energy Star Griddle | Grocery | Turnover | T_GR_Energy Star Griddle | 0 | 0.61288 | 0 | 0 | 0 | 0 | Fail TRC
[11 empty] | Commercial | Efficient Exhaust Hood | Assembly | New | N_AS_Efficient Exhaust Hood | 3.3648 | 0.74879 | 4.4937 | 0 | 0 | 0 | Fail RIM | Commercial | HVAC tune-up_RTU | Restaurants | New | N_RS_HVAC tune-up_RTU | 1.2826 | 0.83554 | 1.535 | 0.09179 | 0 | 0.23193 | Commercial | Energy Star Griddle | Healthcare | Turnover | T_HC_Energy Star Griddle | 0 | 0.61288 | 0 | 0 | 0 | 0 | Fail TRC
[11 empty] | Commercial | Efficient Exhaust Hood | College and University | New | N_CU_Efficient Exhaust Hood | 3.3648 | 0.74879 | 4.4937 | 0 | 0 | 0 | Fail RIM | Commercial | HVAC tune-up | Restaurants | New | N_RS_HVAC tune-up | 1.9509 | 0.95317 | 2.0467 | 0.00010125 | 0 | 0.00021265 | Commercial | Energy Star Griddle | Hospitals | Turnover | T_HS_Energy Star Griddle | 0 | 0.61288 | 0 | 0 | 0 | 0 | Fail TRC
[11 empty] | Commercial | Efficient Exhaust Hood | Grocery | New | N_GR_Efficient Exhaust Hood | 3.3648 | 0.74879 | 4.4937 | 0 | 0 | 0 | Fail RIM | Commercial | Facility Commissioning | Restaurants | New | N_RS_Facility Commissioning | 1.4487 | 0.66503 | 2.1784 | 0.101 | 0.00045464 | 0.49112 | Commercial | Energy Star Griddle | Institutional | Turnover | T_IN_Energy Star Griddle | 0 | 0.61288 | 0 | 0 | 0 | 0 | Fail TRC
[11 empty] | Commercial | Efficient Exhaust Hood | Healthcare | New | N_HC_Efficient Exhaust Hood | 3.3648 | 0.74879 | 4.4937 | 0 | 0 | 0 | Fail RIM | Commercial | Dedicated Outdoor Air System on VRF unit | Restaurants | New | N_RS_Dedicated Outdoor Air System on VRF unit | 1.3354 | 0.88597 | 1.5072 | 6.0873e-06 | 0.00097409 | 0.0031872 | Commercial | Energy Star Griddle | Lodging/Hospitality | Turnover | T_LG_Energy Star Griddle | 0 | 0.61288 | 0 | 0 | 0 | 0 | Fail TRC
[11 empty] | Commercial | Efficient Exhaust Hood | Hospitals | New | N_HS_Efficient Exhaust Hood | 3.3648 | 0.74879 | 4.4937 | 0 | 0 | 0 | Fail RIM | Commercial | Chilled Water System - Variable Speed Drives | Restaurants | New | N_RS_Chilled Water System - Variable Speed Drives | 2.4314 | 0.5183 | 4.6911 | 0.0018192 | 8.1579e-05 | 0.016651 | Commercial | Energy Star Griddle | Miscellaneous | Turnover | T_MS_Energy Star Griddle | 0 | 0.61288 | 0 | 0 | 0 | 0 | Fail TRC
[11 empty] | Commercial | Efficient Exhaust Hood | Institutional | New | N_IN_Efficient Exhaust Hood | 3.3648 | 0.74879 | 4.4937 | 0 | 0 | 0 | Fail RIM | Commercial | Ceiling Insulation(R2 to R38) | Restaurants | New | N_RS_Ceiling Insulation(R2 to R38) | 4.6999 | 1.2499 | 3.7601 | 0 | 0 | 0 | Commercial | Energy Star Griddle | Offices | Turnover | T_OF_Energy Star Griddle | 0 | 0.61288 | 0 | 0 | 0 | 0 | Fail TRC
[11 empty] | Commercial | Efficient Exhaust Hood | Lodging/Hospitality | New | N_LG_Efficient Exhaust Hood | 3.3648 | 0.74879 | 4.4937 | 0 | 0 | 0 | Fail RIM | Commercial | Wall Insulation | Restaurants | Existing | E_RS_Wall Insulation | 3.5064 | 1.2499 | 2.8053 | 0 | 0 | 0 | Commercial | Energy Star Griddle | Restaurants | Turnover | T_RS_Energy Star Griddle | 0 | 0.61288 | 0 | 0 | 0 | 0 | Fail TRC
[11 empty] | Commercial | Efficient Exhaust Hood | Miscellaneous | New | N_MS_Efficient Exhaust Hood | 3.3648 | 0.74879 | 4.4937 | 0 | 0 | 0 | Fail RIM | Commercial | Thermal Energy Storage | Restaurants | Existing | E_RS_Thermal Energy Storage | 2.4645 | 9999 | 9999 | 0 | 0 | 0 | Commercial | Energy Star Griddle | Retail | Turnover | T_RT_Energy Star Griddle | 0 | 0.61288 | 0 | 0 | 0 | 0 | Fail TRC
[11 empty] | Commercial | Efficient Exhaust Hood | Offices | New | N_OF_Efficient Exhaust Hood | 3.3648 | 0.74879 | 4.4937 | 0 | 0 | 0 | Fail RIM | Commercial | Programmable Thermostat | Restaurants | Existing | E_RS_Programmable Thermostat | 4.2002 | 0.98803 | 4.2511 | 1.9235 | -0.00027665 | 5.5839 | Commercial | Energy Star Griddle | Schools K-12 | Turnover | T_SC_Energy Star Griddle | 0 | 0.61288 | 0 | 0 | 0 | 0 | Fail TRC
[11 empty] | Commercial | Efficient Exhaust Hood | Restaurants | New | N_RS_Efficient Exhaust Hood | 3.3648 | 0.74879 | 4.4937 | 0 | 0 | 0 | Fail RIM | Commercial | Low U-Value Windows | Restaurants | Existing | E_RS_Low U-Value Windows | 1.4627 | 1.1184 | 1.3078 | 5.7142 | 0.0048742 | 16.5457 | Commercial | Energy Star Griddle | Warehouse | Turnover | T_WR_Energy Star Griddle | 0 | 0.61288 | 0 | 0 | 0 | 0 | Fail TRC
[11 empty] | Commercial | Efficient Exhaust Hood | Retail | New | N_RT_Efficient Exhaust Hood | 3.3648 | 0.74879 | 4.4937 | 0 | 0 | 0 | Fail RIM | Commercial | HVAC tune-up_RTU | Restaurants | Existing | E_RS_HVAC tune-up_RTU | 1.2826 | 0.83554 | 1.535 | 5.3064 | 0 | 13.4078 | Commercial | Energy Star Griddle | Assembly | New | N_AS_Energy Star Griddle | 0 | 0.61288 | 0 | 0 | 0 | 0 | Fail TRC
[11 empty] | Commercial | Efficient Exhaust Hood | Schools K-12 | New | N_SC_Efficient Exhaust Hood | 3.3648 | 0.74879 | 4.4937 | 0 | 0 | 0 | Fail RIM | Commercial | HVAC tune-up | Restaurants | Existing | E_RS_HVAC tune-up | 1.9509 | 0.95317 | 2.0467 | 0.0056193 | 0 | 0.011801 | Commercial | Energy Star Griddle | College and University | New | N_CU_Energy Star Griddle | 0 | 0.61288 | 0 | 0 | 0 | 0 | Fail TRC
[11 empty] | Commercial | Efficient Exhaust Hood | Warehouse | New | N_WR_Efficient Exhaust Hood | 3.3648 | 0.74879 | 4.4937 | 0 | 0 | 0 | Fail RIM | Commercial | Dedicated Outdoor Air System on VRF unit | Restaurants | Existing | E_RS_Dedicated Outdoor Air System on VRF unit | 1.3354 | 0.88597 | 1.5072 | 0.011453 | 0.05947 | 0.231 | Commercial | Energy Star Griddle | Grocery | New | N_GR_Energy Star Griddle | 0 | 0.61288 | 0 | 0 | 0 | 0 | Fail TRC
[11 empty] | Commercial | Energy Star Commercial Oven | Assembly | Turnover | T_AS_Energy Star Commercial Oven | 2.9951 | 0.60721 | 4.9326 | 0 | 0 | 0 | Fail RIM | Commercial | Chilled Water System - Variable Speed Drives | Restaurants | Existing | E_RS_Chilled Water System - Variable Speed Drives | 2.4314 | 0.5183 | 4.6911 | 0.17266 | 0.007743 | 1.5804 | Commercial | Energy Star Griddle | Healthcare | New | N_HC_Energy Star Griddle | 0 | 0.61288 | 0 | 0 | 0 | 0 | Fail TRC
[11 empty] | Commercial | Energy Star Commercial Oven | College and University | Turnover | T_CU_Energy Star Commercial Oven | 2.9951 | 0.60721 | 4.9326 | 0 | 0 | 0 | Fail RIM | Commercial | Ceiling Insulation(R2 to R38) | Restaurants | Existing | E_RS_Ceiling Insulation(R2 to R38) | 4.7905 | 1.2499 | 3.8326 | 0 | 0 | 0 | Commercial | Energy Star Griddle | Hospitals | New | N_HS_Energy Star Griddle | 0 | 0.61288 | 0 | 0 | 0 | 0 | Fail TRC
[11 empty] | Commercial | Energy Star Commercial Oven | Grocery | Turnover | T_GR_Energy Star Commercial Oven | 2.9951 | 0.60721 | 4.9326 | 0 | 0 | 0 | Fail RIM | Commercial | Variable Refrigerant Flow (VRF) HVAC Systems | Restaurants | Turnover | T_RS_Variable Refrigerant Flow (VRF) HVAC Systems | 1.3954 | 0.88597 | 1.575 | 0.024556 | 0.18294 | 0.6755 | Commercial | Energy Star Griddle | Institutional | New | N_IN_Energy Star Griddle | 0 | 0.61288 | 0 | 0 | 0 | 0 | Fail TRC
[11 empty] | Commercial | Energy Star Commercial Oven | Healthcare | Turnover | T_HC_Energy Star Commercial Oven | 2.9951 | 0.60721 | 4.9326 | 0 | 0 | 0 | Fail RIM | Commercial | Variable Refrigerant Flow (VRF) HVAC Systems | Restaurants | New | N_RS_Variable Refrigerant Flow (VRF) HVAC Systems | 1.3954 | 0.88597 | 1.575 | 0.00042477 | 0.0034678 | 0.012671 | Commercial | Energy Star Griddle | Lodging/Hospitality | New | N_LG_Energy Star Griddle | 0 | 0.61288 | 0 | 0 | 0 | 0 | Fail TRC
[11 empty] | Commercial | Energy Star Commercial Oven | Hospitals | Turnover | T_HS_Energy Star Commercial Oven | 2.9951 | 0.60721 | 4.9326 | 0 | 0 | 0 | Fail RIM | Commercial | VSD Controlled Compressor | Restaurants | New | N_RS_VSD Controlled Compressor | 2.0579 | 0.56283 | 3.6564 | 0.015837 | 0.013266 | 0.12215 | Commercial | Energy Star Griddle | Miscellaneous | New | N_MS_Energy Star Griddle | 0 | 0.61288 | 0 | 0 | 0 | 0 | Fail TRC
[11 empty] | Commercial | Energy Star Commercial Oven | Institutional | Turnover | T_IN_Energy Star Commercial Oven | 2.9951 | 0.60721 | 4.9326 | 0 | 0 | 0 | Fail RIM | Commercial | VSD Controlled Compressor | Restaurants | Existing | E_RS_VSD Controlled Compressor | 2.0579 | 0.56283 | 3.6564 | 0.17578 | 0.14724 | 1.3558 | Commercial | Energy Star Griddle | Offices | New | N_OF_Energy Star Griddle | 0 | 0.61288 | 0 | 0 | 0 | 0 | Fail TRC
[11 empty] | Commercial | Energy Star Commercial Oven | Lodging/Hospitality | Turnover | T_LG_Energy Star Commercial Oven | 2.9951 | 0.60721 | 4.9326 | 0 | 0 | 0 | Fail RIM | Commercial | Variable Speed Pool Pump | Restaurants | Turnover | T_RS_Variable Speed Pool Pump | 1.6477 | 0.70191 | 2.3474 | 0 | 0 | 0 | Commercial | Energy Star Griddle | Restaurants | New | N_RS_Energy Star Griddle | 0 | 0.61288 | 0 | 0 | 0 | 0 | Fail TRC
[11 empty] | Commercial | Energy Star Commercial Oven | Miscellaneous | Turnover | T_MS_Energy Star Commercial Oven | 2.9951 | 0.60721 | 4.9326 | 0 | 0 | 0 | Fail RIM | Commercial | Solar Pool Heater | Restaurants | Turnover | T_RS_Solar Pool Heater | 1.0773 | 0.33386 | 3.2268 | 0 | 0 | 0 | Commercial | Energy Star Griddle | Retail | New | N_RT_Energy Star Griddle | 0 | 0.61288 | 0 | 0 | 0 | 0 | Fail TRC
[11 empty] | Commercial | Energy Star Commercial Oven | Offices | Turnover | T_OF_Energy Star Commercial Oven | 2.9951 | 0.60721 | 4.9326 | 0 | 0 | 0 | Fail RIM | Commercial | Variable Speed Pool Pump | Restaurants | New | N_RS_Variable Speed Pool Pump | 1.6477 | 0.70191 | 2.3474 | 0 | 0 | 0 | Commercial | Energy Star Griddle | Schools K-12 | New | N_SC_Energy Star Griddle | 0 | 0.61288 | 0 | 0 | 0 | 0 | Fail TRC
[11 empty] | Commercial | Energy Star Commercial Oven | Restaurants | Turnover | T_RS_Energy Star Commercial Oven | 2.9951 | 0.60721 | 4.9326 | 0 | 0 | 0 | Fail RIM | Commercial | Solar Pool Heater | Restaurants | New | N_RS_Solar Pool Heater | 1.0773 | 0.33386 | 3.2268 | 0 | 0 | 0 | Commercial | Energy Star Griddle | Warehouse | New | N_WR_Energy Star Griddle | 0 | 0.61288 | 0 | 0 | 0 | 0 | Fail TRC
[11 empty] | Commercial | Energy Star Commercial Oven | Retail | Turnover | T_RT_Energy Star Commercial Oven | 2.9951 | 0.60721 | 4.9326 | 0 | 0 | 0 | Fail RIM | Commercial | Efficient Battery Charger | Restaurants | Turnover | T_RS_Efficient Battery Charger | 1.6299 | 1.0222 | 1.5944 | 0 | 0 | 0 | Commercial | Energy Star Steamer | Assembly | Turnover | T_AS_Energy Star Steamer | 6.4196 | 0.5765 | 11.1356 | 0 | 0 | 0 | Fail 2-year Threshold
[11 empty] | Commercial | Energy Star Commercial Oven | Schools K-12 | Turnover | T_SC_Energy Star Commercial Oven | 2.9951 | 0.60721 | 4.9326 | 0 | 0 | 0 | Fail RIM | Commercial | Efficient Battery Charger | Restaurants | New | N_RS_Efficient Battery Charger | 1.6299 | 1.0222 | 1.5944 | 0 | 0 | 0 | Commercial | Energy Star Steamer | College and University | Turnover | T_CU_Energy Star Steamer | 6.4196 | 0.5765 | 11.1356 | 0 | 0 | 0 | Fail 2-year Threshold
[11 empty] | Commercial | Energy Star Commercial Oven | Warehouse | Turnover | T_WR_Energy Star Commercial Oven | 2.9951 | 0.60721 | 4.9326 | 0 | 0 | 0 | Fail RIM | Commercial | Energy Star Uninterruptable Power Supply | Restaurants | Turnover | T_RS_Energy Star Uninterruptable Power Supply | 1.3186 | 0.48348 | 2.7274 | 0 | 0 | 0 | Commercial | Energy Star Steamer | Grocery | Turnover | T_GR_Energy Star Steamer | 6.4196 | 0.5765 | 11.1356 | 0 | 0 | 0 | Fail 2-year Threshold
[11 empty] | Commercial | Energy Star Commercial Oven | Assembly | New | N_AS_Energy Star Commercial Oven | 2.9951 | 0.60721 | 4.9326 | 0 | 0 | 0 | Fail RIM | Commercial | Energy Star Uninterruptable Power Supply | Restaurants | New | N_RS_Energy Star Uninterruptable Power Supply | 1.3186 | 0.48348 | 2.7274 | 0 | 0 | 0 | Commercial | Energy Star Steamer | Healthcare | Turnover | T_HC_Energy Star Steamer | 6.4196 | 0.5765 | 11.1356 | 0 | 0 | 0 | Fail 2-year Threshold
[11 empty] | Commercial | Energy Star Commercial Oven | College and University | New | N_CU_Energy Star Commercial Oven | 2.9951 | 0.60721 | 4.9326 | 0 | 0 | 0 | Fail RIM | Commercial | Demand Controlled Ventilation | Restaurants | New | N_RS_Demand Controlled Ventilation | 1.5112 | 1.2547 | 1.2044 | 0.0047724 | 0.026869 | 0.045838 | Commercial | Energy Star Steamer | Hospitals | Turnover | T_HS_Energy Star Steamer | 6.4196 | 0.5765 | 11.1356 | 0 | 0 | 0 | Fail 2-year Threshold
[11 empty] | Commercial | Energy Star Commercial Oven | Grocery | New | N_GR_Energy Star Commercial Oven | 2.9951 | 0.60721 | 4.9326 | 0 | 0 | 0 | Fail RIM | Commercial | Demand Controlled Ventilation | Restaurants | Existing | E_RS_Demand Controlled Ventilation | 1.5112 | 1.2547 | 1.2044 | 0.26486 | 1.4911 | 2.5439 | Commercial | Energy Star Steamer | Institutional | Turnover | T_IN_Energy Star Steamer | 6.4196 | 0.5765 | 11.1356 | 0 | 0 | 0 | Fail 2-year Threshold
[11 empty] | Commercial | Energy Star Commercial Oven | Healthcare | New | N_HC_Energy Star Commercial Oven | 2.9951 | 0.60721 | 4.9326 | 0 | 0 | 0 | Fail RIM | Commercial | High Bay LED | Restaurants | Turnover | T_RS_High Bay LED | 3.4248 | 0.67837 | 5.0485 | 0 | 0 | 0 | Commercial | Energy Star Steamer | Lodging/Hospitality | Turnover | T_LG_Energy Star Steamer | 6.4196 | 0.5765 | 11.1356 | 0 | 0 | 0 | Fail 2-year Threshold
[11 empty] | Commercial | Energy Star Commercial Oven | Hospitals | New | N_HS_Energy Star Commercial Oven | 2.9951 | 0.60721 | 4.9326 | 0 | 0 | 0 | Fail RIM | Commercial | High Bay LED | Restaurants | New | N_RS_High Bay LED | 3.4248 | 0.67837 | 5.0485 | 0 | 0 | 0 | Commercial | Energy Star Steamer | Miscellaneous | Turnover | T_MS_Energy Star Steamer | 6.4196 | 0.5765 | 11.1356 | 0 | 0 | 0 | Fail 2-year Threshold
[11 empty] | Commercial | Energy Star Commercial Oven | Institutional | New | N_IN_Energy Star Commercial Oven | 2.9951 | 0.60721 | 4.9326 | 0 | 0 | 0 | Fail RIM | Commercial | High Efficiency Chiller (Air Cooled, 50 tons) | Restaurants | Turnover | T_RS_High Efficiency Chiller (Air Cooled, 50 tons) | 3.5601 | 0.88681 | 4.0145 | 0.068343 | 0.0031103 | 0.25089 | Commercial | Energy Star Steamer | Offices | Turnover | T_OF_Energy Star Steamer | 6.4196 | 0.5765 | 11.1356 | 0 | 0 | 0 | Fail 2-year Threshold
[11 empty] | Commercial | Energy Star Commercial Oven | Lodging/Hospitality | New | N_LG_Energy Star Commercial Oven | 2.9951 | 0.60721 | 4.9326 | 0 | 0 | 0 | Fail RIM | Commercial | High Efficiency Chiller (Water cooled-positive displacement, 100 tons) | Restaurants | Turnover | T_RS_High Efficiency Chiller (Water cooled-positive displacement, 100 tons) | 2.4043 | 1.167 | 2.0602 | 0.023705 | 4.6045e-05 | 0.062911 | Commercial | Energy Star Steamer | Restaurants | Turnover | T_RS_Energy Star Steamer | 6.4196 | 0.5765 | 11.1356 | 0 | 0 | 0 | Fail 2-year Threshold
[11 empty] | Commercial | Energy Star Commercial Oven | Miscellaneous | New | N_MS_Energy Star Commercial Oven | 2.9951 | 0.60721 | 4.9326 | 0 | 0 | 0 | Fail RIM | Commercial | High Efficiency Chiller (Water cooled-centrifugal, 200 tons) | Restaurants | Turnover | T_RS_High Efficiency Chiller (Water cooled-centrifugal, 200 tons) | 4.1331 | 1.167 | 3.5416 | 0.047675 | 9.2603e-05 | 0.12652 | Commercial | Energy Star Steamer | Retail | Turnover | T_RT_Energy Star Steamer | 6.4196 | 0.5765 | 11.1356 | 0 | 0 | 0 | Fail 2-year Threshold
[11 empty] | Commercial | Energy Star Commercial Oven | Offices | New | N_OF_Energy Star Commercial Oven | 2.9951 | 0.60721 | 4.9326 | 0 | 0 | 0 | Fail RIM | Commercial | High Efficiency Chiller (Air Cooled, 50 tons) | Restaurants | New | N_RS_High Efficiency Chiller (Air Cooled, 50 tons) | 3.5601 | 0.88681 | 4.0145 | 0.0012315 | 5.6043e-05 | 0.0045208 | Commercial | Energy Star Steamer | Schools K-12 | Turnover | T_SC_Energy Star Steamer | 6.4196 | 0.5765 | 11.1356 | 0 | 0 | 0 | Fail 2-year Threshold
[11 empty] | Commercial | Energy Star Commercial Oven | Restaurants | New | N_RS_Energy Star Commercial Oven | 2.9951 | 0.60721 | 4.9326 | 0 | 0 | 0 | Fail RIM | Commercial | High Efficiency Chiller (Water cooled-positive displacement, 100 tons) | Restaurants | New | N_RS_High Efficiency Chiller (Water cooled-positive displacement, 100 tons) | 2.4043 | 1.167 | 2.0602 | 6.2654e-05 | 1.217e-07 | 0.00016628 | Commercial | Energy Star Steamer | Warehouse | Turnover | T_WR_Energy Star Steamer | 6.4196 | 0.5765 | 11.1356 | 0 | 0 | 0 | Fail 2-year Threshold
[11 empty] | Commercial | Energy Star Commercial Oven | Retail | New | N_RT_Energy Star Commercial Oven | 2.9951 | 0.60721 | 4.9326 | 0 | 0 | 0 | Fail RIM | Commercial | High Efficiency Chiller (Water cooled-centrifugal, 200 tons) | Restaurants | New | N_RS_High Efficiency Chiller (Water cooled-centrifugal, 200 tons) | 4.1331 | 1.167 | 3.5416 | 0.00085905 | 1.6686e-06 | 0.0022798 | Commercial | Energy Star Steamer | Assembly | New | N_AS_Energy Star Steamer | 6.4196 | 0.5765 | 11.1356 | 0 | 0 | 0 | Fail 2-year Threshold
[11 empty] | Commercial | Energy Star Commercial Oven | Schools K-12 | New | N_SC_Energy Star Commercial Oven | 2.9951 | 0.60721 | 4.9326 | 0 | 0 | 0 | Fail RIM | Commercial | Energy Star Commercial Solid Door Refrigerator | Restaurants | Turnover | T_RS_Energy Star Commercial Solid Door Refrigerator | 2.5919 | 0.54213 | 4.781 | 0 | 0 | 0 | Commercial | Energy Star Steamer | College and University | New | N_CU_Energy Star Steamer | 6.4196 | 0.5765 | 11.1356 | 0 | 0 | 0 | Fail 2-year Threshold
[11 empty] | Commercial | Energy Star Commercial Oven | Warehouse | New | N_WR_Energy Star Commercial Oven | 2.9951 | 0.60721 | 4.9326 | 0 | 0 | 0 | Fail RIM | Commercial | Energy Star Commercial Solid Door Refrigerator | Restaurants | New | N_RS_Energy Star Commercial Solid Door Refrigerator | 2.5919 | 0.54213 | 4.781 | 0 | 0 | 0 | Commercial | Energy Star Steamer | Grocery | New | N_GR_Energy Star Steamer | 6.4196 | 0.5765 | 11.1356 | 0 | 0 | 0 | Fail 2-year Threshold
[11 empty] | Commercial | Energy Star Fryer | Assembly | Turnover | T_AS_Energy Star Fryer | 0.23256 | 0.60664 | 0.38336 | 0 | 0 | 0 | Fail RIM | Commercial | Energy Star Hot Food Holding Cabinet | Restaurants | Turnover | T_RS_Energy Star Hot Food Holding Cabinet | 1.2802 | 0.65051 | 1.968 | 1.8222 | 0.88171 | 9.8946 | Commercial | Energy Star Steamer | Healthcare | New | N_HC_Energy Star Steamer | 6.4196 | 0.5765 | 11.1356 | 0 | 0 | 0 | Fail 2-year Threshold
[11 empty] | Commercial | Energy Star Fryer | College and University | Turnover | T_CU_Energy Star Fryer | 0.23256 | 0.60664 | 0.38336 | 0 | 0 | 0 | Fail RIM | Commercial | Efficient Exhaust Hood | Restaurants | Turnover | T_RS_Efficient Exhaust Hood | 3.3648 | 0.74879 | 4.4937 | 0.96601 | 0.37915 | 4.4187 | Commercial | Energy Star Steamer | Hospitals | New | N_HS_Energy Star Steamer | 6.4196 | 0.5765 | 11.1356 | 0 | 0 | 0 | Fail 2-year Threshold
[11 empty] | Commercial | Energy Star Fryer | Grocery | Turnover | T_GR_Energy Star Fryer | 0.23256 | 0.60664 | 0.38336 | 0 | 0 | 0 | Fail RIM | Commercial | Efficient Exhaust Hood | Restaurants | New | N_RS_Efficient Exhaust Hood | 3.3648 | 0.74879 | 4.4937 | 0.017406 | 0.006832 | 0.07962 | Commercial | Energy Star Steamer | Institutional | New | N_IN_Energy Star Steamer | 6.4196 | 0.5765 | 11.1356 | 0 | 0 | 0 | Fail 2-year Threshold
[11 empty] | Commercial | Energy Star Fryer | Healthcare | Turnover | T_HC_Energy Star Fryer | 0.23256 | 0.60664 | 0.38336 | 0 | 0 | 0 | Fail RIM | Commercial | Energy Star Hot Food Holding Cabinet | Restaurants | New | N_RS_Energy Star Hot Food Holding Cabinet | 1.2802 | 0.65051 | 1.968 | 0.032834 | 0.015887 | 0.17829 | Commercial | Energy Star Steamer | Lodging/Hospitality | New | N_LG_Energy Star Steamer | 6.4196 | 0.5765 | 11.1356 | 0 | 0 | 0 | Fail 2-year Threshold
[11 empty] | Commercial | Energy Star Fryer | Hospitals | Turnover | T_HS_Energy Star Fryer | 0.23256 | 0.60664 | 0.38336 | 0 | 0 | 0 | Fail RIM | Commercial | PSC to ECM Evaporator Fan Motor (Walk-In, Refrigerator) | Retail | New | N_RT_PSC to ECM Evaporator Fan Motor (Walk-In, Refrigerator) | 1.1925 | 0.58275 | 2.0463 | 0.0030774 | 0.00028191 | 0.022111 | Commercial | Energy Star Steamer | Miscellaneous | New | N_MS_Energy Star Steamer | 6.4196 | 0.5765 | 11.1356 | 0 | 0 | 0 | Fail 2-year Threshold
[11 empty] | Commercial | Energy Star Fryer | Institutional | Turnover | T_IN_Energy Star Fryer | 0.23256 | 0.60664 | 0.38336 | 0 | 0 | 0 | Fail RIM | Commercial | PSC to ECM Evaporator Fan Motor (Reach-In) | Retail | New | N_RT_PSC to ECM Evaporator Fan Motor (Reach-In) | 1.8374 | 0.58275 | 3.153 | 0.0020152 | 0.00018461 | 0.014479 | Commercial | Energy Star Steamer | Offices | New | N_OF_Energy Star Steamer | 6.4196 | 0.5765 | 11.1356 | 0 | 0 | 0 | Fail 2-year Threshold
[11 empty] | Commercial | Energy Star Fryer | Lodging/Hospitality | Turnover | T_LG_Energy Star Fryer | 0.23256 | 0.60664 | 0.38336 | 0 | 0 | 0 | Fail RIM | Commercial | PSC to ECM Evaporator Fan Motor (Walk-In, Refrigerator) | Retail | Existing | E_RT_PSC to ECM Evaporator Fan Motor (Walk-In, Refrigerator) | 1.1925 | 0.58275 | 2.0463 | 0.042697 | 0.0039114 | 0.30677 | Commercial | Energy Star Steamer | Restaurants | New | N_RS_Energy Star Steamer | 6.4196 | 0.5765 | 11.1356 | 0 | 0 | 0 | Fail 2-year Threshold
[11 empty] | Commercial | Energy Star Fryer | Miscellaneous | Turnover | T_MS_Energy Star Fryer | 0.23256 | 0.60664 | 0.38336 | 0 | 0 | 0 | Fail RIM | Commercial | PSC to ECM Evaporator Fan Motor (Reach-In) | Retail | Existing | E_RT_PSC to ECM Evaporator Fan Motor (Reach-In) | 1.8374 | 0.58275 | 3.153 | 0.057484 | 0.005266 | 0.41301 | Commercial | Energy Star Steamer | Retail | New | N_RT_Energy Star Steamer | 6.4196 | 0.5765 | 11.1356 | 0 | 0 | 0 | Fail 2-year Threshold
[11 empty] | Commercial | Energy Star Fryer | Offices | Turnover | T_OF_Energy Star Fryer | 0.23256 | 0.60664 | 0.38336 | 0 | 0 | 0 | Fail RIM | Commercial | Facility Energy Management System | Retail | New | N_RT_Facility Energy Management System | 2.1781 | 0.8373 | 2.6013 | 0.058881 | 0.017309 | 0.2277 | Commercial | Energy Star Steamer | Schools K-12 | New | N_SC_Energy Star Steamer | 6.4196 | 0.5765 | 11.1356 | 0 | 0 | 0 | Fail 2-year Threshold
[11 empty] | Commercial | Energy Star Fryer | Restaurants | Turnover | T_RS_Energy Star Fryer | 0.23256 | 0.60664 | 0.38336 | 0 | 0 | 0 | Fail RIM | Commercial | Facility Energy Management System | Retail | Existing | E_RT_Facility Energy Management System | 2.1781 | 0.8373 | 2.6013 | 3.212 | 0.96546 | 12.4187 | Commercial | Energy Star Steamer | Warehouse | New | N_WR_Energy Star Steamer | 6.4196 | 0.5765 | 11.1356 | 0 | 0 | 0 | Fail 2-year Threshold
[11 empty] | Commercial | Energy Star Fryer | Retail | Turnover | T_RT_Energy Star Fryer | 0.23256 | 0.60664 | 0.38336 | 0 | 0 | 0 | Fail RIM | Commercial | Thermal Energy Storage | Retail | New | N_RT_Thermal Energy Storage | 2.4645 | 9999 | 9999 | 0 | 0 | 0 | Commercial | Induction Cooktops | Assembly | Turnover | T_AS_Induction Cooktops | 0.3851 | 0.66638 | 0.5779 | 0 | 0 | 0 | Fail TRC
[11 empty] | Commercial | Energy Star Fryer | Schools K-12 | Turnover | T_SC_Energy Star Fryer | 0.23256 | 0.60664 | 0.38336 | 0 | 0 | 0 | Fail RIM | Commercial | Smart Thermostat | Retail | New | N_RT_Smart Thermostat | 1.6273 | 0.98803 | 1.647 | 0.11283 | -5.2999e-06 | 0.31201 | Commercial | Induction Cooktops | College and University | Turnover | T_CU_Induction Cooktops | 0.3851 | 0.66638 | 0.5779 | 0 | 0 | 0 | Fail TRC
[11 empty] | Commercial | Energy Star Fryer | Warehouse | Turnover | T_WR_Energy Star Fryer | 0.23256 | 0.60664 | 0.38336 | 0 | 0 | 0 | Fail RIM | Commercial | HVAC tune-up_RTU | Retail | New | N_RT_HVAC tune-up_RTU | 1.0052 | 0.83554 | 1.2031 | 0.15941 | 0 | 0.40279 | Commercial | Induction Cooktops | Grocery | Turnover | T_GR_Induction Cooktops | 0.3851 | 0.66638 | 0.5779 | 0 | 0 | 0 | Fail TRC
[11 empty] | Commercial | Energy Star Fryer | Assembly | New | N_AS_Energy Star Fryer | 0.23256 | 0.60664 | 0.38336 | 0 | 0 | 0 | Fail RIM | Commercial | HVAC tune-up | Retail | New | N_RT_HVAC tune-up | 1.529 | 0.95317 | 1.6041 | 1.2718e-05 | 0 | 2.6709e-05 | Commercial | Induction Cooktops | Healthcare | Turnover | T_HC_Induction Cooktops | 0.3851 | 0.66638 | 0.5779 | 0 | 0 | 0 | Fail TRC
[11 empty] | Commercial | Energy Star Fryer | College and University | New | N_CU_Energy Star Fryer | 0.23256 | 0.60664 | 0.38336 | 0 | 0 | 0 | Fail RIM | Commercial | Duct Sealing Repair | Retail | New | N_RT_Duct Sealing Repair | 9.1204 | 1.6399 | 5.5617 | 0 | 0 | 0 | Commercial | Induction Cooktops | Hospitals | Turnover | T_HS_Induction Cooktops | 0.3851 | 0.66638 | 0.5779 | 0 | 0 | 0 | Fail TRC
[11 empty] | Commercial | Energy Star Fryer | Grocery | New | N_GR_Energy Star Fryer | 0.23256 | 0.60664 | 0.38336 | 0 | 0 | 0 | Fail RIM | Commercial | Dedicated Outdoor Air System on VRF unit | Retail | New | N_RT_Dedicated Outdoor Air System on VRF unit | 1.0287 | 0.88597 | 1.1611 | 8.3788e-07 | 0.00083447 | 0.002716 | Commercial | Induction Cooktops | Institutional | Turnover | T_IN_Induction Cooktops | 0.3851 | 0.66638 | 0.5779 | 0 | 0 | 0 | Fail TRC
[11 empty] | Commercial | Energy Star Fryer | Healthcare | New | N_HC_Energy Star Fryer | 0.23256 | 0.60664 | 0.38336 | 0 | 0 | 0 | Fail RIM | Commercial | Chilled Water System - Variable Speed Drives | Retail | New | N_RT_Chilled Water System - Variable Speed Drives | 2.4314 | 0.5183 | 4.6911 | 0 | 0 | 0 | Commercial | Induction Cooktops | Lodging/Hospitality | Turnover | T_LG_Induction Cooktops | 0.3851 | 0.66638 | 0.5779 | 0 | 0 | 0 | Fail TRC
[11 empty] | Commercial | Energy Star Fryer | Hospitals | New | N_HS_Energy Star Fryer | 0.23256 | 0.60664 | 0.38336 | 0 | 0 | 0 | Fail RIM | Commercial | Ceiling Insulation(R2 to R38) | Retail | New | N_RT_Ceiling Insulation(R2 to R38) | 4.6999 | 1.2499 | 3.7601 | 0 | 0 | 0 | Commercial | Induction Cooktops | Miscellaneous | Turnover | T_MS_Induction Cooktops | 0.3851 | 0.66638 | 0.5779 | 0 | 0 | 0 | Fail TRC
[11 empty] | Commercial | Energy Star Fryer | Institutional | New | N_IN_Energy Star Fryer | 0.23256 | 0.60664 | 0.38336 | 0 | 0 | 0 | Fail RIM | Commercial | Wall Insulation | Retail | Existing | E_RT_Wall Insulation | 3.4553 | 1.2499 | 2.7644 | 2.6986 | 0.030417 | 13.2892 | Commercial | Induction Cooktops | Offices | Turnover | T_OF_Induction Cooktops | 0.3851 | 0.66638 | 0.5779 | 0 | 0 | 0 | Fail TRC
[11 empty] | Commercial | Energy Star Fryer | Lodging/Hospitality | New | N_LG_Energy Star Fryer | 0.23256 | 0.60664 | 0.38336 | 0 | 0 | 0 | Fail RIM | Commercial | Thermal Energy Storage | Retail | Existing | E_RT_Thermal Energy Storage | 2.4645 | 9999 | 9999 | -5.277e-07 | -6.8282e-09 | 8.764e-08 | Commercial | Induction Cooktops | Restaurants | Turnover | T_RS_Induction Cooktops | 0.3851 | 0.66638 | 0.5779 | 0 | 0 | 0 | Fail TRC
[11 empty] | Commercial | Energy Star Fryer | Miscellaneous | New | N_MS_Energy Star Fryer | 0.23256 | 0.60664 | 0.38336 | 0 | 0 | 0 | Fail RIM | Commercial | Smart Thermostat | Retail | Existing | E_RT_Smart Thermostat | 1.6273 | 0.98803 | 1.647 | 5.8791 | -0.0002819 | 16.2655 | Commercial | Induction Cooktops | Retail | Turnover | T_RT_Induction Cooktops | 0.3851 | 0.66638 | 0.5779 | 0 | 0 | 0 | Fail TRC
[11 empty] | Commercial | Energy Star Fryer | Offices | New | N_OF_Energy Star Fryer | 0.23256 | 0.60664 | 0.38336 | 0 | 0 | 0 | Fail RIM | Commercial | Low U-Value Windows | Retail | Existing | E_RT_Low U-Value Windows | 1.4627 | 1.1184 | 1.3078 | 4.1873 | 0.0011831 | 11.55 | Commercial | Induction Cooktops | Schools K-12 | Turnover | T_SC_Induction Cooktops | 0.3851 | 0.66638 | 0.5779 | 0 | 0 | 0 | Fail TRC
[11 empty] | Commercial | Energy Star Fryer | Restaurants | New | N_RS_Energy Star Fryer | 0.23256 | 0.60664 | 0.38336 | 0 | 0 | 0 | Fail RIM | Commercial | HVAC tune-up_RTU | Retail | Existing | E_RT_HVAC tune-up_RTU | 1.0052 | 0.83554 | 1.2031 | 8.1144 | 0 | 20.5029 | Commercial | Induction Cooktops | Warehouse | Turnover | T_WR_Induction Cooktops | 0.3851 | 0.66638 | 0.5779 | 0 | 0 | 0 | Fail TRC
[11 empty] | Commercial | Energy Star Fryer | Retail | New | N_RT_Energy Star Fryer | 0.23256 | 0.60664 | 0.38336 | 0 | 0 | 0 | Fail RIM | Commercial | HVAC tune-up | Retail | Existing | E_RT_HVAC tune-up | 1.529 | 0.95317 | 1.6041 | 0.00066265 | 0 | 0.0013917 | Commercial | Induction Cooktops | Assembly | New | N_AS_Induction Cooktops | 0.3851 | 0.66638 | 0.5779 | 0 | 0 | 0 | Fail TRC
[11 empty] | Commercial | Energy Star Fryer | Schools K-12 | New | N_SC_Energy Star Fryer | 0.23256 | 0.60664 | 0.38336 | 0 | 0 | 0 | Fail RIM | Commercial | Duct Sealing Repair | Retail | Existing | E_RT_Duct Sealing Repair | 9.1204 | 1.6399 | 5.5617 | 3.9113 | 0.34291 | 20.3435 | Commercial | Induction Cooktops | College and University | New | N_CU_Induction Cooktops | 0.3851 | 0.66638 | 0.5779 | 0 | 0 | 0 | Fail TRC
[11 empty] | Commercial | Energy Star Fryer | Warehouse | New | N_WR_Energy Star Fryer | 0.23256 | 0.60664 | 0.38336 | 0 | 0 | 0 | Fail RIM | Commercial | Dedicated Outdoor Air System on VRF unit | Retail | Existing | E_RT_Dedicated Outdoor Air System on VRF unit | 1.0287 | 0.88597 | 1.1611 | 0.001388 | 0.050183 | 0.16773 | Commercial | Induction Cooktops | Grocery | New | N_GR_Induction Cooktops | 0.3851 | 0.66638 | 0.5779 | 0 | 0 | 0 | Fail TRC
[11 empty] | Commercial | Energy Star Griddle | Assembly | Turnover | T_AS_Energy Star Griddle | 0 | 0.61288 | 0 | 0 | 0 | 0 | Fail RIM | Commercial | Chilled Water System - Variable Speed Drives | Retail | Existing | E_RT_Chilled Water System - Variable Speed Drives | 2.4314 | 0.5183 | 4.6911 | 0 | 0 | 0 | Commercial | Induction Cooktops | Healthcare | New | N_HC_Induction Cooktops | 0.3851 | 0.66638 | 0.5779 | 0 | 0 | 0 | Fail TRC
[11 empty] | Commercial | Energy Star Griddle | College and University | Turnover | T_CU_Energy Star Griddle | 0 | 0.61288 | 0 | 0 | 0 | 0 | Fail RIM | Commercial | Ceiling Insulation(R2 to R38) | Retail | Existing | E_RT_Ceiling Insulation(R2 to R38) | 4.7905 | 1.2499 | 3.8326 | 0 | 0 | 0 | Commercial | Induction Cooktops | Hospitals | New | N_HS_Induction Cooktops | 0.3851 | 0.66638 | 0.5779 | 0 | 0 | 0 | Fail TRC
[11 empty] | Commercial | Energy Star Griddle | Grocery | Turnover | T_GR_Energy Star Griddle | 0 | 0.61288 | 0 | 0 | 0 | 0 | Fail RIM | Commercial | Variable Refrigerant Flow (VRF) HVAC Systems | Retail | Turnover | T_RT_Variable Refrigerant Flow (VRF) HVAC Systems | 1.069 | 0.88597 | 1.2065 | 0.0029761 | 0.15437 | 0.5117 | Commercial | Induction Cooktops | Institutional | New | N_IN_Induction Cooktops | 0.3851 | 0.66638 | 0.5779 | 0 | 0 | 0 | Fail TRC
[11 empty] | Commercial | Energy Star Griddle | Healthcare | Turnover | T_HC_Energy Star Griddle | 0 | 0.61288 | 0 | 0 | 0 | 0 | Fail RIM | Commercial | Variable Refrigerant Flow (VRF) HVAC Systems | Retail | New | N_RT_Variable Refrigerant Flow (VRF) HVAC Systems | 1.069 | 0.88597 | 1.2065 | 5.8468e-05 | 0.0029708 | 0.0098514 | Commercial | Induction Cooktops | Lodging/Hospitality | New | N_LG_Induction Cooktops | 0.3851 | 0.66638 | 0.5779 | 0 | 0 | 0 | Fail TRC
[11 empty] | Commercial | Energy Star Griddle | Hospitals | Turnover | T_HS_Energy Star Griddle | 0 | 0.61288 | 0 | 0 | 0 | 0 | Fail RIM | Commercial | ECM Motors on Furnaces | Retail | New | N_RT_ECM Motors on Furnaces | 2.4479 | 0.48382 | 5.0596 | 0 | 1.5759e-06 | 1.3805e-05 | Commercial | Induction Cooktops | Miscellaneous | New | N_MS_Induction Cooktops | 0.3851 | 0.66638 | 0.5779 | 0 | 0 | 0 | Fail TRC
[11 empty] | Commercial | Energy Star Griddle | Institutional | Turnover | T_IN_Energy Star Griddle | 0 | 0.61288 | 0 | 0 | 0 | 0 | Fail RIM | Commercial | ECM Motors on Furnaces | Retail | Existing | E_RT_ECM Motors on Furnaces | 2.4479 | 0.48382 | 5.0596 | 0 | 8.3825e-05 | 0.00073431 | Commercial | Induction Cooktops | Offices | New | N_OF_Induction Cooktops | 0.3851 | 0.66638 | 0.5779 | 0 | 0 | 0 | Fail TRC
[11 empty] | Commercial | Energy Star Griddle | Lodging/Hospitality | Turnover | T_LG_Energy Star Griddle | 0 | 0.61288 | 0 | 0 | 0 | 0 | Fail RIM | Commercial | VSD Controlled Compressor | Retail | New | N_RT_VSD Controlled Compressor | 2.2194 | 0.607 | 3.6564 | 0.047323 | 0.022149 | 0.31385 | Commercial | Induction Cooktops | Restaurants | New | N_RS_Induction Cooktops | 0.3851 | 0.66638 | 0.5779 | 0 | 0 | 0 | Fail TRC
[11 empty] | Commercial | Energy Star Griddle | Miscellaneous | Turnover | T_MS_Energy Star Griddle | 0 | 0.61288 | 0 | 0 | 0 | 0 | Fail RIM | Commercial | VSD Controlled Compressor | Retail | Existing | E_RT_VSD Controlled Compressor | 2.2194 | 0.607 | 3.6564 | 0.52526 | 0.24584 | 3.4835 | Commercial | Induction Cooktops | Retail | New | N_RT_Induction Cooktops | 0.3851 | 0.66638 | 0.5779 | 0 | 0 | 0 | Fail TRC
[11 empty] | Commercial | Energy Star Griddle | Offices | Turnover | T_OF_Energy Star Griddle | 0 | 0.61288 | 0 | 0 | 0 | 0 | Fail RIM | Commercial | Variable Speed Pool Pump | Retail | Turnover | T_RT_Variable Speed Pool Pump | 1.6477 | 0.70191 | 2.3474 | 0 | 0 | 0 | Commercial | Induction Cooktops | Schools K-12 | New | N_SC_Induction Cooktops | 0.3851 | 0.66638 | 0.5779 | 0 | 0 | 0 | Fail TRC
[11 empty] | Commercial | Energy Star Griddle | Restaurants | Turnover | T_RS_Energy Star Griddle | 0 | 0.61288 | 0 | 0 | 0 | 0 | Fail RIM | Commercial | Solar Pool Heater | Retail | Turnover | T_RT_Solar Pool Heater | 1.0773 | 0.33386 | 3.2268 | 0 | 0 | 0 | Commercial | Induction Cooktops | Warehouse | New | N_WR_Induction Cooktops | 0.3851 | 0.66638 | 0.5779 | 0 | 0 | 0 | Fail TRC
[11 empty] | Commercial | Energy Star Griddle | Retail | Turnover | T_RT_Energy Star Griddle | 0 | 0.61288 | 0 | 0 | 0 | 0 | Fail RIM | Commercial | Variable Speed Pool Pump | Retail | New | N_RT_Variable Speed Pool Pump | 1.6477 | 0.70191 | 2.3474 | 0 | 0 | 0 | Commercial | Energy Star Commercial Dishwasher | Assembly | Turnover | T_AS_Energy Star Commercial Dishwasher | 12.6845 | 0.44349 | 28.6019 | 0 | 0 | 0 | Fail 2-year Threshold
[11 empty] | Commercial | Energy Star Griddle | Schools K-12 | Turnover | T_SC_Energy Star Griddle | 0 | 0.61288 | 0 | 0 | 0 | 0 | Fail RIM | Commercial | Solar Pool Heater | Retail | New | N_RT_Solar Pool Heater | 1.0773 | 0.33386 | 3.2268 | 0 | 0 | 0 | Commercial | Energy Star Commercial Dishwasher | College and University | Turnover | T_CU_Energy Star Commercial Dishwasher | 12.6845 | 0.44349 | 28.6019 | 0 | 0 | 0 | Fail 2-year Threshold
[11 empty] | Commercial | Energy Star Griddle | Warehouse | Turnover | T_WR_Energy Star Griddle | 0 | 0.61288 | 0 | 0 | 0 | 0 | Fail RIM | Commercial | Premium T8 - Fixture Replacement | Retail | Turnover | T_RT_Premium T8 - Fixture Replacement | 1.1035 | 0.6474 | 1.7045 | 2.465 | 0.00013504 | 10.1078 | Commercial | Energy Star Commercial Dishwasher | Grocery | Turnover | T_GR_Energy Star Commercial Dishwasher | 12.6845 | 0.44349 | 28.6019 | 0 | 0 | 0 | Fail 2-year Threshold
[11 empty] | Commercial | Energy Star Griddle | Assembly | New | N_AS_Energy Star Griddle | 0 | 0.61288 | 0 | 0 | 0 | 0 | Fail RIM | Commercial | Premium T8 - Fixture Replacement | Retail | New | N_RT_Premium T8 - Fixture Replacement | 1.1035 | 0.6474 | 1.7045 | 0 | 0 | 0 | Commercial | Energy Star Commercial Dishwasher | Healthcare | Turnover | T_HC_Energy Star Commercial Dishwasher | 12.6845 | 0.44349 | 28.6019 | 0 | 0 | 0 | Fail 2-year Threshold
[11 empty] | Commercial | Energy Star Griddle | College and University | New | N_CU_Energy Star Griddle | 0 | 0.61288 | 0 | 0 | 0 | 0 | Fail RIM | Commercial | Efficient Battery Charger | Retail | Turnover | T_RT_Efficient Battery Charger | 1.6299 | 1.0222 | 1.5944 | 2.9945 | 0 | 5.465 | Commercial | Energy Star Commercial Dishwasher | Hospitals | Turnover | T_HS_Energy Star Commercial Dishwasher | 12.6845 | 0.44349 | 28.6019 | 0 | 0 | 0 | Fail 2-year Threshold
[11 empty] | Commercial | Energy Star Griddle | Grocery | New | N_GR_Energy Star Griddle | 0 | 0.61288 | 0 | 0 | 0 | 0 | Fail RIM | Commercial | Efficient Battery Charger | Retail | New | N_RT_Efficient Battery Charger | 1.6299 | 1.0222 | 1.5944 | 0.050586 | 0 | 0.09232 | Commercial | Energy Star Commercial Dishwasher | Institutional | Turnover | T_IN_Energy Star Commercial Dishwasher | 12.6845 | 0.44349 | 28.6019 | 0 | 0 | 0 | Fail 2-year Threshold
[11 empty] | Commercial | Energy Star Griddle | Healthcare | New | N_HC_Energy Star Griddle | 0 | 0.61288 | 0 | 0 | 0 | 0 | Fail RIM | Commercial | Energy Star Uninterruptable Power Supply | Retail | Turnover | T_RT_Energy Star Uninterruptable Power Supply | 1.3186 | 0.48348 | 2.7274 | 0 | 0 | 0 | Commercial | Energy Star Commercial Dishwasher | Lodging/Hospitality | Turnover | T_LG_Energy Star Commercial Dishwasher | 12.6845 | 0.44349 | 28.6019 | 0 | 0 | 0 | Fail 2-year Threshold
[11 empty] | Commercial | Energy Star Griddle | Hospitals | New | N_HS_Energy Star Griddle | 0 | 0.61288 | 0 | 0 | 0 | 0 | Fail RIM | Commercial | Energy Star Uninterruptable Power Supply | Retail | New | N_RT_Energy Star Uninterruptable Power Supply | 1.3186 | 0.48348 | 2.7274 | 0 | 0 | 0 | Commercial | Energy Star Commercial Dishwasher | Miscellaneous | Turnover | T_MS_Energy Star Commercial Dishwasher | 12.6845 | 0.44349 | 28.6019 | 0 | 0 | 0 | Fail 2-year Threshold
[11 empty] | Commercial | Energy Star Griddle | Institutional | New | N_IN_Energy Star Griddle | 0 | 0.61288 | 0 | 0 | 0 | 0 | Fail RIM | Commercial | Demand Controlled Ventilation | Retail | New | N_RT_Demand Controlled Ventilation | 3.3812 | 1.2547 | 2.6948 | 0.031328 | 0.17638 | 0.3009 | Commercial | Energy Star Commercial Dishwasher | Offices | Turnover | T_OF_Energy Star Commercial Dishwasher | 12.6845 | 0.44349 | 28.6019 | 0 | 0 | 0 | Fail 2-year Threshold
[11 empty] | Commercial | Energy Star Griddle | Lodging/Hospitality | New | N_LG_Energy Star Griddle | 0 | 0.61288 | 0 | 0 | 0 | 0 | Fail RIM | Commercial | Demand Controlled Ventilation | Retail | Existing | E_RT_Demand Controlled Ventilation | 3.3812 | 1.2547 | 2.6948 | 1.7386 | 9.7883 | 16.6989 | Commercial | Energy Star Commercial Dishwasher | Restaurants | Turnover | T_RS_Energy Star Commercial Dishwasher | 12.6845 | 0.44349 | 28.6019 | 0 | 0 | 0 | Fail 2-year Threshold
[11 empty] | Commercial | Energy Star Griddle | Miscellaneous | New | N_MS_Energy Star Griddle | 0 | 0.61288 | 0 | 0 | 0 | 0 | Fail RIM | Commercial | High Efficiency Chiller (Air Cooled, 50 tons) | Retail | Turnover | T_RT_High Efficiency Chiller (Air Cooled, 50 tons) | 2.7903 | 0.88681 | 3.1464 | 0 | 0 | 0 | Commercial | Energy Star Commercial Dishwasher | Retail | Turnover | T_RT_Energy Star Commercial Dishwasher | 12.6845 | 0.44349 | 28.6019 | 0 | 0 | 0 | Fail 2-year Threshold
[11 empty] | Commercial | Energy Star Griddle | Offices | New | N_OF_Energy Star Griddle | 0 | 0.61288 | 0 | 0 | 0 | 0 | Fail RIM | Commercial | High Efficiency Chiller (Water cooled-positive displacement, 100 tons) | Retail | Turnover | T_RT_High Efficiency Chiller (Water cooled-positive displacement, 100 tons) | 1.8844 | 1.167 | 1.6147 | 0 | 0 | 0 | Commercial | Energy Star Commercial Dishwasher | Schools K-12 | Turnover | T_SC_Energy Star Commercial Dishwasher | 12.6845 | 0.44349 | 28.6019 | 0 | 0 | 0 | Fail 2-year Threshold
[11 empty] | Commercial | Energy Star Griddle | Restaurants | New | N_RS_Energy Star Griddle | 0 | 0.61288 | 0 | 0 | 0 | 0 | Fail RIM | Commercial | High Efficiency Chiller (Water cooled-centrifugal, 200 tons) | Retail | Turnover | T_RT_High Efficiency Chiller (Water cooled-centrifugal, 200 tons) | 3.2393 | 1.167 | 2.7757 | 0 | 0 | 0 | Commercial | Energy Star Commercial Dishwasher | Warehouse | Turnover | T_WR_Energy Star Commercial Dishwasher | 12.6845 | 0.44349 | 28.6019 | 0 | 0 | 0 | Fail 2-year Threshold
[11 empty] | Commercial | Energy Star Griddle | Retail | New | N_RT_Energy Star Griddle | 0 | 0.61288 | 0 | 0 | 0 | 0 | Fail RIM | Commercial | High Efficiency Chiller (Air Cooled, 50 tons) | Retail | New | N_RT_High Efficiency Chiller (Air Cooled, 50 tons) | 2.7903 | 0.88681 | 3.1464 | 0 | 0 | 0 | Commercial | Energy Star Commercial Dishwasher | Assembly | New | N_AS_Energy Star Commercial Dishwasher | 12.6845 | 0.44349 | 28.6019 | 0 | 0 | 0 | Fail 2-year Threshold
[11 empty] | Commercial | Energy Star Griddle | Schools K-12 | New | N_SC_Energy Star Griddle | 0 | 0.61288 | 0 | 0 | 0 | 0 | Fail RIM | Commercial | High Efficiency Chiller (Water cooled-positive displacement, 100 tons) | Retail | New | N_RT_High Efficiency Chiller (Water cooled-positive displacement, 100 tons) | 1.8844 | 1.167 | 1.6147 | 0 | 0 | 0 | Commercial | Energy Star Commercial Dishwasher | College and University | New | N_CU_Energy Star Commercial Dishwasher | 12.6845 | 0.44349 | 28.6019 | 0 | 0 | 0 | Fail 2-year Threshold
[11 empty] | Commercial | Energy Star Griddle | Warehouse | New | N_WR_Energy Star Griddle | 0 | 0.61288 | 0 | 0 | 0 | 0 | Fail RIM | Commercial | High Efficiency Chiller (Water cooled-centrifugal, 200 tons) | Retail | New | N_RT_High Efficiency Chiller (Water cooled-centrifugal, 200 tons) | 3.2393 | 1.167 | 2.7757 | 0 | 0 | 0 | Commercial | Energy Star Commercial Dishwasher | Grocery | New | N_GR_Energy Star Commercial Dishwasher | 12.6845 | 0.44349 | 28.6019 | 0 | 0 | 0 | Fail 2-year Threshold
[11 empty] | Commercial | Energy Star Hot Food Holding Cabinet | Assembly | Turnover | T_AS_Energy Star Hot Food Holding Cabinet | 1.2802 | 0.65051 | 1.968 | 0 | 0 | 0 | Fail RIM | Commercial | Energy Star Commercial Solid Door Refrigerator | Retail | Turnover | T_RT_Energy Star Commercial Solid Door Refrigerator | 2.7793 | 0.58132 | 4.781 | 0.48221 | 0.21548 | 3.2285 | Commercial | Energy Star Commercial Dishwasher | Healthcare | New | N_HC_Energy Star Commercial Dishwasher | 12.6845 | 0.44349 | 28.6019 | 0 | 0 | 0 | Fail 2-year Threshold
[11 empty] | Commercial | Energy Star Hot Food Holding Cabinet | College and University | Turnover | T_CU_Energy Star Hot Food Holding Cabinet | 1.2802 | 0.65051 | 1.968 | 0 | 0 | 0 | Fail RIM | Commercial | Energy Star Commercial Solid Door Refrigerator | Retail | New | N_RT_Energy Star Commercial Solid Door Refrigerator | 2.7793 | 0.58132 | 4.781 | 0.008689 | 0.0038828 | 0.058174 | Commercial | Energy Star Commercial Dishwasher | Hospitals | New | N_HS_Energy Star Commercial Dishwasher | 12.6845 | 0.44349 | 28.6019 | 0 | 0 | 0 | Fail 2-year Threshold
[11 empty] | Commercial | Energy Star Hot Food Holding Cabinet | Grocery | Turnover | T_GR_Energy Star Hot Food Holding Cabinet | 1.2802 | 0.65051 | 1.968 | 0 | 0 | 0 | Fail RIM | Commercial | Energy Star Hot Food Holding Cabinet | Retail | Turnover | T_RT_Energy Star Hot Food Holding Cabinet | 1.2802 | 0.65051 | 1.968 | 0 | 0 | 0 | Commercial | Energy Star Commercial Dishwasher | Institutional | New | N_IN_Energy Star Commercial Dishwasher | 12.6845 | 0.44349 | 28.6019 | 0 | 0 | 0 | Fail 2-year Threshold
[11 empty] | Commercial | Energy Star Hot Food Holding Cabinet | Healthcare | Turnover | T_HC_Energy Star Hot Food Holding Cabinet | 1.2802 | 0.65051 | 1.968 | 0 | 0 | 0 | Fail RIM | Commercial | Efficient Exhaust Hood | Retail | Turnover | T_RT_Efficient Exhaust Hood | 3.3648 | 0.74879 | 4.4937 | 0 | 0 | 0 | Commercial | Energy Star Commercial Dishwasher | Lodging/Hospitality | New | N_LG_Energy Star Commercial Dishwasher | 12.6845 | 0.44349 | 28.6019 | 0 | 0 | 0 | Fail 2-year Threshold
[11 empty] | Commercial | Energy Star Hot Food Holding Cabinet | Hospitals | Turnover | T_HS_Energy Star Hot Food Holding Cabinet | 1.2802 | 0.65051 | 1.968 | 0 | 0 | 0 | Fail RIM | Commercial | Efficient Exhaust Hood | Retail | New | N_RT_Efficient Exhaust Hood | 3.3648 | 0.74879 | 4.4937 | 0 | 0 | 0 | Commercial | Energy Star Commercial Dishwasher | Miscellaneous | New | N_MS_Energy Star Commercial Dishwasher | 12.6845 | 0.44349 | 28.6019 | 0 | 0 | 0 | Fail 2-year Threshold
[11 empty] | Commercial | Energy Star Hot Food Holding Cabinet | Institutional | Turnover | T_IN_Energy Star Hot Food Holding Cabinet | 1.2802 | 0.65051 | 1.968 | 0 | 0 | 0 | Fail RIM | Commercial | Energy Star Hot Food Holding Cabinet | Retail | New | N_RT_Energy Star Hot Food Holding Cabinet | 1.2802 | 0.65051 | 1.968 | 0 | 0 | 0 | Commercial | Energy Star Commercial Dishwasher | Offices | New | N_OF_Energy Star Commercial Dishwasher | 12.6845 | 0.44349 | 28.6019 | 0 | 0 | 0 | Fail 2-year Threshold
[11 empty] | Commercial | Energy Star Hot Food Holding Cabinet | Lodging/Hospitality | Turnover | T_LG_Energy Star Hot Food Holding Cabinet | 1.2802 | 0.65051 | 1.968 | 0 | 0 | 0 | Fail RIM | Commercial | Retro-Commissioning | Schools K-12 | New | N_SC_Retro-Commissioning | 1.9949 | 0.92752 | 2.1508 | 0 | 0 | 0 | Commercial | Energy Star Commercial Dishwasher | Restaurants | New | N_RS_Energy Star Commercial Dishwasher | 12.6845 | 0.44349 | 28.6019 | 0 | 0 | 0 | Fail 2-year Threshold
[11 empty] | Commercial | Energy Star Hot Food Holding Cabinet | Miscellaneous | Turnover | T_MS_Energy Star Hot Food Holding Cabinet | 1.2802 | 0.65051 | 1.968 | 0 | 0 | 0 | Fail RIM | Commercial | PSC to ECM Evaporator Fan Motor (Walk-In, Refrigerator) | Schools K-12 | New | N_SC_PSC to ECM Evaporator Fan Motor (Walk-In, Refrigerator) | 1.1517 | 0.56283 | 2.0463 | 0.00016226 | 0.00013591 | 0.0012515 | Commercial | Energy Star Commercial Dishwasher | Retail | New | N_RT_Energy Star Commercial Dishwasher | 12.6845 | 0.44349 | 28.6019 | 0 | 0 | 0 | Fail 2-year Threshold
[11 empty] | Commercial | Energy Star Hot Food Holding Cabinet | Offices | Turnover | T_OF_Energy Star Hot Food Holding Cabinet | 1.2802 | 0.65051 | 1.968 | 0 | 0 | 0 | Fail RIM | Commercial | PSC to ECM Evaporator Fan Motor (Reach-In) | Schools K-12 | New | N_SC_PSC to ECM Evaporator Fan Motor (Reach-In) | 1.7746 | 0.56283 | 3.153 | 0.00013682 | 0.0001146 | 0.0010553 | Commercial | Energy Star Commercial Dishwasher | Schools K-12 | New | N_SC_Energy Star Commercial Dishwasher | 12.6845 | 0.44349 | 28.6019 | 0 | 0 | 0 | Fail 2-year Threshold
[11 empty] | Commercial | Energy Star Hot Food Holding Cabinet | Restaurants | Turnover | T_RS_Energy Star Hot Food Holding Cabinet | 1.2802 | 0.65051 | 1.968 | 0 | 0 | 0 | Fail RIM | Commercial | Retro-Commissioning | Schools K-12 | Existing | E_SC_Retro-Commissioning | 1.9949 | 0.92752 | 2.1508 | 0.64615 | 1.3859 | 4.1324 | Commercial | Energy Star Commercial Dishwasher | Warehouse | New | N_WR_Energy Star Commercial Dishwasher | 12.6845 | 0.44349 | 28.6019 | 0 | 0 | 0 | Fail 2-year Threshold
[11 empty] | Commercial | Energy Star Hot Food Holding Cabinet | Retail | Turnover | T_RT_Energy Star Hot Food Holding Cabinet | 1.2802 | 0.65051 | 1.968 | 0 | 0 | 0 | Fail RIM | Commercial | PSC to ECM Evaporator Fan Motor (Walk-In, Refrigerator) | Schools K-12 | Existing | E_SC_PSC to ECM Evaporator Fan Motor (Walk-In, Refrigerator) | 1.1517 | 0.56283 | 2.0463 | 0.0021721 | 0.0018194 | 0.016753 | Commercial | Heat Pump Water Heater | College and University | Turnover | T_CU_Heat Pump Water Heater | 6.4139 | 0.7573 | 8.4695 | 0 | 0 | 0 | Fail 2-year Threshold
[11 empty] | Commercial | Energy Star Hot Food Holding Cabinet | Schools K-12 | Turnover | T_SC_Energy Star Hot Food Holding Cabinet | 1.2802 | 0.65051 | 1.968 | 0 | 0 | 0 | Fail RIM | Commercial | PSC to ECM Evaporator Fan Motor (Reach-In) | Schools K-12 | Existing | E_SC_PSC to ECM Evaporator Fan Motor (Reach-In) | 1.7746 | 0.56283 | 3.153 | 0.0018315 | 0.0015341 | 0.014126 | Commercial | Heat Pump Water Heater | Grocery | Turnover | T_GR_Heat Pump Water Heater | 6.5635 | 0.89121 | 7.3647 | 0 | 0 | 0 | Fail 2-year Threshold
[11 empty] | Commercial | Energy Star Hot Food Holding Cabinet | Warehouse | Turnover | T_WR_Energy Star Hot Food Holding Cabinet | 1.2802 | 0.65051 | 1.968 | 0 | 0 | 0 | Fail RIM | Commercial | Facility Energy Management System | Schools K-12 | New | N_SC_Facility Energy Management System | 1.5598 | 0.72993 | 2.1369 | 0.0025814 | 0.00010968 | 0.01255 | Commercial | Heat Pump Water Heater | Healthcare | Turnover | T_HC_Heat Pump Water Heater | 2.8591 | 0.58232 | 4.9098 | 0 | 0 | 0 | Fail 2-year Threshold
[11 empty] | Commercial | Energy Star Hot Food Holding Cabinet | Assembly | New | N_AS_Energy Star Hot Food Holding Cabinet | 1.2802 | 0.65051 | 1.968 | 0 | 0 | 0 | Fail RIM | Commercial | Facility Energy Management System | Schools K-12 | Existing | E_SC_Facility Energy Management System | 1.5598 | 0.72993 | 2.1369 | 0.022941 | 0.00098432 | 0.11155 | Commercial | Heat Pump Water Heater | Hospitals | Turnover | T_HS_Heat Pump Water Heater | 7.4984 | 0.7573 | 9.9015 | 0 | 0 | 0 | Fail 2-year Threshold
[11 empty] | Commercial | Energy Star Hot Food Holding Cabinet | College and University | New | N_CU_Energy Star Hot Food Holding Cabinet | 1.2802 | 0.65051 | 1.968 | 0 | 0 | 0 | Fail RIM | Commercial | Thermal Energy Storage | Schools K-12 | New | N_SC_Thermal Energy Storage | 2.4645 | 9999 | 9999 | 0.026017 | 0.0075404 | -0.00414 | Commercial | Heat Pump Water Heater | Institutional | Turnover | T_IN_Heat Pump Water Heater | 6.8619 | 0.58232 | 11.7836 | 0 | 0 | 0 | Fail 2-year Threshold
[11 empty] | Commercial | Energy Star Hot Food Holding Cabinet | Grocery | New | N_GR_Energy Star Hot Food Holding Cabinet | 1.2802 | 0.65051 | 1.968 | 0 | 0 | 0 | Fail RIM | Commercial | HVAC tune-up | Schools K-12 | New | N_SC_HVAC tune-up | 1.3291 | 0.95317 | 1.3944 | 2.1261e-06 | 0 | 4.4651e-06 | Commercial | Heat Pump Water Heater | Lodging/Hospitality | Turnover | T_LG_Heat Pump Water Heater | 10.5017 | 0.89121 | 11.7836 | 0 | 0 | 0 | Fail 2-year Threshold
[11 empty] | Commercial | Energy Star Hot Food Holding Cabinet | Healthcare | New | N_HC_Energy Star Hot Food Holding Cabinet | 1.2802 | 0.65051 | 1.968 | 0 | 0 | 0 | Fail RIM | Commercial | Duct Sealing Repair | Schools K-12 | New | N_SC_Duct Sealing Repair | 7.4921 | 1.6399 | 4.5688 | 0 | 0 | 0 | Commercial | Heat Pump Water Heater | Miscellaneous | Turnover | T_MS_Heat Pump Water Heater | 6.433 | 0.58232 | 11.0471 | 0 | 0 | 0 | Fail 2-year Threshold
[11 empty] | Commercial | Energy Star Hot Food Holding Cabinet | Hospitals | New | N_HS_Energy Star Hot Food Holding Cabinet | 1.2802 | 0.65051 | 1.968 | 0 | 0 | 0 | Fail RIM | Commercial | Chilled Water System - Variable Speed Drives | Schools K-12 | New | N_SC_Chilled Water System - Variable Speed Drives | 2.4314 | 0.5183 | 4.6911 | 0.0084654 | 0.00037962 | 0.077482 | Commercial | Heat Pump Water Heater | Offices | Turnover | T_OF_Heat Pump Water Heater | 5.9565 | 0.58232 | 10.2288 | 0 | 0 | 0 | Fail 2-year Threshold
[11 empty] | Commercial | Energy Star Hot Food Holding Cabinet | Institutional | New | N_IN_Energy Star Hot Food Holding Cabinet | 1.2802 | 0.65051 | 1.968 | 0 | 0 | 0 | Fail RIM | Commercial | Ceiling Insulation(R2 to R38) | Schools K-12 | New | N_SC_Ceiling Insulation(R2 to R38) | 4.58 | 1.218 | 3.7601 | 0 | 0 | 0 | Commercial | Heat Pump Water Heater | Restaurants | Turnover | T_RS_Heat Pump Water Heater | 5.4696 | 0.89121 | 6.1373 | 0 | 0 | 0 | Fail 2-year Threshold
[11 empty] | Commercial | Energy Star Hot Food Holding Cabinet | Lodging/Hospitality | New | N_LG_Energy Star Hot Food Holding Cabinet | 1.2802 | 0.65051 | 1.968 | 0 | 0 | 0 | Fail RIM | Commercial | Wall Insulation | Schools K-12 | Existing | E_SC_Wall Insulation | 3.468 | 1.218 | 2.8472 | 0 | 0 | 0 | Commercial | Heat Pump Water Heater | Retail | Turnover | T_RT_Heat Pump Water Heater | 6.4979 | 0.89121 | 7.2911 | 0 | 0 | 0 | Fail 2-year Threshold
[11 empty] | Commercial | Energy Star Hot Food Holding Cabinet | Miscellaneous | New | N_MS_Energy Star Hot Food Holding Cabinet | 1.2802 | 0.65051 | 1.968 | 0 | 0 | 0 | Fail RIM | Commercial | Thermal Energy Storage | Schools K-12 | Existing | E_SC_Thermal Energy Storage | 2.4645 | 9999 | 9999 | 1.4439 | 0.41847 | -0.22976 | Commercial | Heat Pump Water Heater | Schools K-12 | Turnover | T_SC_Heat Pump Water Heater | 0.89349 | 0.58232 | 1.5344 | 0 | 0 | 0 | Fail TRC
[11 empty] | Commercial | Energy Star Hot Food Holding Cabinet | Offices | New | N_OF_Energy Star Hot Food Holding Cabinet | 1.2802 | 0.65051 | 1.968 | 0 | 0 | 0 | Fail RIM | Commercial | Low U-Value Windows | Schools K-12 | Existing | E_SC_Low U-Value Windows | 1.4627 | 1.1184 | 1.3078 | 0.7291 | 0.00030042 | 2.0338 | Commercial | Heat Pump Water Heater | Warehouse | Turnover | T_WR_Heat Pump Water Heater | 4.2887 | 0.58232 | 7.3647 | 0 | 0 | 0 | Fail 2-year Threshold
[11 empty] | Commercial | Energy Star Hot Food Holding Cabinet | Restaurants | New | N_RS_Energy Star Hot Food Holding Cabinet | 1.2802 | 0.65051 | 1.968 | 0 | 0 | 0 | Fail RIM | Commercial | HVAC tune-up | Schools K-12 | Existing | E_SC_HVAC tune-up | 1.3291 | 0.95317 | 1.3944 | 0.00010899 | 0 | 0.00022889 | Commercial | Heat Pump Water Heater | College and University | New | N_CU_Heat Pump Water Heater | 6.4139 | 0.7573 | 8.4695 | 0 | 0 | 0 | Fail 2-year Threshold
[11 empty] | Commercial | Energy Star Hot Food Holding Cabinet | Retail | New | N_RT_Energy Star Hot Food Holding Cabinet | 1.2802 | 0.65051 | 1.968 | 0 | 0 | 0 | Fail RIM | Commercial | Duct Sealing Repair | Schools K-12 | Existing | E_SC_Duct Sealing Repair | 7.4921 | 1.6399 | 4.5688 | 0 | 0 | 0 | Commercial | Heat Pump Water Heater | Grocery | New | N_GR_Heat Pump Water Heater | 6.5635 | 0.89121 | 7.3647 | 0 | 0 | 0 | Fail 2-year Threshold
[11 empty] | Commercial | Energy Star Hot Food Holding Cabinet | Schools K-12 | New | N_SC_Energy Star Hot Food Holding Cabinet | 1.2802 | 0.65051 | 1.968 | 0 | 0 | 0 | Fail RIM | Commercial | Chilled Water System - Variable Speed Drives | Schools K-12 | Existing | E_SC_Chilled Water System - Variable Speed Drives | 2.4314 | 0.5183 | 4.6911 | 0.48527 | 0.021762 | 4.4416 | Commercial | Heat Pump Water Heater | Healthcare | New | N_HC_Heat Pump Water Heater | 2.8591 | 0.58232 | 4.9098 | 0 | 0 | 0 | Fail 2-year Threshold
[11 empty] | Commercial | Energy Star Hot Food Holding Cabinet | Warehouse | New | N_WR_Energy Star Hot Food Holding Cabinet | 1.2802 | 0.65051 | 1.968 | 0 | 0 | 0 | Fail RIM | Commercial | Ceiling Insulation(R2 to R38) | Schools K-12 | Existing | E_SC_Ceiling Insulation(R2 to R38) | 4.6683 | 1.218 | 3.8326 | 0 | 0 | 0 | Commercial | Heat Pump Water Heater | Hospitals | New | N_HS_Heat Pump Water Heater | 7.4984 | 0.7573 | 9.9015 | 0 | 0 | 0 | Fail 2-year Threshold
[11 empty] | Commercial | Energy Star Steamer | Assembly | Turnover | T_AS_Energy Star Steamer | 6.4196 | 0.5765 | 11.1356 | 0 | 0 | 0 | Fail RIM | Commercial | ECM Motors on Furnaces | Schools K-12 | New | N_SC_ECM Motors on Furnaces | 1.2261 | 0.26329 | 4.6569 | 0 | 0 | 0 | Commercial | Heat Pump Water Heater | Institutional | New | N_IN_Heat Pump Water Heater | 6.8619 | 0.58232 | 11.7836 | 0 | 0 | 0 | Fail 2-year Threshold
[11 empty] | Commercial | Energy Star Steamer | College and University | Turnover | T_CU_Energy Star Steamer | 6.4196 | 0.5765 | 11.1356 | 0 | 0 | 0 | Fail RIM | Commercial | ECM Motors on Furnaces | Schools K-12 | Existing | E_SC_ECM Motors on Furnaces | 1.2261 | 0.26329 | 4.6569 | 0 | 0 | 0 | Commercial | Heat Pump Water Heater | Lodging/Hospitality | New | N_LG_Heat Pump Water Heater | 10.5017 | 0.89121 | 11.7836 | 0 | 0 | 0 | Fail 2-year Threshold
[11 empty] | Commercial | Energy Star Steamer | Grocery | Turnover | T_GR_Energy Star Steamer | 6.4196 | 0.5765 | 11.1356 | 0 | 0 | 0 | Fail RIM | Commercial | VSD Controlled Compressor | Schools K-12 | New | N_SC_VSD Controlled Compressor | 2.0579 | 0.56283 | 3.6564 | 0.0036881 | 0.0030892 | 0.028445 | Commercial | Heat Pump Water Heater | Miscellaneous | New | N_MS_Heat Pump Water Heater | 6.433 | 0.58232 | 11.0471 | 0 | 0 | 0 | Fail 2-year Threshold
[11 empty] | Commercial | Energy Star Steamer | Healthcare | Turnover | T_HC_Energy Star Steamer | 6.4196 | 0.5765 | 11.1356 | 0 | 0 | 0 | Fail RIM | Commercial | VSD Controlled Compressor | Schools K-12 | Existing | E_SC_VSD Controlled Compressor | 2.0579 | 0.56283 | 3.6564 | 0.040936 | 0.034289 | 0.31573 | Commercial | Heat Pump Water Heater | Offices | New | N_OF_Heat Pump Water Heater | 5.9565 | 0.58232 | 10.2288 | 0 | 0 | 0 | Fail 2-year Threshold
[11 empty] | Commercial | Energy Star Steamer | Hospitals | Turnover | T_HS_Energy Star Steamer | 6.4196 | 0.5765 | 11.1356 | 0 | 0 | 0 | Fail RIM | Commercial | Variable Speed Pool Pump | Schools K-12 | Turnover | T_SC_Variable Speed Pool Pump | 1.6477 | 0.70191 | 2.3474 | 0 | 0 | 0 | Commercial | Heat Pump Water Heater | Restaurants | New | N_RS_Heat Pump Water Heater | 5.4696 | 0.89121 | 6.1373 | 0 | 0 | 0 | Fail 2-year Threshold
[11 empty] | Commercial | Energy Star Steamer | Institutional | Turnover | T_IN_Energy Star Steamer | 6.4196 | 0.5765 | 11.1356 | 0 | 0 | 0 | Fail RIM | Commercial | Solar Pool Heater | Schools K-12 | Turnover | T_SC_Solar Pool Heater | 1.0773 | 0.33386 | 3.2268 | 0 | 0 | 0 | Commercial | Heat Pump Water Heater | Retail | New | N_RT_Heat Pump Water Heater | 6.4979 | 0.89121 | 7.2911 | 0 | 0 | 0 | Fail 2-year Threshold
[11 empty] | Commercial | Energy Star Steamer | Lodging/Hospitality | Turnover | T_LG_Energy Star Steamer | 6.4196 | 0.5765 | 11.1356 | 0 | 0 | 0 | Fail RIM | Commercial | Variable Speed Pool Pump | Schools K-12 | New | N_SC_Variable Speed Pool Pump | 1.6477 | 0.70191 | 2.3474 | 0 | 0 | 0 | Commercial | Heat Pump Water Heater | Schools K-12 | New | N_SC_Heat Pump Water Heater | 0.89349 | 0.58232 | 1.5344 | 0 | 0 | 0 | Fail TRC
[11 empty] | Commercial | Energy Star Steamer | Miscellaneous | Turnover | T_MS_Energy Star Steamer | 6.4196 | 0.5765 | 11.1356 | 0 | 0 | 0 | Fail RIM | Commercial | Solar Pool Heater | Schools K-12 | New | N_SC_Solar Pool Heater | 1.0773 | 0.33386 | 3.2268 | 0 | 0 | 0 | Commercial | Heat Pump Water Heater | Warehouse | New | N_WR_Heat Pump Water Heater | 4.2887 | 0.58232 | 7.3647 | 0 | 0 | 0 | Fail 2-year Threshold
[11 empty] | Commercial | Energy Star Steamer | Offices | Turnover | T_OF_Energy Star Steamer | 6.4196 | 0.5765 | 11.1356 | 0 | 0 | 0 | Fail RIM | Commercial | Efficient Battery Charger | Schools K-12 | Turnover | T_SC_Efficient Battery Charger | 1.6299 | 1.0222 | 1.5944 | 0 | 0 | 0 | Commercial | Instantaneous Hot Water System | Assembly | Turnover | T_AS_Instantaneous Hot Water System | 0.097717 | 0.55775 | 0.1752 | 0 | 0 | 0 | Fail TRC
[11 empty] | Commercial | Energy Star Steamer | Restaurants | Turnover | T_RS_Energy Star Steamer | 6.4196 | 0.5765 | 11.1356 | 0 | 0 | 0 | Fail RIM | Commercial | Efficient Battery Charger | Schools K-12 | New | N_SC_Efficient Battery Charger | 1.6299 | 1.0222 | 1.5944 | 0 | 0 | 0 | Commercial | Instantaneous Hot Water System | College and University | Turnover | T_CU_Instantaneous Hot Water System | 0.30724 | 0.76246 | 0.40296 | 0 | 0 | 0 | Fail TRC
[11 empty] | Commercial | Energy Star Steamer | Retail | Turnover | T_RT_Energy Star Steamer | 6.4196 | 0.5765 | 11.1356 | 0 | 0 | 0 | Fail RIM | Commercial | Energy Star Uninterruptable Power Supply | Schools K-12 | Turnover | T_SC_Energy Star Uninterruptable Power Supply | 1.3186 | 0.48348 | 2.7274 | 0.0019455 | 0.0019455 | 0.017043 | Commercial | Instantaneous Hot Water System | Grocery | Turnover | T_GR_Instantaneous Hot Water System | 0.18716 | 0.53412 | 0.3504 | 0 | 0 | 0 | Fail TRC
[11 empty] | Commercial | Energy Star Steamer | Schools K-12 | Turnover | T_SC_Energy Star Steamer | 6.4196 | 0.5765 | 11.1356 | 0 | 0 | 0 | Fail RIM | Commercial | Energy Star Uninterruptable Power Supply | Schools K-12 | New | N_SC_Energy Star Uninterruptable Power Supply | 1.3186 | 0.48348 | 2.7274 | 3.5057e-05 | 3.5057e-05 | 0.0003071 | Commercial | Instantaneous Hot Water System | Healthcare | Turnover | T_HC_Instantaneous Hot Water System | 0.13029 | 0.55775 | 0.2336 | 0 | 0 | 0 | Fail TRC
[11 empty] | Commercial | Energy Star Steamer | Warehouse | Turnover | T_WR_Energy Star Steamer | 6.4196 | 0.5765 | 11.1356 | 0 | 0 | 0 | Fail RIM | Commercial | High Bay LED | Schools K-12 | Turnover | T_SC_High Bay LED | 2.427 | 0.67837 | 3.5777 | 0 | 0 | 0 | Commercial | Instantaneous Hot Water System | Hospitals | Turnover | T_HS_Instantaneous Hot Water System | 0.35919 | 0.76246 | 0.47109 | 0 | 0 | 0 | Fail TRC
[11 empty] | Commercial | Energy Star Steamer | Assembly | New | N_AS_Energy Star Steamer | 6.4196 | 0.5765 | 11.1356 | 0 | 0 | 0 | Fail RIM | Commercial | High Bay Fluorescent (T5) | Schools K-12 | Turnover | T_SC_High Bay Fluorescent (T5) | 3.5805 | 0.67837 | 5.2781 | 0 | 0 | 0 | Commercial | Instantaneous Hot Water System | Institutional | Turnover | T_IN_Instantaneous Hot Water System | 0.31269 | 0.55775 | 0.56064 | 0 | 0 | 0 | Fail TRC
[11 empty] | Commercial | Energy Star Steamer | College and University | New | N_CU_Energy Star Steamer | 6.4196 | 0.5765 | 11.1356 | 0 | 0 | 0 | Fail RIM | Commercial | High Bay LED | Schools K-12 | New | N_SC_High Bay LED | 2.427 | 0.67837 | 3.5777 | 0 | 0 | 0 | Commercial | Instantaneous Hot Water System | Lodging/Hospitality | Turnover | T_LG_Instantaneous Hot Water System | 0.29945 | 0.53412 | 0.56064 | 0 | 0 | 0 | Fail TRC
[11 empty] | Commercial | Energy Star Steamer | Grocery | New | N_GR_Energy Star Steamer | 6.4196 | 0.5765 | 11.1356 | 0 | 0 | 0 | Fail RIM | Commercial | High Bay Fluorescent (T5) | Schools K-12 | New | N_SC_High Bay Fluorescent (T5) | 3.5805 | 0.67837 | 5.2781 | 0 | 0 | 0 | Commercial | Instantaneous Hot Water System | Miscellaneous | Turnover | T_MS_Instantaneous Hot Water System | 0.29315 | 0.55775 | 0.5256 | 0 | 0 | 0 | Fail TRC
[11 empty] | Commercial | Energy Star Steamer | Healthcare | New | N_HC_Energy Star Steamer | 6.4196 | 0.5765 | 11.1356 | 0 | 0 | 0 | Fail RIM | Commercial | High Efficiency Chiller (Air Cooled, 50 tons) | Schools K-12 | Turnover | T_SC_High Efficiency Chiller (Air Cooled, 50 tons) | 2.4255 | 0.88681 | 2.7351 | 0.26484 | 0.012053 | 0.97225 | Commercial | Instantaneous Hot Water System | Offices | Turnover | T_OF_Instantaneous Hot Water System | 0.27144 | 0.55775 | 0.48667 | 0 | 0 | 0 | Fail TRC
[11 empty] | Commercial | Energy Star Steamer | Hospitals | New | N_HS_Energy Star Steamer | 6.4196 | 0.5765 | 11.1356 | 0 | 0 | 0 | Fail RIM | Commercial | High Efficiency Chiller (Water cooled-positive displacement, 100 tons) | Schools K-12 | Turnover | T_SC_High Efficiency Chiller (Water cooled-positive displacement, 100 tons) | 1.6381 | 1.167 | 1.4036 | 0.10558 | 0.00020507 | 0.28018 | Commercial | Instantaneous Hot Water System | Restaurants | Turnover | T_RS_Instantaneous Hot Water System | 0.15596 | 0.53412 | 0.292 | 0 | 0 | 0 | Fail TRC
[11 empty] | Commercial | Energy Star Steamer | Institutional | New | N_IN_Energy Star Steamer | 6.4196 | 0.5765 | 11.1356 | 0 | 0 | 0 | Fail RIM | Commercial | High Efficiency Chiller (Water cooled-centrifugal, 200 tons) | Schools K-12 | Turnover | T_SC_High Efficiency Chiller (Water cooled-centrifugal, 200 tons) | 2.8159 | 1.167 | 2.4129 | 0.20572 | 0.00039958 | 0.54594 | Commercial | Instantaneous Hot Water System | Retail | Turnover | T_RT_Instantaneous Hot Water System | 0.18529 | 0.53412 | 0.3469 | 0 | 0 | 0 | Fail TRC
[11 empty] | Commercial | Energy Star Steamer | Lodging/Hospitality | New | N_LG_Energy Star Steamer | 6.4196 | 0.5765 | 11.1356 | 0 | 0 | 0 | Fail RIM | Commercial | High Efficiency Chiller (Air Cooled, 50 tons) | Schools K-12 | New | N_SC_High Efficiency Chiller (Air Cooled, 50 tons) | 2.4255 | 0.88681 | 2.7351 | 0.0023544 | 0.00010715 | 0.0086432 | Commercial | Instantaneous Hot Water System | Schools K-12 | Turnover | T_SC_Instantaneous Hot Water System | 0.040716 | 0.55775 | 0.073002 | 0 | 0 | 0 | Fail TRC
[11 empty] | Commercial | Energy Star Steamer | Miscellaneous | New | N_MS_Energy Star Steamer | 6.4196 | 0.5765 | 11.1356 | 0 | 0 | 0 | Fail RIM | Commercial | High Efficiency Chiller (Water cooled-positive displacement, 100 tons) | Schools K-12 | New | N_SC_High Efficiency Chiller (Water cooled-positive displacement, 100 tons) | 1.6381 | 1.167 | 1.4036 | 0.00097278 | 1.8895e-06 | 0.0025816 | Commercial | Instantaneous Hot Water System | Warehouse | Turnover | T_WR_Instantaneous Hot Water System | 0.19543 | 0.55775 | 0.3504 | 0 | 0 | 0 | Fail TRC
[11 empty] | Commercial | Energy Star Steamer | Offices | New | N_OF_Energy Star Steamer | 6.4196 | 0.5765 | 11.1356 | 0 | 0 | 0 | Fail RIM | Commercial | High Efficiency Chiller (Water cooled-centrifugal, 200 tons) | Schools K-12 | New | N_SC_High Efficiency Chiller (Water cooled-centrifugal, 200 tons) | 2.8159 | 1.167 | 2.4129 | 0.0037068 | 7.2001e-06 | 0.0098373 | Commercial | Instantaneous Hot Water System | Assembly | New | N_AS_Instantaneous Hot Water System | 0.097717 | 0.55775 | 0.1752 | 0 | 0 | 0 | Fail TRC
[11 empty] | Commercial | Energy Star Steamer | Restaurants | New | N_RS_Energy Star Steamer | 6.4196 | 0.5765 | 11.1356 | 0 | 0 | 0 | Fail RIM | Commercial | Energy Star Commercial Solid Door Refrigerator | Schools K-12 | Turnover | T_SC_Energy Star Commercial Solid Door Refrigerator | 2.5919 | 0.54213 | 4.781 | 0 | 0 | 0 | Commercial | Instantaneous Hot Water System | College and University | New | N_CU_Instantaneous Hot Water System | 0.30724 | 0.76246 | 0.40296 | 0 | 0 | 0 | Fail TRC
[11 empty] | Commercial | Energy Star Steamer | Retail | New | N_RT_Energy Star Steamer | 6.4196 | 0.5765 | 11.1356 | 0 | 0 | 0 | Fail RIM | Commercial | Energy Star Commercial Solid Door Refrigerator | Schools K-12 | New | N_SC_Energy Star Commercial Solid Door Refrigerator | 2.5919 | 0.54213 | 4.781 | 0 | 0 | 0 | Commercial | Instantaneous Hot Water System | Grocery | New | N_GR_Instantaneous Hot Water System | 0.18716 | 0.53412 | 0.3504 | 0 | 0 | 0 | Fail TRC
[11 empty] | Commercial | Energy Star Steamer | Schools K-12 | New | N_SC_Energy Star Steamer | 6.4196 | 0.5765 | 11.1356 | 0 | 0 | 0 | Fail RIM | Commercial | Energy Star Hot Food Holding Cabinet | Schools K-12 | Turnover | T_SC_Energy Star Hot Food Holding Cabinet | 1.2802 | 0.65051 | 1.968 | 0.011565 | 0.0055961 | 0.0628 | Commercial | Instantaneous Hot Water System | Healthcare | New | N_HC_Instantaneous Hot Water System | 0.13029 | 0.55775 | 0.2336 | 0 | 0 | 0 | Fail TRC
[11 empty] | Commercial | Energy Star Steamer | Warehouse | New | N_WR_Energy Star Steamer | 6.4196 | 0.5765 | 11.1356 | 0 | 0 | 0 | Fail RIM | Commercial | Efficient Exhaust Hood | Schools K-12 | Turnover | T_SC_Efficient Exhaust Hood | 3.3648 | 0.74879 | 4.4937 | 0.0047105 | 0.0018489 | 0.021547 | Commercial | Instantaneous Hot Water System | Hospitals | New | N_HS_Instantaneous Hot Water System | 0.35919 | 0.76246 | 0.47109 | 0 | 0 | 0 | Fail TRC
[11 empty] | Commercial | Induction Cooktops | Assembly | Turnover | T_AS_Induction Cooktops | 0.3851 | 0.66638 | 0.5779 | 0 | 0 | 0 | Fail RIM | Commercial | Efficient Exhaust Hood | Schools K-12 | New | N_SC_Efficient Exhaust Hood | 3.3648 | 0.74879 | 4.4937 | 8.4878e-05 | 3.3315e-05 | 0.00038825 | Commercial | Instantaneous Hot Water System | Institutional | New | N_IN_Instantaneous Hot Water System | 0.31269 | 0.55775 | 0.56064 | 0 | 0 | 0 | Fail TRC
[11 empty] | Commercial | Induction Cooktops | College and University | Turnover | T_CU_Induction Cooktops | 0.3851 | 0.66638 | 0.5779 | 0 | 0 | 0 | Fail RIM | Commercial | Energy Star Hot Food Holding Cabinet | Schools K-12 | New | N_SC_Energy Star Hot Food Holding Cabinet | 1.2802 | 0.65051 | 1.968 | 0.00020839 | 0.00010084 | 0.0011316 | Commercial | Instantaneous Hot Water System | Lodging/Hospitality | New | N_LG_Instantaneous Hot Water System | 0.29945 | 0.53412 | 0.56064 | 0 | 0 | 0 | Fail TRC
[11 empty] | Commercial | Induction Cooktops | Grocery | Turnover | T_GR_Induction Cooktops | 0.3851 | 0.66638 | 0.5779 | 0 | 0 | 0 | Fail RIM | Commercial | PSC to ECM Evaporator Fan Motor (Walk-In, Refrigerator) | Warehouse | New | N_WR_PSC to ECM Evaporator Fan Motor (Walk-In, Refrigerator) | 1.1925 | 0.58275 | 2.0463 | 0 | 0 | 0 | Commercial | Instantaneous Hot Water System | Miscellaneous | New | N_MS_Instantaneous Hot Water System | 0.29315 | 0.55775 | 0.5256 | 0 | 0 | 0 | Fail TRC
[11 empty] | Commercial | Induction Cooktops | Healthcare | Turnover | T_HC_Induction Cooktops | 0.3851 | 0.66638 | 0.5779 | 0 | 0 | 0 | Fail RIM | Commercial | PSC to ECM Evaporator Fan Motor (Reach-In) | Warehouse | New | N_WR_PSC to ECM Evaporator Fan Motor (Reach-In) | 1.8374 | 0.58275 | 3.153 | 0 | 0 | 0 | Commercial | Instantaneous Hot Water System | Offices | New | N_OF_Instantaneous Hot Water System | 0.27144 | 0.55775 | 0.48667 | 0 | 0 | 0 | Fail TRC
[11 empty] | Commercial | Induction Cooktops | Hospitals | Turnover | T_HS_Induction Cooktops | 0.3851 | 0.66638 | 0.5779 | 0 | 0 | 0 | Fail RIM | Commercial | PSC to ECM Evaporator Fan Motor (Walk-In, Refrigerator) | Warehouse | Existing | E_WR_PSC to ECM Evaporator Fan Motor (Walk-In, Refrigerator) | 1.1925 | 0.58275 | 2.0463 | 0 | 0 | 0 | Commercial | Instantaneous Hot Water System | Restaurants | New | N_RS_Instantaneous Hot Water System | 0.15596 | 0.53412 | 0.292 | 0 | 0 | 0 | Fail TRC
[11 empty] | Commercial | Induction Cooktops | Institutional | Turnover | T_IN_Induction Cooktops | 0.3851 | 0.66638 | 0.5779 | 0 | 0 | 0 | Fail RIM | Commercial | PSC to ECM Evaporator Fan Motor (Reach-In) | Warehouse | Existing | E_WR_PSC to ECM Evaporator Fan Motor (Reach-In) | 1.8374 | 0.58275 | 3.153 | 0 | 0 | 0 | Commercial | Instantaneous Hot Water System | Retail | New | N_RT_Instantaneous Hot Water System | 0.18529 | 0.53412 | 0.3469 | 0 | 0 | 0 | Fail TRC
[11 empty] | Commercial | Induction Cooktops | Lodging/Hospitality | Turnover | T_LG_Induction Cooktops | 0.3851 | 0.66638 | 0.5779 | 0 | 0 | 0 | Fail RIM | Commercial | Thermal Energy Storage | Warehouse | New | N_WR_Thermal Energy Storage | 2.4645 | 9999 | 9999 | 0 | 0 | 0 | Commercial | Instantaneous Hot Water System | Schools K-12 | New | N_SC_Instantaneous Hot Water System | 0.040716 | 0.55775 | 0.073002 | 0 | 0 | 0 | Fail TRC
[11 empty] | Commercial | Induction Cooktops | Miscellaneous | Turnover | T_MS_Induction Cooktops | 0.3851 | 0.66638 | 0.5779 | 0 | 0 | 0 | Fail RIM | Commercial | Duct Sealing Repair | Warehouse | New | N_WR_Duct Sealing Repair | 2.4121 | 1.6399 | 1.4709 | 0 | 0 | 0 | Commercial | Instantaneous Hot Water System | Warehouse | New | N_WR_Instantaneous Hot Water System | 0.19543 | 0.55775 | 0.3504 | 0 | 0 | 0 | Fail TRC
[11 empty] | Commercial | Induction Cooktops | Offices | Turnover | T_OF_Induction Cooktops | 0.3851 | 0.66638 | 0.5779 | 0 | 0 | 0 | Fail RIM | Commercial | Chilled Water System - Variable Speed Drives | Warehouse | New | N_WR_Chilled Water System - Variable Speed Drives | 2.4314 | 0.5183 | 4.6911 | 0 | 0 | 0 | Commercial | Solar Water Heater | Assembly | Turnover | T_AS_Solar Water Heater | 0.40433 | 0.44804 | 0.90244 | 0 | 0 | 0 | Fail TRC
[11 empty] | Commercial | Induction Cooktops | Restaurants | Turnover | T_RS_Induction Cooktops | 0.3851 | 0.66638 | 0.5779 | 0 | 0 | 0 | Fail RIM | Commercial | Ceiling Insulation(R2 to R38) | Warehouse | New | N_WR_Ceiling Insulation(R2 to R38) | 2.0091 | 0.71049 | 2.8277 | 0 | 0 | 0 | Commercial | Solar Water Heater | College and University | Turnover | T_CU_Solar Water Heater | 0.92997 | 0.44804 | 2.0756 | 0 | 0 | 0 | Fail TRC
[11 empty] | Commercial | Induction Cooktops | Retail | Turnover | T_RT_Induction Cooktops | 0.3851 | 0.66638 | 0.5779 | 0 | 0 | 0 | Fail RIM | Commercial | Wall Insulation | Warehouse | Existing | E_WR_Wall Insulation | 1.9931 | 0.71049 | 2.8053 | 0 | 0 | 0 | Commercial | Solar Water Heater | Grocery | Turnover | T_GR_Solar Water Heater | 0.80867 | 0.44804 | 1.8049 | 0 | 0 | 0 | Fail TRC
[11 empty] | Commercial | Induction Cooktops | Schools K-12 | Turnover | T_SC_Induction Cooktops | 0.3851 | 0.66638 | 0.5779 | 0 | 0 | 0 | Fail RIM | Commercial | Thermal Energy Storage | Warehouse | Existing | E_WR_Thermal Energy Storage | 2.4645 | 9999 | 9999 | 0 | 0 | 0 | Commercial | Solar Water Heater | Healthcare | Turnover | T_HC_Solar Water Heater | 0.53911 | 0.44804 | 1.2033 | 0 | 0 | 0 | Fail TRC
[11 empty] | Commercial | Induction Cooktops | Warehouse | Turnover | T_WR_Induction Cooktops | 0.3851 | 0.66638 | 0.5779 | 0 | 0 | 0 | Fail RIM | Commercial | Low U-Value Windows | Warehouse | Existing | E_WR_Low U-Value Windows | 1.3834 | 1.0578 | 1.3078 | 0.47972 | -0.0025916 | 1.438 | Commercial | Solar Water Heater | Restaurants | Turnover | T_RS_Solar Water Heater | 0.67389 | 0.44804 | 1.5041 | 0 | 0 | 0 | Fail TRC
[11 empty] | Commercial | Induction Cooktops | Assembly | New | N_AS_Induction Cooktops | 0.3851 | 0.66638 | 0.5779 | 0 | 0 | 0 | Fail RIM | Commercial | Duct Sealing Repair | Warehouse | Existing | E_WR_Duct Sealing Repair | 2.4121 | 1.6399 | 1.4709 | 0 | 0 | 0 | Commercial | Solar Water Heater | Retail | Turnover | T_RT_Solar Water Heater | 0.80058 | 0.44804 | 1.7868 | 0 | 0 | 0 | Fail TRC
[11 empty] | Commercial | Induction Cooktops | College and University | New | N_CU_Induction Cooktops | 0.3851 | 0.66638 | 0.5779 | 0 | 0 | 0 | Fail RIM | Commercial | Chilled Water System - Variable Speed Drives | Warehouse | Existing | E_WR_Chilled Water System - Variable Speed Drives | 2.4314 | 0.5183 | 4.6911 | 0 | 0 | 0 | Commercial | Solar Water Heater | Schools K-12 | Turnover | T_SC_Solar Water Heater | 0.16848 | 0.44804 | 0.37603 | 0 | 0 | 0 | Fail TRC
[11 empty] | Commercial | Induction Cooktops | Grocery | New | N_GR_Induction Cooktops | 0.3851 | 0.66638 | 0.5779 | 0 | 0 | 0 | Fail RIM | Commercial | Ceiling Insulation(R2 to R38) | Warehouse | Existing | E_WR_Ceiling Insulation(R2 to R38) | 2.0091 | 0.71049 | 2.8277 | 0 | 0 | 0 | Commercial | Solar Water Heater | Warehouse | Turnover | T_WR_Solar Water Heater | 0.80867 | 0.44804 | 1.8049 | 0 | 0 | 0 | Fail TRC
[11 empty] | Commercial | Induction Cooktops | Healthcare | New | N_HC_Induction Cooktops | 0.3851 | 0.66638 | 0.5779 | 0 | 0 | 0 | Fail RIM | Commercial | High Efficiency PTHP | Warehouse | Turnover | T_WR_High Efficiency PTHP | 2.1742 | 1.3315 | 1.6329 | 0 | 6.3639e-06 | 0.034946 | Commercial | Solar Water Heater | Assembly | New | N_AS_Solar Water Heater | 0.40433 | 0.44804 | 0.90244 | 0 | 0 | 0 | Fail TRC
[11 empty] | Commercial | Induction Cooktops | Hospitals | New | N_HS_Induction Cooktops | 0.3851 | 0.66638 | 0.5779 | 0 | 0 | 0 | Fail RIM | Commercial | High Efficiency PTAC | Warehouse | Turnover | T_WR_High Efficiency PTAC | 2.136 | 1.3512 | 1.5808 | 0 | 0 | 0 | Commercial | Solar Water Heater | College and University | New | N_CU_Solar Water Heater | 0.92997 | 0.44804 | 2.0756 | 0 | 0 | 0 | Fail TRC
[11 empty] | Commercial | Induction Cooktops | Institutional | New | N_IN_Induction Cooktops | 0.3851 | 0.66638 | 0.5779 | 0 | 0 | 0 | Fail RIM | Commercial | High Efficiency PTHP | Warehouse | New | N_WR_High Efficiency PTHP | 2.1742 | 1.3315 | 1.6329 | 0 | 1.1467e-07 | 0.00062969 | Commercial | Solar Water Heater | Grocery | New | N_GR_Solar Water Heater | 0.80867 | 0.44804 | 1.8049 | 0 | 0 | 0 | Fail TRC
[11 empty] | Commercial | Induction Cooktops | Lodging/Hospitality | New | N_LG_Induction Cooktops | 0.3851 | 0.66638 | 0.5779 | 0 | 0 | 0 | Fail RIM | Commercial | High Efficiency PTAC | Warehouse | New | N_WR_High Efficiency PTAC | 2.136 | 1.3512 | 1.5808 | 0 | 0 | 0 | Commercial | Solar Water Heater | Healthcare | New | N_HC_Solar Water Heater | 0.53911 | 0.44804 | 1.2033 | 0 | 0 | 0 | Fail TRC
[11 empty] | Commercial | Induction Cooktops | Miscellaneous | New | N_MS_Induction Cooktops | 0.3851 | 0.66638 | 0.5779 | 0 | 0 | 0 | Fail RIM | Commercial | VSD Controlled Compressor | Warehouse | New | N_WR_VSD Controlled Compressor | 2.2194 | 0.607 | 3.6564 | 0.015987 | 0.0074828 | 0.10603 | Commercial | Solar Water Heater | Restaurants | New | N_RS_Solar Water Heater | 0.67389 | 0.44804 | 1.5041 | 0 | 0 | 0 | Fail TRC
[11 empty] | Commercial | Induction Cooktops | Offices | New | N_OF_Induction Cooktops | 0.3851 | 0.66638 | 0.5779 | 0 | 0 | 0 | Fail RIM | Commercial | VSD Controlled Compressor | Warehouse | Existing | E_WR_VSD Controlled Compressor | 2.2194 | 0.607 | 3.6564 | 0.17745 | 0.083055 | 1.1769 | Commercial | Solar Water Heater | Retail | New | N_RT_Solar Water Heater | 0.80058 | 0.44804 | 1.7868 | 0 | 0 | 0 | Fail TRC
[11 empty] | Commercial | Induction Cooktops | Restaurants | New | N_RS_Induction Cooktops | 0.3851 | 0.66638 | 0.5779 | 0 | 0 | 0 | Fail RIM | Commercial | Solar Pool Heater | Warehouse | Turnover | T_WR_Solar Pool Heater | 1.0773 | 0.33386 | 3.2268 | 0 | 0 | 0 | Commercial | Solar Water Heater | Schools K-12 | New | N_SC_Solar Water Heater | 0.16848 | 0.44804 | 0.37603 | 0 | 0 | 0 | Fail TRC
[11 empty] | Commercial | Induction Cooktops | Retail | New | N_RT_Induction Cooktops | 0.3851 | 0.66638 | 0.5779 | 0 | 0 | 0 | Fail RIM | Commercial | Solar Pool Heater | Warehouse | New | N_WR_Solar Pool Heater | 1.0773 | 0.33386 | 3.2268 | 0 | 0 | 0 | Commercial | Solar Water Heater | Warehouse | New | N_WR_Solar Water Heater | 0.80867 | 0.44804 | 1.8049 | 0 | 0 | 0 | Fail TRC
[11 empty] | Commercial | Induction Cooktops | Schools K-12 | New | N_SC_Induction Cooktops | 0.3851 | 0.66638 | 0.5779 | 0 | 0 | 0 | Fail RIM | Commercial | Efficient Battery Charger | Warehouse | Turnover | T_WR_Efficient Battery Charger | 1.6299 | 1.0222 | 1.5944 | 1.0116 | 0 | 1.8463 | Commercial | CFL - 15W Flood | Assembly | Turnover | T_AS_CFL - 15W Flood | 8.9869 | 0.27073 | 33.195 | 0 | 0 | 0 | Fail 2-year Threshold
[11 empty] | Commercial | Induction Cooktops | Warehouse | New | N_WR_Induction Cooktops | 0.3851 | 0.66638 | 0.5779 | 0 | 0 | 0 | Fail RIM | Commercial | Efficient Battery Charger | Warehouse | New | N_WR_Efficient Battery Charger | 1.6299 | 1.0222 | 1.5944 | 0.01709 | 0 | 0.031189 | Commercial | CFL - 15W Flood | College and University | Turnover | T_CU_CFL - 15W Flood | 8.9869 | 0.27073 | 33.195 | 0 | 0 | 0 | Fail 2-year Threshold
[11 empty] | Commercial | Energy Star Commercial Dishwasher | Assembly | Turnover | T_AS_Energy Star Commercial Dishwasher | 12.6845 | 0.44349 | 28.6019 | 0 | 0 | 0 | Fail RIM | Commercial | Energy Star Uninterruptable Power Supply | Warehouse | Turnover | T_WR_Energy Star Uninterruptable Power Supply | 1.3186 | 0.48348 | 2.7274 | 0 | 0 | 0 | Commercial | CFL - 15W Flood | Grocery | Turnover | T_GR_CFL - 15W Flood | 8.9869 | 0.27073 | 33.195 | 0 | 0 | 0 | Fail 2-year Threshold
[11 empty] | Commercial | Energy Star Commercial Dishwasher | College and University | Turnover | T_CU_Energy Star Commercial Dishwasher | 12.6845 | 0.44349 | 28.6019 | 0 | 0 | 0 | Fail RIM | Commercial | Energy Star Uninterruptable Power Supply | Warehouse | New | N_WR_Energy Star Uninterruptable Power Supply | 1.3186 | 0.48348 | 2.7274 | 0 | 0 | 0 | Commercial | CFL - 15W Flood | Healthcare | Turnover | T_HC_CFL - 15W Flood | 8.9869 | 0.27073 | 33.195 | 0 | 0 | 0 | Fail 2-year Threshold
[11 empty] | Commercial | Energy Star Commercial Dishwasher | Grocery | Turnover | T_GR_Energy Star Commercial Dishwasher | 12.6845 | 0.44349 | 28.6019 | 0 | 0 | 0 | Fail RIM | Commercial | Demand Controlled Ventilation | Warehouse | New | N_WR_Demand Controlled Ventilation | 1.2553 | 1.2547 | 1.0004 | 0.0024339 | 0.013703 | 0.023378 | Commercial | CFL - 15W Flood | Hospitals | Turnover | T_HS_CFL - 15W Flood | 8.9869 | 0.27073 | 33.195 | 0 | 0 | 0 | Fail 2-year Threshold
[11 empty] | Commercial | Energy Star Commercial Dishwasher | Healthcare | Turnover | T_HC_Energy Star Commercial Dishwasher | 12.6845 | 0.44349 | 28.6019 | 0 | 0 | 0 | Fail RIM | Commercial | Demand Controlled Ventilation | Warehouse | Existing | E_WR_Demand Controlled Ventilation | 1.2553 | 1.2547 | 1.0004 | 0.13508 | 0.76048 | 1.2974 | Commercial | CFL - 15W Flood | Institutional | Turnover | T_IN_CFL - 15W Flood | 8.9869 | 0.27073 | 33.195 | 0 | 0 | 0 | Fail 2-year Threshold
[11 empty] | Commercial | Energy Star Commercial Dishwasher | Hospitals | Turnover | T_HS_Energy Star Commercial Dishwasher | 12.6845 | 0.44349 | 28.6019 | 0 | 0 | 0 | Fail RIM | Commercial | High Bay LED | Warehouse | Turnover | T_WR_High Bay LED | 3.9012 | 0.67837 | 5.7508 | 10.5261 | 10.3274 | 56.9196 | Commercial | CFL - 15W Flood | Lodging/Hospitality | Turnover | T_LG_CFL - 15W Flood | 8.9869 | 0.27073 | 33.195 | 0 | 0 | 0 | Fail 2-year Threshold
[11 empty] | Commercial | Energy Star Commercial Dishwasher | Institutional | Turnover | T_IN_Energy Star Commercial Dishwasher | 12.6845 | 0.44349 | 28.6019 | 0 | 0 | 0 | Fail RIM | Commercial | High Bay LED | Warehouse | New | N_WR_High Bay LED | 3.9012 | 0.67837 | 5.7508 | 0 | 0 | 0 | Commercial | CFL - 15W Flood | Miscellaneous | Turnover | T_MS_CFL - 15W Flood | 8.9869 | 0.27073 | 33.195 | 0 | 0 | 0 | Fail 2-year Threshold
[11 empty] | Commercial | Energy Star Commercial Dishwasher | Lodging/Hospitality | Turnover | T_LG_Energy Star Commercial Dishwasher | 12.6845 | 0.44349 | 28.6019 | 0 | 0 | 0 | Fail RIM | Commercial | Energy Star Commercial Solid Door Refrigerator | Warehouse | Turnover | T_WR_Energy Star Commercial Solid Door Refrigerator | 2.7793 | 0.58132 | 4.781 | 0 | 0 | 0 | Commercial | CFL - 15W Flood | Offices | Turnover | T_OF_CFL - 15W Flood | 8.9869 | 0.27073 | 33.195 | 0 | 0 | 0 | Fail 2-year Threshold
[11 empty] | Commercial | Energy Star Commercial Dishwasher | Miscellaneous | Turnover | T_MS_Energy Star Commercial Dishwasher | 12.6845 | 0.44349 | 28.6019 | 0 | 0 | 0 | Fail RIM | Commercial | Energy Star Commercial Solid Door Refrigerator | Warehouse | New | N_WR_Energy Star Commercial Solid Door Refrigerator | 2.7793 | 0.58132 | 4.781 | 0 | 0 | 0 | Commercial | CFL - 15W Flood | Restaurants | Turnover | T_RS_CFL - 15W Flood | 8.9869 | 0.27073 | 33.195 | 0 | 0 | 0 | Fail 2-year Threshold
[11 empty] | Commercial | Energy Star Commercial Dishwasher | Offices | Turnover | T_OF_Energy Star Commercial Dishwasher | 12.6845 | 0.44349 | 28.6019 | 0 | 0 | 0 | Fail RIM | Commercial | Energy Star Hot Food Holding Cabinet | Warehouse | Turnover | T_WR_Energy Star Hot Food Holding Cabinet | 1.2802 | 0.65051 | 1.968 | 0 | 0 | 0 | Commercial | CFL - 15W Flood | Retail | Turnover | T_RT_CFL - 15W Flood | 8.9869 | 0.27073 | 33.195 | 0 | 0 | 0 | Fail 2-year Threshold
[11 empty] | Commercial | Energy Star Commercial Dishwasher | Restaurants | Turnover | T_RS_Energy Star Commercial Dishwasher | 12.6845 | 0.44349 | 28.6019 | 0 | 0 | 0 | Fail RIM | Commercial | Efficient Exhaust Hood | Warehouse | Turnover | T_WR_Efficient Exhaust Hood | 3.3648 | 0.74879 | 4.4937 | 0 | 0 | 0 | Commercial | CFL - 15W Flood | Schools K-12 | Turnover | T_SC_CFL - 15W Flood | 8.9869 | 0.27073 | 33.195 | 0 | 0 | 0 | Fail 2-year Threshold
[11 empty] | Commercial | Energy Star Commercial Dishwasher | Retail | Turnover | T_RT_Energy Star Commercial Dishwasher | 12.6845 | 0.44349 | 28.6019 | 0 | 0 | 0 | Fail RIM | Commercial | Efficient Exhaust Hood | Warehouse | New | N_WR_Efficient Exhaust Hood | 3.3648 | 0.74879 | 4.4937 | 0 | 0 | 0 | Commercial | CFL - 15W Flood | Warehouse | Turnover | T_WR_CFL - 15W Flood | 8.9869 | 0.27073 | 33.195 | 0 | 0 | 0 | Fail 2-year Threshold
[11 empty] | Commercial | Energy Star Commercial Dishwasher | Schools K-12 | Turnover | T_SC_Energy Star Commercial Dishwasher | 12.6845 | 0.44349 | 28.6019 | 0 | 0 | 0 | Fail RIM | Commercial | Energy Star Hot Food Holding Cabinet | Warehouse | New | N_WR_Energy Star Hot Food Holding Cabinet | 1.2802 | 0.65051 | 1.968 | 0 | 0 | 0 | Commercial | CFL - 15W Flood | Assembly | New | N_AS_CFL - 15W Flood | 8.9869 | 0.27073 | 33.195 | 0 | 0 | 0 | Fail 2-year Threshold
[11 empty] | Commercial | Energy Star Commercial Dishwasher | Warehouse | Turnover | T_WR_Energy Star Commercial Dishwasher | 12.6845 | 0.44349 | 28.6019 | 0 | 0 | 0 | Fail RIM | Industrial | Process Refrig Controls | Agriculture and Assembly |  | AA_Process Refrig Controls | 1.4468 | 0.57959 | 2.4962 | 0.010595 | 0.010334 | 0.076957 | Commercial | CFL - 15W Flood | College and University | New | N_CU_CFL - 15W Flood | 8.9869 | 0.27073 | 33.195 | 0 | 0 | 0 | Fail 2-year Threshold
[11 empty] | Commercial | Energy Star Commercial Dishwasher | Assembly | New | N_AS_Energy Star Commercial Dishwasher | 12.6845 | 0.44349 | 28.6019 | 0 | 0 | 0 | Fail RIM | Industrial | Pump Equipment Upgrade | Agriculture and Assembly |  | AA_Pump Equipment Upgrade | 2.1375 | 0.57329 | 3.7285 | 0.34349 | 0.33441 | 2.5507 | Commercial | CFL - 15W Flood | Grocery | New | N_GR_CFL - 15W Flood | 8.9869 | 0.27073 | 33.195 | 0 | 0 | 0 | Fail 2-year Threshold
[11 empty] | Commercial | Energy Star Commercial Dishwasher | College and University | New | N_CU_Energy Star Commercial Dishwasher | 12.6845 | 0.44349 | 28.6019 | 0 | 0 | 0 | Fail RIM | Industrial | Fan Equipment Upgrades | Agriculture and Assembly |  | AA_Fan Equipment Upgrades | 2.9374 | 0.57329 | 5.1237 | 0.24561 | 0.23912 | 1.8239 | Commercial | CFL - 15W Flood | Healthcare | New | N_HC_CFL - 15W Flood | 8.9869 | 0.27073 | 33.195 | 0 | 0 | 0 | Fail 2-year Threshold
[11 empty] | Commercial | Energy Star Commercial Dishwasher | Grocery | New | N_GR_Energy Star Commercial Dishwasher | 12.6845 | 0.44349 | 28.6019 | 0 | 0 | 0 | Fail RIM | Industrial | Efficient Lighting - Other Interior Lighting | Agriculture and Assembly |  | AA_Efficient Lighting - Other Interior Lighting | 1.5362 | 0.58394 | 2.6307 | 0.81227 | 0.78955 | 5.6907 | Commercial | CFL - 15W Flood | Hospitals | New | N_HS_CFL - 15W Flood | 8.9869 | 0.27073 | 33.195 | 0 | 0 | 0 | Fail 2-year Threshold
[11 empty] | Commercial | Energy Star Commercial Dishwasher | Healthcare | New | N_HC_Energy Star Commercial Dishwasher | 12.6845 | 0.44349 | 28.6019 | 0 | 0 | 0 | Fail RIM | Industrial | Efficient Lighting - High Bay | Agriculture and Assembly |  | AA_Efficient Lighting - High Bay | 2.8351 | 0.58394 | 4.855 | 1.8466 | 1.795 | 12.9371 | Commercial | CFL - 15W Flood | Institutional | New | N_IN_CFL - 15W Flood | 8.9869 | 0.27073 | 33.195 | 0 | 0 | 0 | Fail 2-year Threshold
[11 empty] | Commercial | Energy Star Commercial Dishwasher | Hospitals | New | N_HS_Energy Star Commercial Dishwasher | 12.6845 | 0.44349 | 28.6019 | 0 | 0 | 0 | Fail RIM | Industrial | Compressed Air Controls | Agriculture and Assembly |  | AA_Compressed Air Controls | 2.2517 | 0.55985 | 4.0221 | 0.36221 | 0.35264 | 2.6898 | Commercial | CFL - 15W Flood | Lodging/Hospitality | New | N_LG_CFL - 15W Flood | 8.9869 | 0.27073 | 33.195 | 0 | 0 | 0 | Fail 2-year Threshold
[11 empty] | Commercial | Energy Star Commercial Dishwasher | Institutional | New | N_IN_Energy Star Commercial Dishwasher | 12.6845 | 0.44349 | 28.6019 | 0 | 0 | 0 | Fail RIM | Industrial | Compressed Air Equipment | Agriculture and Assembly |  | AA_Compressed Air Equipment | 2.7552 | 0.57329 | 4.806 | 0.62272 | 0.60627 | 4.6244 | Commercial | CFL - 15W Flood | Miscellaneous | New | N_MS_CFL - 15W Flood | 8.9869 | 0.27073 | 33.195 | 0 | 0 | 0 | Fail 2-year Threshold
[11 empty] | Commercial | Energy Star Commercial Dishwasher | Lodging/Hospitality | New | N_LG_Energy Star Commercial Dishwasher | 12.6845 | 0.44349 | 28.6019 | 0 | 0 | 0 | Fail RIM | Industrial | Process Heat Improved Controls | Chemicals and Plastics |  | CP_Process Heat Improved Controls | 1.0472 | 0.57959 | 1.8067 | 0.059729 | 0.058256 | 0.43385 | Commercial | CFL - 15W Flood | Offices | New | N_OF_CFL - 15W Flood | 8.9869 | 0.27073 | 33.195 | 0 | 0 | 0 | Fail 2-year Threshold
[11 empty] | Commercial | Energy Star Commercial Dishwasher | Miscellaneous | New | N_MS_Energy Star Commercial Dishwasher | 12.6845 | 0.44349 | 28.6019 | 0 | 0 | 0 | Fail RIM | Industrial | Process Heat Equipment Upgrade | Chemicals and Plastics |  | CP_Process Heat Equipment Upgrade | 1.7872 | 0.52587 | 3.3986 | 0.57301 | 0.55888 | 4.1621 | Commercial | CFL - 15W Flood | Restaurants | New | N_RS_CFL - 15W Flood | 8.9869 | 0.27073 | 33.195 | 0 | 0 | 0 | Fail 2-year Threshold
[11 empty] | Commercial | Energy Star Commercial Dishwasher | Offices | New | N_OF_Energy Star Commercial Dishwasher | 12.6845 | 0.44349 | 28.6019 | 0 | 0 | 0 | Fail RIM | Industrial | Process Refrig Controls | Chemicals and Plastics |  | CP_Process Refrig Controls | 2.0171 | 0.57959 | 3.4803 | 0.085174 | 0.083073 | 0.61867 | Commercial | CFL - 15W Flood | Retail | New | N_RT_CFL - 15W Flood | 8.9869 | 0.27073 | 33.195 | 0 | 0 | 0 | Fail 2-year Threshold
[11 empty] | Commercial | Energy Star Commercial Dishwasher | Restaurants | New | N_RS_Energy Star Commercial Dishwasher | 12.6845 | 0.44349 | 28.6019 | 0 | 0 | 0 | Fail RIM | Industrial | Pump Equipment Upgrade | Chemicals and Plastics |  | CP_Pump Equipment Upgrade | 2.7996 | 0.57329 | 4.8834 | 0.82902 | 0.80712 | 6.1563 | Commercial | CFL - 15W Flood | Schools K-12 | New | N_SC_CFL - 15W Flood | 8.9869 | 0.27073 | 33.195 | 0 | 0 | 0 | Fail 2-year Threshold
[11 empty] | Commercial | Energy Star Commercial Dishwasher | Retail | New | N_RT_Energy Star Commercial Dishwasher | 12.6845 | 0.44349 | 28.6019 | 0 | 0 | 0 | Fail RIM | Industrial | Motor Equipment Upgrades | Chemicals and Plastics |  | CP_Motor Equipment Upgrades | 1.9137 | 0.52044 | 3.6771 | 0.32477 | 0.3162 | 2.4118 | Commercial | CFL - 15W Flood | Warehouse | New | N_WR_CFL - 15W Flood | 8.9869 | 0.27073 | 33.195 | 0 | 0 | 0 | Fail 2-year Threshold
[11 empty] | Commercial | Energy Star Commercial Dishwasher | Schools K-12 | New | N_SC_Energy Star Commercial Dishwasher | 12.6845 | 0.44349 | 28.6019 | 0 | 0 | 0 | Fail RIM | Industrial | Fan Equipment Upgrades | Chemicals and Plastics |  | CP_Fan Equipment Upgrades | 2.7958 | 0.57329 | 4.8767 | 0.11965 | 0.11649 | 0.88853 | Commercial | High Efficiency HID Lighting | Assembly | Turnover | T_AS_High Efficiency HID Lighting | 0.70851 | 0.287 | 2.4687 | 0 | 0 | 0 | Fail TRC
[11 empty] | Commercial | Energy Star Commercial Dishwasher | Warehouse | New | N_WR_Energy Star Commercial Dishwasher | 12.6845 | 0.44349 | 28.6019 | 0 | 0 | 0 | Fail RIM | Industrial | Efficient Lighting - Other Interior Lighting | Chemicals and Plastics |  | CP_Efficient Lighting - Other Interior Lighting | 1.5362 | 0.58394 | 2.6307 | 1.5456 | 1.5023 | 10.8281 | Commercial | High Efficiency HID Lighting | College and University | Turnover | T_CU_High Efficiency HID Lighting | 0.70851 | 0.287 | 2.4687 | 0 | 0 | 0 | Fail TRC
[11 empty] | Commercial | Heat Pump Water Heater | Assembly | Turnover | T_AS_Heat Pump Water Heater | 2.1443 | 0.58232 | 3.6824 | 0 | 0 | 0 | Fail RIM | Industrial | Efficient Lighting - High Bay | Chemicals and Plastics |  | CP_Efficient Lighting - High Bay | 2.8351 | 0.58394 | 4.855 | 0.59059 | 0.57407 | 4.1376 | Commercial | High Efficiency HID Lighting | Grocery | Turnover | T_GR_High Efficiency HID Lighting | 0.70851 | 0.287 | 2.4687 | 0 | 0 | 0 | Fail TRC
[11 empty] | Commercial | Heat Pump Water Heater | College and University | Turnover | T_CU_Heat Pump Water Heater | 6.4139 | 0.7573 | 8.4695 | 0 | 0 | 0 | Fail RIM | Industrial | Process Refrig Equipment Upgrade | Construction |  | CS_Process Refrig Equipment Upgrade | 2.0059 | 0.52587 | 3.8145 | 0.075973 | 0.074099 | 0.55184 | Commercial | High Efficiency HID Lighting | Healthcare | Turnover | T_HC_High Efficiency HID Lighting | 0.70851 | 0.287 | 2.4687 | 0 | 0 | 0 | Fail TRC
[11 empty] | Commercial | Heat Pump Water Heater | Grocery | Turnover | T_GR_Heat Pump Water Heater | 6.5635 | 0.89121 | 7.3647 | 0 | 0 | 0 | Fail RIM | Industrial | Efficient Lighting - Other Interior Lighting | Construction |  | CS_Efficient Lighting - Other Interior Lighting | 1.5362 | 0.58394 | 2.6307 | 0.189 | 0.18372 | 1.3241 | Commercial | High Efficiency HID Lighting | Hospitals | Turnover | T_HS_High Efficiency HID Lighting | 0.70851 | 0.287 | 2.4687 | 0 | 0 | 0 | Fail TRC
[11 empty] | Commercial | Heat Pump Water Heater | Healthcare | Turnover | T_HC_Heat Pump Water Heater | 2.8591 | 0.58232 | 4.9098 | 0 | 0 | 0 | Fail RIM | Industrial | Efficient Lighting - High Bay | Construction |  | CS_Efficient Lighting - High Bay | 2.8351 | 0.58394 | 4.855 | 0.13665 | 0.13283 | 0.95738 | Commercial | High Efficiency HID Lighting | Institutional | Turnover | T_IN_High Efficiency HID Lighting | 0.70851 | 0.287 | 2.4687 | 0 | 0 | 0 | Fail TRC
[11 empty] | Commercial | Heat Pump Water Heater | Hospitals | Turnover | T_HS_Heat Pump Water Heater | 7.4984 | 0.7573 | 9.9015 | 0 | 0 | 0 | Fail RIM | Industrial | HVAC Recommissioning | Construction |  | CS_HVAC Recommissioning | 1.8242 | 0.53449 | 3.4129 | 0.099679 | 0.09726 | 0.69973 | Commercial | High Efficiency HID Lighting | Lodging/Hospitality | Turnover | T_LG_High Efficiency HID Lighting | 0.70851 | 0.287 | 2.4687 | 0 | 0 | 0 | Fail TRC
[11 empty] | Commercial | Heat Pump Water Heater | Institutional | Turnover | T_IN_Heat Pump Water Heater | 6.8619 | 0.58232 | 11.7836 | 0 | 0 | 0 | Fail RIM | Industrial | Efficient Lighting - Other Interior Lighting | Electrical and Electronic Equip. |  | EE_Efficient Lighting - Other Interior Lighting | 1.5362 | 0.58394 | 2.6307 | 0.48057 | 0.46713 | 3.3668 | Commercial | High Efficiency HID Lighting | Miscellaneous | Turnover | T_MS_High Efficiency HID Lighting | 0.70851 | 0.287 | 2.4687 | 0 | 0 | 0 | Fail TRC
[11 empty] | Commercial | Heat Pump Water Heater | Lodging/Hospitality | Turnover | T_LG_Heat Pump Water Heater | 10.5017 | 0.89121 | 11.7836 | 0 | 0 | 0 | Fail RIM | Industrial | Efficient Lighting - High Bay | Electrical and Electronic Equip. |  | EE_Efficient Lighting - High Bay | 2.8351 | 0.58394 | 4.855 | 0.19093 | 0.18559 | 1.3376 | Commercial | High Efficiency HID Lighting | Offices | Turnover | T_OF_High Efficiency HID Lighting | 0.70851 | 0.287 | 2.4687 | 0 | 0 | 0 | Fail TRC
[11 empty] | Commercial | Heat Pump Water Heater | Miscellaneous | Turnover | T_MS_Heat Pump Water Heater | 6.433 | 0.58232 | 11.0471 | 0 | 0 | 0 | Fail RIM | Industrial | Process Refrig Equipment Upgrade | Lumber/Furniture/Pulp/Paper |  | LP_Process Refrig Equipment Upgrade | 1.7322 | 0.52587 | 3.294 | 0.013262 | 0.012935 | 0.096334 | Commercial | High Efficiency HID Lighting | Restaurants | Turnover | T_RS_High Efficiency HID Lighting | 0.70851 | 0.287 | 2.4687 | 0 | 0 | 0 | Fail TRC
[11 empty] | Commercial | Heat Pump Water Heater | Offices | Turnover | T_OF_Heat Pump Water Heater | 5.9565 | 0.58232 | 10.2288 | 0 | 0 | 0 | Fail RIM | Industrial | Pump System Optimization | Lumber/Furniture/Pulp/Paper |  | LP_Pump System Optimization | 1.6217 | 0.52044 | 3.116 | 0.83484 | 0.81279 | 6.1996 | Commercial | High Efficiency HID Lighting | Retail | Turnover | T_RT_High Efficiency HID Lighting | 0.70851 | 0.287 | 2.4687 | 0 | 0 | 0 | Fail TRC
[11 empty] | Commercial | Heat Pump Water Heater | Restaurants | Turnover | T_RS_Heat Pump Water Heater | 5.4696 | 0.89121 | 6.1373 | 0 | 0 | 0 | Fail RIM | Industrial | Pump Equipment Upgrade | Lumber/Furniture/Pulp/Paper |  | LP_Pump Equipment Upgrade | 2.0087 | 0.57329 | 3.5038 | 0.70015 | 0.68166 | 5.1994 | Commercial | High Efficiency HID Lighting | Schools K-12 | Turnover | T_SC_High Efficiency HID Lighting | 0.70851 | 0.287 | 2.4687 | 0 | 0 | 0 | Fail TRC
[11 empty] | Commercial | Heat Pump Water Heater | Retail | Turnover | T_RT_Heat Pump Water Heater | 6.4979 | 0.89121 | 7.2911 | 0 | 0 | 0 | Fail RIM | Industrial | Fan Equipment Upgrades | Lumber/Furniture/Pulp/Paper |  | LP_Fan Equipment Upgrades | 2.7424 | 0.57329 | 4.7835 | 0.47375 | 0.46123 | 3.5181 | Commercial | High Efficiency HID Lighting | Warehouse | Turnover | T_WR_High Efficiency HID Lighting | 0.70851 | 0.287 | 2.4687 | 0 | 0 | 0 | Fail TRC
[11 empty] | Commercial | Heat Pump Water Heater | Schools K-12 | Turnover | T_SC_Heat Pump Water Heater | 0.89349 | 0.58232 | 1.5344 | 0 | 0 | 0 | Fail RIM | Industrial | Efficient Lighting - Other Interior Lighting | Lumber/Furniture/Pulp/Paper |  | LP_Efficient Lighting - Other Interior Lighting | 1.5362 | 0.58394 | 2.6307 | 0.51626 | 0.50182 | 3.6169 | Commercial | High Efficiency HID Lighting | Assembly | New | N_AS_High Efficiency HID Lighting | 0.70851 | 0.287 | 2.4687 | 0 | 0 | 0 | Fail TRC
[11 empty] | Commercial | Heat Pump Water Heater | Warehouse | Turnover | T_WR_Heat Pump Water Heater | 4.2887 | 0.58232 | 7.3647 | 0 | 0 | 0 | Fail RIM | Industrial | Efficient Lighting - High Bay | Lumber/Furniture/Pulp/Paper |  | LP_Efficient Lighting - High Bay | 2.8351 | 0.58394 | 4.855 | 0.35074 | 0.34093 | 2.4573 | Commercial | High Efficiency HID Lighting | College and University | New | N_CU_High Efficiency HID Lighting | 0.70851 | 0.287 | 2.4687 | 0 | 0 | 0 | Fail TRC
[11 empty] | Commercial | Heat Pump Water Heater | Assembly | New | N_AS_Heat Pump Water Heater | 2.1443 | 0.58232 | 3.6824 | 0 | 0 | 0 | Fail RIM | Industrial | Process Refrig Controls | Metal Products and Machinery |  | MM_Process Refrig Controls | 1.0787 | 0.57959 | 1.8612 | 0.0057032 | 0.0055625 | 0.041426 | Commercial | High Efficiency HID Lighting | Grocery | New | N_GR_High Efficiency HID Lighting | 0.70851 | 0.287 | 2.4687 | 0 | 0 | 0 | Fail TRC
[11 empty] | Commercial | Heat Pump Water Heater | College and University | New | N_CU_Heat Pump Water Heater | 6.4139 | 0.7573 | 8.4695 | 0 | 0 | 0 | Fail RIM | Industrial | Process Refrig Equipment Upgrade | Metal Products and Machinery |  | MM_Process Refrig Equipment Upgrade | 2.1202 | 0.52587 | 4.0319 | 0.022657 | 0.022098 | 0.16457 | Commercial | High Efficiency HID Lighting | Healthcare | New | N_HC_High Efficiency HID Lighting | 0.70851 | 0.287 | 2.4687 | 0 | 0 | 0 | Fail TRC
[11 empty] | Commercial | Heat Pump Water Heater | Grocery | New | N_GR_Heat Pump Water Heater | 6.5635 | 0.89121 | 7.3647 | 0 | 0 | 0 | Fail RIM | Industrial | Efficient Lighting - Other Interior Lighting | Metal Products and Machinery |  | MM_Efficient Lighting - Other Interior Lighting | 1.5362 | 0.58394 | 2.6307 | 0.32845 | 0.31926 | 2.3011 | Commercial | High Efficiency HID Lighting | Hospitals | New | N_HS_High Efficiency HID Lighting | 0.70851 | 0.287 | 2.4687 | 0 | 0 | 0 | Fail TRC
[11 empty] | Commercial | Heat Pump Water Heater | Healthcare | New | N_HC_Heat Pump Water Heater | 2.8591 | 0.58232 | 4.9098 | 0 | 0 | 0 | Fail RIM | Industrial | Efficient Lighting - High Bay | Metal Products and Machinery |  | MM_Efficient Lighting - High Bay | 2.8351 | 0.58394 | 4.855 | 0.38935 | 0.37846 | 2.7277 | Commercial | High Efficiency HID Lighting | Institutional | New | N_IN_High Efficiency HID Lighting | 0.70851 | 0.287 | 2.4687 | 0 | 0 | 0 | Fail TRC
[11 empty] | Commercial | Heat Pump Water Heater | Hospitals | New | N_HS_Heat Pump Water Heater | 7.4984 | 0.7573 | 9.9015 | 0 | 0 | 0 | Fail RIM | Industrial | Process Refrig Equipment Upgrade | Miscellaneous Manufacturing |  | MS_Process Refrig Equipment Upgrade | 1.7502 | 0.52587 | 3.3282 | 0.011302 | 0.011024 | 0.082095 | Commercial | High Efficiency HID Lighting | Lodging/Hospitality | New | N_LG_High Efficiency HID Lighting | 0.70851 | 0.287 | 2.4687 | 0 | 0 | 0 | Fail TRC
[11 empty] | Commercial | Heat Pump Water Heater | Institutional | New | N_IN_Heat Pump Water Heater | 6.8619 | 0.58232 | 11.7836 | 0 | 0 | 0 | Fail RIM | Industrial | Motor Equipment Upgrades | Miscellaneous Manufacturing |  | MS_Motor Equipment Upgrades | 1.8858 | 0.52044 | 3.6234 | 0.030594 | 0.029786 | 0.22719 | Commercial | High Efficiency HID Lighting | Miscellaneous | New | N_MS_High Efficiency HID Lighting | 0.70851 | 0.287 | 2.4687 | 0 | 0 | 0 | Fail TRC
[11 empty] | Commercial | Heat Pump Water Heater | Lodging/Hospitality | New | N_LG_Heat Pump Water Heater | 10.5017 | 0.89121 | 11.7836 | 0 | 0 | 0 | Fail RIM | Industrial | Efficient Lighting - Other Interior Lighting | Miscellaneous Manufacturing |  | MS_Efficient Lighting - Other Interior Lighting | 1.5362 | 0.58394 | 2.6307 | 0.42679 | 0.41485 | 2.9901 | Commercial | High Efficiency HID Lighting | Offices | New | N_OF_High Efficiency HID Lighting | 0.70851 | 0.287 | 2.4687 | 0 | 0 | 0 | Fail TRC
[11 empty] | Commercial | Heat Pump Water Heater | Miscellaneous | New | N_MS_Heat Pump Water Heater | 6.433 | 0.58232 | 11.0471 | 0 | 0 | 0 | Fail RIM | Industrial | Efficient Lighting - High Bay | Miscellaneous Manufacturing |  | MS_Efficient Lighting - High Bay | 2.8351 | 0.58394 | 4.855 | 0.46932 | 0.45619 | 3.288 | Commercial | High Efficiency HID Lighting | Restaurants | New | N_RS_High Efficiency HID Lighting | 0.70851 | 0.287 | 2.4687 | 0 | 0 | 0 | Fail TRC
[11 empty] | Commercial | Heat Pump Water Heater | Offices | New | N_OF_Heat Pump Water Heater | 5.9565 | 0.58232 | 10.2288 | 0 | 0 | 0 | Fail RIM | Industrial | HVAC Equipment Upgrades | Miscellaneous Manufacturing |  | MS_HVAC Equipment Upgrades | 2.3668 | 0.60648 | 3.9025 | 1.8631 | 1.8179 | 13.0786 | Commercial | High Efficiency HID Lighting | Retail | New | N_RT_High Efficiency HID Lighting | 0.70851 | 0.287 | 2.4687 | 0 | 0 | 0 | Fail TRC
[11 empty] | Commercial | Heat Pump Water Heater | Restaurants | New | N_RS_Heat Pump Water Heater | 5.4696 | 0.89121 | 6.1373 | 0 | 0 | 0 | Fail RIM | Industrial | Efficient Lighting - Other Interior Lighting | Primary Resources Industries |  | PR_Efficient Lighting - Other Interior Lighting | 1.5362 | 0.58394 | 2.6307 | 0.42524 | 0.41335 | 2.9792 | Commercial | High Efficiency HID Lighting | Schools K-12 | New | N_SC_High Efficiency HID Lighting | 0.70851 | 0.287 | 2.4687 | 0 | 0 | 0 | Fail TRC
[11 empty] | Commercial | Heat Pump Water Heater | Retail | New | N_RT_Heat Pump Water Heater | 6.4979 | 0.89121 | 7.2911 | 0 | 0 | 0 | Fail RIM | Industrial | Efficient Lighting - High Bay | Primary Resources Industries |  | PR_Efficient Lighting - High Bay | 2.8351 | 0.58394 | 4.855 | 0.65914 | 0.6407 | 4.6178 | Commercial | High Efficiency HID Lighting | Warehouse | New | N_WR_High Efficiency HID Lighting | 0.70851 | 0.287 | 2.4687 | 0 | 0 | 0 | Fail TRC
[11 empty] | Commercial | Heat Pump Water Heater | Schools K-12 | New | N_SC_Heat Pump Water Heater | 0.89349 | 0.58232 | 1.5344 | 0 | 0 | 0 | Fail RIM | Industrial | HVAC Equipment Upgrades | Primary Resources Industries |  | PR_HVAC Equipment Upgrades | 3.2102 | 0.60648 | 5.2932 | 0.093415 | 0.091148 | 0.65576 | Commercial | LED - 9W Flood | Assembly | Turnover | T_AS_LED - 9W Flood | 23.158 | 0.29181 | 79.3596 | 0 | 0 | 0 | Fail 2-year Threshold
[11 empty] | Commercial | Heat Pump Water Heater | Warehouse | New | N_WR_Heat Pump Water Heater | 4.2887 | 0.58232 | 7.3647 | 0 | 0 | 0 | Fail RIM | Industrial | Process Heat Equipment Upgrade | Stone/Clay/Glass/Concrete |  | ST_Process Heat Equipment Upgrade | 1.7872 | 0.52587 | 3.3986 | 1.7742 | 1.7305 | 12.8872 | Commercial | LED - 9W Flood | College and University | Turnover | T_CU_LED - 9W Flood | 23.158 | 0.29181 | 79.3596 | 0 | 0 | 0 | Fail 2-year Threshold
[11 empty] | Commercial | Instantaneous Hot Water System | Assembly | Turnover | T_AS_Instantaneous Hot Water System | 0.097717 | 0.55775 | 0.1752 | 0 | 0 | 0 | Fail RIM | Industrial | Process Refrig Equipment Upgrade | Stone/Clay/Glass/Concrete |  | ST_Process Refrig Equipment Upgrade | 1.6096 | 0.52587 | 3.0607 | 0.030719 | 0.029961 | 0.22313 | Commercial | LED - 9W Flood | Grocery | Turnover | T_GR_LED - 9W Flood | 23.158 | 0.29181 | 79.3596 | 0 | 0 | 0 | Fail 2-year Threshold
[11 empty] | Commercial | Instantaneous Hot Water System | College and University | Turnover | T_CU_Instantaneous Hot Water System | 0.30724 | 0.76246 | 0.40296 | 0 | 0 | 0 | Fail RIM | Industrial | Efficient Lighting - Other Interior Lighting | Stone/Clay/Glass/Concrete |  | ST_Efficient Lighting - Other Interior Lighting | 1.5362 | 0.58394 | 2.6307 | 0.25205 | 0.245 | 1.7659 | Commercial | LED - 9W Flood | Healthcare | Turnover | T_HC_LED - 9W Flood | 23.158 | 0.29181 | 79.3596 | 0 | 0 | 0 | Fail 2-year Threshold
[11 empty] | Commercial | Instantaneous Hot Water System | Grocery | Turnover | T_GR_Instantaneous Hot Water System | 0.18716 | 0.53412 | 0.3504 | 0 | 0 | 0 | Fail RIM | Industrial | Efficient Lighting - High Bay | Stone/Clay/Glass/Concrete |  | ST_Efficient Lighting - High Bay | 2.8351 | 0.58394 | 4.855 | 0.16643 | 0.16177 | 1.166 | Commercial | LED - 9W Flood | Hospitals | Turnover | T_HS_LED - 9W Flood | 23.158 | 0.29181 | 79.3596 | 0 | 0 | 0 | Fail 2-year Threshold
[11 empty] | Commercial | Instantaneous Hot Water System | Healthcare | Turnover | T_HC_Instantaneous Hot Water System | 0.13029 | 0.55775 | 0.2336 | 0 | 0 | 0 | Fail RIM | Industrial | Compressed Air Equipment | Stone/Clay/Glass/Concrete |  | ST_Compressed Air Equipment | 2.868 | 0.57329 | 5.0026 | 0.08099 | 0.078851 | 0.60143 | Commercial | LED - 9W Flood | Institutional | Turnover | T_IN_LED - 9W Flood | 23.158 | 0.29181 | 79.3596 | 0 | 0 | 0 | Fail 2-year Threshold
[11 empty] | Commercial | Instantaneous Hot Water System | Hospitals | Turnover | T_HS_Instantaneous Hot Water System | 0.35919 | 0.76246 | 0.47109 | 0 | 0 | 0 | Fail RIM | Industrial | Motor Optimization | Textiles and Leather |  | TX_Motor Optimization | 1.34 | 0.52044 | 2.5747 | 0.031349 | 0.030521 | 0.2328 | Commercial | LED - 9W Flood | Lodging/Hospitality | Turnover | T_LG_LED - 9W Flood | 23.158 | 0.29181 | 79.3596 | 0 | 0 | 0 | Fail 2-year Threshold
[11 empty] | Commercial | Instantaneous Hot Water System | Institutional | Turnover | T_IN_Instantaneous Hot Water System | 0.31269 | 0.55775 | 0.56064 | 0 | 0 | 0 | Fail RIM | Industrial | Efficient Lighting - Other Interior Lighting | Textiles and Leather |  | TX_Efficient Lighting - Other Interior Lighting | 1.5362 | 0.58394 | 2.6307 | 0.019408 | 0.018865 | 0.13597 | Commercial | LED - 9W Flood | Miscellaneous | Turnover | T_MS_LED - 9W Flood | 23.158 | 0.29181 | 79.3596 | 0 | 0 | 0 | Fail 2-year Threshold
[11 empty] | Commercial | Instantaneous Hot Water System | Lodging/Hospitality | Turnover | T_LG_Instantaneous Hot Water System | 0.29945 | 0.53412 | 0.56064 | 0 | 0 | 0 | Fail RIM | Industrial | Efficient Lighting - High Bay | Textiles and Leather |  | TX_Efficient Lighting - High Bay | 2.8351 | 0.58394 | 4.855 | 0.0069299 | 0.0067361 | 0.04855 | Commercial | LED - 9W Flood | Offices | Turnover | T_OF_LED - 9W Flood | 23.158 | 0.29181 | 79.3596 | 0 | 0 | 0 | Fail 2-year Threshold
[11 empty] | Commercial | Instantaneous Hot Water System | Miscellaneous | Turnover | T_MS_Instantaneous Hot Water System | 0.29315 | 0.55775 | 0.5256 | 0 | 0 | 0 | Fail RIM | Industrial | Building Envelope Improvements | Textiles and Leather |  | TX_Building Envelope Improvements | 2.3183 | 0.58958 | 3.9321 | 0.0015745 | 0.0015363 | 0.011053 | Commercial | LED - 9W Flood | Restaurants | Turnover | T_RS_LED - 9W Flood | 23.158 | 0.29181 | 79.3596 | 0 | 0 | 0 | Fail 2-year Threshold
[11 empty] | Commercial | Instantaneous Hot Water System | Offices | Turnover | T_OF_Instantaneous Hot Water System | 0.27144 | 0.55775 | 0.48667 | 0 | 0 | 0 | Fail RIM | Industrial | Pump Equipment Upgrade | Transportation Equipment |  | TR_Pump Equipment Upgrade | 2.5018 | 0.57329 | 4.3639 | 0.05245 | 0.051065 | 0.3895 | Commercial | LED - 9W Flood | Retail | Turnover | T_RT_LED - 9W Flood | 23.158 | 0.29181 | 79.3596 | 0 | 0 | 0 | Fail 2-year Threshold
[11 empty] | Commercial | Instantaneous Hot Water System | Restaurants | Turnover | T_RS_Instantaneous Hot Water System | 0.15596 | 0.53412 | 0.292 | 0 | 0 | 0 | Fail RIM | Industrial | Fan Equipment Upgrades | Transportation Equipment |  | TR_Fan Equipment Upgrades | 2.5018 | 0.57329 | 4.3639 | 0.032634 | 0.031772 | 0.24234 | Commercial | LED - 9W Flood | Schools K-12 | Turnover | T_SC_LED - 9W Flood | 23.158 | 0.29181 | 79.3596 | 0 | 0 | 0 | Fail 2-year Threshold
[11 empty] | Commercial | Instantaneous Hot Water System | Retail | Turnover | T_RT_Instantaneous Hot Water System | 0.18529 | 0.53412 | 0.3469 | 0 | 0 | 0 | Fail RIM | Industrial | Efficient Lighting - Other Interior Lighting | Transportation Equipment |  | TR_Efficient Lighting - Other Interior Lighting | 1.5362 | 0.58394 | 2.6307 | 0.47421 | 0.46094 | 3.3222 | Commercial | LED - 9W Flood | Warehouse | Turnover | T_WR_LED - 9W Flood | 23.158 | 0.29181 | 79.3596 | 0 | 0 | 0 | Fail 2-year Threshold
[11 empty] | Commercial | Instantaneous Hot Water System | Schools K-12 | Turnover | T_SC_Instantaneous Hot Water System | 0.040716 | 0.55775 | 0.073002 | 0 | 0 | 0 | Fail RIM | Industrial | Efficient Lighting - High Bay | Transportation Equipment |  | TR_Efficient Lighting - High Bay | 2.8351 | 0.58394 | 4.855 | 0.16716 | 0.16248 | 1.1711 | Commercial | LED - 9W Flood | Assembly | New | N_AS_LED - 9W Flood | 23.158 | 0.29181 | 79.3596 | 0 | 0 | 0 | Fail 2-year Threshold
[11 empty] | Commercial | Instantaneous Hot Water System | Warehouse | Turnover | T_WR_Instantaneous Hot Water System | 0.19543 | 0.55775 | 0.3504 | 0 | 0 | 0 | Fail RIM | Industrial | HVAC Recommissioning | Transportation Equipment |  | TR_HVAC Recommissioning | 1.81 | 0.53449 | 3.3865 | 0.1753 | 0.17105 | 1.2306 | Commercial | LED - 9W Flood | College and University | New | N_CU_LED - 9W Flood | 23.158 | 0.29181 | 79.3596 | 0 | 0 | 0 | Fail 2-year Threshold
[11 empty] | Commercial | Instantaneous Hot Water System | Assembly | New | N_AS_Instantaneous Hot Water System | 0.097717 | 0.55775 | 0.1752 | 0 | 0 | 0 | Fail RIM | Industrial | Process Refrig Equipment Upgrade | Water and Wastewater |  | WW_Process Refrig Equipment Upgrade | 2.0059 | 0.52587 | 3.8145 | 0.000916 | 0.00089341 | 0.0066535 | Commercial | LED - 9W Flood | Grocery | New | N_GR_LED - 9W Flood | 23.158 | 0.29181 | 79.3596 | 0 | 0 | 0 | Fail 2-year Threshold
[11 empty] | Commercial | Instantaneous Hot Water System | College and University | New | N_CU_Instantaneous Hot Water System | 0.30724 | 0.76246 | 0.40296 | 0 | 0 | 0 | Fail RIM | Industrial | Efficient Lighting - Other Interior Lighting | Water and Wastewater |  | WW_Efficient Lighting - Other Interior Lighting | 1.5362 | 0.58394 | 2.6307 | 0.0022788 | 0.0022151 | 0.015965 | Commercial | LED - 9W Flood | Healthcare | New | N_HC_LED - 9W Flood | 23.158 | 0.29181 | 79.3596 | 0 | 0 | 0 | Fail 2-year Threshold
[11 empty] | Commercial | Instantaneous Hot Water System | Grocery | New | N_GR_Instantaneous Hot Water System | 0.18716 | 0.53412 | 0.3504 | 0 | 0 | 0 | Fail RIM | Industrial | Efficient Lighting - High Bay | Water and Wastewater |  | WW_Efficient Lighting - High Bay | 2.8351 | 0.58394 | 4.855 | 0.0016476 | 0.0016015 | 0.011543 | Commercial | LED - 9W Flood | Hospitals | New | N_HS_LED - 9W Flood | 23.158 | 0.29181 | 79.3596 | 0 | 0 | 0 | Fail 2-year Threshold
[11 empty] | Commercial | Instantaneous Hot Water System | Healthcare | New | N_HC_Instantaneous Hot Water System | 0.13029 | 0.55775 | 0.2336 | 0 | 0 | 0 | Fail RIM | Industrial | HVAC Recommissioning | Water and Wastewater |  | WW_HVAC Recommissioning | 1.8242 | 0.53449 | 3.4129 | 0.0012018 | 0.0011727 | 0.0084366 | Commercial | LED - 9W Flood | Institutional | New | N_IN_LED - 9W Flood | 23.158 | 0.29181 | 79.3596 | 0 | 0 | 0 | Fail 2-year Threshold
[11 empty] | Commercial | Instantaneous Hot Water System | Hospitals | New | N_HS_Instantaneous Hot Water System | 0.35919 | 0.76246 | 0.47109 | 0 | 0 | 0 | Fail RIM | Residential | Central air conditioner - Load Shed | Single Family | Existing |  | Passed | Passed | Passed | 748.3615 | 0 | 0 | Commercial | LED - 9W Flood | Lodging/Hospitality | New | N_LG_LED - 9W Flood | 23.158 | 0.29181 | 79.3596 | 0 | 0 | 0 | Fail 2-year Threshold
[11 empty] | Commercial | Instantaneous Hot Water System | Institutional | New | N_IN_Instantaneous Hot Water System | 0.31269 | 0.55775 | 0.56064 | 0 | 0 | 0 | Fail RIM | Residential | Central air conditioner - Load Shed | Multi Family | Existing |  | Passed | Passed | Passed | 181.9961 | 0 | 0 | Commercial | LED - 9W Flood | Miscellaneous | New | N_MS_LED - 9W Flood | 23.158 | 0.29181 | 79.3596 | 0 | 0 | 0 | Fail 2-year Threshold
[11 empty] | Commercial | Instantaneous Hot Water System | Lodging/Hospitality | New | N_LG_Instantaneous Hot Water System | 0.29945 | 0.53412 | 0.56064 | 0 | 0 | 0 | Fail RIM | Residential | Central air conditioner - Load Shed | Mobile Home/Other | Existing |  | Passed | Passed | Passed | 135.1501 | 0 | 0 | Commercial | LED - 9W Flood | Offices | New | N_OF_LED - 9W Flood | 23.158 | 0.29181 | 79.3596 | 0 | 0 | 0 | Fail 2-year Threshold
[11 empty] | Commercial | Instantaneous Hot Water System | Miscellaneous | New | N_MS_Instantaneous Hot Water System | 0.29315 | 0.55775 | 0.5256 | 0 | 0 | 0 | Fail RIM | Residential | Central Heating - Load Shed | Single Family | Existing |  | Passed | Passed | Passed | 0 | 1485.571 | 0 | Commercial | LED - 9W Flood | Restaurants | New | N_RS_LED - 9W Flood | 23.158 | 0.29181 | 79.3596 | 0 | 0 | 0 | Fail 2-year Threshold
[11 empty] | Commercial | Instantaneous Hot Water System | Offices | New | N_OF_Instantaneous Hot Water System | 0.27144 | 0.55775 | 0.48667 | 0 | 0 | 0 | Fail RIM | Residential | Central Heating - Load Shed | Multi Family | Existing |  | Passed | Passed | Passed | 0 | 434.4443 | 0 | Commercial | LED - 9W Flood | Retail | New | N_RT_LED - 9W Flood | 23.158 | 0.29181 | 79.3596 | 0 | 0 | 0 | Fail 2-year Threshold
[11 empty] | Commercial | Instantaneous Hot Water System | Restaurants | New | N_RS_Instantaneous Hot Water System | 0.15596 | 0.53412 | 0.292 | 0 | 0 | 0 | Fail RIM | Residential | Central Heating - Load Shed | Mobile Home/Other | Existing |  | Passed | Passed | Passed | 0 | 275.8335 | 0 | Commercial | LED - 9W Flood | Schools K-12 | New | N_SC_LED - 9W Flood | 23.158 | 0.29181 | 79.3596 | 0 | 0 | 0 | Fail 2-year Threshold
[11 empty] | Commercial | Instantaneous Hot Water System | Retail | New | N_RT_Instantaneous Hot Water System | 0.18529 | 0.53412 | 0.3469 | 0 | 0 | 0 | Fail RIM | Residential | Central air conditioner - 50% cycling | Single Family | Existing |  | Passed | Passed | Passed | 0 | 0 | 0 | Commercial | LED - 9W Flood | Warehouse | New | N_WR_LED - 9W Flood | 23.158 | 0.29181 | 79.3596 | 0 | 0 | 0 | Fail 2-year Threshold
[11 empty] | Commercial | Instantaneous Hot Water System | Schools K-12 | New | N_SC_Instantaneous Hot Water System | 0.040716 | 0.55775 | 0.073002 | 0 | 0 | 0 | Fail RIM | Residential | Central air conditioner - 50% cycling | Multi Family | Existing |  | Passed | Passed | Passed | 0 | 0 | 0 | Commercial | LED Display Lighting (Exterior) | Assembly | Turnover | T_AS_LED Display Lighting (Exterior) | 3.4874 | 0.29181 | 11.9509 | 0 | 0 | 0 | Fail 2-year Threshold
[11 empty] | Commercial | Instantaneous Hot Water System | Warehouse | New | N_WR_Instantaneous Hot Water System | 0.19543 | 0.55775 | 0.3504 | 0 | 0 | 0 | Fail RIM | Residential | Central air conditioner - 50% cycling | Mobile Home/Other | Existing |  | Passed | Passed | Passed | 0 | 0 | 0 | Commercial | LED Display Lighting (Exterior) | College and University | Turnover | T_CU_LED Display Lighting (Exterior) | 3.4874 | 0.29181 | 11.9509 | 0 | 0 | 0 | Fail 2-year Threshold
[11 empty] | Commercial | Solar Water Heater | Assembly | Turnover | T_AS_Solar Water Heater | 0.40433 | 0.44804 | 0.90244 | 0 | 0 | 0 | Fail RIM | Residential | Central Heating - 50% cycling | Single Family | Existing |  | Passed | Passed | Passed | 0 | 0 | 0 | Commercial | LED Display Lighting (Exterior) | Grocery | Turnover | T_GR_LED Display Lighting (Exterior) | 3.4874 | 0.29181 | 11.9509 | 0 | 0 | 0 | Fail 2-year Threshold
[11 empty] | Commercial | Solar Water Heater | College and University | Turnover | T_CU_Solar Water Heater | 0.92997 | 0.44804 | 2.0756 | 0 | 0 | 0 | Fail RIM | Residential | Central Heating - 50% cycling | Multi Family | Existing |  | Passed | Passed | Passed | 0 | 0 | 0 | Commercial | LED Display Lighting (Exterior) | Healthcare | Turnover | T_HC_LED Display Lighting (Exterior) | 3.4874 | 0.29181 | 11.9509 | 0 | 0 | 0 | Fail 2-year Threshold
[11 empty] | Commercial | Solar Water Heater | Grocery | Turnover | T_GR_Solar Water Heater | 0.80867 | 0.44804 | 1.8049 | 0 | 0 | 0 | Fail RIM | Residential | Central Heating - 50% cycling | Mobile Home/Other | Existing |  | Passed | Passed | Passed | 0 | 0 | 0 | Commercial | LED Display Lighting (Exterior) | Hospitals | Turnover | T_HS_LED Display Lighting (Exterior) | 3.4874 | 0.29181 | 11.9509 | 0 | 0 | 0 | Fail 2-year Threshold
[11 empty] | Commercial | Solar Water Heater | Healthcare | Turnover | T_HC_Solar Water Heater | 0.53911 | 0.44804 | 1.2033 | 0 | 0 | 0 | Fail RIM | Residential | Water heater switches | Single Family | Existing |  | Passed | Passed | Passed | 109.332 | 206.218 | 0 | Commercial | LED Display Lighting (Exterior) | Institutional | Turnover | T_IN_LED Display Lighting (Exterior) | 3.4874 | 0.29181 | 11.9509 | 0 | 0 | 0 | Fail 2-year Threshold
[11 empty] | Commercial | Solar Water Heater | Hospitals | Turnover | T_HS_Solar Water Heater | 1.0872 | 0.44804 | 2.4266 | 0 | 0 | 0 | Fail RIM | Residential | Water heater switches | Multi Family | Existing |  | Passed | Passed | Passed | 56.672 | 106.893 | 0 | Commercial | LED Display Lighting (Exterior) | Lodging/Hospitality | Turnover | T_LG_LED Display Lighting (Exterior) | 3.4874 | 0.29181 | 11.9509 | 0 | 0 | 0 | Fail 2-year Threshold
[11 empty] | Commercial | Solar Water Heater | Institutional | Turnover | T_IN_Solar Water Heater | 1.2939 | 0.44804 | 2.8878 | 0 | 0 | 0 | Fail RIM | Residential | Water heater switches | Mobile Home/Other | Existing |  | Passed | Passed | Passed | 21.823 | 41.162 | 0 | Commercial | LED Display Lighting (Exterior) | Miscellaneous | Turnover | T_MS_LED Display Lighting (Exterior) | 3.4874 | 0.29181 | 11.9509 | 0 | 0 | 0 | Fail 2-year Threshold
[11 empty] | Commercial | Solar Water Heater | Lodging/Hospitality | Turnover | T_LG_Solar Water Heater | 1.2939 | 0.44804 | 2.8878 | 0 | 0 | 0 | Fail RIM | Residential | Pool pump switches | Single Family | Existing |  | Passed | Passed | Passed | 181.081 | 76.38 | 0 | Commercial | LED Display Lighting (Exterior) | Offices | Turnover | T_OF_LED Display Lighting (Exterior) | 3.4874 | 0.29181 | 11.9509 | 0 | 0 | 0 | Fail 2-year Threshold
[11 empty] | Commercial | Solar Water Heater | Miscellaneous | Turnover | T_MS_Solar Water Heater | 1.213 | 0.44804 | 2.7073 | 0 | 0 | 0 | Fail RIM | Residential | Pool pump switches | Multi Family | Existing |  | Passed | Passed | Passed | 0 | 0 | 0 | Commercial | LED Display Lighting (Exterior) | Restaurants | Turnover | T_RS_LED Display Lighting (Exterior) | 3.4874 | 0.29181 | 11.9509 | 0 | 0 | 0 | Fail 2-year Threshold
[11 empty] | Commercial | Solar Water Heater | Offices | Turnover | T_OF_Solar Water Heater | 1.1232 | 0.44804 | 2.5068 | 0 | 0 | 0 | Fail RIM | Residential | Pool pump switches | Mobile Home/Other | Existing |  | Passed | Passed | Passed | 0 | 0 | 0 | Commercial | LED Display Lighting (Exterior) | Retail | Turnover | T_RT_LED Display Lighting (Exterior) | 3.4874 | 0.29181 | 11.9509 | 0 | 0 | 0 | Fail 2-year Threshold
[11 empty] | Commercial | Solar Water Heater | Restaurants | Turnover | T_RS_Solar Water Heater | 0.67389 | 0.44804 | 1.5041 | 0 | 0 | 0 | Fail RIM | Residential | Room AC control | Single Family | New |  | Passed | Passed | Passed | 0 | 0 | 0 | Commercial | LED Display Lighting (Exterior) | Schools K-12 | Turnover | T_SC_LED Display Lighting (Exterior) | 3.4874 | 0.29181 | 11.9509 | 0 | 0 | 0 | Fail 2-year Threshold
[11 empty] | Commercial | Solar Water Heater | Retail | Turnover | T_RT_Solar Water Heater | 0.80058 | 0.44804 | 1.7868 | 0 | 0 | 0 | Fail RIM | Residential | Room AC control | Multi Family | New |  | Passed | Passed | Passed | 0 | 0 | 0 | Commercial | LED Display Lighting (Exterior) | Warehouse | Turnover | T_WR_LED Display Lighting (Exterior) | 3.4874 | 0.29181 | 11.9509 | 0 | 0 | 0 | Fail 2-year Threshold
[11 empty] | Commercial | Solar Water Heater | Schools K-12 | Turnover | T_SC_Solar Water Heater | 0.16848 | 0.44804 | 0.37603 | 0 | 0 | 0 | Fail RIM | Residential | Room AC control | Mobile Home/Other | New |  | Passed | Passed | Passed | 0 | 0 | 0 | Commercial | LED Display Lighting (Exterior) | Assembly | New | N_AS_LED Display Lighting (Exterior) | 3.4874 | 0.29181 | 11.9509 | 0 | 0 | 0 | Fail 2-year Threshold
[11 empty] | Commercial | Solar Water Heater | Warehouse | Turnover | T_WR_Solar Water Heater | 0.80867 | 0.44804 | 1.8049 | 0 | 0 | 0 | Fail RIM | Residential | Smart thermostats - Utility Installation | Single Family | New |  | Passed | Passed | Passed | 0 | 0 | 0 | Commercial | LED Display Lighting (Exterior) | College and University | New | N_CU_LED Display Lighting (Exterior) | 3.4874 | 0.29181 | 11.9509 | 0 | 0 | 0 | Fail 2-year Threshold
[11 empty] | Commercial | Solar Water Heater | Assembly | New | N_AS_Solar Water Heater | 0.40433 | 0.44804 | 0.90244 | 0 | 0 | 0 | Fail RIM | Residential | Smart thermostats - Utility Installation | Multi Family | New |  | Passed | Passed | Passed | 0 | 0 | 0 | Commercial | LED Display Lighting (Exterior) | Grocery | New | N_GR_LED Display Lighting (Exterior) | 3.4874 | 0.29181 | 11.9509 | 0 | 0 | 0 | Fail 2-year Threshold
[11 empty] | Commercial | Solar Water Heater | College and University | New | N_CU_Solar Water Heater | 0.92997 | 0.44804 | 2.0756 | 0 | 0 | 0 | Fail RIM | Residential | Smart thermostats - Utility Installation | Mobile Home/Other | New |  | Passed | Passed | Passed | 0 | 0 | 0 | Commercial | LED Display Lighting (Exterior) | Healthcare | New | N_HC_LED Display Lighting (Exterior) | 3.4874 | 0.29181 | 11.9509 | 0 | 0 | 0 | Fail 2-year Threshold
[11 empty] | Commercial | Solar Water Heater | Grocery | New | N_GR_Solar Water Heater | 0.80867 | 0.44804 | 1.8049 | 0 | 0 | 0 | Fail RIM | Residential | Smart thermostats - BYOT | Single Family | New |  | Passed | Passed | Passed | 0 | 0 | 0 | Commercial | LED Display Lighting (Exterior) | Hospitals | New | N_HS_LED Display Lighting (Exterior) | 3.4874 | 0.29181 | 11.9509 | 0 | 0 | 0 | Fail 2-year Threshold
[11 empty] | Commercial | Solar Water Heater | Healthcare | New | N_HC_Solar Water Heater | 0.53911 | 0.44804 | 1.2033 | 0 | 0 | 0 | Fail RIM | Residential | Smart thermostats - BYOT | Multi Family | New |  | Passed | Passed | Passed | 0 | 0 | 0 | Commercial | LED Display Lighting (Exterior) | Institutional | New | N_IN_LED Display Lighting (Exterior) | 3.4874 | 0.29181 | 11.9509 | 0 | 0 | 0 | Fail 2-year Threshold
[11 empty] | Commercial | Solar Water Heater | Hospitals | New | N_HS_Solar Water Heater | 1.0872 | 0.44804 | 2.4266 | 0 | 0 | 0 | Fail RIM | Residential | Smart thermostats - BYOT | Mobile Home/Other | New |  | Passed | Passed | Passed | 0 | 0 | 0 | Commercial | LED Display Lighting (Exterior) | Lodging/Hospitality | New | N_LG_LED Display Lighting (Exterior) | 3.4874 | 0.29181 | 11.9509 | 0 | 0 | 0 | Fail 2-year Threshold
[11 empty] | Commercial | Solar Water Heater | Institutional | New | N_IN_Solar Water Heater | 1.2939 | 0.44804 | 2.8878 | 0 | 0 | 0 | Fail RIM | Residential | CPP + Tech | Single Family | New |  | Passed | Passed | Passed | 0 | 0 | 0 | Commercial | LED Display Lighting (Exterior) | Miscellaneous | New | N_MS_LED Display Lighting (Exterior) | 3.4874 | 0.29181 | 11.9509 | 0 | 0 | 0 | Fail 2-year Threshold
[11 empty] | Commercial | Solar Water Heater | Lodging/Hospitality | New | N_LG_Solar Water Heater | 1.2939 | 0.44804 | 2.8878 | 0 | 0 | 0 | Fail RIM | Residential | CPP + Tech | Multi Family | New |  | Passed | Passed | Passed | 0 | 0 | 0 | Commercial | LED Display Lighting (Exterior) | Offices | New | N_OF_LED Display Lighting (Exterior) | 3.4874 | 0.29181 | 11.9509 | 0 | 0 | 0 | Fail 2-year Threshold
[11 empty] | Commercial | Solar Water Heater | Miscellaneous | New | N_MS_Solar Water Heater | 1.213 | 0.44804 | 2.7073 | 0 | 0 | 0 | Fail RIM | Residential | CPP + Tech | Mobile Home/Other | New |  | Passed | Passed | Passed | 0 | 0 | 0 | Commercial | LED Display Lighting (Exterior) | Restaurants | New | N_RS_LED Display Lighting (Exterior) | 3.4874 | 0.29181 | 11.9509 | 0 | 0 | 0 | Fail 2-year Threshold
[11 empty] | Commercial | Solar Water Heater | Offices | New | N_OF_Solar Water Heater | 1.1232 | 0.44804 | 2.5068 | 0 | 0 | 0 | Fail RIM | Small C&I | Central air conditioner - Load Shed | 0-15,000 kWh | New |  | Passed | Passed | Passed | 63.726 | 0 | 0 | Commercial | LED Display Lighting (Exterior) | Retail | New | N_RT_LED Display Lighting (Exterior) | 3.4874 | 0.29181 | 11.9509 | 0 | 0 | 0 | Fail 2-year Threshold
[11 empty] | Commercial | Solar Water Heater | Restaurants | New | N_RS_Solar Water Heater | 0.67389 | 0.44804 | 1.5041 | 0 | 0 | 0 | Fail RIM | Small C&I | Central air conditioner - Load Shed | 15,001-25,000 kWh | New |  | Passed | Passed | Passed | 17.477 | 0 | 0 | Commercial | LED Display Lighting (Exterior) | Schools K-12 | New | N_SC_LED Display Lighting (Exterior) | 3.4874 | 0.29181 | 11.9509 | 0 | 0 | 0 | Fail 2-year Threshold
[11 empty] | Commercial | Solar Water Heater | Retail | New | N_RT_Solar Water Heater | 0.80058 | 0.44804 | 1.7868 | 0 | 0 | 0 | Fail RIM | Small C&I | Central air conditioner - Load Shed | 25,001-50,000 kWh | New |  | Passed | Passed | Passed | 10.712 | 0 | 0 | Commercial | LED Display Lighting (Exterior) | Warehouse | New | N_WR_LED Display Lighting (Exterior) | 3.4874 | 0.29181 | 11.9509 | 0 | 0 | 0 | Fail 2-year Threshold
[11 empty] | Commercial | Solar Water Heater | Schools K-12 | New | N_SC_Solar Water Heater | 0.16848 | 0.44804 | 0.37603 | 0 | 0 | 0 | Fail RIM | Small C&I | Central air conditioner - Load Shed | 50,001 kWh + | New |  | Passed | Passed | Passed | 11.667 | 0 | 0 | Commercial | LED Exterior Lighting | Assembly | Turnover | T_AS_LED Exterior Lighting | 0.75297 | 0.287 | 2.6236 | 0 | 0 | 0 | Fail TRC
[11 empty] | Commercial | Solar Water Heater | Warehouse | New | N_WR_Solar Water Heater | 0.80867 | 0.44804 | 1.8049 | 0 | 0 | 0 | Fail RIM | Small C&I | Central Heating - Load Shed | 0-15,000 kWh | New |  | Passed | Passed | Passed | 0 | 34.849 | 0 | Commercial | LED Exterior Lighting | College and University | Turnover | T_CU_LED Exterior Lighting | 0.75297 | 0.287 | 2.6236 | 0 | 0 | 0 | Fail TRC
[11 empty] | Commercial | CFL - 15W Flood | Assembly | Turnover | T_AS_CFL - 15W Flood | 8.9869 | 0.27073 | 33.195 | 0 | 0 | 0 | Fail RIM | Small C&I | Central Heating - Load Shed | 15,001-25,000 kWh | New |  | Passed | Passed | Passed | 0 | 16.253 | 0 | Commercial | LED Exterior Lighting | Grocery | Turnover | T_GR_LED Exterior Lighting | 0.75297 | 0.287 | 2.6236 | 0 | 0 | 0 | Fail TRC
[11 empty] | Commercial | CFL - 15W Flood | College and University | Turnover | T_CU_CFL - 15W Flood | 8.9869 | 0.27073 | 33.195 | 0 | 0 | 0 | Fail RIM | Small C&I | Central Heating - Load Shed | 25,001-50,000 kWh | New |  | Passed | Passed | Passed | 0 | 13.563 | 0 | Commercial | LED Exterior Lighting | Healthcare | Turnover | T_HC_LED Exterior Lighting | 0.75297 | 0.287 | 2.6236 | 0 | 0 | 0 | Fail TRC
[11 empty] | Commercial | CFL - 15W Flood | Grocery | Turnover | T_GR_CFL - 15W Flood | 8.9869 | 0.27073 | 33.195 | 0 | 0 | 0 | Fail RIM | Small C&I | Central Heating - Load Shed | 50,001 kWh + | New |  | Passed | Passed | Passed | 0 | 8.309 | 0 | Commercial | LED Exterior Lighting | Hospitals | Turnover | T_HS_LED Exterior Lighting | 0.75297 | 0.287 | 2.6236 | 0 | 0 | 0 | Fail TRC
[11 empty] | Commercial | CFL - 15W Flood | Healthcare | Turnover | T_HC_CFL - 15W Flood | 8.9869 | 0.27073 | 33.195 | 0 | 0 | 0 | Fail RIM | Small C&I | Central air conditioner - 50% cycling | 0-15,000 kWh | New |  | Passed | Passed | Passed | 0 | 0 | 0 | Commercial | LED Exterior Lighting | Institutional | Turnover | T_IN_LED Exterior Lighting | 0.75297 | 0.287 | 2.6236 | 0 | 0 | 0 | Fail TRC
[11 empty] | Commercial | CFL - 15W Flood | Hospitals | Turnover | T_HS_CFL - 15W Flood | 8.9869 | 0.27073 | 33.195 | 0 | 0 | 0 | Fail RIM | Small C&I | Central air conditioner - 50% cycling | 15,001-25,000 kWh | New |  | Passed | Passed | Passed | 0 | 0 | 0 | Commercial | LED Exterior Lighting | Lodging/Hospitality | Turnover | T_LG_LED Exterior Lighting | 0.75297 | 0.287 | 2.6236 | 0 | 0 | 0 | Fail TRC
[11 empty] | Commercial | CFL - 15W Flood | Institutional | Turnover | T_IN_CFL - 15W Flood | 8.9869 | 0.27073 | 33.195 | 0 | 0 | 0 | Fail RIM | Small C&I | Central air conditioner - 50% cycling | 25,001-50,000 kWh | New |  | Passed | Passed | Passed | 0 | 0 | 0 | Commercial | LED Exterior Lighting | Miscellaneous | Turnover | T_MS_LED Exterior Lighting | 0.75297 | 0.287 | 2.6236 | 0 | 0 | 0 | Fail TRC
[11 empty] | Commercial | CFL - 15W Flood | Lodging/Hospitality | Turnover | T_LG_CFL - 15W Flood | 8.9869 | 0.27073 | 33.195 | 0 | 0 | 0 | Fail RIM | Small C&I | Central air conditioner - 50% cycling | 50,001 kWh + | New |  | Passed | Passed | Passed | 0 | 0 | 0 | Commercial | LED Exterior Lighting | Offices | Turnover | T_OF_LED Exterior Lighting | 0.75297 | 0.287 | 2.6236 | 0 | 0 | 0 | Fail TRC
[11 empty] | Commercial | CFL - 15W Flood | Miscellaneous | Turnover | T_MS_CFL - 15W Flood | 8.9869 | 0.27073 | 33.195 | 0 | 0 | 0 | Fail RIM | Small C&I | Central Heating - 50% cycling | 0-15,000 kWh | New |  | Passed | Passed | Passed | 0 | 0 | 0 | Commercial | LED Exterior Lighting | Restaurants | Turnover | T_RS_LED Exterior Lighting | 0.75297 | 0.287 | 2.6236 | 0 | 0 | 0 | Fail TRC
[11 empty] | Commercial | CFL - 15W Flood | Offices | Turnover | T_OF_CFL - 15W Flood | 8.9869 | 0.27073 | 33.195 | 0 | 0 | 0 | Fail RIM | Small C&I | Central Heating - 50% cycling | 15,001-25,000 kWh | New |  | Passed | Passed | Passed | 0 | 0 | 0 | Commercial | LED Exterior Lighting | Retail | Turnover | T_RT_LED Exterior Lighting | 0.75297 | 0.287 | 2.6236 | 0 | 0 | 0 | Fail TRC
[11 empty] | Commercial | CFL - 15W Flood | Restaurants | Turnover | T_RS_CFL - 15W Flood | 8.9869 | 0.27073 | 33.195 | 0 | 0 | 0 | Fail RIM | Small C&I | Central Heating - 50% cycling | 25,001-50,000 kWh | New |  | Passed | Passed | Passed | 0 | 0 | 0 | Commercial | LED Exterior Lighting | Schools K-12 | Turnover | T_SC_LED Exterior Lighting | 0.75297 | 0.287 | 2.6236 | 0 | 0 | 0 | Fail TRC
[11 empty] | Commercial | CFL - 15W Flood | Retail | Turnover | T_RT_CFL - 15W Flood | 8.9869 | 0.27073 | 33.195 | 0 | 0 | 0 | Fail RIM | Small C&I | Central Heating - 50% cycling | 50,001 kWh + | New |  | Passed | Passed | Passed | 0 | 0 | 0 | Commercial | LED Exterior Lighting | Warehouse | Turnover | T_WR_LED Exterior Lighting | 0.75297 | 0.287 | 2.6236 | 0 | 0 | 0 | Fail TRC
[11 empty] | Commercial | CFL - 15W Flood | Schools K-12 | Turnover | T_SC_CFL - 15W Flood | 8.9869 | 0.27073 | 33.195 | 0 | 0 | 0 | Fail RIM | Small C&I | Smart thermostats - Utility Installation | 0-15,000 kWh | New |  | Passed | Passed | Passed | 0 | 0 | 0 | Commercial | LED Exterior Lighting | Assembly | New | N_AS_LED Exterior Lighting | 0.75297 | 0.287 | 2.6236 | 0 | 0 | 0 | Fail TRC
[11 empty] | Commercial | CFL - 15W Flood | Warehouse | Turnover | T_WR_CFL - 15W Flood | 8.9869 | 0.27073 | 33.195 | 0 | 0 | 0 | Fail RIM | Small C&I | Smart thermostats - Utility Installation | 15,001-25,000 kWh | New |  | Passed | Passed | Passed | 0 | 0 | 0 | Commercial | LED Exterior Lighting | College and University | New | N_CU_LED Exterior Lighting | 0.75297 | 0.287 | 2.6236 | 0 | 0 | 0 | Fail TRC
[11 empty] | Commercial | CFL - 15W Flood | Assembly | New | N_AS_CFL - 15W Flood | 8.9869 | 0.27073 | 33.195 | 0 | 0 | 0 | Fail RIM | Small C&I | Smart thermostats - Utility Installation | 25,001-50,000 kWh | New |  | Passed | Passed | Passed | 0 | 0 | 0 | Commercial | LED Exterior Lighting | Grocery | New | N_GR_LED Exterior Lighting | 0.75297 | 0.287 | 2.6236 | 0 | 0 | 0 | Fail TRC
[11 empty] | Commercial | CFL - 15W Flood | College and University | New | N_CU_CFL - 15W Flood | 8.9869 | 0.27073 | 33.195 | 0 | 0 | 0 | Fail RIM | Small C&I | Smart thermostats - Utility Installation | 50,001 kWh + | New |  | Passed | Passed | Passed | 0 | 0 | 0 | Commercial | LED Exterior Lighting | Healthcare | New | N_HC_LED Exterior Lighting | 0.75297 | 0.287 | 2.6236 | 0 | 0 | 0 | Fail TRC
[11 empty] | Commercial | CFL - 15W Flood | Grocery | New | N_GR_CFL - 15W Flood | 8.9869 | 0.27073 | 33.195 | 0 | 0 | 0 | Fail RIM | Small C&I | Smart thermostats - BYOT | 0-15,000 kWh | New |  | Passed | Passed | Passed | 0 | 0 | 0 | Commercial | LED Exterior Lighting | Hospitals | New | N_HS_LED Exterior Lighting | 0.75297 | 0.287 | 2.6236 | 0 | 0 | 0 | Fail TRC
[11 empty] | Commercial | CFL - 15W Flood | Healthcare | New | N_HC_CFL - 15W Flood | 8.9869 | 0.27073 | 33.195 | 0 | 0 | 0 | Fail RIM | Small C&I | Smart thermostats - BYOT | 15,001-25,000 kWh | New |  | Passed | Passed | Passed | 0 | 0 | 0 | Commercial | LED Exterior Lighting | Institutional | New | N_IN_LED Exterior Lighting | 0.75297 | 0.287 | 2.6236 | 0 | 0 | 0 | Fail TRC
[11 empty] | Commercial | CFL - 15W Flood | Hospitals | New | N_HS_CFL - 15W Flood | 8.9869 | 0.27073 | 33.195 | 0 | 0 | 0 | Fail RIM | Small C&I | Smart thermostats - BYOT | 25,001-50,000 kWh | New |  | Passed | Passed | Passed | 0 | 0 | 0 | Commercial | LED Exterior Lighting | Lodging/Hospitality | New | N_LG_LED Exterior Lighting | 0.75297 | 0.287 | 2.6236 | 0 | 0 | 0 | Fail TRC
[11 empty] | Commercial | CFL - 15W Flood | Institutional | New | N_IN_CFL - 15W Flood | 8.9869 | 0.27073 | 33.195 | 0 | 0 | 0 | Fail RIM | Small C&I | Smart thermostats - BYOT | 50,001 kWh + | New |  | Passed | Passed | Passed | 0 | 0 | 0 | Commercial | LED Exterior Lighting | Miscellaneous | New | N_MS_LED Exterior Lighting | 0.75297 | 0.287 | 2.6236 | 0 | 0 | 0 | Fail TRC
[11 empty] | Commercial | CFL - 15W Flood | Lodging/Hospitality | New | N_LG_CFL - 15W Flood | 8.9869 | 0.27073 | 33.195 | 0 | 0 | 0 | Fail RIM | Small C&I | CPP + Tech | 0-15,000 kWh | New |  | Passed | Passed | Passed | 0 | 0 | 0 | Commercial | LED Exterior Lighting | Offices | New | N_OF_LED Exterior Lighting | 0.75297 | 0.287 | 2.6236 | 0 | 0 | 0 | Fail TRC
[11 empty] | Commercial | CFL - 15W Flood | Miscellaneous | New | N_MS_CFL - 15W Flood | 8.9869 | 0.27073 | 33.195 | 0 | 0 | 0 | Fail RIM | Small C&I | CPP + Tech | 15,001-25,000 kWh | New |  | Passed | Passed | Passed | 0 | 0 | 0 | Commercial | LED Exterior Lighting | Restaurants | New | N_RS_LED Exterior Lighting | 0.75297 | 0.287 | 2.6236 | 0 | 0 | 0 | Fail TRC
[11 empty] | Commercial | CFL - 15W Flood | Offices | New | N_OF_CFL - 15W Flood | 8.9869 | 0.27073 | 33.195 | 0 | 0 | 0 | Fail RIM | Small C&I | CPP + Tech | 25,001-50,000 kWh | New |  | Passed | Passed | Passed | 0 | 0 | 0 | Commercial | LED Exterior Lighting | Retail | New | N_RT_LED Exterior Lighting | 0.75297 | 0.287 | 2.6236 | 0 | 0 | 0 | Fail TRC
[11 empty] | Commercial | CFL - 15W Flood | Restaurants | New | N_RS_CFL - 15W Flood | 8.9869 | 0.27073 | 33.195 | 0 | 0 | 0 | Fail RIM | Small C&I | CPP + Tech | 50,001 kWh + | New |  | Passed | Passed | Passed | 0 | 0 | 0 | Commercial | LED Exterior Lighting | Schools K-12 | New | N_SC_LED Exterior Lighting | 0.75297 | 0.287 | 2.6236 | 0 | 0 | 0 | Fail TRC
[11 empty] | Commercial | CFL - 15W Flood | Retail | New | N_RT_CFL - 15W Flood | 8.9869 | 0.27073 | 33.195 | 0 | 0 | 0 | Fail RIM | Large C&I | Auto DR | 0-50 kW | New |  | Passed | Passed | Passed | 503.124 | 537.123 | 0 | Commercial | LED Exterior Lighting | Warehouse | New | N_WR_LED Exterior Lighting | 0.75297 | 0.287 | 2.6236 | 0 | 0 | 0 | Fail TRC
[11 empty] | Commercial | CFL - 15W Flood | Schools K-12 | New | N_SC_CFL - 15W Flood | 8.9869 | 0.27073 | 33.195 | 0 | 0 | 0 | Fail RIM | Large C&I | Auto DR | 51-300 kW | New |  | Passed | Passed | Passed | 702.432 | 684.147 | 0 | Commercial | LED Parking Lighting | Assembly | Turnover | T_AS_LED Parking Lighting | 7.7933 | 0.29471 | 26.4437 | 0 | 0 | 0 | Fail 2-year Threshold
[11 empty] | Commercial | CFL - 15W Flood | Warehouse | New | N_WR_CFL - 15W Flood | 8.9869 | 0.27073 | 33.195 | 0 | 0 | 0 | Fail RIM | Large C&I | Auto DR | 301-500 kW | New |  | Passed | Passed | Passed | 174.068 | 160.325 | 0 | Commercial | LED Parking Lighting | College and University | Turnover | T_CU_LED Parking Lighting | 7.7933 | 0.29471 | 26.4437 | 0 | 0 | 0 | Fail 2-year Threshold
[11 empty] | Commercial | High Efficiency HID Lighting | Assembly | Turnover | T_AS_High Efficiency HID Lighting | 0.70851 | 0.287 | 2.4687 | 0 | 0 | 0 | Fail RIM | Large C&I | Auto DR | 501 kW + | Existing |  | Passed | Passed | Passed | 374.104 | 333.583 | 0 | Commercial | LED Parking Lighting | Grocery | Turnover | T_GR_LED Parking Lighting | 7.7933 | 0.29471 | 26.4437 | 0 | 0 | 0 | Fail 2-year Threshold
[11 empty] | Commercial | High Efficiency HID Lighting | College and University | Turnover | T_CU_High Efficiency HID Lighting | 0.70851 | 0.287 | 2.4687 | 0 | 0 | 0 | Fail RIM | Large C&I | CPP | 0-50 kW | New |  | Passed | Passed | Passed | 0 | 0 | 0 | Commercial | LED Parking Lighting | Healthcare | Turnover | T_HC_LED Parking Lighting | 7.7933 | 0.29471 | 26.4437 | 0 | 0 | 0 | Fail 2-year Threshold
[11 empty] | Commercial | High Efficiency HID Lighting | Grocery | Turnover | T_GR_High Efficiency HID Lighting | 0.70851 | 0.287 | 2.4687 | 0 | 0 | 0 | Fail RIM | Large C&I | CPP | 51-300 kW | New |  | Passed | Passed | Passed | 0 | 0 | 0 | Commercial | LED Parking Lighting | Hospitals | Turnover | T_HS_LED Parking Lighting | 7.7933 | 0.29471 | 26.4437 | 0 | 0 | 0 | Fail 2-year Threshold
[11 empty] | Commercial | High Efficiency HID Lighting | Healthcare | Turnover | T_HC_High Efficiency HID Lighting | 0.70851 | 0.287 | 2.4687 | 0 | 0 | 0 | Fail RIM | Large C&I | CPP | 301-500 kW | New |  | Passed | Passed | Passed | 0 | 0 | 0 | Commercial | LED Parking Lighting | Institutional | Turnover | T_IN_LED Parking Lighting | 7.7933 | 0.29471 | 26.4437 | 0 | 0 | 0 | Fail 2-year Threshold
[11 empty] | Commercial | High Efficiency HID Lighting | Hospitals | Turnover | T_HS_High Efficiency HID Lighting | 0.70851 | 0.287 | 2.4687 | 0 | 0 | 0 | Fail RIM | Large C&I | CPP | 501 kW + | New |  | Passed | Passed | Passed | 0 | 0 | 0 | Commercial | LED Parking Lighting | Lodging/Hospitality | Turnover | T_LG_LED Parking Lighting | 7.7933 | 0.29471 | 26.4437 | 0 | 0 | 0 | Fail 2-year Threshold
[11 empty] | Commercial | High Efficiency HID Lighting | Institutional | Turnover | T_IN_High Efficiency HID Lighting | 0.70851 | 0.287 | 2.4687 | 0 | 0 | 0 | Fail RIM | Large C&I | Firm Service Level | 0-50 kW | New |  | Passed | Passed | Passed | 0 | 0 | 0 | Commercial | LED Parking Lighting | Miscellaneous | Turnover | T_MS_LED Parking Lighting | 7.7933 | 0.29471 | 26.4437 | 0 | 0 | 0 | Fail 2-year Threshold
[11 empty] | Commercial | High Efficiency HID Lighting | Lodging/Hospitality | Turnover | T_LG_High Efficiency HID Lighting | 0.70851 | 0.287 | 2.4687 | 0 | 0 | 0 | Fail RIM | Large C&I | Firm Service Level | 51-300 kW | New |  | Passed | Passed | Passed | 0 | 0 | 0 | Commercial | LED Parking Lighting | Offices | Turnover | T_OF_LED Parking Lighting | 7.7933 | 0.29471 | 26.4437 | 0 | 0 | 0 | Fail 2-year Threshold
[11 empty] | Commercial | High Efficiency HID Lighting | Miscellaneous | Turnover | T_MS_High Efficiency HID Lighting | 0.70851 | 0.287 | 2.4687 | 0 | 0 | 0 | Fail RIM | Large C&I | Firm Service Level | 301-500 kW | New |  | Passed | Passed | Passed | 0 | 0 | 0 | Commercial | LED Parking Lighting | Restaurants | Turnover | T_RS_LED Parking Lighting | 7.7933 | 0.29471 | 26.4437 | 0 | 0 | 0 | Fail 2-year Threshold
[11 empty] | Commercial | High Efficiency HID Lighting | Offices | Turnover | T_OF_High Efficiency HID Lighting | 0.70851 | 0.287 | 2.4687 | 0 | 0 | 0 | Fail RIM | Large C&I | Firm Service Level | 501 kW + | Existing |  | Passed | Passed | Passed | 0 | 0 | 0 | Commercial | LED Parking Lighting | Retail | Turnover | T_RT_LED Parking Lighting | 7.7933 | 0.29471 | 26.4437 | 0 | 0 | 0 | Fail 2-year Threshold
[11 empty] | Commercial | High Efficiency HID Lighting | Restaurants | Turnover | T_RS_High Efficiency HID Lighting | 0.70851 | 0.287 | 2.4687 | 0 | 0 | 0 | Fail RIM | Large C&I | Guaranteed Load Drop | 0-50 kW | New |  | Passed | Passed | Passed | 0 | 0 | 0 | Commercial | LED Parking Lighting | Schools K-12 | Turnover | T_SC_LED Parking Lighting | 7.7933 | 0.29471 | 26.4437 | 0 | 0 | 0 | Fail 2-year Threshold
[11 empty] | Commercial | High Efficiency HID Lighting | Retail | Turnover | T_RT_High Efficiency HID Lighting | 0.70851 | 0.287 | 2.4687 | 0 | 0 | 0 | Fail RIM | Large C&I | Guaranteed Load Drop | 51-300 kW | New |  | Passed | Passed | Passed | 0 | 0 | 0 | Commercial | LED Parking Lighting | Warehouse | Turnover | T_WR_LED Parking Lighting | 7.7933 | 0.29471 | 26.4437 | 0 | 0 | 0 | Fail 2-year Threshold
[11 empty] | Commercial | High Efficiency HID Lighting | Schools K-12 | Turnover | T_SC_High Efficiency HID Lighting | 0.70851 | 0.287 | 2.4687 | 0 | 0 | 0 | Fail RIM | Large C&I | Guaranteed Load Drop | 301-500 kW | New |  | Passed | Passed | Passed | 0 | 0 | 0 | Commercial | LED Parking Lighting | Assembly | New | N_AS_LED Parking Lighting | 7.7933 | 0.29471 | 26.4437 | 0 | 0 | 0 | Fail 2-year Threshold
[11 empty] | Commercial | High Efficiency HID Lighting | Warehouse | Turnover | T_WR_High Efficiency HID Lighting | 0.70851 | 0.287 | 2.4687 | 0 | 0 | 0 | Fail RIM | Large C&I | Guaranteed Load Drop | 501 kW + | Existing |  | Passed | Passed | Passed | 0 | 0 | 0 | Commercial | LED Parking Lighting | College and University | New | N_CU_LED Parking Lighting | 7.7933 | 0.29471 | 26.4437 | 0 | 0 | 0 | Fail 2-year Threshold
[11 empty] | Commercial | High Efficiency HID Lighting | Assembly | New | N_AS_High Efficiency HID Lighting | 0.70851 | 0.287 | 2.4687 | 0 | 0 | 0 | Fail RIM | [11 empty] | Commercial | LED Parking Lighting | Grocery | New | N_GR_LED Parking Lighting | 7.7933 | 0.29471 | 26.4437 | 0 | 0 | 0 | Fail 2-year Threshold
[11 empty] | Commercial | High Efficiency HID Lighting | College and University | New | N_CU_High Efficiency HID Lighting | 0.70851 | 0.287 | 2.4687 | 0 | 0 | 0 | Fail RIM | [11 empty] | Commercial | LED Parking Lighting | Healthcare | New | N_HC_LED Parking Lighting | 7.7933 | 0.29471 | 26.4437 | 0 | 0 | 0 | Fail 2-year Threshold
[11 empty] | Commercial | High Efficiency HID Lighting | Grocery | New | N_GR_High Efficiency HID Lighting | 0.70851 | 0.287 | 2.4687 | 0 | 0 | 0 | Fail RIM | [11 empty] | Commercial | LED Parking Lighting | Hospitals | New | N_HS_LED Parking Lighting | 7.7933 | 0.29471 | 26.4437 | 0 | 0 | 0 | Fail 2-year Threshold
[11 empty] | Commercial | High Efficiency HID Lighting | Healthcare | New | N_HC_High Efficiency HID Lighting | 0.70851 | 0.287 | 2.4687 | 0 | 0 | 0 | Fail RIM | [11 empty] | Commercial | LED Parking Lighting | Institutional | New | N_IN_LED Parking Lighting | 7.7933 | 0.29471 | 26.4437 | 0 | 0 | 0 | Fail 2-year Threshold
[11 empty] | Commercial | High Efficiency HID Lighting | Hospitals | New | N_HS_High Efficiency HID Lighting | 0.70851 | 0.287 | 2.4687 | 0 | 0 | 0 | Fail RIM | [11 empty] | Commercial | LED Parking Lighting | Lodging/Hospitality | New | N_LG_LED Parking Lighting | 7.7933 | 0.29471 | 26.4437 | 0 | 0 | 0 | Fail 2-year Threshold
[11 empty] | Commercial | High Efficiency HID Lighting | Institutional | New | N_IN_High Efficiency HID Lighting | 0.70851 | 0.287 | 2.4687 | 0 | 0 | 0 | Fail RIM | [11 empty] | Commercial | LED Parking Lighting | Miscellaneous | New | N_MS_LED Parking Lighting | 7.7933 | 0.29471 | 26.4437 | 0 | 0 | 0 | Fail 2-year Threshold
[11 empty] | Commercial | High Efficiency HID Lighting | Lodging/Hospitality | New | N_LG_High Efficiency HID Lighting | 0.70851 | 0.287 | 2.4687 | 0 | 0 | 0 | Fail RIM | [11 empty] | Commercial | LED Parking Lighting | Offices | New | N_OF_LED Parking Lighting | 7.7933 | 0.29471 | 26.4437 | 0 | 0 | 0 | Fail 2-year Threshold
[11 empty] | Commercial | High Efficiency HID Lighting | Miscellaneous | New | N_MS_High Efficiency HID Lighting | 0.70851 | 0.287 | 2.4687 | 0 | 0 | 0 | Fail RIM | [11 empty] | Commercial | LED Parking Lighting | Restaurants | New | N_RS_LED Parking Lighting | 7.7933 | 0.29471 | 26.4437 | 0 | 0 | 0 | Fail 2-year Threshold
[11 empty] | Commercial | High Efficiency HID Lighting | Offices | New | N_OF_High Efficiency HID Lighting | 0.70851 | 0.287 | 2.4687 | 0 | 0 | 0 | Fail RIM | [11 empty] | Commercial | LED Parking Lighting | Retail | New | N_RT_LED Parking Lighting | 7.7933 | 0.29471 | 26.4437 | 0 | 0 | 0 | Fail 2-year Threshold
[11 empty] | Commercial | High Efficiency HID Lighting | Restaurants | New | N_RS_High Efficiency HID Lighting | 0.70851 | 0.287 | 2.4687 | 0 | 0 | 0 | Fail RIM | [11 empty] | Commercial | LED Parking Lighting | Schools K-12 | New | N_SC_LED Parking Lighting | 7.7933 | 0.29471 | 26.4437 | 0 | 0 | 0 | Fail 2-year Threshold
[11 empty] | Commercial | High Efficiency HID Lighting | Retail | New | N_RT_High Efficiency HID Lighting | 0.70851 | 0.287 | 2.4687 | 0 | 0 | 0 | Fail RIM | [11 empty] | Commercial | LED Parking Lighting | Warehouse | New | N_WR_LED Parking Lighting | 7.7933 | 0.29471 | 26.4437 | 0 | 0 | 0 | Fail 2-year Threshold
[11 empty] | Commercial | High Efficiency HID Lighting | Schools K-12 | New | N_SC_High Efficiency HID Lighting | 0.70851 | 0.287 | 2.4687 | 0 | 0 | 0 | Fail RIM | [11 empty] | Commercial | LED Street Lights | Assembly | Turnover | T_AS_LED Street Lights | 2.6491 | 0.29471 | 8.9889 | 0 | 0 | 0 | Fail 2-year Threshold
[11 empty] | Commercial | High Efficiency HID Lighting | Warehouse | New | N_WR_High Efficiency HID Lighting | 0.70851 | 0.287 | 2.4687 | 0 | 0 | 0 | Fail RIM | [11 empty] | Commercial | LED Street Lights | College and University | Turnover | T_CU_LED Street Lights | 2.6491 | 0.29471 | 8.9889 | 0 | 0 | 0 | Fail 2-year Threshold
[11 empty] | Commercial | LED - 9W Flood | Assembly | Turnover | T_AS_LED - 9W Flood | 23.158 | 0.29181 | 79.3596 | 0 | 0 | 0 | Fail RIM | [11 empty] | Commercial | LED Street Lights | Grocery | Turnover | T_GR_LED Street Lights | 2.6491 | 0.29471 | 8.9889 | 0 | 0 | 0 | Fail 2-year Threshold
[11 empty] | Commercial | LED - 9W Flood | College and University | Turnover | T_CU_LED - 9W Flood | 23.158 | 0.29181 | 79.3596 | 0 | 0 | 0 | Fail RIM | [11 empty] | Commercial | LED Street Lights | Healthcare | Turnover | T_HC_LED Street Lights | 2.6491 | 0.29471 | 8.9889 | 0 | 0 | 0 | Fail 2-year Threshold
[11 empty] | Commercial | LED - 9W Flood | Grocery | Turnover | T_GR_LED - 9W Flood | 23.158 | 0.29181 | 79.3596 | 0 | 0 | 0 | Fail RIM | [11 empty] | Commercial | LED Street Lights | Hospitals | Turnover | T_HS_LED Street Lights | 2.6491 | 0.29471 | 8.9889 | 0 | 0 | 0 | Fail 2-year Threshold
[11 empty] | Commercial | LED - 9W Flood | Healthcare | Turnover | T_HC_LED - 9W Flood | 23.158 | 0.29181 | 79.3596 | 0 | 0 | 0 | Fail RIM | [11 empty] | Commercial | LED Street Lights | Institutional | Turnover | T_IN_LED Street Lights | 2.6491 | 0.29471 | 8.9889 | 0 | 0 | 0 | Fail 2-year Threshold
[11 empty] | Commercial | LED - 9W Flood | Hospitals | Turnover | T_HS_LED - 9W Flood | 23.158 | 0.29181 | 79.3596 | 0 | 0 | 0 | Fail RIM | [11 empty] | Commercial | LED Street Lights | Lodging/Hospitality | Turnover | T_LG_LED Street Lights | 2.6491 | 0.29471 | 8.9889 | 0 | 0 | 0 | Fail 2-year Threshold
[11 empty] | Commercial | LED - 9W Flood | Institutional | Turnover | T_IN_LED - 9W Flood | 23.158 | 0.29181 | 79.3596 | 0 | 0 | 0 | Fail RIM | [11 empty] | Commercial | LED Street Lights | Miscellaneous | Turnover | T_MS_LED Street Lights | 2.6491 | 0.29471 | 8.9889 | 0 | 0 | 0 | Fail 2-year Threshold
[11 empty] | Commercial | LED - 9W Flood | Lodging/Hospitality | Turnover | T_LG_LED - 9W Flood | 23.158 | 0.29181 | 79.3596 | 0 | 0 | 0 | Fail RIM | [11 empty] | Commercial | LED Street Lights | Offices | Turnover | T_OF_LED Street Lights | 2.6491 | 0.29471 | 8.9889 | 0 | 0 | 0 | Fail 2-year Threshold
[11 empty] | Commercial | LED - 9W Flood | Miscellaneous | Turnover | T_MS_LED - 9W Flood | 23.158 | 0.29181 | 79.3596 | 0 | 0 | 0 | Fail RIM | [11 empty] | Commercial | LED Street Lights | Restaurants | Turnover | T_RS_LED Street Lights | 2.6491 | 0.29471 | 8.9889 | 0 | 0 | 0 | Fail 2-year Threshold
[11 empty] | Commercial | LED - 9W Flood | Offices | Turnover | T_OF_LED - 9W Flood | 23.158 | 0.29181 | 79.3596 | 0 | 0 | 0 | Fail RIM | [11 empty] | Commercial | LED Street Lights | Retail | Turnover | T_RT_LED Street Lights | 2.6491 | 0.29471 | 8.9889 | 0 | 0 | 0 | Fail 2-year Threshold
[11 empty] | Commercial | LED - 9W Flood | Restaurants | Turnover | T_RS_LED - 9W Flood | 23.158 | 0.29181 | 79.3596 | 0 | 0 | 0 | Fail RIM | [11 empty] | Commercial | LED Street Lights | Schools K-12 | Turnover | T_SC_LED Street Lights | 2.6491 | 0.29471 | 8.9889 | 0 | 0 | 0 | Fail 2-year Threshold
[11 empty] | Commercial | LED - 9W Flood | Retail | Turnover | T_RT_LED - 9W Flood | 23.158 | 0.29181 | 79.3596 | 0 | 0 | 0 | Fail RIM | [11 empty] | Commercial | LED Street Lights | Warehouse | Turnover | T_WR_LED Street Lights | 2.6491 | 0.29471 | 8.9889 | 0 | 0 | 0 | Fail 2-year Threshold
[11 empty] | Commercial | LED - 9W Flood | Schools K-12 | Turnover | T_SC_LED - 9W Flood | 23.158 | 0.29181 | 79.3596 | 0 | 0 | 0 | Fail RIM | [11 empty] | Commercial | LED Street Lights | Assembly | New | N_AS_LED Street Lights | 2.6491 | 0.29471 | 8.9889 | 0 | 0 | 0 | Fail 2-year Threshold
[11 empty] | Commercial | LED - 9W Flood | Warehouse | Turnover | T_WR_LED - 9W Flood | 23.158 | 0.29181 | 79.3596 | 0 | 0 | 0 | Fail RIM | [11 empty] | Commercial | LED Street Lights | College and University | New | N_CU_LED Street Lights | 2.6491 | 0.29471 | 8.9889 | 0 | 0 | 0 | Fail 2-year Threshold
[11 empty] | Commercial | LED - 9W Flood | Assembly | New | N_AS_LED - 9W Flood | 23.158 | 0.29181 | 79.3596 | 0 | 0 | 0 | Fail RIM | [11 empty] | Commercial | LED Street Lights | Grocery | New | N_GR_LED Street Lights | 2.6491 | 0.29471 | 8.9889 | 0 | 0 | 0 | Fail 2-year Threshold
[11 empty] | Commercial | LED - 9W Flood | College and University | New | N_CU_LED - 9W Flood | 23.158 | 0.29181 | 79.3596 | 0 | 0 | 0 | Fail RIM | [11 empty] | Commercial | LED Street Lights | Healthcare | New | N_HC_LED Street Lights | 2.6491 | 0.29471 | 8.9889 | 0 | 0 | 0 | Fail 2-year Threshold
[11 empty] | Commercial | LED - 9W Flood | Grocery | New | N_GR_LED - 9W Flood | 23.158 | 0.29181 | 79.3596 | 0 | 0 | 0 | Fail RIM | [11 empty] | Commercial | LED Street Lights | Hospitals | New | N_HS_LED Street Lights | 2.6491 | 0.29471 | 8.9889 | 0 | 0 | 0 | Fail 2-year Threshold
[11 empty] | Commercial | LED - 9W Flood | Healthcare | New | N_HC_LED - 9W Flood | 23.158 | 0.29181 | 79.3596 | 0 | 0 | 0 | Fail RIM | [11 empty] | Commercial | LED Street Lights | Institutional | New | N_IN_LED Street Lights | 2.6491 | 0.29471 | 8.9889 | 0 | 0 | 0 | Fail 2-year Threshold
[11 empty] | Commercial | LED - 9W Flood | Hospitals | New | N_HS_LED - 9W Flood | 23.158 | 0.29181 | 79.3596 | 0 | 0 | 0 | Fail RIM | [11 empty] | Commercial | LED Street Lights | Lodging/Hospitality | New | N_LG_LED Street Lights | 2.6491 | 0.29471 | 8.9889 | 0 | 0 | 0 | Fail 2-year Threshold
[11 empty] | Commercial | LED - 9W Flood | Institutional | New | N_IN_LED - 9W Flood | 23.158 | 0.29181 | 79.3596 | 0 | 0 | 0 | Fail RIM | [11 empty] | Commercial | LED Street Lights | Miscellaneous | New | N_MS_LED Street Lights | 2.6491 | 0.29471 | 8.9889 | 0 | 0 | 0 | Fail 2-year Threshold
[11 empty] | Commercial | LED - 9W Flood | Lodging/Hospitality | New | N_LG_LED - 9W Flood | 23.158 | 0.29181 | 79.3596 | 0 | 0 | 0 | Fail RIM | [11 empty] | Commercial | LED Street Lights | Offices | New | N_OF_LED Street Lights | 2.6491 | 0.29471 | 8.9889 | 0 | 0 | 0 | Fail 2-year Threshold
[11 empty] | Commercial | LED - 9W Flood | Miscellaneous | New | N_MS_LED - 9W Flood | 23.158 | 0.29181 | 79.3596 | 0 | 0 | 0 | Fail RIM | [11 empty] | Commercial | LED Street Lights | Restaurants | New | N_RS_LED Street Lights | 2.6491 | 0.29471 | 8.9889 | 0 | 0 | 0 | Fail 2-year Threshold
[11 empty] | Commercial | LED - 9W Flood | Offices | New | N_OF_LED - 9W Flood | 23.158 | 0.29181 | 79.3596 | 0 | 0 | 0 | Fail RIM | [11 empty] | Commercial | LED Street Lights | Retail | New | N_RT_LED Street Lights | 2.6491 | 0.29471 | 8.9889 | 0 | 0 | 0 | Fail 2-year Threshold
[11 empty] | Commercial | LED - 9W Flood | Restaurants | New | N_RS_LED - 9W Flood | 23.158 | 0.29181 | 79.3596 | 0 | 0 | 0 | Fail RIM | [11 empty] | Commercial | LED Street Lights | Schools K-12 | New | N_SC_LED Street Lights | 2.6491 | 0.29471 | 8.9889 | 0 | 0 | 0 | Fail 2-year Threshold
[11 empty] | Commercial | LED - 9W Flood | Retail | New | N_RT_LED - 9W Flood | 23.158 | 0.29181 | 79.3596 | 0 | 0 | 0 | Fail RIM | [11 empty] | Commercial | LED Street Lights | Warehouse | New | N_WR_LED Street Lights | 2.6491 | 0.29471 | 8.9889 | 0 | 0 | 0 | Fail 2-year Threshold
[11 empty] | Commercial | LED - 9W Flood | Schools K-12 | New | N_SC_LED - 9W Flood | 23.158 | 0.29181 | 79.3596 | 0 | 0 | 0 | Fail RIM | [11 empty] | Commercial | LED Traffic and Crosswalk Lighting | Assembly | Turnover | T_AS_LED Traffic and Crosswalk Lighting | 0.11708 | 0.27772 | 0.42156 | 0 | 0 | 0 | Fail TRC
[11 empty] | Commercial | LED - 9W Flood | Warehouse | New | N_WR_LED - 9W Flood | 23.158 | 0.29181 | 79.3596 | 0 | 0 | 0 | Fail RIM | [11 empty] | Commercial | LED Traffic and Crosswalk Lighting | College and University | Turnover | T_CU_LED Traffic and Crosswalk Lighting | 0.11708 | 0.27772 | 0.42156 | 0 | 0 | 0 | Fail TRC
[11 empty] | Commercial | LED Display Lighting (Exterior) | Assembly | Turnover | T_AS_LED Display Lighting (Exterior) | 3.4874 | 0.29181 | 11.9509 | 0 | 0 | 0 | Fail RIM | [11 empty] | Commercial | LED Traffic and Crosswalk Lighting | Grocery | Turnover | T_GR_LED Traffic and Crosswalk Lighting | 0.11708 | 0.27772 | 0.42156 | 0 | 0 | 0 | Fail TRC
[11 empty] | Commercial | LED Display Lighting (Exterior) | College and University | Turnover | T_CU_LED Display Lighting (Exterior) | 3.4874 | 0.29181 | 11.9509 | 0 | 0 | 0 | Fail RIM | [11 empty] | Commercial | LED Traffic and Crosswalk Lighting | Healthcare | Turnover | T_HC_LED Traffic and Crosswalk Lighting | 0.11708 | 0.27772 | 0.42156 | 0 | 0 | 0 | Fail TRC
[11 empty] | Commercial | LED Display Lighting (Exterior) | Grocery | Turnover | T_GR_LED Display Lighting (Exterior) | 3.4874 | 0.29181 | 11.9509 | 0 | 0 | 0 | Fail RIM | [11 empty] | Commercial | LED Traffic and Crosswalk Lighting | Hospitals | Turnover | T_HS_LED Traffic and Crosswalk Lighting | 0.11708 | 0.27772 | 0.42156 | 0 | 0 | 0 | Fail TRC
[11 empty] | Commercial | LED Display Lighting (Exterior) | Healthcare | Turnover | T_HC_LED Display Lighting (Exterior) | 3.4874 | 0.29181 | 11.9509 | 0 | 0 | 0 | Fail RIM | [11 empty] | Commercial | LED Traffic and Crosswalk Lighting | Institutional | Turnover | T_IN_LED Traffic and Crosswalk Lighting | 0.11708 | 0.27772 | 0.42156 | 0 | 0 | 0 | Fail TRC
[11 empty] | Commercial | LED Display Lighting (Exterior) | Hospitals | Turnover | T_HS_LED Display Lighting (Exterior) | 3.4874 | 0.29181 | 11.9509 | 0 | 0 | 0 | Fail RIM | [11 empty] | Commercial | LED Traffic and Crosswalk Lighting | Lodging/Hospitality | Turnover | T_LG_LED Traffic and Crosswalk Lighting | 0.11708 | 0.27772 | 0.42156 | 0 | 0 | 0 | Fail TRC
[11 empty] | Commercial | LED Display Lighting (Exterior) | Institutional | Turnover | T_IN_LED Display Lighting (Exterior) | 3.4874 | 0.29181 | 11.9509 | 0 | 0 | 0 | Fail RIM | [11 empty] | Commercial | LED Traffic and Crosswalk Lighting | Miscellaneous | Turnover | T_MS_LED Traffic and Crosswalk Lighting | 0.11708 | 0.27772 | 0.42156 | 0 | 0 | 0 | Fail TRC
[11 empty] | Commercial | LED Display Lighting (Exterior) | Lodging/Hospitality | Turnover | T_LG_LED Display Lighting (Exterior) | 3.4874 | 0.29181 | 11.9509 | 0 | 0 | 0 | Fail RIM | [11 empty] | Commercial | LED Traffic and Crosswalk Lighting | Offices | Turnover | T_OF_LED Traffic and Crosswalk Lighting | 0.11708 | 0.27772 | 0.42156 | 0 | 0 | 0 | Fail TRC
[11 empty] | Commercial | LED Display Lighting (Exterior) | Miscellaneous | Turnover | T_MS_LED Display Lighting (Exterior) | 3.4874 | 0.29181 | 11.9509 | 0 | 0 | 0 | Fail RIM | [11 empty] | Commercial | LED Traffic and Crosswalk Lighting | Restaurants | Turnover | T_RS_LED Traffic and Crosswalk Lighting | 0.11708 | 0.27772 | 0.42156 | 0 | 0 | 0 | Fail TRC
[11 empty] | Commercial | LED Display Lighting (Exterior) | Offices | Turnover | T_OF_LED Display Lighting (Exterior) | 3.4874 | 0.29181 | 11.9509 | 0 | 0 | 0 | Fail RIM | [11 empty] | Commercial | LED Traffic and Crosswalk Lighting | Retail | Turnover | T_RT_LED Traffic and Crosswalk Lighting | 0.11708 | 0.27772 | 0.42156 | 0 | 0 | 0 | Fail TRC
[11 empty] | Commercial | LED Display Lighting (Exterior) | Restaurants | Turnover | T_RS_LED Display Lighting (Exterior) | 3.4874 | 0.29181 | 11.9509 | 0 | 0 | 0 | Fail RIM | [11 empty] | Commercial | LED Traffic and Crosswalk Lighting | Schools K-12 | Turnover | T_SC_LED Traffic and Crosswalk Lighting | 0.11708 | 0.27772 | 0.42156 | 0 | 0 | 0 | Fail TRC
[11 empty] | Commercial | LED Display Lighting (Exterior) | Retail | Turnover | T_RT_LED Display Lighting (Exterior) | 3.4874 | 0.29181 | 11.9509 | 0 | 0 | 0 | Fail RIM | [11 empty] | Commercial | LED Traffic and Crosswalk Lighting | Warehouse | Turnover | T_WR_LED Traffic and Crosswalk Lighting | 0.11708 | 0.27772 | 0.42156 | 0 | 0 | 0 | Fail TRC
[11 empty] | Commercial | LED Display Lighting (Exterior) | Schools K-12 | Turnover | T_SC_LED Display Lighting (Exterior) | 3.4874 | 0.29181 | 11.9509 | 0 | 0 | 0 | Fail RIM | [11 empty] | Commercial | LED Traffic and Crosswalk Lighting | Assembly | New | N_AS_LED Traffic and Crosswalk Lighting | 0.11708 | 0.27772 | 0.42156 | 0 | 0 | 0 | Fail TRC
[11 empty] | Commercial | LED Display Lighting (Exterior) | Warehouse | Turnover | T_WR_LED Display Lighting (Exterior) | 3.4874 | 0.29181 | 11.9509 | 0 | 0 | 0 | Fail RIM | [11 empty] | Commercial | LED Traffic and Crosswalk Lighting | College and University | New | N_CU_LED Traffic and Crosswalk Lighting | 0.11708 | 0.27772 | 0.42156 | 0 | 0 | 0 | Fail TRC
[11 empty] | Commercial | LED Display Lighting (Exterior) | Assembly | New | N_AS_LED Display Lighting (Exterior) | 3.4874 | 0.29181 | 11.9509 | 0 | 0 | 0 | Fail RIM | [11 empty] | Commercial | LED Traffic and Crosswalk Lighting | Grocery | New | N_GR_LED Traffic and Crosswalk Lighting | 0.11708 | 0.27772 | 0.42156 | 0 | 0 | 0 | Fail TRC
[11 empty] | Commercial | LED Display Lighting (Exterior) | College and University | New | N_CU_LED Display Lighting (Exterior) | 3.4874 | 0.29181 | 11.9509 | 0 | 0 | 0 | Fail RIM | [11 empty] | Commercial | LED Traffic and Crosswalk Lighting | Healthcare | New | N_HC_LED Traffic and Crosswalk Lighting | 0.11708 | 0.27772 | 0.42156 | 0 | 0 | 0 | Fail TRC
[11 empty] | Commercial | LED Display Lighting (Exterior) | Grocery | New | N_GR_LED Display Lighting (Exterior) | 3.4874 | 0.29181 | 11.9509 | 0 | 0 | 0 | Fail RIM | [11 empty] | Commercial | LED Traffic and Crosswalk Lighting | Hospitals | New | N_HS_LED Traffic and Crosswalk Lighting | 0.11708 | 0.27772 | 0.42156 | 0 | 0 | 0 | Fail TRC
[11 empty] | Commercial | LED Display Lighting (Exterior) | Healthcare | New | N_HC_LED Display Lighting (Exterior) | 3.4874 | 0.29181 | 11.9509 | 0 | 0 | 0 | Fail RIM | [11 empty] | Commercial | LED Traffic and Crosswalk Lighting | Institutional | New | N_IN_LED Traffic and Crosswalk Lighting | 0.11708 | 0.27772 | 0.42156 | 0 | 0 | 0 | Fail TRC
[11 empty] | Commercial | LED Display Lighting (Exterior) | Hospitals | New | N_HS_LED Display Lighting (Exterior) | 3.4874 | 0.29181 | 11.9509 | 0 | 0 | 0 | Fail RIM | [11 empty] | Commercial | LED Traffic and Crosswalk Lighting | Lodging/Hospitality | New | N_LG_LED Traffic and Crosswalk Lighting | 0.11708 | 0.27772 | 0.42156 | 0 | 0 | 0 | Fail TRC
[11 empty] | Commercial | LED Display Lighting (Exterior) | Institutional | New | N_IN_LED Display Lighting (Exterior) | 3.4874 | 0.29181 | 11.9509 | 0 | 0 | 0 | Fail RIM | [11 empty] | Commercial | LED Traffic and Crosswalk Lighting | Miscellaneous | New | N_MS_LED Traffic and Crosswalk Lighting | 0.11708 | 0.27772 | 0.42156 | 0 | 0 | 0 | Fail TRC
[11 empty] | Commercial | LED Display Lighting (Exterior) | Lodging/Hospitality | New | N_LG_LED Display Lighting (Exterior) | 3.4874 | 0.29181 | 11.9509 | 0 | 0 | 0 | Fail RIM | [11 empty] | Commercial | LED Traffic and Crosswalk Lighting | Offices | New | N_OF_LED Traffic and Crosswalk Lighting | 0.11708 | 0.27772 | 0.42156 | 0 | 0 | 0 | Fail TRC
[11 empty] | Commercial | LED Display Lighting (Exterior) | Miscellaneous | New | N_MS_LED Display Lighting (Exterior) | 3.4874 | 0.29181 | 11.9509 | 0 | 0 | 0 | Fail RIM | [11 empty] | Commercial | LED Traffic and Crosswalk Lighting | Restaurants | New | N_RS_LED Traffic and Crosswalk Lighting | 0.11708 | 0.27772 | 0.42156 | 0 | 0 | 0 | Fail TRC
[11 empty] | Commercial | LED Display Lighting (Exterior) | Offices | New | N_OF_LED Display Lighting (Exterior) | 3.4874 | 0.29181 | 11.9509 | 0 | 0 | 0 | Fail RIM | [11 empty] | Commercial | LED Traffic and Crosswalk Lighting | Retail | New | N_RT_LED Traffic and Crosswalk Lighting | 0.11708 | 0.27772 | 0.42156 | 0 | 0 | 0 | Fail TRC
[11 empty] | Commercial | LED Display Lighting (Exterior) | Restaurants | New | N_RS_LED Display Lighting (Exterior) | 3.4874 | 0.29181 | 11.9509 | 0 | 0 | 0 | Fail RIM | [11 empty] | Commercial | LED Traffic and Crosswalk Lighting | Schools K-12 | New | N_SC_LED Traffic and Crosswalk Lighting | 0.11708 | 0.27772 | 0.42156 | 0 | 0 | 0 | Fail TRC
[11 empty] | Commercial | LED Display Lighting (Exterior) | Retail | New | N_RT_LED Display Lighting (Exterior) | 3.4874 | 0.29181 | 11.9509 | 0 | 0 | 0 | Fail RIM | [11 empty] | Commercial | LED Traffic and Crosswalk Lighting | Warehouse | New | N_WR_LED Traffic and Crosswalk Lighting | 0.11708 | 0.27772 | 0.42156 | 0 | 0 | 0 | Fail TRC
[11 empty] | Commercial | LED Display Lighting (Exterior) | Schools K-12 | New | N_SC_LED Display Lighting (Exterior) | 3.4874 | 0.29181 | 11.9509 | 0 | 0 | 0 | Fail RIM | [11 empty] | Commercial | Geothermal Heat Pump | Assembly | Turnover | T_AS_Geothermal Heat Pump | 0.075562 | 1.1907 | 0.063458 | 0 | 0 | 0 | Fail TRC
[11 empty] | Commercial | LED Display Lighting (Exterior) | Warehouse | New | N_WR_LED Display Lighting (Exterior) | 3.4874 | 0.29181 | 11.9509 | 0 | 0 | 0 | Fail RIM | [11 empty] | Commercial | Geothermal Heat Pump | College and University | Turnover | T_CU_Geothermal Heat Pump | 0.046384 | 0.65931 | 0.070352 | 0 | 0 | 0 | Fail TRC
[11 empty] | Commercial | LED Exterior Lighting | Assembly | Turnover | T_AS_LED Exterior Lighting | 0.75297 | 0.287 | 2.6236 | 0 | 0 | 0 | Fail RIM | [11 empty] | Commercial | Geothermal Heat Pump | Grocery | Turnover | T_GR_Geothermal Heat Pump | 0.042365 | 1.1907 | 0.035578 | 0 | 0 | 0 | Fail TRC
[11 empty] | Commercial | LED Exterior Lighting | College and University | Turnover | T_CU_LED Exterior Lighting | 0.75297 | 0.287 | 2.6236 | 0 | 0 | 0 | Fail RIM | [11 empty] | Commercial | Geothermal Heat Pump | Healthcare | Turnover | T_HC_Geothermal Heat Pump | 0.1641 | 1.1907 | 0.13781 | 0 | 0 | 0 | Fail TRC
[11 empty] | Commercial | LED Exterior Lighting | Grocery | Turnover | T_GR_LED Exterior Lighting | 0.75297 | 0.287 | 2.6236 | 0 | 0 | 0 | Fail RIM | [11 empty] | Commercial | Geothermal Heat Pump | Hospitals | Turnover | T_HS_Geothermal Heat Pump | 0.086156 | 0.65931 | 0.13068 | 0 | 0 | 0 | Fail TRC
[11 empty] | Commercial | LED Exterior Lighting | Healthcare | Turnover | T_HC_LED Exterior Lighting | 0.75297 | 0.287 | 2.6236 | 0 | 0 | 0 | Fail RIM | [11 empty] | Commercial | Geothermal Heat Pump | Institutional | Turnover | T_IN_Geothermal Heat Pump | 0.040993 | 1.1907 | 0.034427 | 0 | 0 | 0 | Fail TRC
[11 empty] | Commercial | LED Exterior Lighting | Hospitals | Turnover | T_HS_LED Exterior Lighting | 0.75297 | 0.287 | 2.6236 | 0 | 0 | 0 | Fail RIM | [11 empty] | Commercial | Geothermal Heat Pump | Lodging/Hospitality | Turnover | T_LG_Geothermal Heat Pump | 0.1245 | 1.1907 | 0.10456 | 0 | 0 | 0 | Fail TRC
[11 empty] | Commercial | LED Exterior Lighting | Institutional | Turnover | T_IN_LED Exterior Lighting | 0.75297 | 0.287 | 2.6236 | 0 | 0 | 0 | Fail RIM | [11 empty] | Commercial | Geothermal Heat Pump | Miscellaneous | Turnover | T_MS_Geothermal Heat Pump | 0.0422 | 1.1907 | 0.035441 | 0 | 0 | 0 | Fail TRC
[11 empty] | Commercial | LED Exterior Lighting | Lodging/Hospitality | Turnover | T_LG_LED Exterior Lighting | 0.75297 | 0.287 | 2.6236 | 0 | 0 | 0 | Fail RIM | [11 empty] | Commercial | Geothermal Heat Pump | Offices | Turnover | T_OF_Geothermal Heat Pump | 0.084755 | 1.1907 | 0.071178 | 0 | 0 | 0 | Fail TRC
[11 empty] | Commercial | LED Exterior Lighting | Miscellaneous | Turnover | T_MS_LED Exterior Lighting | 0.75297 | 0.287 | 2.6236 | 0 | 0 | 0 | Fail RIM | [11 empty] | Commercial | Geothermal Heat Pump | Restaurants | Turnover | T_RS_Geothermal Heat Pump | 0.12355 | 1.1907 | 0.10376 | 0 | 0 | 0 | Fail TRC
[11 empty] | Commercial | LED Exterior Lighting | Offices | Turnover | T_OF_LED Exterior Lighting | 0.75297 | 0.287 | 2.6236 | 0 | 0 | 0 | Fail RIM | [11 empty] | Commercial | Geothermal Heat Pump | Retail | Turnover | T_RT_Geothermal Heat Pump | 0.096526 | 1.1907 | 0.081064 | 0 | 0 | 0 | Fail TRC
[11 empty] | Commercial | LED Exterior Lighting | Restaurants | Turnover | T_RS_LED Exterior Lighting | 0.75297 | 0.287 | 2.6236 | 0 | 0 | 0 | Fail RIM | [11 empty] | Commercial | Geothermal Heat Pump | Schools K-12 | Turnover | T_SC_Geothermal Heat Pump | 0.083971 | 1.1907 | 0.07052 | 0 | 0 | 0 | Fail TRC
[11 empty] | Commercial | LED Exterior Lighting | Retail | Turnover | T_RT_LED Exterior Lighting | 0.75297 | 0.287 | 2.6236 | 0 | 0 | 0 | Fail RIM | [11 empty] | Commercial | Geothermal Heat Pump | Warehouse | Turnover | T_WR_Geothermal Heat Pump | 0.018492 | 1.1907 | 0.01553 | 0 | 0 | 0 | Fail TRC
[11 empty] | Commercial | LED Exterior Lighting | Schools K-12 | Turnover | T_SC_LED Exterior Lighting | 0.75297 | 0.287 | 2.6236 | 0 | 0 | 0 | Fail RIM | [11 empty] | Commercial | Geothermal Heat Pump | Assembly | New | N_AS_Geothermal Heat Pump | 0.075562 | 1.1907 | 0.063458 | 0 | 0 | 0 | Fail TRC
[11 empty] | Commercial | LED Exterior Lighting | Warehouse | Turnover | T_WR_LED Exterior Lighting | 0.75297 | 0.287 | 2.6236 | 0 | 0 | 0 | Fail RIM | [11 empty] | Commercial | Geothermal Heat Pump | College and University | New | N_CU_Geothermal Heat Pump | 0.046384 | 0.65931 | 0.070352 | 0 | 0 | 0 | Fail TRC
[11 empty] | Commercial | LED Exterior Lighting | Assembly | New | N_AS_LED Exterior Lighting | 0.75297 | 0.287 | 2.6236 | 0 | 0 | 0 | Fail RIM | [11 empty] | Commercial | Geothermal Heat Pump | Grocery | New | N_GR_Geothermal Heat Pump | 0.042365 | 1.1907 | 0.035578 | 0 | 0 | 0 | Fail TRC
[11 empty] | Commercial | LED Exterior Lighting | College and University | New | N_CU_LED Exterior Lighting | 0.75297 | 0.287 | 2.6236 | 0 | 0 | 0 | Fail RIM | [11 empty] | Commercial | Geothermal Heat Pump | Healthcare | New | N_HC_Geothermal Heat Pump | 0.1641 | 1.1907 | 0.13781 | 0 | 0 | 0 | Fail TRC
[11 empty] | Commercial | LED Exterior Lighting | Grocery | New | N_GR_LED Exterior Lighting | 0.75297 | 0.287 | 2.6236 | 0 | 0 | 0 | Fail RIM | [11 empty] | Commercial | Geothermal Heat Pump | Hospitals | New | N_HS_Geothermal Heat Pump | 0.086156 | 0.65931 | 0.13068 | 0 | 0 | 0 | Fail TRC
[11 empty] | Commercial | LED Exterior Lighting | Healthcare | New | N_HC_LED Exterior Lighting | 0.75297 | 0.287 | 2.6236 | 0 | 0 | 0 | Fail RIM | [11 empty] | Commercial | Geothermal Heat Pump | Institutional | New | N_IN_Geothermal Heat Pump | 0.040993 | 1.1907 | 0.034427 | 0 | 0 | 0 | Fail TRC
[11 empty] | Commercial | LED Exterior Lighting | Hospitals | New | N_HS_LED Exterior Lighting | 0.75297 | 0.287 | 2.6236 | 0 | 0 | 0 | Fail RIM | [11 empty] | Commercial | Geothermal Heat Pump | Lodging/Hospitality | New | N_LG_Geothermal Heat Pump | 0.1245 | 1.1907 | 0.10456 | 0 | 0 | 0 | Fail TRC
[11 empty] | Commercial | LED Exterior Lighting | Institutional | New | N_IN_LED Exterior Lighting | 0.75297 | 0.287 | 2.6236 | 0 | 0 | 0 | Fail RIM | [11 empty] | Commercial | Geothermal Heat Pump | Miscellaneous | New | N_MS_Geothermal Heat Pump | 0.0422 | 1.1907 | 0.035441 | 0 | 0 | 0 | Fail TRC
[11 empty] | Commercial | LED Exterior Lighting | Lodging/Hospitality | New | N_LG_LED Exterior Lighting | 0.75297 | 0.287 | 2.6236 | 0 | 0 | 0 | Fail RIM | [11 empty] | Commercial | Geothermal Heat Pump | Offices | New | N_OF_Geothermal Heat Pump | 0.084755 | 1.1907 | 0.071178 | 0 | 0 | 0 | Fail TRC
[11 empty] | Commercial | LED Exterior Lighting | Miscellaneous | New | N_MS_LED Exterior Lighting | 0.75297 | 0.287 | 2.6236 | 0 | 0 | 0 | Fail RIM | [11 empty] | Commercial | Geothermal Heat Pump | Restaurants | New | N_RS_Geothermal Heat Pump | 0.12355 | 1.1907 | 0.10376 | 0 | 0 | 0 | Fail TRC
[11 empty] | Commercial | LED Exterior Lighting | Offices | New | N_OF_LED Exterior Lighting | 0.75297 | 0.287 | 2.6236 | 0 | 0 | 0 | Fail RIM | [11 empty] | Commercial | Geothermal Heat Pump | Retail | New | N_RT_Geothermal Heat Pump | 0.096526 | 1.1907 | 0.081064 | 0 | 0 | 0 | Fail TRC
[11 empty] | Commercial | LED Exterior Lighting | Restaurants | New | N_RS_LED Exterior Lighting | 0.75297 | 0.287 | 2.6236 | 0 | 0 | 0 | Fail RIM | [11 empty] | Commercial | Geothermal Heat Pump | Schools K-12 | New | N_SC_Geothermal Heat Pump | 0.083971 | 1.1907 | 0.07052 | 0 | 0 | 0 | Fail TRC
[11 empty] | Commercial | LED Exterior Lighting | Retail | New | N_RT_LED Exterior Lighting | 0.75297 | 0.287 | 2.6236 | 0 | 0 | 0 | Fail RIM | [11 empty] | Commercial | Geothermal Heat Pump | Warehouse | New | N_WR_Geothermal Heat Pump | 0.018492 | 1.1907 | 0.01553 | 0 | 0 | 0 | Fail TRC
[11 empty] | Commercial | LED Exterior Lighting | Schools K-12 | New | N_SC_LED Exterior Lighting | 0.75297 | 0.287 | 2.6236 | 0 | 0 | 0 | Fail RIM | [11 empty] | Commercial | High Efficiency Chiller (Air Cooled, 50 tons) | Warehouse | Turnover | T_WR_High Efficiency Chiller (Air Cooled, 50 tons) | 0.53284 | 0.88681 | 0.60085 | 0 | 0 | 0 | Fail TRC
[11 empty] | Commercial | LED Exterior Lighting | Warehouse | New | N_WR_LED Exterior Lighting | 0.75297 | 0.287 | 2.6236 | 0 | 0 | 0 | Fail RIM | [11 empty] | Commercial | High Efficiency Chiller (Air Cooled, 50 tons) | Warehouse | New | N_WR_High Efficiency Chiller (Air Cooled, 50 tons) | 0.53284 | 0.88681 | 0.60085 | 0 | 0 | 0 | Fail TRC
[11 empty] | Commercial | LED Parking Lighting | Assembly | Turnover | T_AS_LED Parking Lighting | 7.7933 | 0.29471 | 26.4437 | 0 | 0 | 0 | Fail RIM | [11 empty] | Commercial | High Efficiency Chiller (Water cooled-centrifugal, 200 tons) | Warehouse | Turnover | T_WR_High Efficiency Chiller (Water cooled-centrifugal, 200 tons) | 0.61859 | 1.167 | 0.53006 | 0 | 0 | 0 | Fail TRC
[11 empty] | Commercial | LED Parking Lighting | College and University | Turnover | T_CU_LED Parking Lighting | 7.7933 | 0.29471 | 26.4437 | 0 | 0 | 0 | Fail RIM | [11 empty] | Commercial | High Efficiency Chiller (Water cooled-centrifugal, 200 tons) | Warehouse | New | N_WR_High Efficiency Chiller (Water cooled-centrifugal, 200 tons) | 0.61859 | 1.167 | 0.53006 | 0 | 0 | 0 | Fail TRC
[11 empty] | Commercial | LED Parking Lighting | Grocery | Turnover | T_GR_LED Parking Lighting | 7.7933 | 0.29471 | 26.4437 | 0 | 0 | 0 | Fail RIM | [11 empty] | Commercial | High Efficiency Chiller (Water cooled-positive displacement, 100 tons) | Grocery | Turnover | T_GR_High Efficiency Chiller (Water cooled-positive displacement, 100 tons) | 0.81961 | 1.167 | 0.70231 | 0 | 0 | 0 | Fail TRC
[11 empty] | Commercial | LED Parking Lighting | Healthcare | Turnover | T_HC_LED Parking Lighting | 7.7933 | 0.29471 | 26.4437 | 0 | 0 | 0 | Fail RIM | [11 empty] | Commercial | High Efficiency Chiller (Water cooled-positive displacement, 100 tons) | Institutional | Turnover | T_IN_High Efficiency Chiller (Water cooled-positive displacement, 100 tons) | 0.80144 | 1.167 | 0.68675 | 0 | 0 | 0 | Fail TRC
[11 empty] | Commercial | LED Parking Lighting | Hospitals | Turnover | T_HS_LED Parking Lighting | 7.7933 | 0.29471 | 26.4437 | 0 | 0 | 0 | Fail RIM | [11 empty] | Commercial | High Efficiency Chiller (Water cooled-positive displacement, 100 tons) | Miscellaneous | Turnover | T_MS_High Efficiency Chiller (Water cooled-positive displacement, 100 tons) | 0.82869 | 1.167 | 0.71009 | 0 | 0 | 0 | Fail TRC
[11 empty] | Commercial | LED Parking Lighting | Institutional | Turnover | T_IN_LED Parking Lighting | 7.7933 | 0.29471 | 26.4437 | 0 | 0 | 0 | Fail RIM | [11 empty] | Commercial | High Efficiency Chiller (Water cooled-positive displacement, 100 tons) | Warehouse | Turnover | T_WR_High Efficiency Chiller (Water cooled-positive displacement, 100 tons) | 0.35985 | 1.167 | 0.30835 | 0 | 0 | 0 | Fail TRC
[11 empty] | Commercial | LED Parking Lighting | Lodging/Hospitality | Turnover | T_LG_LED Parking Lighting | 7.7933 | 0.29471 | 26.4437 | 0 | 0 | 0 | Fail RIM | [11 empty] | Commercial | High Efficiency Chiller (Water cooled-positive displacement, 100 tons) | Grocery | New | N_GR_High Efficiency Chiller (Water cooled-positive displacement, 100 tons) | 0.81961 | 1.167 | 0.70231 | 0 | 0 | 0 | Fail TRC
[11 empty] | Commercial | LED Parking Lighting | Miscellaneous | Turnover | T_MS_LED Parking Lighting | 7.7933 | 0.29471 | 26.4437 | 0 | 0 | 0 | Fail RIM | [11 empty] | Commercial | High Efficiency Chiller (Water cooled-positive displacement, 100 tons) | Institutional | New | N_IN_High Efficiency Chiller (Water cooled-positive displacement, 100 tons) | 0.80144 | 1.167 | 0.68675 | 0 | 0 | 0 | Fail TRC
[11 empty] | Commercial | LED Parking Lighting | Offices | Turnover | T_OF_LED Parking Lighting | 7.7933 | 0.29471 | 26.4437 | 0 | 0 | 0 | Fail RIM | [11 empty] | Commercial | High Efficiency Chiller (Water cooled-positive displacement, 100 tons) | Miscellaneous | New | N_MS_High Efficiency Chiller (Water cooled-positive displacement, 100 tons) | 0.82869 | 1.167 | 0.71009 | 0 | 0 | 0 | Fail TRC
[11 empty] | Commercial | LED Parking Lighting | Restaurants | Turnover | T_RS_LED Parking Lighting | 7.7933 | 0.29471 | 26.4437 | 0 | 0 | 0 | Fail RIM | [11 empty] | Commercial | High Efficiency Chiller (Water cooled-positive displacement, 100 tons) | Warehouse | New | N_WR_High Efficiency Chiller (Water cooled-positive displacement, 100 tons) | 0.35985 | 1.167 | 0.30835 | 0 | 0 | 0 | Fail TRC
[11 empty] | Commercial | LED Parking Lighting | Retail | Turnover | T_RT_LED Parking Lighting | 7.7933 | 0.29471 | 26.4437 | 0 | 0 | 0 | Fail RIM | [11 empty] | Commercial | High Efficiency Data Center Cooling | Assembly | Turnover | T_AS_High Efficiency Data Center Cooling | 0.67014 | 0.80367 | 0.83385 | 0 | 0 | 0 | Fail TRC
[11 empty] | Commercial | LED Parking Lighting | Schools K-12 | Turnover | T_SC_LED Parking Lighting | 7.7933 | 0.29471 | 26.4437 | 0 | 0 | 0 | Fail RIM | [11 empty] | Commercial | High Efficiency Data Center Cooling | College and University | Turnover | T_CU_High Efficiency Data Center Cooling | 0.67014 | 0.80367 | 0.83385 | 0 | 0 | 0 | Fail TRC
[11 empty] | Commercial | LED Parking Lighting | Warehouse | Turnover | T_WR_LED Parking Lighting | 7.7933 | 0.29471 | 26.4437 | 0 | 0 | 0 | Fail RIM | [11 empty] | Commercial | High Efficiency Data Center Cooling | Grocery | Turnover | T_GR_High Efficiency Data Center Cooling | 0.67014 | 0.80367 | 0.83385 | 0 | 0 | 0 | Fail TRC
[11 empty] | Commercial | LED Parking Lighting | Assembly | New | N_AS_LED Parking Lighting | 7.7933 | 0.29471 | 26.4437 | 0 | 0 | 0 | Fail RIM | [11 empty] | Commercial | High Efficiency Data Center Cooling | Healthcare | Turnover | T_HC_High Efficiency Data Center Cooling | 0.67014 | 0.80367 | 0.83385 | 0 | 0 | 0 | Fail TRC
[11 empty] | Commercial | LED Parking Lighting | College and University | New | N_CU_LED Parking Lighting | 7.7933 | 0.29471 | 26.4437 | 0 | 0 | 0 | Fail RIM | [11 empty] | Commercial | High Efficiency Data Center Cooling | Hospitals | Turnover | T_HS_High Efficiency Data Center Cooling | 0.67014 | 0.80367 | 0.83385 | 0 | 0 | 0 | Fail TRC
[11 empty] | Commercial | LED Parking Lighting | Grocery | New | N_GR_LED Parking Lighting | 7.7933 | 0.29471 | 26.4437 | 0 | 0 | 0 | Fail RIM | [11 empty] | Commercial | High Efficiency Data Center Cooling | Institutional | Turnover | T_IN_High Efficiency Data Center Cooling | 0.67014 | 0.80367 | 0.83385 | 0 | 0 | 0 | Fail TRC
[11 empty] | Commercial | LED Parking Lighting | Healthcare | New | N_HC_LED Parking Lighting | 7.7933 | 0.29471 | 26.4437 | 0 | 0 | 0 | Fail RIM | [11 empty] | Commercial | High Efficiency Data Center Cooling | Lodging/Hospitality | Turnover | T_LG_High Efficiency Data Center Cooling | 0.67014 | 0.80367 | 0.83385 | 0 | 0 | 0 | Fail TRC
[11 empty] | Commercial | LED Parking Lighting | Hospitals | New | N_HS_LED Parking Lighting | 7.7933 | 0.29471 | 26.4437 | 0 | 0 | 0 | Fail RIM | [11 empty] | Commercial | High Efficiency Data Center Cooling | Miscellaneous | Turnover | T_MS_High Efficiency Data Center Cooling | 0.67014 | 0.80367 | 0.83385 | 0 | 0 | 0 | Fail TRC
[11 empty] | Commercial | LED Parking Lighting | Institutional | New | N_IN_LED Parking Lighting | 7.7933 | 0.29471 | 26.4437 | 0 | 0 | 0 | Fail RIM | [11 empty] | Commercial | High Efficiency Data Center Cooling | Offices | Turnover | T_OF_High Efficiency Data Center Cooling | 0.67014 | 0.80367 | 0.83385 | 0 | 0 | 0 | Fail TRC
[11 empty] | Commercial | LED Parking Lighting | Lodging/Hospitality | New | N_LG_LED Parking Lighting | 7.7933 | 0.29471 | 26.4437 | 0 | 0 | 0 | Fail RIM | [11 empty] | Commercial | High Efficiency Data Center Cooling | Restaurants | Turnover | T_RS_High Efficiency Data Center Cooling | 0.67014 | 0.80367 | 0.83385 | 0 | 0 | 0 | Fail TRC
[11 empty] | Commercial | LED Parking Lighting | Miscellaneous | New | N_MS_LED Parking Lighting | 7.7933 | 0.29471 | 26.4437 | 0 | 0 | 0 | Fail RIM | [11 empty] | Commercial | High Efficiency Data Center Cooling | Retail | Turnover | T_RT_High Efficiency Data Center Cooling | 0.67014 | 0.80367 | 0.83385 | 0 | 0 | 0 | Fail TRC
[11 empty] | Commercial | LED Parking Lighting | Offices | New | N_OF_LED Parking Lighting | 7.7933 | 0.29471 | 26.4437 | 0 | 0 | 0 | Fail RIM | [11 empty] | Commercial | High Efficiency Data Center Cooling | Schools K-12 | Turnover | T_SC_High Efficiency Data Center Cooling | 0.67014 | 0.80367 | 0.83385 | 0 | 0 | 0 | Fail TRC
[11 empty] | Commercial | LED Parking Lighting | Restaurants | New | N_RS_LED Parking Lighting | 7.7933 | 0.29471 | 26.4437 | 0 | 0 | 0 | Fail RIM | [11 empty] | Commercial | High Efficiency Data Center Cooling | Warehouse | Turnover | T_WR_High Efficiency Data Center Cooling | 0.67014 | 0.80367 | 0.83385 | 0 | 0 | 0 | Fail TRC
[11 empty] | Commercial | LED Parking Lighting | Retail | New | N_RT_LED Parking Lighting | 7.7933 | 0.29471 | 26.4437 | 0 | 0 | 0 | Fail RIM | [11 empty] | Commercial | High Efficiency Data Center Cooling | Assembly | New | N_AS_High Efficiency Data Center Cooling | 0.67014 | 0.80367 | 0.83385 | 0 | 0 | 0 | Fail TRC
[11 empty] | Commercial | LED Parking Lighting | Schools K-12 | New | N_SC_LED Parking Lighting | 7.7933 | 0.29471 | 26.4437 | 0 | 0 | 0 | Fail RIM | [11 empty] | Commercial | High Efficiency Data Center Cooling | College and University | New | N_CU_High Efficiency Data Center Cooling | 0.67014 | 0.80367 | 0.83385 | 0 | 0 | 0 | Fail TRC
[11 empty] | Commercial | LED Parking Lighting | Warehouse | New | N_WR_LED Parking Lighting | 7.7933 | 0.29471 | 26.4437 | 0 | 0 | 0 | Fail RIM | [11 empty] | Commercial | High Efficiency Data Center Cooling | Grocery | New | N_GR_High Efficiency Data Center Cooling | 0.67014 | 0.80367 | 0.83385 | 0 | 0 | 0 | Fail TRC
[11 empty] | Commercial | LED Street Lights | Assembly | Turnover | T_AS_LED Street Lights | 2.6491 | 0.29471 | 8.9889 | 0 | 0 | 0 | Fail RIM | [11 empty] | Commercial | High Efficiency Data Center Cooling | Healthcare | New | N_HC_High Efficiency Data Center Cooling | 0.67014 | 0.80367 | 0.83385 | 0 | 0 | 0 | Fail TRC
[11 empty] | Commercial | LED Street Lights | College and University | Turnover | T_CU_LED Street Lights | 2.6491 | 0.29471 | 8.9889 | 0 | 0 | 0 | Fail RIM | [11 empty] | Commercial | High Efficiency Data Center Cooling | Hospitals | New | N_HS_High Efficiency Data Center Cooling | 0.67014 | 0.80367 | 0.83385 | 0 | 0 | 0 | Fail TRC
[11 empty] | Commercial | LED Street Lights | Grocery | Turnover | T_GR_LED Street Lights | 2.6491 | 0.29471 | 8.9889 | 0 | 0 | 0 | Fail RIM | [11 empty] | Commercial | High Efficiency Data Center Cooling | Institutional | New | N_IN_High Efficiency Data Center Cooling | 0.67014 | 0.80367 | 0.83385 | 0 | 0 | 0 | Fail TRC
[11 empty] | Commercial | LED Street Lights | Healthcare | Turnover | T_HC_LED Street Lights | 2.6491 | 0.29471 | 8.9889 | 0 | 0 | 0 | Fail RIM | [11 empty] | Commercial | High Efficiency Data Center Cooling | Lodging/Hospitality | New | N_LG_High Efficiency Data Center Cooling | 0.67014 | 0.80367 | 0.83385 | 0 | 0 | 0 | Fail TRC
[11 empty] | Commercial | LED Street Lights | Hospitals | Turnover | T_HS_LED Street Lights | 2.6491 | 0.29471 | 8.9889 | 0 | 0 | 0 | Fail RIM | [11 empty] | Commercial | High Efficiency Data Center Cooling | Miscellaneous | New | N_MS_High Efficiency Data Center Cooling | 0.67014 | 0.80367 | 0.83385 | 0 | 0 | 0 | Fail TRC
[11 empty] | Commercial | LED Street Lights | Institutional | Turnover | T_IN_LED Street Lights | 2.6491 | 0.29471 | 8.9889 | 0 | 0 | 0 | Fail RIM | [11 empty] | Commercial | High Efficiency Data Center Cooling | Offices | New | N_OF_High Efficiency Data Center Cooling | 0.67014 | 0.80367 | 0.83385 | 0 | 0 | 0 | Fail TRC
[11 empty] | Commercial | LED Street Lights | Lodging/Hospitality | Turnover | T_LG_LED Street Lights | 2.6491 | 0.29471 | 8.9889 | 0 | 0 | 0 | Fail RIM | [11 empty] | Commercial | High Efficiency Data Center Cooling | Restaurants | New | N_RS_High Efficiency Data Center Cooling | 0.67014 | 0.80367 | 0.83385 | 0 | 0 | 0 | Fail TRC
[11 empty] | Commercial | LED Street Lights | Miscellaneous | Turnover | T_MS_LED Street Lights | 2.6491 | 0.29471 | 8.9889 | 0 | 0 | 0 | Fail RIM | [11 empty] | Commercial | High Efficiency Data Center Cooling | Retail | New | N_RT_High Efficiency Data Center Cooling | 0.67014 | 0.80367 | 0.83385 | 0 | 0 | 0 | Fail TRC
[11 empty] | Commercial | LED Street Lights | Offices | Turnover | T_OF_LED Street Lights | 2.6491 | 0.29471 | 8.9889 | 0 | 0 | 0 | Fail RIM | [11 empty] | Commercial | High Efficiency Data Center Cooling | Schools K-12 | New | N_SC_High Efficiency Data Center Cooling | 0.67014 | 0.80367 | 0.83385 | 0 | 0 | 0 | Fail TRC
[11 empty] | Commercial | LED Street Lights | Restaurants | Turnover | T_RS_LED Street Lights | 2.6491 | 0.29471 | 8.9889 | 0 | 0 | 0 | Fail RIM | [11 empty] | Commercial | High Efficiency Data Center Cooling | Warehouse | New | N_WR_High Efficiency Data Center Cooling | 0.67014 | 0.80367 | 0.83385 | 0 | 0 | 0 | Fail TRC
[11 empty] | Commercial | LED Street Lights | Retail | Turnover | T_RT_LED Street Lights | 2.6491 | 0.29471 | 8.9889 | 0 | 0 | 0 | Fail RIM | [11 empty] | Commercial | High Efficiency DX 135k- less than 240k BTU | Assembly | Turnover | T_AS_High Efficiency DX 135k- less than 240k BTU | 0.6933 | 1.1756 | 0.58972 | 0 | 0 | 0 | Fail TRC
[11 empty] | Commercial | LED Street Lights | Schools K-12 | Turnover | T_SC_LED Street Lights | 2.6491 | 0.29471 | 8.9889 | 0 | 0 | 0 | Fail RIM | [11 empty] | Commercial | High Efficiency DX 135k- less than 240k BTU | College and University | Turnover | T_CU_High Efficiency DX 135k- less than 240k BTU | 0.76916 | 1.1756 | 0.65425 | 0 | 0 | 0 | Fail TRC
[11 empty] | Commercial | LED Street Lights | Warehouse | Turnover | T_WR_LED Street Lights | 2.6491 | 0.29471 | 8.9889 | 0 | 0 | 0 | Fail RIM | [11 empty] | Commercial | High Efficiency DX 135k- less than 240k BTU | Grocery | Turnover | T_GR_High Efficiency DX 135k- less than 240k BTU | 0.38299 | 1.1756 | 0.32577 | 0 | 0 | 0 | Fail TRC
[11 empty] | Commercial | LED Street Lights | Assembly | New | N_AS_LED Street Lights | 2.6491 | 0.29471 | 8.9889 | 0 | 0 | 0 | Fail RIM | [11 empty] | Commercial | High Efficiency DX 135k- less than 240k BTU | Institutional | Turnover | T_IN_High Efficiency DX 135k- less than 240k BTU | 0.3745 | 1.1756 | 0.31855 | 0 | 0 | 0 | Fail TRC
[11 empty] | Commercial | LED Street Lights | College and University | New | N_CU_LED Street Lights | 2.6491 | 0.29471 | 8.9889 | 0 | 0 | 0 | Fail RIM | [11 empty] | Commercial | High Efficiency DX 135k- less than 240k BTU | Lodging/Hospitality | Turnover | T_LG_High Efficiency DX 135k- less than 240k BTU | 1.1453 | 1.1756 | 0.97415 | 0 | 0 | 0 | Fail PCT
[11 empty] | Commercial | LED Street Lights | Grocery | New | N_GR_LED Street Lights | 2.6491 | 0.29471 | 8.9889 | 0 | 0 | 0 | Fail RIM | [11 empty] | Commercial | High Efficiency DX 135k- less than 240k BTU | Miscellaneous | Turnover | T_MS_High Efficiency DX 135k- less than 240k BTU | 0.38723 | 1.1756 | 0.32938 | 0 | 0 | 0 | Fail TRC
[11 empty] | Commercial | LED Street Lights | Healthcare | New | N_HC_LED Street Lights | 2.6491 | 0.29471 | 8.9889 | 0 | 0 | 0 | Fail RIM | [11 empty] | Commercial | High Efficiency DX 135k- less than 240k BTU | Offices | Turnover | T_OF_High Efficiency DX 135k- less than 240k BTU | 0.7803 | 1.1756 | 0.66372 | 0 | 0 | 0 | Fail TRC
[11 empty] | Commercial | LED Street Lights | Hospitals | New | N_HS_LED Street Lights | 2.6491 | 0.29471 | 8.9889 | 0 | 0 | 0 | Fail RIM | [11 empty] | Commercial | High Efficiency DX 135k- less than 240k BTU | Restaurants | Turnover | T_RS_High Efficiency DX 135k- less than 240k BTU | 1.1235 | 1.1756 | 0.95565 | 0 | 0 | 0 | Fail PCT
[11 empty] | Commercial | LED Street Lights | Institutional | New | N_IN_LED Street Lights | 2.6491 | 0.29471 | 8.9889 | 0 | 0 | 0 | Fail RIM | [11 empty] | Commercial | High Efficiency DX 135k- less than 240k BTU | Retail | Turnover | T_RT_High Efficiency DX 135k- less than 240k BTU | 0.88055 | 1.1756 | 0.749 | 0 | 0 | 0 | Fail TRC
[11 empty] | Commercial | LED Street Lights | Lodging/Hospitality | New | N_LG_LED Street Lights | 2.6491 | 0.29471 | 8.9889 | 0 | 0 | 0 | Fail RIM | [11 empty] | Commercial | High Efficiency DX 135k- less than 240k BTU | Schools K-12 | Turnover | T_SC_High Efficiency DX 135k- less than 240k BTU | 0.76545 | 1.1756 | 0.65109 | 0 | 0 | 0 | Fail TRC
[11 empty] | Commercial | LED Street Lights | Miscellaneous | New | N_MS_LED Street Lights | 2.6491 | 0.29471 | 8.9889 | 0 | 0 | 0 | Fail RIM | [11 empty] | Commercial | High Efficiency DX 135k- less than 240k BTU | Warehouse | Turnover | T_WR_High Efficiency DX 135k- less than 240k BTU | 0.16815 | 1.1756 | 0.14303 | 0 | 0 | 0 | Fail TRC
[11 empty] | Commercial | LED Street Lights | Offices | New | N_OF_LED Street Lights | 2.6491 | 0.29471 | 8.9889 | 0 | 0 | 0 | Fail RIM | [11 empty] | Commercial | High Efficiency DX 135k- less than 240k BTU | Assembly | New | N_AS_High Efficiency DX 135k- less than 240k BTU | 0.6933 | 1.1756 | 0.58972 | 0 | 0 | 0 | Fail TRC
[11 empty] | Commercial | LED Street Lights | Restaurants | New | N_RS_LED Street Lights | 2.6491 | 0.29471 | 8.9889 | 0 | 0 | 0 | Fail RIM | [11 empty] | Commercial | High Efficiency DX 135k- less than 240k BTU | College and University | New | N_CU_High Efficiency DX 135k- less than 240k BTU | 0.76916 | 1.1756 | 0.65425 | 0 | 0 | 0 | Fail TRC
[11 empty] | Commercial | LED Street Lights | Retail | New | N_RT_LED Street Lights | 2.6491 | 0.29471 | 8.9889 | 0 | 0 | 0 | Fail RIM | [11 empty] | Commercial | High Efficiency DX 135k- less than 240k BTU | Grocery | New | N_GR_High Efficiency DX 135k- less than 240k BTU | 0.38299 | 1.1756 | 0.32577 | 0 | 0 | 0 | Fail TRC
[11 empty] | Commercial | LED Street Lights | Schools K-12 | New | N_SC_LED Street Lights | 2.6491 | 0.29471 | 8.9889 | 0 | 0 | 0 | Fail RIM | [11 empty] | Commercial | High Efficiency DX 135k- less than 240k BTU | Institutional | New | N_IN_High Efficiency DX 135k- less than 240k BTU | 0.3745 | 1.1756 | 0.31855 | 0 | 0 | 0 | Fail TRC
[11 empty] | Commercial | LED Street Lights | Warehouse | New | N_WR_LED Street Lights | 2.6491 | 0.29471 | 8.9889 | 0 | 0 | 0 | Fail RIM | [11 empty] | Commercial | High Efficiency DX 135k- less than 240k BTU | Lodging/Hospitality | New | N_LG_High Efficiency DX 135k- less than 240k BTU | 1.1453 | 1.1756 | 0.97415 | 0 | 0 | 0 | Fail PCT
[11 empty] | Commercial | LED Traffic and Crosswalk Lighting | Assembly | Turnover | T_AS_LED Traffic and Crosswalk Lighting | 0.11708 | 0.27772 | 0.42156 | 0 | 0 | 0 | Fail RIM | [11 empty] | Commercial | High Efficiency DX 135k- less than 240k BTU | Miscellaneous | New | N_MS_High Efficiency DX 135k- less than 240k BTU | 0.38723 | 1.1756 | 0.32938 | 0 | 0 | 0 | Fail TRC
[11 empty] | Commercial | LED Traffic and Crosswalk Lighting | College and University | Turnover | T_CU_LED Traffic and Crosswalk Lighting | 0.11708 | 0.27772 | 0.42156 | 0 | 0 | 0 | Fail RIM | [11 empty] | Commercial | High Efficiency DX 135k- less than 240k BTU | Offices | New | N_OF_High Efficiency DX 135k- less than 240k BTU | 0.7803 | 1.1756 | 0.66372 | 0 | 0 | 0 | Fail TRC
[11 empty] | Commercial | LED Traffic and Crosswalk Lighting | Grocery | Turnover | T_GR_LED Traffic and Crosswalk Lighting | 0.11708 | 0.27772 | 0.42156 | 0 | 0 | 0 | Fail RIM | [11 empty] | Commercial | High Efficiency DX 135k- less than 240k BTU | Restaurants | New | N_RS_High Efficiency DX 135k- less than 240k BTU | 1.1235 | 1.1756 | 0.95565 | 0 | 0 | 0 | Fail PCT
[11 empty] | Commercial | LED Traffic and Crosswalk Lighting | Healthcare | Turnover | T_HC_LED Traffic and Crosswalk Lighting | 0.11708 | 0.27772 | 0.42156 | 0 | 0 | 0 | Fail RIM | [11 empty] | Commercial | High Efficiency DX 135k- less than 240k BTU | Retail | New | N_RT_High Efficiency DX 135k- less than 240k BTU | 0.88055 | 1.1756 | 0.749 | 0 | 0 | 0 | Fail TRC
[11 empty] | Commercial | LED Traffic and Crosswalk Lighting | Hospitals | Turnover | T_HS_LED Traffic and Crosswalk Lighting | 0.11708 | 0.27772 | 0.42156 | 0 | 0 | 0 | Fail RIM | [11 empty] | Commercial | High Efficiency DX 135k- less than 240k BTU | Schools K-12 | New | N_SC_High Efficiency DX 135k- less than 240k BTU | 0.76545 | 1.1756 | 0.65109 | 0 | 0 | 0 | Fail TRC
[11 empty] | Commercial | LED Traffic and Crosswalk Lighting | Institutional | Turnover | T_IN_LED Traffic and Crosswalk Lighting | 0.11708 | 0.27772 | 0.42156 | 0 | 0 | 0 | Fail RIM | [11 empty] | Commercial | High Efficiency DX 135k- less than 240k BTU | Warehouse | New | N_WR_High Efficiency DX 135k- less than 240k BTU | 0.16815 | 1.1756 | 0.14303 | 0 | 0 | 0 | Fail TRC
[11 empty] | Commercial | LED Traffic and Crosswalk Lighting | Lodging/Hospitality | Turnover | T_LG_LED Traffic and Crosswalk Lighting | 0.11708 | 0.27772 | 0.42156 | 0 | 0 | 0 | Fail RIM | [11 empty] | Commercial | High Efficiency PTAC | Assembly | Turnover | T_AS_High Efficiency PTAC | 8.8068 | 1.3512 | 6.5176 | 0 | 0 | 0 | Fail 2-year Threshold
[11 empty] | Commercial | LED Traffic and Crosswalk Lighting | Miscellaneous | Turnover | T_MS_LED Traffic and Crosswalk Lighting | 0.11708 | 0.27772 | 0.42156 | 0 | 0 | 0 | Fail RIM | [11 empty] | Commercial | High Efficiency PTAC | College and University | Turnover | T_CU_High Efficiency PTAC | 6.5678 | 0.90831 | 7.2307 | 0 | 0 | 0 | Fail 2-year Threshold
[11 empty] | Commercial | LED Traffic and Crosswalk Lighting | Offices | Turnover | T_OF_LED Traffic and Crosswalk Lighting | 0.11708 | 0.27772 | 0.42156 | 0 | 0 | 0 | Fail RIM | [11 empty] | Commercial | High Efficiency PTAC | Healthcare | Turnover | T_HC_High Efficiency PTAC | 19.1633 | 1.3512 | 14.1822 | 0 | 0 | 0 | Fail 2-year Threshold
[11 empty] | Commercial | LED Traffic and Crosswalk Lighting | Restaurants | Turnover | T_RS_LED Traffic and Crosswalk Lighting | 0.11708 | 0.27772 | 0.42156 | 0 | 0 | 0 | Fail RIM | [11 empty] | Commercial | High Efficiency PTAC | Hospitals | Turnover | T_HS_High Efficiency PTAC | 12.2024 | 0.90831 | 13.4342 | 0 | 0 | 0 | Fail 2-year Threshold
[11 empty] | Commercial | LED Traffic and Crosswalk Lighting | Retail | Turnover | T_RT_LED Traffic and Crosswalk Lighting | 0.11708 | 0.27772 | 0.42156 | 0 | 0 | 0 | Fail RIM | [11 empty] | Commercial | High Efficiency PTAC | Lodging/Hospitality | Turnover | T_LG_High Efficiency PTAC | 14.5477 | 1.3512 | 10.7663 | 0 | 0 | 0 | Fail 2-year Threshold
[11 empty] | Commercial | LED Traffic and Crosswalk Lighting | Schools K-12 | Turnover | T_SC_LED Traffic and Crosswalk Lighting | 0.11708 | 0.27772 | 0.42156 | 0 | 0 | 0 | Fail RIM | [11 empty] | Commercial | High Efficiency PTAC | Offices | Turnover | T_OF_High Efficiency PTAC | 8.6311 | 1.1766 | 7.3354 | 0 | 0 | 0 | Fail 2-year Threshold
[11 empty] | Commercial | LED Traffic and Crosswalk Lighting | Warehouse | Turnover | T_WR_LED Traffic and Crosswalk Lighting | 0.11708 | 0.27772 | 0.42156 | 0 | 0 | 0 | Fail RIM | [11 empty] | Commercial | High Efficiency PTAC | Restaurants | Turnover | T_RS_High Efficiency PTAC | 14.2714 | 1.3512 | 10.5618 | 0 | 0 | 0 | Fail 2-year Threshold
[11 empty] | Commercial | LED Traffic and Crosswalk Lighting | Assembly | New | N_AS_LED Traffic and Crosswalk Lighting | 0.11708 | 0.27772 | 0.42156 | 0 | 0 | 0 | Fail RIM | [11 empty] | Commercial | High Efficiency PTAC | Retail | Turnover | T_RT_High Efficiency PTAC | 11.1853 | 1.3512 | 8.2779 | 0 | 0 | 0 | Fail 2-year Threshold
[11 empty] | Commercial | LED Traffic and Crosswalk Lighting | College and University | New | N_CU_LED Traffic and Crosswalk Lighting | 0.11708 | 0.27772 | 0.42156 | 0 | 0 | 0 | Fail RIM | [11 empty] | Commercial | High Efficiency PTAC | Schools K-12 | Turnover | T_SC_High Efficiency PTAC | 9.7232 | 1.3512 | 7.1958 | 0 | 0 | 0 | Fail 2-year Threshold
[11 empty] | Commercial | LED Traffic and Crosswalk Lighting | Grocery | New | N_GR_LED Traffic and Crosswalk Lighting | 0.11708 | 0.27772 | 0.42156 | 0 | 0 | 0 | Fail RIM | [11 empty] | Commercial | High Efficiency PTAC | Assembly | New | N_AS_High Efficiency PTAC | 8.8068 | 1.3512 | 6.5176 | 0 | 0 | 0 | Fail 2-year Threshold
[11 empty] | Commercial | LED Traffic and Crosswalk Lighting | Healthcare | New | N_HC_LED Traffic and Crosswalk Lighting | 0.11708 | 0.27772 | 0.42156 | 0 | 0 | 0 | Fail RIM | [11 empty] | Commercial | High Efficiency PTAC | College and University | New | N_CU_High Efficiency PTAC | 6.5678 | 0.90831 | 7.2307 | 0 | 0 | 0 | Fail 2-year Threshold
[11 empty] | Commercial | LED Traffic and Crosswalk Lighting | Hospitals | New | N_HS_LED Traffic and Crosswalk Lighting | 0.11708 | 0.27772 | 0.42156 | 0 | 0 | 0 | Fail RIM | [11 empty] | Commercial | High Efficiency PTAC | Healthcare | New | N_HC_High Efficiency PTAC | 19.1633 | 1.3512 | 14.1822 | 0 | 0 | 0 | Fail 2-year Threshold
[11 empty] | Commercial | LED Traffic and Crosswalk Lighting | Institutional | New | N_IN_LED Traffic and Crosswalk Lighting | 0.11708 | 0.27772 | 0.42156 | 0 | 0 | 0 | Fail RIM | [11 empty] | Commercial | High Efficiency PTAC | Hospitals | New | N_HS_High Efficiency PTAC | 12.2024 | 0.90831 | 13.4342 | 0 | 0 | 0 | Fail 2-year Threshold
[11 empty] | Commercial | LED Traffic and Crosswalk Lighting | Lodging/Hospitality | New | N_LG_LED Traffic and Crosswalk Lighting | 0.11708 | 0.27772 | 0.42156 | 0 | 0 | 0 | Fail RIM | [11 empty] | Commercial | High Efficiency PTAC | Lodging/Hospitality | New | N_LG_High Efficiency PTAC | 14.5477 | 1.3512 | 10.7663 | 0 | 0 | 0 | Fail 2-year Threshold
[11 empty] | Commercial | LED Traffic and Crosswalk Lighting | Miscellaneous | New | N_MS_LED Traffic and Crosswalk Lighting | 0.11708 | 0.27772 | 0.42156 | 0 | 0 | 0 | Fail RIM | [11 empty] | Commercial | High Efficiency PTAC | Offices | New | N_OF_High Efficiency PTAC | 8.6311 | 1.1766 | 7.3354 | 0 | 0 | 0 | Fail 2-year Threshold
[11 empty] | Commercial | LED Traffic and Crosswalk Lighting | Offices | New | N_OF_LED Traffic and Crosswalk Lighting | 0.11708 | 0.27772 | 0.42156 | 0 | 0 | 0 | Fail RIM | [11 empty] | Commercial | High Efficiency PTAC | Restaurants | New | N_RS_High Efficiency PTAC | 14.2714 | 1.3512 | 10.5618 | 0 | 0 | 0 | Fail 2-year Threshold
[11 empty] | Commercial | LED Traffic and Crosswalk Lighting | Restaurants | New | N_RS_LED Traffic and Crosswalk Lighting | 0.11708 | 0.27772 | 0.42156 | 0 | 0 | 0 | Fail RIM | [11 empty] | Commercial | High Efficiency PTAC | Retail | New | N_RT_High Efficiency PTAC | 11.1853 | 1.3512 | 8.2779 | 0 | 0 | 0 | Fail 2-year Threshold
[11 empty] | Commercial | LED Traffic and Crosswalk Lighting | Retail | New | N_RT_LED Traffic and Crosswalk Lighting | 0.11708 | 0.27772 | 0.42156 | 0 | 0 | 0 | Fail RIM | [11 empty] | Commercial | High Efficiency PTAC | Schools K-12 | New | N_SC_High Efficiency PTAC | 9.7232 | 1.3512 | 7.1958 | 0 | 0 | 0 | Fail 2-year Threshold
[11 empty] | Commercial | LED Traffic and Crosswalk Lighting | Schools K-12 | New | N_SC_LED Traffic and Crosswalk Lighting | 0.11708 | 0.27772 | 0.42156 | 0 | 0 | 0 | Fail RIM | [11 empty] | Commercial | High Efficiency PTHP | Assembly | Turnover | T_AS_High Efficiency PTHP | 8.8037 | 1.3315 | 6.6121 | 0 | 0 | 0 | Fail 2-year Threshold
[11 empty] | Commercial | LED Traffic and Crosswalk Lighting | Warehouse | New | N_WR_LED Traffic and Crosswalk Lighting | 0.11708 | 0.27772 | 0.42156 | 0 | 0 | 0 | Fail RIM | [11 empty] | Commercial | High Efficiency PTHP | College and University | Turnover | T_CU_High Efficiency PTHP | 6.4938 | 0.88651 | 7.3252 | 0 | 0 | 0 | Fail 2-year Threshold
[11 empty] | Commercial | Geothermal Heat Pump | Assembly | Turnover | T_AS_Geothermal Heat Pump | 0.075562 | 1.1907 | 0.063458 | 0 | 0 | 0 | Fail PCT | [11 empty] | Commercial | High Efficiency PTHP | Healthcare | Turnover | T_HC_High Efficiency PTHP | 19.0803 | 1.3315 | 14.3303 | 0 | 0 | 0 | Fail 2-year Threshold
[11 empty] | Commercial | Geothermal Heat Pump | College and University | Turnover | T_CU_Geothermal Heat Pump | 0.046384 | 0.65931 | 0.070352 | 0 | 0 | 0 | Fail RIM | [11 empty] | Commercial | High Efficiency PTHP | Hospitals | Turnover | T_HS_High Efficiency PTHP | 12.0589 | 0.88651 | 13.6027 | 0 | 0 | 0 | Fail 2-year Threshold
[11 empty] | Commercial | Geothermal Heat Pump | Grocery | Turnover | T_GR_Geothermal Heat Pump | 0.042365 | 1.1907 | 0.035578 | 0 | 0 | 0 | Fail PCT | [11 empty] | Commercial | High Efficiency PTHP | Lodging/Hospitality | Turnover | T_LG_High Efficiency PTHP | 14.4677 | 1.3315 | 10.866 | 0 | 0 | 0 | Fail 2-year Threshold
[11 empty] | Commercial | Geothermal Heat Pump | Healthcare | Turnover | T_HC_Geothermal Heat Pump | 0.1641 | 1.1907 | 0.13781 | 0 | 0 | 0 | Fail PCT | [11 empty] | Commercial | High Efficiency PTHP | Offices | Turnover | T_OF_High Efficiency PTHP | 9.8403 | 1.3315 | 7.3906 | 0 | 0 | 0 | Fail 2-year Threshold
[11 empty] | Commercial | Geothermal Heat Pump | Hospitals | Turnover | T_HS_Geothermal Heat Pump | 0.086156 | 0.65931 | 0.13068 | 0 | 0 | 0 | Fail RIM | [11 empty] | Commercial | High Efficiency PTHP | Restaurants | Turnover | T_RS_High Efficiency PTHP | 14.5265 | 1.3315 | 10.9102 | 0 | 0 | 0 | Fail 2-year Threshold
[11 empty] | Commercial | Geothermal Heat Pump | Institutional | Turnover | T_IN_Geothermal Heat Pump | 0.040993 | 1.1907 | 0.034427 | 0 | 0 | 0 | Fail PCT | [11 empty] | Commercial | High Efficiency PTHP | Retail | Turnover | T_RT_High Efficiency PTHP | 11.3125 | 1.3315 | 8.4963 | 0 | 0 | 0 | Fail 2-year Threshold
[11 empty] | Commercial | Geothermal Heat Pump | Lodging/Hospitality | Turnover | T_LG_Geothermal Heat Pump | 0.1245 | 1.1907 | 0.10456 | 0 | 0 | 0 | Fail PCT | [11 empty] | Commercial | High Efficiency PTHP | Schools K-12 | Turnover | T_SC_High Efficiency PTHP | 9.8486 | 1.3315 | 7.3968 | 0 | 0 | 0 | Fail 2-year Threshold
[11 empty] | Commercial | Geothermal Heat Pump | Miscellaneous | Turnover | T_MS_Geothermal Heat Pump | 0.0422 | 1.1907 | 0.035441 | 0 | 0 | 0 | Fail PCT | [11 empty] | Commercial | High Efficiency PTHP | Assembly | New | N_AS_High Efficiency PTHP | 8.8037 | 1.3315 | 6.6121 | 0 | 0 | 0 | Fail 2-year Threshold
[11 empty] | Commercial | Geothermal Heat Pump | Offices | Turnover | T_OF_Geothermal Heat Pump | 0.084755 | 1.1907 | 0.071178 | 0 | 0 | 0 | Fail PCT | [11 empty] | Commercial | High Efficiency PTHP | College and University | New | N_CU_High Efficiency PTHP | 6.4938 | 0.88651 | 7.3252 | 0 | 0 | 0 | Fail 2-year Threshold
[11 empty] | Commercial | Geothermal Heat Pump | Restaurants | Turnover | T_RS_Geothermal Heat Pump | 0.12355 | 1.1907 | 0.10376 | 0 | 0 | 0 | Fail PCT | [11 empty] | Commercial | High Efficiency PTHP | Healthcare | New | N_HC_High Efficiency PTHP | 19.0803 | 1.3315 | 14.3303 | 0 | 0 | 0 | Fail 2-year Threshold
[11 empty] | Commercial | Geothermal Heat Pump | Retail | Turnover | T_RT_Geothermal Heat Pump | 0.096526 | 1.1907 | 0.081064 | 0 | 0 | 0 | Fail PCT | [11 empty] | Commercial | High Efficiency PTHP | Hospitals | New | N_HS_High Efficiency PTHP | 12.0589 | 0.88651 | 13.6027 | 0 | 0 | 0 | Fail 2-year Threshold
[11 empty] | Commercial | Geothermal Heat Pump | Schools K-12 | Turnover | T_SC_Geothermal Heat Pump | 0.083971 | 1.1907 | 0.07052 | 0 | 0 | 0 | Fail PCT | [11 empty] | Commercial | High Efficiency PTHP | Lodging/Hospitality | New | N_LG_High Efficiency PTHP | 14.4677 | 1.3315 | 10.866 | 0 | 0 | 0 | Fail 2-year Threshold
[11 empty] | Commercial | Geothermal Heat Pump | Warehouse | Turnover | T_WR_Geothermal Heat Pump | 0.018492 | 1.1907 | 0.01553 | 0 | 0 | 0 | Fail PCT | [11 empty] | Commercial | High Efficiency PTHP | Offices | New | N_OF_High Efficiency PTHP | 9.8403 | 1.3315 | 7.3906 | 0 | 0 | 0 | Fail 2-year Threshold
[11 empty] | Commercial | Geothermal Heat Pump | Assembly | New | N_AS_Geothermal Heat Pump | 0.075562 | 1.1907 | 0.063458 | 0 | 0 | 0 | Fail PCT | [11 empty] | Commercial | High Efficiency PTHP | Restaurants | New | N_RS_High Efficiency PTHP | 14.5265 | 1.3315 | 10.9102 | 0 | 0 | 0 | Fail 2-year Threshold
[11 empty] | Commercial | Geothermal Heat Pump | College and University | New | N_CU_Geothermal Heat Pump | 0.046384 | 0.65931 | 0.070352 | 0 | 0 | 0 | Fail RIM | [11 empty] | Commercial | High Efficiency PTHP | Retail | New | N_RT_High Efficiency PTHP | 11.3125 | 1.3315 | 8.4963 | 0 | 0 | 0 | Fail 2-year Threshold
[11 empty] | Commercial | Geothermal Heat Pump | Grocery | New | N_GR_Geothermal Heat Pump | 0.042365 | 1.1907 | 0.035578 | 0 | 0 | 0 | Fail PCT | [11 empty] | Commercial | High Efficiency PTHP | Schools K-12 | New | N_SC_High Efficiency PTHP | 9.8486 | 1.3315 | 7.3968 | 0 | 0 | 0 | Fail 2-year Threshold
[11 empty] | Commercial | Geothermal Heat Pump | Healthcare | New | N_HC_Geothermal Heat Pump | 0.1641 | 1.1907 | 0.13781 | 0 | 0 | 0 | Fail PCT | [11 empty] | Commercial | Variable Refrigerant Flow (VRF) HVAC Systems | Assembly | Turnover | T_AS_Variable Refrigerant Flow (VRF) HVAC Systems | 0.80666 | 0.88597 | 0.91048 | 0 | 0 | 0 | Fail TRC
[11 empty] | Commercial | Geothermal Heat Pump | Hospitals | New | N_HS_Geothermal Heat Pump | 0.086156 | 0.65931 | 0.13068 | 0 | 0 | 0 | Fail RIM | [11 empty] | Commercial | Variable Refrigerant Flow (VRF) HVAC Systems | College and University | Turnover | T_CU_Variable Refrigerant Flow (VRF) HVAC Systems | 0.73886 | 0.73531 | 1.0048 | 0 | 0 | 0 | Fail TRC
[11 empty] | Commercial | Geothermal Heat Pump | Institutional | New | N_IN_Geothermal Heat Pump | 0.040993 | 1.1907 | 0.034427 | 0 | 0 | 0 | Fail PCT | [11 empty] | Commercial | Variable Refrigerant Flow (VRF) HVAC Systems | Grocery | Turnover | T_GR_Variable Refrigerant Flow (VRF) HVAC Systems | 0.4954 | 0.88597 | 0.55916 | 0 | 0 | 0 | Fail TRC
[11 empty] | Commercial | Geothermal Heat Pump | Lodging/Hospitality | New | N_LG_Geothermal Heat Pump | 0.1245 | 1.1907 | 0.10456 | 0 | 0 | 0 | Fail PCT | [11 empty] | Commercial | Variable Refrigerant Flow (VRF) HVAC Systems | Institutional | Turnover | T_IN_Variable Refrigerant Flow (VRF) HVAC Systems | 0.44988 | 0.88597 | 0.50779 | 0 | 0 | 0 | Fail TRC
[11 empty] | Commercial | Geothermal Heat Pump | Miscellaneous | New | N_MS_Geothermal Heat Pump | 0.0422 | 1.1907 | 0.035441 | 0 | 0 | 0 | Fail PCT | [11 empty] | Commercial | Variable Refrigerant Flow (VRF) HVAC Systems | Miscellaneous | Turnover | T_MS_Variable Refrigerant Flow (VRF) HVAC Systems | 0.45027 | 0.88597 | 0.50822 | 0 | 0 | 0 | Fail TRC
[11 empty] | Commercial | Geothermal Heat Pump | Offices | New | N_OF_Geothermal Heat Pump | 0.084755 | 1.1907 | 0.071178 | 0 | 0 | 0 | Fail PCT | [11 empty] | Commercial | Variable Refrigerant Flow (VRF) HVAC Systems | Offices | Turnover | T_OF_Variable Refrigerant Flow (VRF) HVAC Systems | 0.88479 | 0.88597 | 0.99866 | 0 | 0 | 0 | Fail TRC
[11 empty] | Commercial | Geothermal Heat Pump | Restaurants | New | N_RS_Geothermal Heat Pump | 0.12355 | 1.1907 | 0.10376 | 0 | 0 | 0 | Fail PCT | [11 empty] | Commercial | Variable Refrigerant Flow (VRF) HVAC Systems | Schools K-12 | Turnover | T_SC_Variable Refrigerant Flow (VRF) HVAC Systems | 0.93427 | 0.88597 | 1.0545 | 0 | 0 | 0 | Fail TRC
[11 empty] | Commercial | Geothermal Heat Pump | Retail | New | N_RT_Geothermal Heat Pump | 0.096526 | 1.1907 | 0.081064 | 0 | 0 | 0 | Fail PCT | [11 empty] | Commercial | Variable Refrigerant Flow (VRF) HVAC Systems | Warehouse | Turnover | T_WR_Variable Refrigerant Flow (VRF) HVAC Systems | 0.20885 | 0.88597 | 0.23572 | 0 | 0 | 0 | Fail TRC
[11 empty] | Commercial | Geothermal Heat Pump | Schools K-12 | New | N_SC_Geothermal Heat Pump | 0.083971 | 1.1907 | 0.07052 | 0 | 0 | 0 | Fail PCT | [11 empty] | Commercial | Variable Refrigerant Flow (VRF) HVAC Systems | Assembly | New | N_AS_Variable Refrigerant Flow (VRF) HVAC Systems | 0.80666 | 0.88597 | 0.91048 | 0 | 0 | 0 | Fail TRC
[11 empty] | Commercial | Geothermal Heat Pump | Warehouse | New | N_WR_Geothermal Heat Pump | 0.018492 | 1.1907 | 0.01553 | 0 | 0 | 0 | Fail PCT | [11 empty] | Commercial | Variable Refrigerant Flow (VRF) HVAC Systems | College and University | New | N_CU_Variable Refrigerant Flow (VRF) HVAC Systems | 0.73886 | 0.73531 | 1.0048 | 0 | 0 | 0 | Fail TRC
[11 empty] | Commercial | High Efficiency Chiller (Air Cooled, 50 tons) | Assembly | Turnover | T_AS_High Efficiency Chiller (Air Cooled, 50 tons) | 2.1969 | 0.88681 | 2.4773 | 0 | 0 | 0 | Fail RIM | [11 empty] | Commercial | Variable Refrigerant Flow (VRF) HVAC Systems | Grocery | New | N_GR_Variable Refrigerant Flow (VRF) HVAC Systems | 0.4954 | 0.88597 | 0.55916 | 0 | 0 | 0 | Fail TRC
[11 empty] | Commercial | High Efficiency Chiller (Air Cooled, 50 tons) | College and University | Turnover | T_CU_High Efficiency Chiller (Air Cooled, 50 tons) | 2.4373 | 0.88681 | 2.7483 | 0 | 0 | 0 | Fail RIM | [11 empty] | Commercial | Variable Refrigerant Flow (VRF) HVAC Systems | Institutional | New | N_IN_Variable Refrigerant Flow (VRF) HVAC Systems | 0.44988 | 0.88597 | 0.50779 | 0 | 0 | 0 | Fail TRC
[11 empty] | Commercial | High Efficiency Chiller (Air Cooled, 50 tons) | Grocery | Turnover | T_GR_High Efficiency Chiller (Air Cooled, 50 tons) | 1.2136 | 0.88681 | 1.3685 | 0 | 0 | 0 | Fail RIM | [11 empty] | Commercial | Variable Refrigerant Flow (VRF) HVAC Systems | Miscellaneous | New | N_MS_Variable Refrigerant Flow (VRF) HVAC Systems | 0.45027 | 0.88597 | 0.50822 | 0 | 0 | 0 | Fail TRC
[11 empty] | Commercial | High Efficiency Chiller (Air Cooled, 50 tons) | Healthcare | Turnover | T_HC_High Efficiency Chiller (Air Cooled, 50 tons) | 4.7804 | 0.88681 | 5.3906 | 0 | 0 | 0 | Fail RIM | [11 empty] | Commercial | Variable Refrigerant Flow (VRF) HVAC Systems | Offices | New | N_OF_Variable Refrigerant Flow (VRF) HVAC Systems | 0.88479 | 0.88597 | 0.99866 | 0 | 0 | 0 | Fail TRC
[11 empty] | Commercial | High Efficiency Chiller (Air Cooled, 50 tons) | Hospitals | Turnover | T_HS_High Efficiency Chiller (Air Cooled, 50 tons) | 4.5283 | 0.88681 | 5.1062 | 0 | 0 | 0 | Fail RIM | [11 empty] | Commercial | Variable Refrigerant Flow (VRF) HVAC Systems | Schools K-12 | New | N_SC_Variable Refrigerant Flow (VRF) HVAC Systems | 0.93427 | 0.88597 | 1.0545 | 0 | 0 | 0 | Fail TRC
[11 empty] | Commercial | High Efficiency Chiller (Air Cooled, 50 tons) | Institutional | Turnover | T_IN_High Efficiency Chiller (Air Cooled, 50 tons) | 1.1867 | 0.88681 | 1.3382 | 0 | 0 | 0 | Fail RIM | [11 empty] | Commercial | Variable Refrigerant Flow (VRF) HVAC Systems | Warehouse | New | N_WR_Variable Refrigerant Flow (VRF) HVAC Systems | 0.20885 | 0.88597 | 0.23572 | 0 | 0 | 0 | Fail TRC
[11 empty] | Commercial | High Efficiency Chiller (Air Cooled, 50 tons) | Lodging/Hospitality | Turnover | T_LG_High Efficiency Chiller (Air Cooled, 50 tons) | 3.629 | 0.88681 | 4.0922 | 0 | 0 | 0 | Fail RIM | [11 empty] | Commercial | CFL-23W | Assembly | Turnover | T_AS_CFL-23W | 9.8383 | 0.64132 | 15.3407 | 0 | 0 | 0 | Fail 2-year Threshold
[11 empty] | Commercial | High Efficiency Chiller (Air Cooled, 50 tons) | Miscellaneous | Turnover | T_MS_High Efficiency Chiller (Air Cooled, 50 tons) | 1.227 | 0.88681 | 1.3837 | 0 | 0 | 0 | Fail RIM | [11 empty] | Commercial | CFL-23W | College and University | Turnover | T_CU_CFL-23W | 10.0568 | 0.42772 | 23.5125 | 0 | 0 | 0 | Fail 2-year Threshold
[11 empty] | Commercial | High Efficiency Chiller (Air Cooled, 50 tons) | Offices | Turnover | T_OF_High Efficiency Chiller (Air Cooled, 50 tons) | 2.4726 | 0.88681 | 2.7882 | 0 | 0 | 0 | Fail RIM | [11 empty] | Commercial | CFL-23W | Grocery | Turnover | T_GR_CFL-23W | 19.0068 | 0.64273 | 29.572 | 0 | 0 | 0 | Fail 2-year Threshold
[11 empty] | Commercial | High Efficiency Chiller (Air Cooled, 50 tons) | Restaurants | Turnover | T_RS_High Efficiency Chiller (Air Cooled, 50 tons) | 3.5601 | 0.88681 | 4.0145 | 0 | 0 | 0 | Fail RIM | [11 empty] | Commercial | CFL-23W | Healthcare | Turnover | T_HC_CFL-23W | 17.1999 | 0.64132 | 26.8196 | 0 | 0 | 0 | Fail 2-year Threshold
[11 empty] | Commercial | High Efficiency Chiller (Air Cooled, 50 tons) | Retail | Turnover | T_RT_High Efficiency Chiller (Air Cooled, 50 tons) | 2.7903 | 0.88681 | 3.1464 | 0 | 0 | 0 | Fail RIM | [11 empty] | Commercial | CFL-23W | Hospitals | Turnover | T_HS_CFL-23W | 15.5186 | 0.42772 | 36.2822 | 0 | 0 | 0 | Fail 2-year Threshold
[11 empty] | Commercial | High Efficiency Chiller (Air Cooled, 50 tons) | Schools K-12 | Turnover | T_SC_High Efficiency Chiller (Air Cooled, 50 tons) | 2.4255 | 0.88681 | 2.7351 | 0 | 0 | 0 | Fail RIM | [11 empty] | Commercial | CFL-23W | Institutional | Turnover | T_IN_CFL-23W | 11.2853 | 0.64132 | 17.597 | 0 | 0 | 0 | Fail 2-year Threshold
[11 empty] | Commercial | High Efficiency Chiller (Air Cooled, 50 tons) | Warehouse | Turnover | T_WR_High Efficiency Chiller (Air Cooled, 50 tons) | 0.53284 | 0.88681 | 0.60085 | 0 | 0 | 0 | Fail RIM | [11 empty] | Commercial | CFL-23W | Lodging/Hospitality | Turnover | T_LG_CFL-23W | 12.87 | 0.64273 | 20.024 | 0 | 0 | 0 | Fail 2-year Threshold
[11 empty] | Commercial | High Efficiency Chiller (Air Cooled, 50 tons) | Assembly | New | N_AS_High Efficiency Chiller (Air Cooled, 50 tons) | 2.1969 | 0.88681 | 2.4773 | 0 | 0 | 0 | Fail RIM | [11 empty] | Commercial | CFL-23W | Miscellaneous | Turnover | T_MS_CFL-23W | 15.079 | 0.64132 | 23.5125 | 0 | 0 | 0 | Fail 2-year Threshold
[11 empty] | Commercial | High Efficiency Chiller (Air Cooled, 50 tons) | College and University | New | N_CU_High Efficiency Chiller (Air Cooled, 50 tons) | 2.4373 | 0.88681 | 2.7483 | 0 | 0 | 0 | Fail RIM | [11 empty] | Commercial | CFL-23W | Offices | Turnover | T_OF_CFL-23W | 11.1279 | 0.64132 | 17.3517 | 0 | 0 | 0 | Fail 2-year Threshold
[11 empty] | Commercial | High Efficiency Chiller (Air Cooled, 50 tons) | Grocery | New | N_GR_High Efficiency Chiller (Air Cooled, 50 tons) | 1.2136 | 0.88681 | 1.3685 | 0 | 0 | 0 | Fail RIM | [11 empty] | Commercial | CFL-23W | Restaurants | Turnover | T_RS_CFL-23W | 11.509 | 0.64273 | 17.9064 | 0 | 0 | 0 | Fail 2-year Threshold
[11 empty] | Commercial | High Efficiency Chiller (Air Cooled, 50 tons) | Healthcare | New | N_HC_High Efficiency Chiller (Air Cooled, 50 tons) | 4.7804 | 0.88681 | 5.3906 | 0 | 0 | 0 | Fail RIM | [11 empty] | Commercial | CFL-23W | Retail | Turnover | T_RT_CFL-23W | 17.0869 | 0.64273 | 26.5849 | 0 | 0 | 0 | Fail 2-year Threshold
[11 empty] | Commercial | High Efficiency Chiller (Air Cooled, 50 tons) | Hospitals | New | N_HS_High Efficiency Chiller (Air Cooled, 50 tons) | 4.5283 | 0.88681 | 5.1062 | 0 | 0 | 0 | Fail RIM | [11 empty] | Commercial | CFL-23W | Schools K-12 | Turnover | T_SC_CFL-23W | 8.1381 | 0.64132 | 12.6897 | 0 | 0 | 0 | Fail 2-year Threshold
[11 empty] | Commercial | High Efficiency Chiller (Air Cooled, 50 tons) | Institutional | New | N_IN_High Efficiency Chiller (Air Cooled, 50 tons) | 1.1867 | 0.88681 | 1.3382 | 0 | 0 | 0 | Fail RIM | [11 empty] | Commercial | CFL-23W | Warehouse | Turnover | T_WR_CFL-23W | 13.0812 | 0.64132 | 20.3974 | 0 | 0 | 0 | Fail 2-year Threshold
[11 empty] | Commercial | High Efficiency Chiller (Air Cooled, 50 tons) | Lodging/Hospitality | New | N_LG_High Efficiency Chiller (Air Cooled, 50 tons) | 3.629 | 0.88681 | 4.0922 | 0 | 0 | 0 | Fail RIM | [11 empty] | Commercial | CFL-23W | Assembly | New | N_AS_CFL-23W | 9.8383 | 0.64132 | 15.3407 | 0 | 0 | 0 | Fail 2-year Threshold
[11 empty] | Commercial | High Efficiency Chiller (Air Cooled, 50 tons) | Miscellaneous | New | N_MS_High Efficiency Chiller (Air Cooled, 50 tons) | 1.227 | 0.88681 | 1.3837 | 0 | 0 | 0 | Fail RIM | [11 empty] | Commercial | CFL-23W | College and University | New | N_CU_CFL-23W | 10.0568 | 0.42772 | 23.5125 | 0 | 0 | 0 | Fail 2-year Threshold
[11 empty] | Commercial | High Efficiency Chiller (Air Cooled, 50 tons) | Offices | New | N_OF_High Efficiency Chiller (Air Cooled, 50 tons) | 2.4726 | 0.88681 | 2.7882 | 0 | 0 | 0 | Fail RIM | [11 empty] | Commercial | CFL-23W | Grocery | New | N_GR_CFL-23W | 19.0068 | 0.64273 | 29.572 | 0 | 0 | 0 | Fail 2-year Threshold
[11 empty] | Commercial | High Efficiency Chiller (Air Cooled, 50 tons) | Restaurants | New | N_RS_High Efficiency Chiller (Air Cooled, 50 tons) | 3.5601 | 0.88681 | 4.0145 | 0 | 0 | 0 | Fail RIM | [11 empty] | Commercial | CFL-23W | Healthcare | New | N_HC_CFL-23W | 17.1999 | 0.64132 | 26.8196 | 0 | 0 | 0 | Fail 2-year Threshold
[11 empty] | Commercial | High Efficiency Chiller (Air Cooled, 50 tons) | Retail | New | N_RT_High Efficiency Chiller (Air Cooled, 50 tons) | 2.7903 | 0.88681 | 3.1464 | 0 | 0 | 0 | Fail RIM | [11 empty] | Commercial | CFL-23W | Hospitals | New | N_HS_CFL-23W | 15.5186 | 0.42772 | 36.2822 | 0 | 0 | 0 | Fail 2-year Threshold
[11 empty] | Commercial | High Efficiency Chiller (Air Cooled, 50 tons) | Schools K-12 | New | N_SC_High Efficiency Chiller (Air Cooled, 50 tons) | 2.4255 | 0.88681 | 2.7351 | 0 | 0 | 0 | Fail RIM | [11 empty] | Commercial | CFL-23W | Institutional | New | N_IN_CFL-23W | 11.2853 | 0.64132 | 17.597 | 0 | 0 | 0 | Fail 2-year Threshold
[11 empty] | Commercial | High Efficiency Chiller (Air Cooled, 50 tons) | Warehouse | New | N_WR_High Efficiency Chiller (Air Cooled, 50 tons) | 0.53284 | 0.88681 | 0.60085 | 0 | 0 | 0 | Fail RIM | [11 empty] | Commercial | CFL-23W | Lodging/Hospitality | New | N_LG_CFL-23W | 12.87 | 0.64273 | 20.024 | 0 | 0 | 0 | Fail 2-year Threshold
[11 empty] | Commercial | High Efficiency Chiller (Water cooled-centrifugal, 200 tons) | Warehouse | Turnover | T_WR_High Efficiency Chiller (Water cooled-centrifugal, 200 tons) | 0.61859 | 1.167 | 0.53006 | 0 | 0 | 0 | Fail PCT | [11 empty] | Commercial | CFL-23W | Miscellaneous | New | N_MS_CFL-23W | 15.079 | 0.64132 | 23.5125 | 0 | 0 | 0 | Fail 2-year Threshold
[11 empty] | Commercial | High Efficiency Chiller (Water cooled-centrifugal, 200 tons) | Warehouse | New | N_WR_High Efficiency Chiller (Water cooled-centrifugal, 200 tons) | 0.61859 | 1.167 | 0.53006 | 0 | 0 | 0 | Fail PCT | [11 empty] | Commercial | CFL-23W | Offices | New | N_OF_CFL-23W | 11.1279 | 0.64132 | 17.3517 | 0 | 0 | 0 | Fail 2-year Threshold
[11 empty] | Commercial | High Efficiency Chiller (Water cooled-positive displacement, 100 tons) | Grocery | Turnover | T_GR_High Efficiency Chiller (Water cooled-positive displacement, 100 tons) | 0.81961 | 1.167 | 0.70231 | 0 | 0 | 0 | Fail PCT | [11 empty] | Commercial | CFL-23W | Restaurants | New | N_RS_CFL-23W | 11.509 | 0.64273 | 17.9064 | 0 | 0 | 0 | Fail 2-year Threshold
[11 empty] | Commercial | High Efficiency Chiller (Water cooled-positive displacement, 100 tons) | Institutional | Turnover | T_IN_High Efficiency Chiller (Water cooled-positive displacement, 100 tons) | 0.80144 | 1.167 | 0.68675 | 0 | 0 | 0 | Fail PCT | [11 empty] | Commercial | CFL-23W | Retail | New | N_RT_CFL-23W | 17.0869 | 0.64273 | 26.5849 | 0 | 0 | 0 | Fail 2-year Threshold
[11 empty] | Commercial | High Efficiency Chiller (Water cooled-positive displacement, 100 tons) | Miscellaneous | Turnover | T_MS_High Efficiency Chiller (Water cooled-positive displacement, 100 tons) | 0.82869 | 1.167 | 0.71009 | 0 | 0 | 0 | Fail PCT | [11 empty] | Commercial | CFL-23W | Schools K-12 | New | N_SC_CFL-23W | 8.1381 | 0.64132 | 12.6897 | 0 | 0 | 0 | Fail 2-year Threshold
[11 empty] | Commercial | High Efficiency Chiller (Water cooled-positive displacement, 100 tons) | Warehouse | Turnover | T_WR_High Efficiency Chiller (Water cooled-positive displacement, 100 tons) | 0.35985 | 1.167 | 0.30835 | 0 | 0 | 0 | Fail PCT | [11 empty] | Commercial | CFL-23W | Warehouse | New | N_WR_CFL-23W | 13.0812 | 0.64132 | 20.3974 | 0 | 0 | 0 | Fail 2-year Threshold
[11 empty] | Commercial | High Efficiency Chiller (Water cooled-positive displacement, 100 tons) | Grocery | New | N_GR_High Efficiency Chiller (Water cooled-positive displacement, 100 tons) | 0.81961 | 1.167 | 0.70231 | 0 | 0 | 0 | Fail PCT | [11 empty] | Commercial | High Bay Fluorescent (T5) | Assembly | Turnover | T_AS_High Bay Fluorescent (T5) | 4.3285 | 0.67837 | 6.3808 | 0 | 0 | 0 | Fail 2-year Threshold
[11 empty] | Commercial | High Efficiency Chiller (Water cooled-positive displacement, 100 tons) | Institutional | New | N_IN_High Efficiency Chiller (Water cooled-positive displacement, 100 tons) | 0.80144 | 1.167 | 0.68675 | 0 | 0 | 0 | Fail PCT | [11 empty] | Commercial | High Bay Fluorescent (T5) | College and University | Turnover | T_CU_High Bay Fluorescent (T5) | 6.6343 | 0.67837 | 9.7797 | 0 | 0 | 0 | Fail 2-year Threshold
[11 empty] | Commercial | High Efficiency Chiller (Water cooled-positive displacement, 100 tons) | Miscellaneous | New | N_MS_High Efficiency Chiller (Water cooled-positive displacement, 100 tons) | 0.82869 | 1.167 | 0.71009 | 0 | 0 | 0 | Fail PCT | [11 empty] | Commercial | High Bay Fluorescent (T5) | Grocery | Turnover | T_GR_High Bay Fluorescent (T5) | 8.344 | 0.67837 | 12.3001 | 0 | 0 | 0 | Fail 2-year Threshold
[11 empty] | Commercial | High Efficiency Chiller (Water cooled-positive displacement, 100 tons) | Warehouse | New | N_WR_High Efficiency Chiller (Water cooled-positive displacement, 100 tons) | 0.35985 | 1.167 | 0.30835 | 0 | 0 | 0 | Fail PCT | [11 empty] | Commercial | High Bay Fluorescent (T5) | Healthcare | Turnover | T_HC_High Bay Fluorescent (T5) | 7.5674 | 0.67837 | 11.1553 | 0 | 0 | 0 | Fail 2-year Threshold
[11 empty] | Commercial | High Efficiency Data Center Cooling | Assembly | Turnover | T_AS_High Efficiency Data Center Cooling | 0.67014 | 0.80367 | 0.83385 | 0 | 0 | 0 | Fail RIM | [11 empty] | Commercial | High Bay Fluorescent (T5) | Hospitals | Turnover | T_HS_High Bay Fluorescent (T5) | 10.2374 | 0.67837 | 15.0911 | 0 | 0 | 0 | Fail 2-year Threshold
[11 empty] | Commercial | High Efficiency Data Center Cooling | College and University | Turnover | T_CU_High Efficiency Data Center Cooling | 0.67014 | 0.80367 | 0.83385 | 0 | 0 | 0 | Fail RIM | [11 empty] | Commercial | High Bay Fluorescent (T5) | Institutional | Turnover | T_IN_High Bay Fluorescent (T5) | 4.9652 | 0.67837 | 7.3192 | 0 | 0 | 0 | Fail 2-year Threshold
[11 empty] | Commercial | High Efficiency Data Center Cooling | Grocery | Turnover | T_GR_High Efficiency Data Center Cooling | 0.67014 | 0.80367 | 0.83385 | 0 | 0 | 0 | Fail RIM | [11 empty] | Commercial | High Bay Fluorescent (T5) | Lodging/Hospitality | Turnover | T_LG_High Bay Fluorescent (T5) | 5.65 | 0.67837 | 8.3287 | 0 | 0 | 0 | Fail 2-year Threshold
[11 empty] | Commercial | High Efficiency Data Center Cooling | Healthcare | Turnover | T_HC_High Efficiency Data Center Cooling | 0.67014 | 0.80367 | 0.83385 | 0 | 0 | 0 | Fail RIM | [11 empty] | Commercial | High Bay Fluorescent (T5) | Miscellaneous | Turnover | T_MS_High Bay Fluorescent (T5) | 6.6343 | 0.67837 | 9.7797 | 0 | 0 | 0 | Fail 2-year Threshold
[11 empty] | Commercial | High Efficiency Data Center Cooling | Hospitals | Turnover | T_HS_High Efficiency Data Center Cooling | 0.67014 | 0.80367 | 0.83385 | 0 | 0 | 0 | Fail RIM | [11 empty] | Commercial | High Bay Fluorescent (T5) | Offices | Turnover | T_OF_High Bay Fluorescent (T5) | 4.8959 | 0.67837 | 7.2172 | 0 | 0 | 0 | Fail 2-year Threshold
[11 empty] | Commercial | High Efficiency Data Center Cooling | Institutional | Turnover | T_IN_High Efficiency Data Center Cooling | 0.67014 | 0.80367 | 0.83385 | 0 | 0 | 0 | Fail RIM | [11 empty] | Commercial | High Bay Fluorescent (T5) | Restaurants | Turnover | T_RS_High Bay Fluorescent (T5) | 5.0525 | 0.67837 | 7.4479 | 0 | 0 | 0 | Fail 2-year Threshold
[11 empty] | Commercial | High Efficiency Data Center Cooling | Lodging/Hospitality | Turnover | T_LG_High Efficiency Data Center Cooling | 0.67014 | 0.80367 | 0.83385 | 0 | 0 | 0 | Fail RIM | [11 empty] | Commercial | High Bay Fluorescent (T5) | Retail | Turnover | T_RT_High Bay Fluorescent (T5) | 7.5012 | 0.67837 | 11.0576 | 0 | 0 | 0 | Fail 2-year Threshold
[11 empty] | Commercial | High Efficiency Data Center Cooling | Miscellaneous | Turnover | T_MS_High Efficiency Data Center Cooling | 0.67014 | 0.80367 | 0.83385 | 0 | 0 | 0 | Fail RIM | [11 empty] | Commercial | High Bay Fluorescent (T5) | Warehouse | Turnover | T_WR_High Bay Fluorescent (T5) | 5.7553 | 0.67837 | 8.484 | 0 | 0 | 0 | Fail 2-year Threshold
[11 empty] | Commercial | High Efficiency Data Center Cooling | Offices | Turnover | T_OF_High Efficiency Data Center Cooling | 0.67014 | 0.80367 | 0.83385 | 0 | 0 | 0 | Fail RIM | [11 empty] | Commercial | High Bay Fluorescent (T5) | Assembly | New | N_AS_High Bay Fluorescent (T5) | 4.3285 | 0.67837 | 6.3808 | 0 | 0 | 0 | Fail 2-year Threshold
[11 empty] | Commercial | High Efficiency Data Center Cooling | Restaurants | Turnover | T_RS_High Efficiency Data Center Cooling | 0.67014 | 0.80367 | 0.83385 | 0 | 0 | 0 | Fail RIM | [11 empty] | Commercial | High Bay Fluorescent (T5) | College and University | New | N_CU_High Bay Fluorescent (T5) | 6.6343 | 0.67837 | 9.7797 | 0 | 0 | 0 | Fail 2-year Threshold
[11 empty] | Commercial | High Efficiency Data Center Cooling | Retail | Turnover | T_RT_High Efficiency Data Center Cooling | 0.67014 | 0.80367 | 0.83385 | 0 | 0 | 0 | Fail RIM | [11 empty] | Commercial | High Bay Fluorescent (T5) | Grocery | New | N_GR_High Bay Fluorescent (T5) | 8.344 | 0.67837 | 12.3001 | 0 | 0 | 0 | Fail 2-year Threshold
[11 empty] | Commercial | High Efficiency Data Center Cooling | Schools K-12 | Turnover | T_SC_High Efficiency Data Center Cooling | 0.67014 | 0.80367 | 0.83385 | 0 | 0 | 0 | Fail RIM | [11 empty] | Commercial | High Bay Fluorescent (T5) | Healthcare | New | N_HC_High Bay Fluorescent (T5) | 7.5674 | 0.67837 | 11.1553 | 0 | 0 | 0 | Fail 2-year Threshold
[11 empty] | Commercial | High Efficiency Data Center Cooling | Warehouse | Turnover | T_WR_High Efficiency Data Center Cooling | 0.67014 | 0.80367 | 0.83385 | 0 | 0 | 0 | Fail RIM | [11 empty] | Commercial | High Bay Fluorescent (T5) | Hospitals | New | N_HS_High Bay Fluorescent (T5) | 10.2374 | 0.67837 | 15.0911 | 0 | 0 | 0 | Fail 2-year Threshold
[11 empty] | Commercial | High Efficiency Data Center Cooling | Assembly | New | N_AS_High Efficiency Data Center Cooling | 0.67014 | 0.80367 | 0.83385 | 0 | 0 | 0 | Fail RIM | [11 empty] | Commercial | High Bay Fluorescent (T5) | Institutional | New | N_IN_High Bay Fluorescent (T5) | 4.9652 | 0.67837 | 7.3192 | 0 | 0 | 0 | Fail 2-year Threshold
[11 empty] | Commercial | High Efficiency Data Center Cooling | College and University | New | N_CU_High Efficiency Data Center Cooling | 0.67014 | 0.80367 | 0.83385 | 0 | 0 | 0 | Fail RIM | [11 empty] | Commercial | High Bay Fluorescent (T5) | Lodging/Hospitality | New | N_LG_High Bay Fluorescent (T5) | 5.65 | 0.67837 | 8.3287 | 0 | 0 | 0 | Fail 2-year Threshold
[11 empty] | Commercial | High Efficiency Data Center Cooling | Grocery | New | N_GR_High Efficiency Data Center Cooling | 0.67014 | 0.80367 | 0.83385 | 0 | 0 | 0 | Fail RIM | [11 empty] | Commercial | High Bay Fluorescent (T5) | Miscellaneous | New | N_MS_High Bay Fluorescent (T5) | 6.6343 | 0.67837 | 9.7797 | 0 | 0 | 0 | Fail 2-year Threshold
[11 empty] | Commercial | High Efficiency Data Center Cooling | Healthcare | New | N_HC_High Efficiency Data Center Cooling | 0.67014 | 0.80367 | 0.83385 | 0 | 0 | 0 | Fail RIM | [11 empty] | Commercial | High Bay Fluorescent (T5) | Offices | New | N_OF_High Bay Fluorescent (T5) | 4.8959 | 0.67837 | 7.2172 | 0 | 0 | 0 | Fail 2-year Threshold
[11 empty] | Commercial | High Efficiency Data Center Cooling | Hospitals | New | N_HS_High Efficiency Data Center Cooling | 0.67014 | 0.80367 | 0.83385 | 0 | 0 | 0 | Fail RIM | [11 empty] | Commercial | High Bay Fluorescent (T5) | Restaurants | New | N_RS_High Bay Fluorescent (T5) | 5.0525 | 0.67837 | 7.4479 | 0 | 0 | 0 | Fail 2-year Threshold
[11 empty] | Commercial | High Efficiency Data Center Cooling | Institutional | New | N_IN_High Efficiency Data Center Cooling | 0.67014 | 0.80367 | 0.83385 | 0 | 0 | 0 | Fail RIM | [11 empty] | Commercial | High Bay Fluorescent (T5) | Retail | New | N_RT_High Bay Fluorescent (T5) | 7.5012 | 0.67837 | 11.0576 | 0 | 0 | 0 | Fail 2-year Threshold
[11 empty] | Commercial | High Efficiency Data Center Cooling | Lodging/Hospitality | New | N_LG_High Efficiency Data Center Cooling | 0.67014 | 0.80367 | 0.83385 | 0 | 0 | 0 | Fail RIM | [11 empty] | Commercial | High Bay Fluorescent (T5) | Warehouse | New | N_WR_High Bay Fluorescent (T5) | 5.7553 | 0.67837 | 8.484 | 0 | 0 | 0 | Fail 2-year Threshold
[11 empty] | Commercial | High Efficiency Data Center Cooling | Miscellaneous | New | N_MS_High Efficiency Data Center Cooling | 0.67014 | 0.80367 | 0.83385 | 0 | 0 | 0 | Fail RIM | [11 empty] | Commercial | High Bay LED | College and University | Turnover | T_CU_High Bay LED | 4.497 | 0.67837 | 6.6291 | 0 | 0 | 0 | Fail 2-year Threshold
[11 empty] | Commercial | High Efficiency Data Center Cooling | Offices | New | N_OF_High Efficiency Data Center Cooling | 0.67014 | 0.80367 | 0.83385 | 0 | 0 | 0 | Fail RIM | [11 empty] | Commercial | High Bay LED | Grocery | Turnover | T_GR_High Bay LED | 5.6559 | 0.67837 | 8.3375 | 0 | 0 | 0 | Fail 2-year Threshold
[11 empty] | Commercial | High Efficiency Data Center Cooling | Restaurants | New | N_RS_High Efficiency Data Center Cooling | 0.67014 | 0.80367 | 0.83385 | 0 | 0 | 0 | Fail RIM | [11 empty] | Commercial | High Bay LED | Healthcare | Turnover | T_HC_High Bay LED | 5.1295 | 0.67837 | 7.5615 | 0 | 0 | 0 | Fail 2-year Threshold
[11 empty] | Commercial | High Efficiency Data Center Cooling | Retail | New | N_RT_High Efficiency Data Center Cooling | 0.67014 | 0.80367 | 0.83385 | 0 | 0 | 0 | Fail RIM | [11 empty] | Commercial | High Bay LED | Hospitals | Turnover | T_HS_High Bay LED | 6.9393 | 0.67837 | 10.2294 | 0 | 0 | 0 | Fail 2-year Threshold
[11 empty] | Commercial | High Efficiency Data Center Cooling | Schools K-12 | New | N_SC_High Efficiency Data Center Cooling | 0.67014 | 0.80367 | 0.83385 | 0 | 0 | 0 | Fail RIM | [11 empty] | Commercial | High Bay LED | Miscellaneous | Turnover | T_MS_High Bay LED | 4.497 | 0.67837 | 6.6291 | 0 | 0 | 0 | Fail 2-year Threshold
[11 empty] | Commercial | High Efficiency Data Center Cooling | Warehouse | New | N_WR_High Efficiency Data Center Cooling | 0.67014 | 0.80367 | 0.83385 | 0 | 0 | 0 | Fail RIM | [11 empty] | Commercial | High Bay LED | Retail | Turnover | T_RT_High Bay LED | 5.0846 | 0.67837 | 7.4953 | 0 | 0 | 0 | Fail 2-year Threshold
[11 empty] | Commercial | High Efficiency DX 135k- less than 240k BTU | Assembly | Turnover | T_AS_High Efficiency DX 135k- less than 240k BTU | 0.6933 | 1.1756 | 0.58972 | 0 | 0 | 0 | Fail PCT | [11 empty] | Commercial | High Bay LED | College and University | New | N_CU_High Bay LED | 4.497 | 0.67837 | 6.6291 | 0 | 0 | 0 | Fail 2-year Threshold
[11 empty] | Commercial | High Efficiency DX 135k- less than 240k BTU | College and University | Turnover | T_CU_High Efficiency DX 135k- less than 240k BTU | 0.76916 | 1.1756 | 0.65425 | 0 | 0 | 0 | Fail PCT | [11 empty] | Commercial | High Bay LED | Grocery | New | N_GR_High Bay LED | 5.6559 | 0.67837 | 8.3375 | 0 | 0 | 0 | Fail 2-year Threshold
[11 empty] | Commercial | High Efficiency DX 135k- less than 240k BTU | Grocery | Turnover | T_GR_High Efficiency DX 135k- less than 240k BTU | 0.38299 | 1.1756 | 0.32577 | 0 | 0 | 0 | Fail PCT | [11 empty] | Commercial | High Bay LED | Healthcare | New | N_HC_High Bay LED | 5.1295 | 0.67837 | 7.5615 | 0 | 0 | 0 | Fail 2-year Threshold
[11 empty] | Commercial | High Efficiency DX 135k- less than 240k BTU | Institutional | Turnover | T_IN_High Efficiency DX 135k- less than 240k BTU | 0.3745 | 1.1756 | 0.31855 | 0 | 0 | 0 | Fail PCT | [11 empty] | Commercial | High Bay LED | Hospitals | New | N_HS_High Bay LED | 6.9393 | 0.67837 | 10.2294 | 0 | 0 | 0 | Fail 2-year Threshold
[11 empty] | Commercial | High Efficiency DX 135k- less than 240k BTU | Lodging/Hospitality | Turnover | T_LG_High Efficiency DX 135k- less than 240k BTU | 1.1453 | 1.1756 | 0.97415 | 0 | 0 | 0 | Fail PCT | [11 empty] | Commercial | High Bay LED | Miscellaneous | New | N_MS_High Bay LED | 4.497 | 0.67837 | 6.6291 | 0 | 0 | 0 | Fail 2-year Threshold
[11 empty] | Commercial | High Efficiency DX 135k- less than 240k BTU | Miscellaneous | Turnover | T_MS_High Efficiency DX 135k- less than 240k BTU | 0.38723 | 1.1756 | 0.32938 | 0 | 0 | 0 | Fail PCT | [11 empty] | Commercial | High Bay LED | Retail | New | N_RT_High Bay LED | 5.0846 | 0.67837 | 7.4953 | 0 | 0 | 0 | Fail 2-year Threshold
[11 empty] | Commercial | High Efficiency DX 135k- less than 240k BTU | Offices | Turnover | T_OF_High Efficiency DX 135k- less than 240k BTU | 0.7803 | 1.1756 | 0.66372 | 0 | 0 | 0 | Fail PCT | [11 empty] | Commercial | LED - 14W | Assembly | Turnover | T_AS_LED - 14W | 21.5054 | 0.79335 | 27.107 | 0 | 0 | 0 | Fail 2-year Threshold
[11 empty] | Commercial | High Efficiency DX 135k- less than 240k BTU | Restaurants | Turnover | T_RS_High Efficiency DX 135k- less than 240k BTU | 1.1235 | 1.1756 | 0.95565 | 0 | 0 | 0 | Fail PCT | [11 empty] | Commercial | LED - 14W | College and University | Turnover | T_CU_LED - 14W | 20.9508 | 0.50427 | 41.5465 | 0 | 0 | 0 | Fail 2-year Threshold
[11 empty] | Commercial | High Efficiency DX 135k- less than 240k BTU | Retail | Turnover | T_RT_High Efficiency DX 135k- less than 240k BTU | 0.88055 | 1.1756 | 0.749 | 0 | 0 | 0 | Fail PCT | [11 empty] | Commercial | LED - 14W | Grocery | Turnover | T_GR_LED - 14W | 41.5552 | 0.79526 | 52.2536 | 0 | 0 | 0 | Fail 2-year Threshold
[11 empty] | Commercial | High Efficiency DX 135k- less than 240k BTU | Schools K-12 | Turnover | T_SC_High Efficiency DX 135k- less than 240k BTU | 0.76545 | 1.1756 | 0.65109 | 0 | 0 | 0 | Fail PCT | [11 empty] | Commercial | LED - 14W | Healthcare | Turnover | T_HC_LED - 14W | 37.597 | 0.79335 | 47.3902 | 0 | 0 | 0 | Fail 2-year Threshold
[11 empty] | Commercial | High Efficiency DX 135k- less than 240k BTU | Warehouse | Turnover | T_WR_High Efficiency DX 135k- less than 240k BTU | 0.16815 | 1.1756 | 0.14303 | 0 | 0 | 0 | Fail PCT | [11 empty] | Commercial | LED - 14W | Hospitals | Turnover | T_HS_LED - 14W | 32.3293 | 0.50427 | 64.1106 | 0 | 0 | 0 | Fail 2-year Threshold
[11 empty] | Commercial | High Efficiency DX 135k- less than 240k BTU | Assembly | New | N_AS_High Efficiency DX 135k- less than 240k BTU | 0.6933 | 1.1756 | 0.58972 | 0 | 0 | 0 | Fail PCT | [11 empty] | Commercial | LED - 14W | Institutional | Turnover | T_IN_LED - 14W | 24.6684 | 0.79335 | 31.0939 | 0 | 0 | 0 | Fail 2-year Threshold
[11 empty] | Commercial | High Efficiency DX 135k- less than 240k BTU | College and University | New | N_CU_High Efficiency DX 135k- less than 240k BTU | 0.76916 | 1.1756 | 0.65425 | 0 | 0 | 0 | Fail PCT | [11 empty] | Commercial | LED - 14W | Lodging/Hospitality | Turnover | T_LG_LED - 14W | 28.1382 | 0.79526 | 35.3824 | 0 | 0 | 0 | Fail 2-year Threshold
[11 empty] | Commercial | High Efficiency DX 135k- less than 240k BTU | Grocery | New | N_GR_High Efficiency DX 135k- less than 240k BTU | 0.38299 | 1.1756 | 0.32577 | 0 | 0 | 0 | Fail PCT | [11 empty] | Commercial | LED - 14W | Miscellaneous | Turnover | T_MS_LED - 14W | 32.9609 | 0.79335 | 41.5465 | 0 | 0 | 0 | Fail 2-year Threshold
[11 empty] | Commercial | High Efficiency DX 135k- less than 240k BTU | Institutional | New | N_IN_High Efficiency DX 135k- less than 240k BTU | 0.3745 | 1.1756 | 0.31855 | 0 | 0 | 0 | Fail PCT | [11 empty] | Commercial | LED - 14W | Offices | Turnover | T_OF_LED - 14W | 24.3244 | 0.79335 | 30.6604 | 0 | 0 | 0 | Fail 2-year Threshold
[11 empty] | Commercial | High Efficiency DX 135k- less than 240k BTU | Lodging/Hospitality | New | N_LG_High Efficiency DX 135k- less than 240k BTU | 1.1453 | 1.1756 | 0.97415 | 0 | 0 | 0 | Fail PCT | [11 empty] | Commercial | LED - 14W | Restaurants | Turnover | T_RS_LED - 14W | 25.1625 | 0.79526 | 31.6406 | 0 | 0 | 0 | Fail 2-year Threshold
[11 empty] | Commercial | High Efficiency DX 135k- less than 240k BTU | Miscellaneous | New | N_MS_High Efficiency DX 135k- less than 240k BTU | 0.38723 | 1.1756 | 0.32938 | 0 | 0 | 0 | Fail PCT | [11 empty] | Commercial | LED - 14W | Retail | Turnover | T_RT_LED - 14W | 37.3577 | 0.79526 | 46.9755 | 0 | 0 | 0 | Fail 2-year Threshold
[11 empty] | Commercial | High Efficiency DX 135k- less than 240k BTU | Offices | New | N_OF_High Efficiency DX 135k- less than 240k BTU | 0.7803 | 1.1756 | 0.66372 | 0 | 0 | 0 | Fail PCT | [11 empty] | Commercial | LED - 14W | Schools K-12 | Turnover | T_SC_LED - 14W | 17.789 | 0.79335 | 22.4227 | 0 | 0 | 0 | Fail 2-year Threshold
[11 empty] | Commercial | High Efficiency DX 135k- less than 240k BTU | Restaurants | New | N_RS_High Efficiency DX 135k- less than 240k BTU | 1.1235 | 1.1756 | 0.95565 | 0 | 0 | 0 | Fail PCT | [11 empty] | Commercial | LED - 14W | Warehouse | Turnover | T_WR_LED - 14W | 28.5941 | 0.79335 | 36.0422 | 0 | 0 | 0 | Fail 2-year Threshold
[11 empty] | Commercial | High Efficiency DX 135k- less than 240k BTU | Retail | New | N_RT_High Efficiency DX 135k- less than 240k BTU | 0.88055 | 1.1756 | 0.749 | 0 | 0 | 0 | Fail PCT | [11 empty] | Commercial | LED - 14W | Assembly | New | N_AS_LED - 14W | 21.5054 | 0.79335 | 27.107 | 0 | 0 | 0 | Fail 2-year Threshold
[11 empty] | Commercial | High Efficiency DX 135k- less than 240k BTU | Schools K-12 | New | N_SC_High Efficiency DX 135k- less than 240k BTU | 0.76545 | 1.1756 | 0.65109 | 0 | 0 | 0 | Fail PCT | [11 empty] | Commercial | LED - 14W | College and University | New | N_CU_LED - 14W | 20.9508 | 0.50427 | 41.5465 | 0 | 0 | 0 | Fail 2-year Threshold
[11 empty] | Commercial | High Efficiency DX 135k- less than 240k BTU | Warehouse | New | N_WR_High Efficiency DX 135k- less than 240k BTU | 0.16815 | 1.1756 | 0.14303 | 0 | 0 | 0 | Fail PCT | [11 empty] | Commercial | LED - 14W | Grocery | New | N_GR_LED - 14W | 41.5552 | 0.79526 | 52.2536 | 0 | 0 | 0 | Fail 2-year Threshold
[11 empty] | Commercial | High Efficiency PTAC | Assembly | Turnover | T_AS_High Efficiency PTAC | 8.8068 | 1.3512 | 6.5176 | 0 | 0 | 0 | Fail 2-year Threshold | [11 empty] | Commercial | LED - 14W | Healthcare | New | N_HC_LED - 14W | 37.597 | 0.79335 | 47.3902 | 0 | 0 | 0 | Fail 2-year Threshold
[11 empty] | Commercial | High Efficiency PTAC | College and University | Turnover | T_CU_High Efficiency PTAC | 6.5678 | 0.90831 | 7.2307 | 0 | 0 | 0 | Fail RIM | [11 empty] | Commercial | LED - 14W | Hospitals | New | N_HS_LED - 14W | 32.3293 | 0.50427 | 64.1106 | 0 | 0 | 0 | Fail 2-year Threshold
[11 empty] | Commercial | High Efficiency PTAC | Healthcare | Turnover | T_HC_High Efficiency PTAC | 19.1633 | 1.3512 | 14.1822 | 0 | 0 | 0 | Fail 2-year Threshold | [11 empty] | Commercial | LED - 14W | Institutional | New | N_IN_LED - 14W | 24.6684 | 0.79335 | 31.0939 | 0 | 0 | 0 | Fail 2-year Threshold
[11 empty] | Commercial | High Efficiency PTAC | Hospitals | Turnover | T_HS_High Efficiency PTAC | 12.2024 | 0.90831 | 13.4342 | 0 | 0 | 0 | Fail RIM | [11 empty] | Commercial | LED - 14W | Lodging/Hospitality | New | N_LG_LED - 14W | 28.1382 | 0.79526 | 35.3824 | 0 | 0 | 0 | Fail 2-year Threshold
[11 empty] | Commercial | High Efficiency PTAC | Lodging/Hospitality | Turnover | T_LG_High Efficiency PTAC | 14.5477 | 1.3512 | 10.7663 | 0 | 0 | 0 | Fail 2-year Threshold | [11 empty] | Commercial | LED - 14W | Miscellaneous | New | N_MS_LED - 14W | 32.9609 | 0.79335 | 41.5465 | 0 | 0 | 0 | Fail 2-year Threshold
[11 empty] | Commercial | High Efficiency PTAC | Offices | Turnover | T_OF_High Efficiency PTAC | 8.6311 | 1.1766 | 7.3354 | 0 | 0 | 0 | Fail 2-year Threshold | [11 empty] | Commercial | LED - 14W | Offices | New | N_OF_LED - 14W | 24.3244 | 0.79335 | 30.6604 | 0 | 0 | 0 | Fail 2-year Threshold
[11 empty] | Commercial | High Efficiency PTAC | Restaurants | Turnover | T_RS_High Efficiency PTAC | 14.2714 | 1.3512 | 10.5618 | 0 | 0 | 0 | Fail 2-year Threshold | [11 empty] | Commercial | LED - 14W | Restaurants | New | N_RS_LED - 14W | 25.1625 | 0.79526 | 31.6406 | 0 | 0 | 0 | Fail 2-year Threshold
[11 empty] | Commercial | High Efficiency PTAC | Retail | Turnover | T_RT_High Efficiency PTAC | 11.1853 | 1.3512 | 8.2779 | 0 | 0 | 0 | Fail 2-year Threshold | [11 empty] | Commercial | LED - 14W | Retail | New | N_RT_LED - 14W | 37.3577 | 0.79526 | 46.9755 | 0 | 0 | 0 | Fail 2-year Threshold
[11 empty] | Commercial | High Efficiency PTAC | Schools K-12 | Turnover | T_SC_High Efficiency PTAC | 9.7232 | 1.3512 | 7.1958 | 0 | 0 | 0 | Fail 2-year Threshold | [11 empty] | Commercial | LED - 14W | Schools K-12 | New | N_SC_LED - 14W | 17.789 | 0.79335 | 22.4227 | 0 | 0 | 0 | Fail 2-year Threshold
[11 empty] | Commercial | High Efficiency PTAC | Assembly | New | N_AS_High Efficiency PTAC | 8.8068 | 1.3512 | 6.5176 | 0 | 0 | 0 | Fail 2-year Threshold | [11 empty] | Commercial | LED - 14W | Warehouse | New | N_WR_LED - 14W | 28.5941 | 0.79335 | 36.0422 | 0 | 0 | 0 | Fail 2-year Threshold
[11 empty] | Commercial | High Efficiency PTAC | College and University | New | N_CU_High Efficiency PTAC | 6.5678 | 0.90831 | 7.2307 | 0 | 0 | 0 | Fail RIM | [11 empty] | Commercial | LED Display Lighting (Interior) | Assembly | Turnover | T_AS_LED Display Lighting (Interior) | 6.8872 | 0.80512 | 8.5542 | 0 | 0 | 0 | Fail 2-year Threshold
[11 empty] | Commercial | High Efficiency PTAC | Healthcare | New | N_HC_High Efficiency PTAC | 19.1633 | 1.3512 | 14.1822 | 0 | 0 | 0 | Fail 2-year Threshold | [11 empty] | Commercial | LED Display Lighting (Interior) | College and University | Turnover | T_CU_LED Display Lighting (Interior) | 6.7042 | 0.51134 | 13.1109 | 0 | 0 | 0 | Fail 2-year Threshold
[11 empty] | Commercial | High Efficiency PTAC | Hospitals | New | N_HS_High Efficiency PTAC | 12.2024 | 0.90831 | 13.4342 | 0 | 0 | 0 | Fail RIM | [11 empty] | Commercial | LED Display Lighting (Interior) | Grocery | Turnover | T_GR_LED Display Lighting (Interior) | 13.1721 | 0.79881 | 16.4897 | 0 | 0 | 0 | Fail 2-year Threshold
[11 empty] | Commercial | High Efficiency PTAC | Lodging/Hospitality | New | N_LG_High Efficiency PTAC | 14.5477 | 1.3512 | 10.7663 | 0 | 0 | 0 | Fail 2-year Threshold | [11 empty] | Commercial | LED Display Lighting (Interior) | Healthcare | Turnover | T_HC_LED Display Lighting (Interior) | 12.0406 | 0.80512 | 14.955 | 0 | 0 | 0 | Fail 2-year Threshold
[11 empty] | Commercial | High Efficiency PTAC | Offices | New | N_OF_High Efficiency PTAC | 8.6311 | 1.1766 | 7.3354 | 0 | 0 | 0 | Fail 2-year Threshold | [11 empty] | Commercial | LED Display Lighting (Interior) | Hospitals | Turnover | T_HS_LED Display Lighting (Interior) | 10.3452 | 0.51134 | 20.2315 | 0 | 0 | 0 | Fail 2-year Threshold
[11 empty] | Commercial | High Efficiency PTAC | Restaurants | New | N_RS_High Efficiency PTAC | 14.2714 | 1.3512 | 10.5618 | 0 | 0 | 0 | Fail 2-year Threshold | [11 empty] | Commercial | LED Display Lighting (Interior) | Institutional | Turnover | T_IN_LED Display Lighting (Interior) | 7.9001 | 0.80512 | 9.8124 | 0 | 0 | 0 | Fail 2-year Threshold
[11 empty] | Commercial | High Efficiency PTAC | Retail | New | N_RT_High Efficiency PTAC | 11.1853 | 1.3512 | 8.2779 | 0 | 0 | 0 | Fail 2-year Threshold | [11 empty] | Commercial | LED Display Lighting (Interior) | Lodging/Hospitality | Turnover | T_LG_LED Display Lighting (Interior) | 8.9192 | 0.79881 | 11.1657 | 0 | 0 | 0 | Fail 2-year Threshold
[11 empty] | Commercial | High Efficiency PTAC | Schools K-12 | New | N_SC_High Efficiency PTAC | 9.7232 | 1.3512 | 7.1958 | 0 | 0 | 0 | Fail 2-year Threshold | [11 empty] | Commercial | LED Display Lighting (Interior) | Miscellaneous | Turnover | T_MS_LED Display Lighting (Interior) | 10.5559 | 0.80512 | 13.1109 | 0 | 0 | 0 | Fail 2-year Threshold
[11 empty] | Commercial | High Efficiency PTHP | Assembly | Turnover | T_AS_High Efficiency PTHP | 8.8037 | 1.3315 | 6.6121 | 0 | 0 | 0 | Fail 2-year Threshold | [11 empty] | Commercial | LED Display Lighting (Interior) | Offices | Turnover | T_OF_LED Display Lighting (Interior) | 7.79 | 0.80512 | 9.6755 | 0 | 0 | 0 | Fail 2-year Threshold
[11 empty] | Commercial | High Efficiency PTHP | College and University | Turnover | T_CU_High Efficiency PTHP | 6.4938 | 0.88651 | 7.3252 | 0 | 0 | 0 | Fail RIM | [11 empty] | Commercial | LED Display Lighting (Interior) | Restaurants | Turnover | T_RS_LED Display Lighting (Interior) | 7.976 | 0.79881 | 9.9849 | 0 | 0 | 0 | Fail 2-year Threshold
[11 empty] | Commercial | High Efficiency PTHP | Healthcare | Turnover | T_HC_High Efficiency PTHP | 19.0803 | 1.3315 | 14.3303 | 0 | 0 | 0 | Fail 2-year Threshold | [11 empty] | Commercial | LED Display Lighting (Interior) | Retail | Turnover | T_RT_LED Display Lighting (Interior) | 11.8416 | 0.79881 | 14.8241 | 0 | 0 | 0 | Fail 2-year Threshold
[11 empty] | Commercial | High Efficiency PTHP | Hospitals | Turnover | T_HS_High Efficiency PTHP | 12.0589 | 0.88651 | 13.6027 | 0 | 0 | 0 | Fail RIM | [11 empty] | Commercial | LED Display Lighting (Interior) | Schools K-12 | Turnover | T_SC_LED Display Lighting (Interior) | 5.697 | 0.80512 | 7.076 | 0 | 0 | 0 | Fail 2-year Threshold
[11 empty] | Commercial | High Efficiency PTHP | Lodging/Hospitality | Turnover | T_LG_High Efficiency PTHP | 14.4677 | 1.3315 | 10.866 | 0 | 0 | 0 | Fail 2-year Threshold | [11 empty] | Commercial | LED Display Lighting (Interior) | Warehouse | Turnover | T_WR_LED Display Lighting (Interior) | 9.1573 | 0.80512 | 11.3739 | 0 | 0 | 0 | Fail 2-year Threshold
[11 empty] | Commercial | High Efficiency PTHP | Offices | Turnover | T_OF_High Efficiency PTHP | 9.8403 | 1.3315 | 7.3906 | 0 | 0 | 0 | Fail 2-year Threshold | [11 empty] | Commercial | LED Display Lighting (Interior) | Assembly | New | N_AS_LED Display Lighting (Interior) | 6.8872 | 0.80512 | 8.5542 | 0 | 0 | 0 | Fail 2-year Threshold
[11 empty] | Commercial | High Efficiency PTHP | Restaurants | Turnover | T_RS_High Efficiency PTHP | 14.5265 | 1.3315 | 10.9102 | 0 | 0 | 0 | Fail 2-year Threshold | [11 empty] | Commercial | LED Display Lighting (Interior) | College and University | New | N_CU_LED Display Lighting (Interior) | 6.7042 | 0.51134 | 13.1109 | 0 | 0 | 0 | Fail 2-year Threshold
[11 empty] | Commercial | High Efficiency PTHP | Retail | Turnover | T_RT_High Efficiency PTHP | 11.3125 | 1.3315 | 8.4963 | 0 | 0 | 0 | Fail 2-year Threshold | [11 empty] | Commercial | LED Display Lighting (Interior) | Grocery | New | N_GR_LED Display Lighting (Interior) | 13.1721 | 0.79881 | 16.4897 | 0 | 0 | 0 | Fail 2-year Threshold
[11 empty] | Commercial | High Efficiency PTHP | Schools K-12 | Turnover | T_SC_High Efficiency PTHP | 9.8486 | 1.3315 | 7.3968 | 0 | 0 | 0 | Fail 2-year Threshold | [11 empty] | Commercial | LED Display Lighting (Interior) | Healthcare | New | N_HC_LED Display Lighting (Interior) | 12.0406 | 0.80512 | 14.955 | 0 | 0 | 0 | Fail 2-year Threshold
[11 empty] | Commercial | High Efficiency PTHP | Assembly | New | N_AS_High Efficiency PTHP | 8.8037 | 1.3315 | 6.6121 | 0 | 0 | 0 | Fail 2-year Threshold | [11 empty] | Commercial | LED Display Lighting (Interior) | Hospitals | New | N_HS_LED Display Lighting (Interior) | 10.3452 | 0.51134 | 20.2315 | 0 | 0 | 0 | Fail 2-year Threshold
[11 empty] | Commercial | High Efficiency PTHP | College and University | New | N_CU_High Efficiency PTHP | 6.4938 | 0.88651 | 7.3252 | 0 | 0 | 0 | Fail RIM | [11 empty] | Commercial | LED Display Lighting (Interior) | Institutional | New | N_IN_LED Display Lighting (Interior) | 7.9001 | 0.80512 | 9.8124 | 0 | 0 | 0 | Fail 2-year Threshold
[11 empty] | Commercial | High Efficiency PTHP | Healthcare | New | N_HC_High Efficiency PTHP | 19.0803 | 1.3315 | 14.3303 | 0 | 0 | 0 | Fail 2-year Threshold | [11 empty] | Commercial | LED Display Lighting (Interior) | Lodging/Hospitality | New | N_LG_LED Display Lighting (Interior) | 8.9192 | 0.79881 | 11.1657 | 0 | 0 | 0 | Fail 2-year Threshold
[11 empty] | Commercial | High Efficiency PTHP | Hospitals | New | N_HS_High Efficiency PTHP | 12.0589 | 0.88651 | 13.6027 | 0 | 0 | 0 | Fail RIM | [11 empty] | Commercial | LED Display Lighting (Interior) | Miscellaneous | New | N_MS_LED Display Lighting (Interior) | 10.5559 | 0.80512 | 13.1109 | 0 | 0 | 0 | Fail 2-year Threshold
[11 empty] | Commercial | High Efficiency PTHP | Lodging/Hospitality | New | N_LG_High Efficiency PTHP | 14.4677 | 1.3315 | 10.866 | 0 | 0 | 0 | Fail 2-year Threshold | [11 empty] | Commercial | LED Display Lighting (Interior) | Offices | New | N_OF_LED Display Lighting (Interior) | 7.79 | 0.80512 | 9.6755 | 0 | 0 | 0 | Fail 2-year Threshold
[11 empty] | Commercial | High Efficiency PTHP | Offices | New | N_OF_High Efficiency PTHP | 9.8403 | 1.3315 | 7.3906 | 0 | 0 | 0 | Fail 2-year Threshold | [11 empty] | Commercial | LED Display Lighting (Interior) | Restaurants | New | N_RS_LED Display Lighting (Interior) | 7.976 | 0.79881 | 9.9849 | 0 | 0 | 0 | Fail 2-year Threshold
[11 empty] | Commercial | High Efficiency PTHP | Restaurants | New | N_RS_High Efficiency PTHP | 14.5265 | 1.3315 | 10.9102 | 0 | 0 | 0 | Fail 2-year Threshold | [11 empty] | Commercial | LED Display Lighting (Interior) | Retail | New | N_RT_LED Display Lighting (Interior) | 11.8416 | 0.79881 | 14.8241 | 0 | 0 | 0 | Fail 2-year Threshold
[11 empty] | Commercial | High Efficiency PTHP | Retail | New | N_RT_High Efficiency PTHP | 11.3125 | 1.3315 | 8.4963 | 0 | 0 | 0 | Fail 2-year Threshold | [11 empty] | Commercial | LED Display Lighting (Interior) | Schools K-12 | New | N_SC_LED Display Lighting (Interior) | 5.697 | 0.80512 | 7.076 | 0 | 0 | 0 | Fail 2-year Threshold
[11 empty] | Commercial | High Efficiency PTHP | Schools K-12 | New | N_SC_High Efficiency PTHP | 9.8486 | 1.3315 | 7.3968 | 0 | 0 | 0 | Fail 2-year Threshold | [11 empty] | Commercial | LED Display Lighting (Interior) | Warehouse | New | N_WR_LED Display Lighting (Interior) | 9.1573 | 0.80512 | 11.3739 | 0 | 0 | 0 | Fail 2-year Threshold
[11 empty] | Commercial | Variable Refrigerant Flow (VRF) HVAC Systems | Assembly | Turnover | T_AS_Variable Refrigerant Flow (VRF) HVAC Systems | 0.80666 | 0.88597 | 0.91048 | 0 | 0 | 0 | Fail RIM | [11 empty] | Commercial | LED Linear - Fixture Replacement | Assembly | Turnover | T_AS_LED Linear - Fixture Replacement | 10.804 | 0.79851 | 13.5302 | 0 | 0 | 0 | Fail 2-year Threshold
[11 empty] | Commercial | Variable Refrigerant Flow (VRF) HVAC Systems | College and University | Turnover | T_CU_Variable Refrigerant Flow (VRF) HVAC Systems | 0.73886 | 0.73531 | 1.0048 | 0 | 0 | 0 | Fail RIM | [11 empty] | Commercial | LED Linear - Fixture Replacement | College and University | Turnover | T_CU_LED Linear - Fixture Replacement | 10.5939 | 0.51086 | 20.7375 | 0 | 0 | 0 | Fail 2-year Threshold
[11 empty] | Commercial | Variable Refrigerant Flow (VRF) HVAC Systems | Grocery | Turnover | T_GR_Variable Refrigerant Flow (VRF) HVAC Systems | 0.4954 | 0.88597 | 0.55916 | 0 | 0 | 0 | Fail RIM | [11 empty] | Commercial | LED Linear - Fixture Replacement | Grocery | Turnover | T_GR_LED Linear - Fixture Replacement | 20.9066 | 0.80158 | 26.0819 | 0 | 0 | 0 | Fail 2-year Threshold
[11 empty] | Commercial | Variable Refrigerant Flow (VRF) HVAC Systems | Healthcare | Turnover | T_HC_Variable Refrigerant Flow (VRF) HVAC Systems | 1.7293 | 0.88597 | 1.9519 | 0 | 0 | 0 | Fail RIM | [11 empty] | Commercial | LED Linear - Fixture Replacement | Healthcare | Turnover | T_HC_LED Linear - Fixture Replacement | 18.8882 | 0.79851 | 23.6543 | 0 | 0 | 0 | Fail 2-year Threshold
[11 empty] | Commercial | Variable Refrigerant Flow (VRF) HVAC Systems | Hospitals | Turnover | T_HS_Variable Refrigerant Flow (VRF) HVAC Systems | 1.6509 | 0.88597 | 1.8633 | 0 | 0 | 0 | Fail RIM | [11 empty] | Commercial | LED Linear - Fixture Replacement | Hospitals | Turnover | T_HS_LED Linear - Fixture Replacement | 16.3475 | 0.51086 | 32.0002 | 0 | 0 | 0 | Fail 2-year Threshold
[11 empty] | Commercial | Variable Refrigerant Flow (VRF) HVAC Systems | Institutional | Turnover | T_IN_Variable Refrigerant Flow (VRF) HVAC Systems | 0.44988 | 0.88597 | 0.50779 | 0 | 0 | 0 | Fail RIM | [11 empty] | Commercial | LED Linear - Fixture Replacement | Institutional | Turnover | T_IN_LED Linear - Fixture Replacement | 12.393 | 0.79851 | 15.5202 | 0 | 0 | 0 | Fail 2-year Threshold
[11 empty] | Commercial | Variable Refrigerant Flow (VRF) HVAC Systems | Lodging/Hospitality | Turnover | T_LG_Variable Refrigerant Flow (VRF) HVAC Systems | 1.0848 | 0.73531 | 1.4753 | 0 | 0 | 0 | Fail RIM | [11 empty] | Commercial | LED Linear - Fixture Replacement | Lodging/Hospitality | Turnover | T_LG_LED Linear - Fixture Replacement | 14.1564 | 0.80158 | 17.6608 | 0 | 0 | 0 | Fail 2-year Threshold
[11 empty] | Commercial | Variable Refrigerant Flow (VRF) HVAC Systems | Miscellaneous | Turnover | T_MS_Variable Refrigerant Flow (VRF) HVAC Systems | 0.45027 | 0.88597 | 0.50822 | 0 | 0 | 0 | Fail RIM | [11 empty] | Commercial | LED Linear - Fixture Replacement | Miscellaneous | Turnover | T_MS_LED Linear - Fixture Replacement | 16.5591 | 0.79851 | 20.7375 | 0 | 0 | 0 | Fail 2-year Threshold
[11 empty] | Commercial | Variable Refrigerant Flow (VRF) HVAC Systems | Offices | Turnover | T_OF_Variable Refrigerant Flow (VRF) HVAC Systems | 0.88479 | 0.88597 | 0.99866 | 0 | 0 | 0 | Fail RIM | [11 empty] | Commercial | LED Linear - Fixture Replacement | Offices | Turnover | T_OF_LED Linear - Fixture Replacement | 12.2202 | 0.79851 | 15.3038 | 0 | 0 | 0 | Fail 2-year Threshold
[11 empty] | Commercial | Variable Refrigerant Flow (VRF) HVAC Systems | Restaurants | Turnover | T_RS_Variable Refrigerant Flow (VRF) HVAC Systems | 1.3954 | 0.88597 | 1.575 | 0 | 0 | 0 | Fail RIM | [11 empty] | Commercial | LED Linear - Fixture Replacement | Restaurants | Turnover | T_RS_LED Linear - Fixture Replacement | 12.6593 | 0.80158 | 15.7931 | 0 | 0 | 0 | Fail 2-year Threshold
[11 empty] | Commercial | Variable Refrigerant Flow (VRF) HVAC Systems | Retail | Turnover | T_RT_Variable Refrigerant Flow (VRF) HVAC Systems | 1.069 | 0.88597 | 1.2065 | 0 | 0 | 0 | Fail RIM | [11 empty] | Commercial | LED Linear - Fixture Replacement | Retail | Turnover | T_RT_LED Linear - Fixture Replacement | 18.7948 | 0.80158 | 23.4473 | 0 | 0 | 0 | Fail 2-year Threshold
[11 empty] | Commercial | Variable Refrigerant Flow (VRF) HVAC Systems | Schools K-12 | Turnover | T_SC_Variable Refrigerant Flow (VRF) HVAC Systems | 0.93427 | 0.88597 | 1.0545 | 0 | 0 | 0 | Fail RIM | [11 empty] | Commercial | LED Linear - Fixture Replacement | Schools K-12 | Turnover | T_SC_LED Linear - Fixture Replacement | 8.937 | 0.79851 | 11.1921 | 0 | 0 | 0 | Fail 2-year Threshold
[11 empty] | Commercial | Variable Refrigerant Flow (VRF) HVAC Systems | Warehouse | Turnover | T_WR_Variable Refrigerant Flow (VRF) HVAC Systems | 0.20885 | 0.88597 | 0.23572 | 0 | 0 | 0 | Fail RIM | [11 empty] | Commercial | LED Linear - Fixture Replacement | Warehouse | Turnover | T_WR_LED Linear - Fixture Replacement | 14.3653 | 0.79851 | 17.9901 | 0 | 0 | 0 | Fail 2-year Threshold
[11 empty] | Commercial | Variable Refrigerant Flow (VRF) HVAC Systems | Assembly | New | N_AS_Variable Refrigerant Flow (VRF) HVAC Systems | 0.80666 | 0.88597 | 0.91048 | 0 | 0 | 0 | Fail RIM | [11 empty] | Commercial | LED Linear - Fixture Replacement | Assembly | New | N_AS_LED Linear - Fixture Replacement | 10.804 | 0.79851 | 13.5302 | 0 | 0 | 0 | Fail 2-year Threshold
[11 empty] | Commercial | Variable Refrigerant Flow (VRF) HVAC Systems | College and University | New | N_CU_Variable Refrigerant Flow (VRF) HVAC Systems | 0.73886 | 0.73531 | 1.0048 | 0 | 0 | 0 | Fail RIM | [11 empty] | Commercial | LED Linear - Fixture Replacement | College and University | New | N_CU_LED Linear - Fixture Replacement | 10.5939 | 0.51086 | 20.7375 | 0 | 0 | 0 | Fail 2-year Threshold
[11 empty] | Commercial | Variable Refrigerant Flow (VRF) HVAC Systems | Grocery | New | N_GR_Variable Refrigerant Flow (VRF) HVAC Systems | 0.4954 | 0.88597 | 0.55916 | 0 | 0 | 0 | Fail RIM | [11 empty] | Commercial | LED Linear - Fixture Replacement | Grocery | New | N_GR_LED Linear - Fixture Replacement | 20.9066 | 0.80158 | 26.0819 | 0 | 0 | 0 | Fail 2-year Threshold
[11 empty] | Commercial | Variable Refrigerant Flow (VRF) HVAC Systems | Healthcare | New | N_HC_Variable Refrigerant Flow (VRF) HVAC Systems | 1.7293 | 0.88597 | 1.9519 | 0 | 0 | 0 | Fail RIM | [11 empty] | Commercial | LED Linear - Fixture Replacement | Healthcare | New | N_HC_LED Linear - Fixture Replacement | 18.8882 | 0.79851 | 23.6543 | 0 | 0 | 0 | Fail 2-year Threshold
[11 empty] | Commercial | Variable Refrigerant Flow (VRF) HVAC Systems | Hospitals | New | N_HS_Variable Refrigerant Flow (VRF) HVAC Systems | 1.6509 | 0.88597 | 1.8633 | 0 | 0 | 0 | Fail RIM | [11 empty] | Commercial | LED Linear - Fixture Replacement | Hospitals | New | N_HS_LED Linear - Fixture Replacement | 16.3475 | 0.51086 | 32.0002 | 0 | 0 | 0 | Fail 2-year Threshold
[11 empty] | Commercial | Variable Refrigerant Flow (VRF) HVAC Systems | Institutional | New | N_IN_Variable Refrigerant Flow (VRF) HVAC Systems | 0.44988 | 0.88597 | 0.50779 | 0 | 0 | 0 | Fail RIM | [11 empty] | Commercial | LED Linear - Fixture Replacement | Institutional | New | N_IN_LED Linear - Fixture Replacement | 12.393 | 0.79851 | 15.5202 | 0 | 0 | 0 | Fail 2-year Threshold
[11 empty] | Commercial | Variable Refrigerant Flow (VRF) HVAC Systems | Lodging/Hospitality | New | N_LG_Variable Refrigerant Flow (VRF) HVAC Systems | 1.0848 | 0.73531 | 1.4753 | 0 | 0 | 0 | Fail RIM | [11 empty] | Commercial | LED Linear - Fixture Replacement | Lodging/Hospitality | New | N_LG_LED Linear - Fixture Replacement | 14.1564 | 0.80158 | 17.6608 | 0 | 0 | 0 | Fail 2-year Threshold
[11 empty] | Commercial | Variable Refrigerant Flow (VRF) HVAC Systems | Miscellaneous | New | N_MS_Variable Refrigerant Flow (VRF) HVAC Systems | 0.45027 | 0.88597 | 0.50822 | 0 | 0 | 0 | Fail RIM | [11 empty] | Commercial | LED Linear - Fixture Replacement | Miscellaneous | New | N_MS_LED Linear - Fixture Replacement | 16.5591 | 0.79851 | 20.7375 | 0 | 0 | 0 | Fail 2-year Threshold
[11 empty] | Commercial | Variable Refrigerant Flow (VRF) HVAC Systems | Offices | New | N_OF_Variable Refrigerant Flow (VRF) HVAC Systems | 0.88479 | 0.88597 | 0.99866 | 0 | 0 | 0 | Fail RIM | [11 empty] | Commercial | LED Linear - Fixture Replacement | Offices | New | N_OF_LED Linear - Fixture Replacement | 12.2202 | 0.79851 | 15.3038 | 0 | 0 | 0 | Fail 2-year Threshold
[11 empty] | Commercial | Variable Refrigerant Flow (VRF) HVAC Systems | Restaurants | New | N_RS_Variable Refrigerant Flow (VRF) HVAC Systems | 1.3954 | 0.88597 | 1.575 | 0 | 0 | 0 | Fail RIM | [11 empty] | Commercial | LED Linear - Fixture Replacement | Restaurants | New | N_RS_LED Linear - Fixture Replacement | 12.6593 | 0.80158 | 15.7931 | 0 | 0 | 0 | Fail 2-year Threshold
[11 empty] | Commercial | Variable Refrigerant Flow (VRF) HVAC Systems | Retail | New | N_RT_Variable Refrigerant Flow (VRF) HVAC Systems | 1.069 | 0.88597 | 1.2065 | 0 | 0 | 0 | Fail RIM | [11 empty] | Commercial | LED Linear - Fixture Replacement | Retail | New | N_RT_LED Linear - Fixture Replacement | 18.7948 | 0.80158 | 23.4473 | 0 | 0 | 0 | Fail 2-year Threshold
[11 empty] | Commercial | Variable Refrigerant Flow (VRF) HVAC Systems | Schools K-12 | New | N_SC_Variable Refrigerant Flow (VRF) HVAC Systems | 0.93427 | 0.88597 | 1.0545 | 0 | 0 | 0 | Fail RIM | [11 empty] | Commercial | LED Linear - Fixture Replacement | Schools K-12 | New | N_SC_LED Linear - Fixture Replacement | 8.937 | 0.79851 | 11.1921 | 0 | 0 | 0 | Fail 2-year Threshold
[11 empty] | Commercial | Variable Refrigerant Flow (VRF) HVAC Systems | Warehouse | New | N_WR_Variable Refrigerant Flow (VRF) HVAC Systems | 0.20885 | 0.88597 | 0.23572 | 0 | 0 | 0 | Fail RIM | [11 empty] | Commercial | LED Linear - Fixture Replacement | Warehouse | New | N_WR_LED Linear - Fixture Replacement | 14.3653 | 0.79851 | 17.9901 | 0 | 0 | 0 | Fail 2-year Threshold
[11 empty] | Commercial | CFL-23W | Assembly | Turnover | T_AS_CFL-23W | 9.8383 | 0.64132 | 15.3407 | 0 | 0 | 0 | Fail RIM | [11 empty] | Commercial | LED Linear - Lamp Replacement | Assembly | Turnover | T_AS_LED Linear - Lamp Replacement | 8.4511 | 0.79674 | 10.607 | 0 | 0 | 0 | Fail 2-year Threshold
[11 empty] | Commercial | CFL-23W | College and University | Turnover | T_CU_CFL-23W | 10.0568 | 0.42772 | 23.5125 | 0 | 0 | 0 | Fail RIM | [11 empty] | Commercial | LED Linear - Lamp Replacement | College and University | Turnover | T_CU_LED Linear - Lamp Replacement | 8.2637 | 0.50831 | 16.2573 | 0 | 0 | 0 | Fail 2-year Threshold
[11 empty] | Commercial | CFL-23W | Grocery | Turnover | T_GR_CFL-23W | 19.0068 | 0.64273 | 29.572 | 0 | 0 | 0 | Fail RIM | [11 empty] | Commercial | LED Linear - Lamp Replacement | Grocery | Turnover | T_GR_LED Linear - Lamp Replacement | 16.2767 | 0.79604 | 20.447 | 0 | 0 | 0 | Fail 2-year Threshold
[11 empty] | Commercial | CFL-23W | Healthcare | Turnover | T_HC_CFL-23W | 17.1999 | 0.64132 | 26.8196 | 0 | 0 | 0 | Fail RIM | [11 empty] | Commercial | LED Linear - Lamp Replacement | Healthcare | Turnover | T_HC_LED Linear - Lamp Replacement | 14.7747 | 0.79674 | 18.5439 | 0 | 0 | 0 | Fail 2-year Threshold
[11 empty] | Commercial | CFL-23W | Hospitals | Turnover | T_HS_CFL-23W | 15.5186 | 0.42772 | 36.2822 | 0 | 0 | 0 | Fail RIM | [11 empty] | Commercial | LED Linear - Lamp Replacement | Hospitals | Turnover | T_HS_LED Linear - Lamp Replacement | 12.7517 | 0.50831 | 25.0866 | 0 | 0 | 0 | Fail 2-year Threshold
[11 empty] | Commercial | CFL-23W | Institutional | Turnover | T_IN_CFL-23W | 11.2853 | 0.64132 | 17.597 | 0 | 0 | 0 | Fail RIM | [11 empty] | Commercial | LED Linear - Lamp Replacement | Institutional | Turnover | T_IN_LED Linear - Lamp Replacement | 9.694 | 0.79674 | 12.1671 | 0 | 0 | 0 | Fail 2-year Threshold
[11 empty] | Commercial | CFL-23W | Lodging/Hospitality | Turnover | T_LG_CFL-23W | 12.87 | 0.64273 | 20.024 | 0 | 0 | 0 | Fail RIM | [11 empty] | Commercial | LED Linear - Lamp Replacement | Lodging/Hospitality | Turnover | T_LG_LED Linear - Lamp Replacement | 11.0214 | 0.79604 | 13.8452 | 0 | 0 | 0 | Fail 2-year Threshold
[11 empty] | Commercial | CFL-23W | Miscellaneous | Turnover | T_MS_CFL-23W | 15.079 | 0.64132 | 23.5125 | 0 | 0 | 0 | Fail RIM | [11 empty] | Commercial | LED Linear - Lamp Replacement | Miscellaneous | Turnover | T_MS_LED Linear - Lamp Replacement | 12.9528 | 0.79674 | 16.2573 | 0 | 0 | 0 | Fail 2-year Threshold
[11 empty] | Commercial | CFL-23W | Offices | Turnover | T_OF_CFL-23W | 11.1279 | 0.64132 | 17.3517 | 0 | 0 | 0 | Fail RIM | [11 empty] | Commercial | LED Linear - Lamp Replacement | Offices | Turnover | T_OF_LED Linear - Lamp Replacement | 9.5589 | 0.79674 | 11.9975 | 0 | 0 | 0 | Fail 2-year Threshold
[11 empty] | Commercial | CFL-23W | Restaurants | Turnover | T_RS_CFL-23W | 11.509 | 0.64273 | 17.9064 | 0 | 0 | 0 | Fail RIM | [11 empty] | Commercial | LED Linear - Lamp Replacement | Restaurants | Turnover | T_RS_LED Linear - Lamp Replacement | 9.8558 | 0.79604 | 12.381 | 0 | 0 | 0 | Fail 2-year Threshold
[11 empty] | Commercial | CFL-23W | Retail | Turnover | T_RT_CFL-23W | 17.0869 | 0.64273 | 26.5849 | 0 | 0 | 0 | Fail RIM | [11 empty] | Commercial | LED Linear - Lamp Replacement | Retail | Turnover | T_RT_LED Linear - Lamp Replacement | 14.6326 | 0.79604 | 18.3816 | 0 | 0 | 0 | Fail 2-year Threshold
[11 empty] | Commercial | CFL-23W | Schools K-12 | Turnover | T_SC_CFL-23W | 8.1381 | 0.64132 | 12.6897 | 0 | 0 | 0 | Fail RIM | [11 empty] | Commercial | LED Linear - Lamp Replacement | Schools K-12 | Turnover | T_SC_LED Linear - Lamp Replacement | 6.9906 | 0.79674 | 8.774 | 0 | 0 | 0 | Fail 2-year Threshold
[11 empty] | Commercial | CFL-23W | Warehouse | Turnover | T_WR_CFL-23W | 13.0812 | 0.64132 | 20.3974 | 0 | 0 | 0 | Fail RIM | [11 empty] | Commercial | LED Linear - Lamp Replacement | Warehouse | Turnover | T_WR_LED Linear - Lamp Replacement | 11.2367 | 0.79674 | 14.1034 | 0 | 0 | 0 | Fail 2-year Threshold
[11 empty] | Commercial | CFL-23W | Assembly | New | N_AS_CFL-23W | 9.8383 | 0.64132 | 15.3407 | 0 | 0 | 0 | Fail RIM | [11 empty] | Commercial | LED Linear - Lamp Replacement | Assembly | New | N_AS_LED Linear - Lamp Replacement | 8.4511 | 0.79674 | 10.607 | 0 | 0 | 0 | Fail 2-year Threshold
[11 empty] | Commercial | CFL-23W | College and University | New | N_CU_CFL-23W | 10.0568 | 0.42772 | 23.5125 | 0 | 0 | 0 | Fail RIM | [11 empty] | Commercial | LED Linear - Lamp Replacement | College and University | New | N_CU_LED Linear - Lamp Replacement | 8.2637 | 0.50831 | 16.2573 | 0 | 0 | 0 | Fail 2-year Threshold
[11 empty] | Commercial | CFL-23W | Grocery | New | N_GR_CFL-23W | 19.0068 | 0.64273 | 29.572 | 0 | 0 | 0 | Fail RIM | [11 empty] | Commercial | LED Linear - Lamp Replacement | Grocery | New | N_GR_LED Linear - Lamp Replacement | 16.2767 | 0.79604 | 20.447 | 0 | 0 | 0 | Fail 2-year Threshold
[11 empty] | Commercial | CFL-23W | Healthcare | New | N_HC_CFL-23W | 17.1999 | 0.64132 | 26.8196 | 0 | 0 | 0 | Fail RIM | [11 empty] | Commercial | LED Linear - Lamp Replacement | Healthcare | New | N_HC_LED Linear - Lamp Replacement | 14.7747 | 0.79674 | 18.5439 | 0 | 0 | 0 | Fail 2-year Threshold
[11 empty] | Commercial | CFL-23W | Hospitals | New | N_HS_CFL-23W | 15.5186 | 0.42772 | 36.2822 | 0 | 0 | 0 | Fail RIM | [11 empty] | Commercial | LED Linear - Lamp Replacement | Hospitals | New | N_HS_LED Linear - Lamp Replacement | 12.7517 | 0.50831 | 25.0866 | 0 | 0 | 0 | Fail 2-year Threshold
[11 empty] | Commercial | CFL-23W | Institutional | New | N_IN_CFL-23W | 11.2853 | 0.64132 | 17.597 | 0 | 0 | 0 | Fail RIM | [11 empty] | Commercial | LED Linear - Lamp Replacement | Institutional | New | N_IN_LED Linear - Lamp Replacement | 9.694 | 0.79674 | 12.1671 | 0 | 0 | 0 | Fail 2-year Threshold
[11 empty] | Commercial | CFL-23W | Lodging/Hospitality | New | N_LG_CFL-23W | 12.87 | 0.64273 | 20.024 | 0 | 0 | 0 | Fail RIM | [11 empty] | Commercial | LED Linear - Lamp Replacement | Lodging/Hospitality | New | N_LG_LED Linear - Lamp Replacement | 11.0214 | 0.79604 | 13.8452 | 0 | 0 | 0 | Fail 2-year Threshold
[11 empty] | Commercial | CFL-23W | Miscellaneous | New | N_MS_CFL-23W | 15.079 | 0.64132 | 23.5125 | 0 | 0 | 0 | Fail RIM | [11 empty] | Commercial | LED Linear - Lamp Replacement | Miscellaneous | New | N_MS_LED Linear - Lamp Replacement | 12.9528 | 0.79674 | 16.2573 | 0 | 0 | 0 | Fail 2-year Threshold
[11 empty] | Commercial | CFL-23W | Offices | New | N_OF_CFL-23W | 11.1279 | 0.64132 | 17.3517 | 0 | 0 | 0 | Fail RIM | [11 empty] | Commercial | LED Linear - Lamp Replacement | Offices | New | N_OF_LED Linear - Lamp Replacement | 9.5589 | 0.79674 | 11.9975 | 0 | 0 | 0 | Fail 2-year Threshold
[11 empty] | Commercial | CFL-23W | Restaurants | New | N_RS_CFL-23W | 11.509 | 0.64273 | 17.9064 | 0 | 0 | 0 | Fail RIM | [11 empty] | Commercial | LED Linear - Lamp Replacement | Restaurants | New | N_RS_LED Linear - Lamp Replacement | 9.8558 | 0.79604 | 12.381 | 0 | 0 | 0 | Fail 2-year Threshold
[11 empty] | Commercial | CFL-23W | Retail | New | N_RT_CFL-23W | 17.0869 | 0.64273 | 26.5849 | 0 | 0 | 0 | Fail RIM | [11 empty] | Commercial | LED Linear - Lamp Replacement | Retail | New | N_RT_LED Linear - Lamp Replacement | 14.6326 | 0.79604 | 18.3816 | 0 | 0 | 0 | Fail 2-year Threshold
[11 empty] | Commercial | CFL-23W | Schools K-12 | New | N_SC_CFL-23W | 8.1381 | 0.64132 | 12.6897 | 0 | 0 | 0 | Fail RIM | [11 empty] | Commercial | LED Linear - Lamp Replacement | Schools K-12 | New | N_SC_LED Linear - Lamp Replacement | 6.9906 | 0.79674 | 8.774 | 0 | 0 | 0 | Fail 2-year Threshold
[11 empty] | Commercial | CFL-23W | Warehouse | New | N_WR_CFL-23W | 13.0812 | 0.64132 | 20.3974 | 0 | 0 | 0 | Fail RIM | [11 empty] | Commercial | LED Linear - Lamp Replacement | Warehouse | New | N_WR_LED Linear - Lamp Replacement | 11.2367 | 0.79674 | 14.1034 | 0 | 0 | 0 | Fail 2-year Threshold
[11 empty] | Commercial | High Bay Fluorescent (T5) | Assembly | Turnover | T_AS_High Bay Fluorescent (T5) | 4.3285 | 0.67837 | 6.3808 | 0 | 0 | 0 | Fail RIM | [11 empty] | Commercial | Premium T8 - Fixture Replacement | Assembly | Turnover | T_AS_Premium T8 - Fixture Replacement | 0.63452 | 0.64513 | 0.98356 | 0 | 0 | 0 | Fail TRC
[11 empty] | Commercial | High Bay Fluorescent (T5) | College and University | Turnover | T_CU_High Bay Fluorescent (T5) | 6.6343 | 0.67837 | 9.7797 | 0 | 0 | 0 | Fail RIM | [11 empty] | Commercial | Premium T8 - Fixture Replacement | College and University | Turnover | T_CU_Premium T8 - Fixture Replacement | 0.65212 | 0.43258 | 1.5075 | 0 | 0 | 0 | Fail TRC
[11 empty] | Commercial | High Bay Fluorescent (T5) | Grocery | Turnover | T_GR_High Bay Fluorescent (T5) | 8.344 | 0.67837 | 12.3001 | 0 | 0 | 0 | Fail RIM | [11 empty] | Commercial | Premium T8 - Fixture Replacement | Institutional | Turnover | T_IN_Premium T8 - Fixture Replacement | 0.72785 | 0.64513 | 1.1282 | 0 | 0 | 0 | Fail TRC
[11 empty] | Commercial | High Bay Fluorescent (T5) | Healthcare | Turnover | T_HC_High Bay Fluorescent (T5) | 7.5674 | 0.67837 | 11.1553 | 0 | 0 | 0 | Fail RIM | [11 empty] | Commercial | Premium T8 - Fixture Replacement | Lodging/Hospitality | Turnover | T_LG_Premium T8 - Fixture Replacement | 0.83114 | 0.6474 | 1.2838 | 0 | 0 | 0 | Fail TRC
[11 empty] | Commercial | High Bay Fluorescent (T5) | Hospitals | Turnover | T_HS_High Bay Fluorescent (T5) | 10.2374 | 0.67837 | 15.0911 | 0 | 0 | 0 | Fail RIM | [11 empty] | Commercial | Premium T8 - Fixture Replacement | Miscellaneous | Turnover | T_MS_Premium T8 - Fixture Replacement | 0.97253 | 0.64513 | 1.5075 | 0 | 0 | 0 | Fail TRC
[11 empty] | Commercial | High Bay Fluorescent (T5) | Institutional | Turnover | T_IN_High Bay Fluorescent (T5) | 4.9652 | 0.67837 | 7.3192 | 0 | 0 | 0 | Fail RIM | [11 empty] | Commercial | Premium T8 - Fixture Replacement | Offices | Turnover | T_OF_Premium T8 - Fixture Replacement | 0.7177 | 0.64513 | 1.1125 | 0 | 0 | 0 | Fail TRC
[11 empty] | Commercial | High Bay Fluorescent (T5) | Lodging/Hospitality | Turnover | T_LG_High Bay Fluorescent (T5) | 5.65 | 0.67837 | 8.3287 | 0 | 0 | 0 | Fail RIM | [11 empty] | Commercial | Premium T8 - Fixture Replacement | Restaurants | Turnover | T_RS_Premium T8 - Fixture Replacement | 0.74325 | 0.6474 | 1.1481 | 0 | 0 | 0 | Fail TRC
[11 empty] | Commercial | High Bay Fluorescent (T5) | Miscellaneous | Turnover | T_MS_High Bay Fluorescent (T5) | 6.6343 | 0.67837 | 9.7797 | 0 | 0 | 0 | Fail RIM | [11 empty] | Commercial | Premium T8 - Fixture Replacement | Schools K-12 | Turnover | T_SC_Premium T8 - Fixture Replacement | 0.52487 | 0.64513 | 0.81359 | 0 | 0 | 0 | Fail TRC
[11 empty] | Commercial | High Bay Fluorescent (T5) | Offices | Turnover | T_OF_High Bay Fluorescent (T5) | 4.8959 | 0.67837 | 7.2172 | 0 | 0 | 0 | Fail RIM | [11 empty] | Commercial | Premium T8 - Fixture Replacement | Warehouse | Turnover | T_WR_Premium T8 - Fixture Replacement | 0.84368 | 0.64513 | 1.3078 | 0 | 0 | 0 | Fail TRC
[11 empty] | Commercial | High Bay Fluorescent (T5) | Restaurants | Turnover | T_RS_High Bay Fluorescent (T5) | 5.0525 | 0.67837 | 7.4479 | 0 | 0 | 0 | Fail RIM | [11 empty] | Commercial | Premium T8 - Fixture Replacement | Assembly | New | N_AS_Premium T8 - Fixture Replacement | 0.63452 | 0.64513 | 0.98356 | 0 | 0 | 0 | Fail TRC
[11 empty] | Commercial | High Bay Fluorescent (T5) | Retail | Turnover | T_RT_High Bay Fluorescent (T5) | 7.5012 | 0.67837 | 11.0576 | 0 | 0 | 0 | Fail RIM | [11 empty] | Commercial | Premium T8 - Fixture Replacement | College and University | New | N_CU_Premium T8 - Fixture Replacement | 0.65212 | 0.43258 | 1.5075 | 0 | 0 | 0 | Fail TRC
[11 empty] | Commercial | High Bay Fluorescent (T5) | Schools K-12 | Turnover | T_SC_High Bay Fluorescent (T5) | 3.5805 | 0.67837 | 5.2781 | 0 | 0 | 0 | Fail RIM | [11 empty] | Commercial | Premium T8 - Fixture Replacement | Institutional | New | N_IN_Premium T8 - Fixture Replacement | 0.72785 | 0.64513 | 1.1282 | 0 | 0 | 0 | Fail TRC
[11 empty] | Commercial | High Bay Fluorescent (T5) | Warehouse | Turnover | T_WR_High Bay Fluorescent (T5) | 5.7553 | 0.67837 | 8.484 | 0 | 0 | 0 | Fail RIM | [11 empty] | Commercial | Premium T8 - Fixture Replacement | Lodging/Hospitality | New | N_LG_Premium T8 - Fixture Replacement | 0.83114 | 0.6474 | 1.2838 | 0 | 0 | 0 | Fail TRC
[11 empty] | Commercial | High Bay Fluorescent (T5) | Assembly | New | N_AS_High Bay Fluorescent (T5) | 4.3285 | 0.67837 | 6.3808 | 0 | 0 | 0 | Fail RIM | [11 empty] | Commercial | Premium T8 - Fixture Replacement | Miscellaneous | New | N_MS_Premium T8 - Fixture Replacement | 0.97253 | 0.64513 | 1.5075 | 0 | 0 | 0 | Fail TRC
[11 empty] | Commercial | High Bay Fluorescent (T5) | College and University | New | N_CU_High Bay Fluorescent (T5) | 6.6343 | 0.67837 | 9.7797 | 0 | 0 | 0 | Fail RIM | [11 empty] | Commercial | Premium T8 - Fixture Replacement | Offices | New | N_OF_Premium T8 - Fixture Replacement | 0.7177 | 0.64513 | 1.1125 | 0 | 0 | 0 | Fail TRC
[11 empty] | Commercial | High Bay Fluorescent (T5) | Grocery | New | N_GR_High Bay Fluorescent (T5) | 8.344 | 0.67837 | 12.3001 | 0 | 0 | 0 | Fail RIM | [11 empty] | Commercial | Premium T8 - Fixture Replacement | Restaurants | New | N_RS_Premium T8 - Fixture Replacement | 0.74325 | 0.6474 | 1.1481 | 0 | 0 | 0 | Fail TRC
[11 empty] | Commercial | High Bay Fluorescent (T5) | Healthcare | New | N_HC_High Bay Fluorescent (T5) | 7.5674 | 0.67837 | 11.1553 | 0 | 0 | 0 | Fail RIM | [11 empty] | Commercial | Premium T8 - Fixture Replacement | Schools K-12 | New | N_SC_Premium T8 - Fixture Replacement | 0.52487 | 0.64513 | 0.81359 | 0 | 0 | 0 | Fail TRC
[11 empty] | Commercial | High Bay Fluorescent (T5) | Hospitals | New | N_HS_High Bay Fluorescent (T5) | 10.2374 | 0.67837 | 15.0911 | 0 | 0 | 0 | Fail RIM | [11 empty] | Commercial | Premium T8 - Fixture Replacement | Warehouse | New | N_WR_Premium T8 - Fixture Replacement | 0.84368 | 0.64513 | 1.3078 | 0 | 0 | 0 | Fail TRC
[11 empty] | Commercial | High Bay Fluorescent (T5) | Institutional | New | N_IN_High Bay Fluorescent (T5) | 4.9652 | 0.67837 | 7.3192 | 0 | 0 | 0 | Fail RIM | [11 empty] | Commercial | Premium T8 - Lamp Replacement | Assembly | Turnover | T_AS_Premium T8 - Lamp Replacement | 9.5945 | 0.64382 | 14.9024 | 0 | 0 | 0 | Fail 2-year Threshold
[11 empty] | Commercial | High Bay Fluorescent (T5) | Lodging/Hospitality | New | N_LG_High Bay Fluorescent (T5) | 5.65 | 0.67837 | 8.3287 | 0 | 0 | 0 | Fail RIM | [11 empty] | Commercial | Premium T8 - Lamp Replacement | College and University | Turnover | T_CU_Premium T8 - Lamp Replacement | 9.8375 | 0.4307 | 22.8407 | 0 | 0 | 0 | Fail 2-year Threshold
[11 empty] | Commercial | High Bay Fluorescent (T5) | Miscellaneous | New | N_MS_High Bay Fluorescent (T5) | 6.6343 | 0.67837 | 9.7797 | 0 | 0 | 0 | Fail RIM | [11 empty] | Commercial | Premium T8 - Lamp Replacement | Grocery | Turnover | T_GR_Premium T8 - Lamp Replacement | 18.4804 | 0.64331 | 28.7271 | 0 | 0 | 0 | Fail 2-year Threshold
[11 empty] | Commercial | High Bay Fluorescent (T5) | Offices | New | N_OF_High Bay Fluorescent (T5) | 4.8959 | 0.67837 | 7.2172 | 0 | 0 | 0 | Fail RIM | [11 empty] | Commercial | Premium T8 - Lamp Replacement | Healthcare | Turnover | T_HC_Premium T8 - Lamp Replacement | 16.7737 | 0.64382 | 26.0534 | 0 | 0 | 0 | Fail 2-year Threshold
[11 empty] | Commercial | High Bay Fluorescent (T5) | Restaurants | New | N_RS_High Bay Fluorescent (T5) | 5.0525 | 0.67837 | 7.4479 | 0 | 0 | 0 | Fail RIM | [11 empty] | Commercial | Premium T8 - Lamp Replacement | Hospitals | Turnover | T_HS_Premium T8 - Lamp Replacement | 15.1803 | 0.4307 | 35.2456 | 0 | 0 | 0 | Fail 2-year Threshold
[11 empty] | Commercial | High Bay Fluorescent (T5) | Retail | New | N_RT_High Bay Fluorescent (T5) | 7.5012 | 0.67837 | 11.0576 | 0 | 0 | 0 | Fail RIM | [11 empty] | Commercial | Premium T8 - Lamp Replacement | Institutional | Turnover | T_IN_Premium T8 - Lamp Replacement | 11.0057 | 0.64382 | 17.0943 | 0 | 0 | 0 | Fail 2-year Threshold
[11 empty] | Commercial | High Bay Fluorescent (T5) | Schools K-12 | New | N_SC_High Bay Fluorescent (T5) | 3.5805 | 0.67837 | 5.2781 | 0 | 0 | 0 | Fail RIM | [11 empty] | Commercial | Premium T8 - Lamp Replacement | Lodging/Hospitality | Turnover | T_LG_Premium T8 - Lamp Replacement | 12.5136 | 0.64331 | 19.4519 | 0 | 0 | 0 | Fail 2-year Threshold
[11 empty] | Commercial | High Bay Fluorescent (T5) | Warehouse | New | N_WR_High Bay Fluorescent (T5) | 5.7553 | 0.67837 | 8.484 | 0 | 0 | 0 | Fail RIM | [11 empty] | Commercial | Premium T8 - Lamp Replacement | Miscellaneous | Turnover | T_MS_Premium T8 - Lamp Replacement | 14.7054 | 0.64382 | 22.8407 | 0 | 0 | 0 | Fail 2-year Threshold
[11 empty] | Commercial | High Bay LED | Assembly | Turnover | T_AS_High Bay LED | 2.9341 | 0.67837 | 4.3251 | 0 | 0 | 0 | Fail RIM | [11 empty] | Commercial | Premium T8 - Lamp Replacement | Offices | Turnover | T_OF_Premium T8 - Lamp Replacement | 10.8522 | 0.64382 | 16.8559 | 0 | 0 | 0 | Fail 2-year Threshold
[11 empty] | Commercial | High Bay LED | College and University | Turnover | T_CU_High Bay LED | 4.497 | 0.67837 | 6.6291 | 0 | 0 | 0 | Fail RIM | [11 empty] | Commercial | Premium T8 - Lamp Replacement | Restaurants | Turnover | T_RS_Premium T8 - Lamp Replacement | 11.1902 | 0.64331 | 17.3948 | 0 | 0 | 0 | Fail 2-year Threshold
[11 empty] | Commercial | High Bay LED | Grocery | Turnover | T_GR_High Bay LED | 5.6559 | 0.67837 | 8.3375 | 0 | 0 | 0 | Fail RIM | [11 empty] | Commercial | Premium T8 - Lamp Replacement | Retail | Turnover | T_RT_Premium T8 - Lamp Replacement | 16.6137 | 0.64331 | 25.8254 | 0 | 0 | 0 | Fail 2-year Threshold
[11 empty] | Commercial | High Bay LED | Healthcare | Turnover | T_HC_High Bay LED | 5.1295 | 0.67837 | 7.5615 | 0 | 0 | 0 | Fail RIM | [11 empty] | Commercial | Premium T8 - Lamp Replacement | Schools K-12 | Turnover | T_SC_Premium T8 - Lamp Replacement | 7.9365 | 0.64382 | 12.3272 | 0 | 0 | 0 | Fail 2-year Threshold
[11 empty] | Commercial | High Bay LED | Hospitals | Turnover | T_HS_High Bay LED | 6.9393 | 0.67837 | 10.2294 | 0 | 0 | 0 | Fail RIM | [11 empty] | Commercial | Premium T8 - Lamp Replacement | Warehouse | Turnover | T_WR_Premium T8 - Lamp Replacement | 12.7571 | 0.64382 | 19.8146 | 0 | 0 | 0 | Fail 2-year Threshold
[11 empty] | Commercial | High Bay LED | Institutional | Turnover | T_IN_High Bay LED | 3.3656 | 0.67837 | 4.9613 | 0 | 0 | 0 | Fail RIM | [11 empty] | Commercial | Premium T8 - Lamp Replacement | Assembly | New | N_AS_Premium T8 - Lamp Replacement | 9.5945 | 0.64382 | 14.9024 | 0 | 0 | 0 | Fail 2-year Threshold
[11 empty] | Commercial | High Bay LED | Lodging/Hospitality | Turnover | T_LG_High Bay LED | 3.8298 | 0.67837 | 5.6456 | 0 | 0 | 0 | Fail RIM | [11 empty] | Commercial | Premium T8 - Lamp Replacement | College and University | New | N_CU_Premium T8 - Lamp Replacement | 9.8375 | 0.4307 | 22.8407 | 0 | 0 | 0 | Fail 2-year Threshold
[11 empty] | Commercial | High Bay LED | Miscellaneous | Turnover | T_MS_High Bay LED | 4.497 | 0.67837 | 6.6291 | 0 | 0 | 0 | Fail RIM | [11 empty] | Commercial | Premium T8 - Lamp Replacement | Grocery | New | N_GR_Premium T8 - Lamp Replacement | 18.4804 | 0.64331 | 28.7271 | 0 | 0 | 0 | Fail 2-year Threshold
[11 empty] | Commercial | High Bay LED | Offices | Turnover | T_OF_High Bay LED | 3.3187 | 0.67837 | 4.8921 | 0 | 0 | 0 | Fail RIM | [11 empty] | Commercial | Premium T8 - Lamp Replacement | Healthcare | New | N_HC_Premium T8 - Lamp Replacement | 16.7737 | 0.64382 | 26.0534 | 0 | 0 | 0 | Fail 2-year Threshold
[11 empty] | Commercial | High Bay LED | Restaurants | Turnover | T_RS_High Bay LED | 3.4248 | 0.67837 | 5.0485 | 0 | 0 | 0 | Fail RIM | [11 empty] | Commercial | Premium T8 - Lamp Replacement | Hospitals | New | N_HS_Premium T8 - Lamp Replacement | 15.1803 | 0.4307 | 35.2456 | 0 | 0 | 0 | Fail 2-year Threshold
[11 empty] | Commercial | High Bay LED | Retail | Turnover | T_RT_High Bay LED | 5.0846 | 0.67837 | 7.4953 | 0 | 0 | 0 | Fail RIM | [11 empty] | Commercial | Premium T8 - Lamp Replacement | Institutional | New | N_IN_Premium T8 - Lamp Replacement | 11.0057 | 0.64382 | 17.0943 | 0 | 0 | 0 | Fail 2-year Threshold
[11 empty] | Commercial | High Bay LED | Schools K-12 | Turnover | T_SC_High Bay LED | 2.427 | 0.67837 | 3.5777 | 0 | 0 | 0 | Fail RIM | [11 empty] | Commercial | Premium T8 - Lamp Replacement | Lodging/Hospitality | New | N_LG_Premium T8 - Lamp Replacement | 12.5136 | 0.64331 | 19.4519 | 0 | 0 | 0 | Fail 2-year Threshold
[11 empty] | Commercial | High Bay LED | Warehouse | Turnover | T_WR_High Bay LED | 3.9012 | 0.67837 | 5.7508 | 0 | 0 | 0 | Fail RIM | [11 empty] | Commercial | Premium T8 - Lamp Replacement | Miscellaneous | New | N_MS_Premium T8 - Lamp Replacement | 14.7054 | 0.64382 | 22.8407 | 0 | 0 | 0 | Fail 2-year Threshold
[11 empty] | Commercial | High Bay LED | Assembly | New | N_AS_High Bay LED | 2.9341 | 0.67837 | 4.3251 | 0 | 0 | 0 | Fail RIM | [11 empty] | Commercial | Premium T8 - Lamp Replacement | Offices | New | N_OF_Premium T8 - Lamp Replacement | 10.8522 | 0.64382 | 16.8559 | 0 | 0 | 0 | Fail 2-year Threshold
[11 empty] | Commercial | High Bay LED | College and University | New | N_CU_High Bay LED | 4.497 | 0.67837 | 6.6291 | 0 | 0 | 0 | Fail RIM | [11 empty] | Commercial | Premium T8 - Lamp Replacement | Restaurants | New | N_RS_Premium T8 - Lamp Replacement | 11.1902 | 0.64331 | 17.3948 | 0 | 0 | 0 | Fail 2-year Threshold
[11 empty] | Commercial | High Bay LED | Grocery | New | N_GR_High Bay LED | 5.6559 | 0.67837 | 8.3375 | 0 | 0 | 0 | Fail RIM | [11 empty] | Commercial | Premium T8 - Lamp Replacement | Retail | New | N_RT_Premium T8 - Lamp Replacement | 16.6137 | 0.64331 | 25.8254 | 0 | 0 | 0 | Fail 2-year Threshold
[11 empty] | Commercial | High Bay LED | Healthcare | New | N_HC_High Bay LED | 5.1295 | 0.67837 | 7.5615 | 0 | 0 | 0 | Fail RIM | [11 empty] | Commercial | Premium T8 - Lamp Replacement | Schools K-12 | New | N_SC_Premium T8 - Lamp Replacement | 7.9365 | 0.64382 | 12.3272 | 0 | 0 | 0 | Fail 2-year Threshold
[11 empty] | Commercial | High Bay LED | Hospitals | New | N_HS_High Bay LED | 6.9393 | 0.67837 | 10.2294 | 0 | 0 | 0 | Fail RIM | [11 empty] | Commercial | Premium T8 - Lamp Replacement | Warehouse | New | N_WR_Premium T8 - Lamp Replacement | 12.7571 | 0.64382 | 19.8146 | 0 | 0 | 0 | Fail 2-year Threshold
[11 empty] | Commercial | High Bay LED | Institutional | New | N_IN_High Bay LED | 3.3656 | 0.67837 | 4.9613 | 0 | 0 | 0 | Fail RIM | [11 empty] | Commercial | ENERGY STAR Commercial Clothes Washer | Assembly | Turnover | T_AS_ENERGY STAR Commercial Clothes Washer | 0.29384 | 0.2656 | 1.1063 | 0 | 0 | 0 | Fail TRC
[11 empty] | Commercial | High Bay LED | Lodging/Hospitality | New | N_LG_High Bay LED | 3.8298 | 0.67837 | 5.6456 | 0 | 0 | 0 | Fail RIM | [11 empty] | Commercial | ENERGY STAR Commercial Clothes Washer | College and University | Turnover | T_CU_ENERGY STAR Commercial Clothes Washer | 0.45916 | 0.41504 | 1.1063 | 0 | 0 | 0 | Fail TRC
[11 empty] | Commercial | High Bay LED | Miscellaneous | New | N_MS_High Bay LED | 4.497 | 0.67837 | 6.6291 | 0 | 0 | 0 | Fail RIM | [11 empty] | Commercial | ENERGY STAR Commercial Clothes Washer | Grocery | Turnover | T_GR_ENERGY STAR Commercial Clothes Washer | 0.42763 | 0.38653 | 1.1063 | 0 | 0 | 0 | Fail TRC
[11 empty] | Commercial | High Bay LED | Offices | New | N_OF_High Bay LED | 3.3187 | 0.67837 | 4.8921 | 0 | 0 | 0 | Fail RIM | [11 empty] | Commercial | ENERGY STAR Commercial Clothes Washer | Healthcare | Turnover | T_HC_ENERGY STAR Commercial Clothes Washer | 0.42763 | 0.38653 | 1.1063 | 0 | 0 | 0 | Fail TRC
[11 empty] | Commercial | High Bay LED | Restaurants | New | N_RS_High Bay LED | 3.4248 | 0.67837 | 5.0485 | 0 | 0 | 0 | Fail RIM | [11 empty] | Commercial | ENERGY STAR Commercial Clothes Washer | Hospitals | Turnover | T_HS_ENERGY STAR Commercial Clothes Washer | 0.45916 | 0.41504 | 1.1063 | 0 | 0 | 0 | Fail TRC
[11 empty] | Commercial | High Bay LED | Retail | New | N_RT_High Bay LED | 5.0846 | 0.67837 | 7.4953 | 0 | 0 | 0 | Fail RIM | [11 empty] | Commercial | ENERGY STAR Commercial Clothes Washer | Institutional | Turnover | T_IN_ENERGY STAR Commercial Clothes Washer | 0.29384 | 0.2656 | 1.1063 | 0 | 0 | 0 | Fail TRC
[11 empty] | Commercial | High Bay LED | Schools K-12 | New | N_SC_High Bay LED | 2.427 | 0.67837 | 3.5777 | 0 | 0 | 0 | Fail RIM | [11 empty] | Commercial | ENERGY STAR Commercial Clothes Washer | Lodging/Hospitality | Turnover | T_LG_ENERGY STAR Commercial Clothes Washer | 0.45916 | 0.41504 | 1.1063 | 0 | 0 | 0 | Fail TRC
[11 empty] | Commercial | High Bay LED | Warehouse | New | N_WR_High Bay LED | 3.9012 | 0.67837 | 5.7508 | 0 | 0 | 0 | Fail RIM | [11 empty] | Commercial | ENERGY STAR Commercial Clothes Washer | Miscellaneous | Turnover | T_MS_ENERGY STAR Commercial Clothes Washer | 0.29384 | 0.2656 | 1.1063 | 0 | 0 | 0 | Fail TRC
[11 empty] | Commercial | LED - 14W | Assembly | Turnover | T_AS_LED - 14W | 21.5054 | 0.79335 | 27.107 | 0 | 0 | 0 | Fail RIM | [11 empty] | Commercial | ENERGY STAR Commercial Clothes Washer | Offices | Turnover | T_OF_ENERGY STAR Commercial Clothes Washer | 0.42763 | 0.38653 | 1.1063 | 0 | 0 | 0 | Fail TRC
[11 empty] | Commercial | LED - 14W | College and University | Turnover | T_CU_LED - 14W | 20.9508 | 0.50427 | 41.5465 | 0 | 0 | 0 | Fail RIM | [11 empty] | Commercial | ENERGY STAR Commercial Clothes Washer | Restaurants | Turnover | T_RS_ENERGY STAR Commercial Clothes Washer | 0.29384 | 0.2656 | 1.1063 | 0 | 0 | 0 | Fail TRC
[11 empty] | Commercial | LED - 14W | Grocery | Turnover | T_GR_LED - 14W | 41.5552 | 0.79526 | 52.2536 | 0 | 0 | 0 | Fail RIM | [11 empty] | Commercial | ENERGY STAR Commercial Clothes Washer | Retail | Turnover | T_RT_ENERGY STAR Commercial Clothes Washer | 0.42763 | 0.38653 | 1.1063 | 0 | 0 | 0 | Fail TRC
[11 empty] | Commercial | LED - 14W | Healthcare | Turnover | T_HC_LED - 14W | 37.597 | 0.79335 | 47.3902 | 0 | 0 | 0 | Fail RIM | [11 empty] | Commercial | ENERGY STAR Commercial Clothes Washer | Schools K-12 | Turnover | T_SC_ENERGY STAR Commercial Clothes Washer | 0.45916 | 0.41504 | 1.1063 | 0 | 0 | 0 | Fail TRC
[11 empty] | Commercial | LED - 14W | Hospitals | Turnover | T_HS_LED - 14W | 32.3293 | 0.50427 | 64.1106 | 0 | 0 | 0 | Fail RIM | [11 empty] | Commercial | ENERGY STAR Commercial Clothes Washer | Warehouse | Turnover | T_WR_ENERGY STAR Commercial Clothes Washer | 0.29384 | 0.2656 | 1.1063 | 0 | 0 | 0 | Fail TRC
[11 empty] | Commercial | LED - 14W | Institutional | Turnover | T_IN_LED - 14W | 24.6684 | 0.79335 | 31.0939 | 0 | 0 | 0 | Fail RIM | [11 empty] | Commercial | ENERGY STAR Commercial Clothes Washer | Assembly | New | N_AS_ENERGY STAR Commercial Clothes Washer | 0.29384 | 0.2656 | 1.1063 | 0 | 0 | 0 | Fail TRC
[11 empty] | Commercial | LED - 14W | Lodging/Hospitality | Turnover | T_LG_LED - 14W | 28.1382 | 0.79526 | 35.3824 | 0 | 0 | 0 | Fail RIM | [11 empty] | Commercial | ENERGY STAR Commercial Clothes Washer | College and University | New | N_CU_ENERGY STAR Commercial Clothes Washer | 0.45916 | 0.41504 | 1.1063 | 0 | 0 | 0 | Fail TRC
[11 empty] | Commercial | LED - 14W | Miscellaneous | Turnover | T_MS_LED - 14W | 32.9609 | 0.79335 | 41.5465 | 0 | 0 | 0 | Fail RIM | [11 empty] | Commercial | ENERGY STAR Commercial Clothes Washer | Grocery | New | N_GR_ENERGY STAR Commercial Clothes Washer | 0.42763 | 0.38653 | 1.1063 | 0 | 0 | 0 | Fail TRC
[11 empty] | Commercial | LED - 14W | Offices | Turnover | T_OF_LED - 14W | 24.3244 | 0.79335 | 30.6604 | 0 | 0 | 0 | Fail RIM | [11 empty] | Commercial | ENERGY STAR Commercial Clothes Washer | Healthcare | New | N_HC_ENERGY STAR Commercial Clothes Washer | 0.42763 | 0.38653 | 1.1063 | 0 | 0 | 0 | Fail TRC
[11 empty] | Commercial | LED - 14W | Restaurants | Turnover | T_RS_LED - 14W | 25.1625 | 0.79526 | 31.6406 | 0 | 0 | 0 | Fail RIM | [11 empty] | Commercial | ENERGY STAR Commercial Clothes Washer | Hospitals | New | N_HS_ENERGY STAR Commercial Clothes Washer | 0.45916 | 0.41504 | 1.1063 | 0 | 0 | 0 | Fail TRC
[11 empty] | Commercial | LED - 14W | Retail | Turnover | T_RT_LED - 14W | 37.3577 | 0.79526 | 46.9755 | 0 | 0 | 0 | Fail RIM | [11 empty] | Commercial | ENERGY STAR Commercial Clothes Washer | Institutional | New | N_IN_ENERGY STAR Commercial Clothes Washer | 0.29384 | 0.2656 | 1.1063 | 0 | 0 | 0 | Fail TRC
[11 empty] | Commercial | LED - 14W | Schools K-12 | Turnover | T_SC_LED - 14W | 17.789 | 0.79335 | 22.4227 | 0 | 0 | 0 | Fail RIM | [11 empty] | Commercial | ENERGY STAR Commercial Clothes Washer | Lodging/Hospitality | New | N_LG_ENERGY STAR Commercial Clothes Washer | 0.45916 | 0.41504 | 1.1063 | 0 | 0 | 0 | Fail TRC
[11 empty] | Commercial | LED - 14W | Warehouse | Turnover | T_WR_LED - 14W | 28.5941 | 0.79335 | 36.0422 | 0 | 0 | 0 | Fail RIM | [11 empty] | Commercial | ENERGY STAR Commercial Clothes Washer | Miscellaneous | New | N_MS_ENERGY STAR Commercial Clothes Washer | 0.29384 | 0.2656 | 1.1063 | 0 | 0 | 0 | Fail TRC
[11 empty] | Commercial | LED - 14W | Assembly | New | N_AS_LED - 14W | 21.5054 | 0.79335 | 27.107 | 0 | 0 | 0 | Fail RIM | [11 empty] | Commercial | ENERGY STAR Commercial Clothes Washer | Offices | New | N_OF_ENERGY STAR Commercial Clothes Washer | 0.42763 | 0.38653 | 1.1063 | 0 | 0 | 0 | Fail TRC
[11 empty] | Commercial | LED - 14W | College and University | New | N_CU_LED - 14W | 20.9508 | 0.50427 | 41.5465 | 0 | 0 | 0 | Fail RIM | [11 empty] | Commercial | ENERGY STAR Commercial Clothes Washer | Restaurants | New | N_RS_ENERGY STAR Commercial Clothes Washer | 0.29384 | 0.2656 | 1.1063 | 0 | 0 | 0 | Fail TRC
[11 empty] | Commercial | LED - 14W | Grocery | New | N_GR_LED - 14W | 41.5552 | 0.79526 | 52.2536 | 0 | 0 | 0 | Fail RIM | [11 empty] | Commercial | ENERGY STAR Commercial Clothes Washer | Retail | New | N_RT_ENERGY STAR Commercial Clothes Washer | 0.42763 | 0.38653 | 1.1063 | 0 | 0 | 0 | Fail TRC
[11 empty] | Commercial | LED - 14W | Healthcare | New | N_HC_LED - 14W | 37.597 | 0.79335 | 47.3902 | 0 | 0 | 0 | Fail RIM | [11 empty] | Commercial | ENERGY STAR Commercial Clothes Washer | Schools K-12 | New | N_SC_ENERGY STAR Commercial Clothes Washer | 0.45916 | 0.41504 | 1.1063 | 0 | 0 | 0 | Fail TRC
[11 empty] | Commercial | LED - 14W | Hospitals | New | N_HS_LED - 14W | 32.3293 | 0.50427 | 64.1106 | 0 | 0 | 0 | Fail RIM | [11 empty] | Commercial | ENERGY STAR Commercial Clothes Washer | Warehouse | New | N_WR_ENERGY STAR Commercial Clothes Washer | 0.29384 | 0.2656 | 1.1063 | 0 | 0 | 0 | Fail TRC
[11 empty] | Commercial | LED - 14W | Institutional | New | N_IN_LED - 14W | 24.6684 | 0.79335 | 31.0939 | 0 | 0 | 0 | Fail RIM | [11 empty] | Commercial | ENERGY STAR Water Cooler | Assembly | Turnover | T_AS_ENERGY STAR Water Cooler | 3.0025 | 0.59119 | 5.0788 | 0 | 0 | 0 | Fail 2-year Threshold
[11 empty] | Commercial | LED - 14W | Lodging/Hospitality | New | N_LG_LED - 14W | 28.1382 | 0.79526 | 35.3824 | 0 | 0 | 0 | Fail RIM | [11 empty] | Commercial | ENERGY STAR Water Cooler | College and University | Turnover | T_CU_ENERGY STAR Water Cooler | 3.0025 | 0.59119 | 5.0788 | 0 | 0 | 0 | Fail 2-year Threshold
[11 empty] | Commercial | LED - 14W | Miscellaneous | New | N_MS_LED - 14W | 32.9609 | 0.79335 | 41.5465 | 0 | 0 | 0 | Fail RIM | [11 empty] | Commercial | ENERGY STAR Water Cooler | Grocery | Turnover | T_GR_ENERGY STAR Water Cooler | 3.0025 | 0.59119 | 5.0788 | 0 | 0 | 0 | Fail 2-year Threshold
[11 empty] | Commercial | LED - 14W | Offices | New | N_OF_LED - 14W | 24.3244 | 0.79335 | 30.6604 | 0 | 0 | 0 | Fail RIM | [11 empty] | Commercial | ENERGY STAR Water Cooler | Healthcare | Turnover | T_HC_ENERGY STAR Water Cooler | 3.0025 | 0.59119 | 5.0788 | 0 | 0 | 0 | Fail 2-year Threshold
[11 empty] | Commercial | LED - 14W | Restaurants | New | N_RS_LED - 14W | 25.1625 | 0.79526 | 31.6406 | 0 | 0 | 0 | Fail RIM | [11 empty] | Commercial | ENERGY STAR Water Cooler | Hospitals | Turnover | T_HS_ENERGY STAR Water Cooler | 3.0025 | 0.59119 | 5.0788 | 0 | 0 | 0 | Fail 2-year Threshold
[11 empty] | Commercial | LED - 14W | Retail | New | N_RT_LED - 14W | 37.3577 | 0.79526 | 46.9755 | 0 | 0 | 0 | Fail RIM | [11 empty] | Commercial | ENERGY STAR Water Cooler | Institutional | Turnover | T_IN_ENERGY STAR Water Cooler | 3.0025 | 0.59119 | 5.0788 | 0 | 0 | 0 | Fail 2-year Threshold
[11 empty] | Commercial | LED - 14W | Schools K-12 | New | N_SC_LED - 14W | 17.789 | 0.79335 | 22.4227 | 0 | 0 | 0 | Fail RIM | [11 empty] | Commercial | ENERGY STAR Water Cooler | Lodging/Hospitality | Turnover | T_LG_ENERGY STAR Water Cooler | 3.0025 | 0.59119 | 5.0788 | 0 | 0 | 0 | Fail 2-year Threshold
[11 empty] | Commercial | LED - 14W | Warehouse | New | N_WR_LED - 14W | 28.5941 | 0.79335 | 36.0422 | 0 | 0 | 0 | Fail RIM | [11 empty] | Commercial | ENERGY STAR Water Cooler | Miscellaneous | Turnover | T_MS_ENERGY STAR Water Cooler | 3.0025 | 0.59119 | 5.0788 | 0 | 0 | 0 | Fail 2-year Threshold
[11 empty] | Commercial | LED Display Lighting (Interior) | Assembly | Turnover | T_AS_LED Display Lighting (Interior) | 6.8872 | 0.80512 | 8.5542 | 0 | 0 | 0 | Fail RIM | [11 empty] | Commercial | ENERGY STAR Water Cooler | Offices | Turnover | T_OF_ENERGY STAR Water Cooler | 3.0025 | 0.59119 | 5.0788 | 0 | 0 | 0 | Fail 2-year Threshold
[11 empty] | Commercial | LED Display Lighting (Interior) | College and University | Turnover | T_CU_LED Display Lighting (Interior) | 6.7042 | 0.51134 | 13.1109 | 0 | 0 | 0 | Fail RIM | [11 empty] | Commercial | ENERGY STAR Water Cooler | Restaurants | Turnover | T_RS_ENERGY STAR Water Cooler | 3.0025 | 0.59119 | 5.0788 | 0 | 0 | 0 | Fail 2-year Threshold
[11 empty] | Commercial | LED Display Lighting (Interior) | Grocery | Turnover | T_GR_LED Display Lighting (Interior) | 13.1721 | 0.79881 | 16.4897 | 0 | 0 | 0 | Fail RIM | [11 empty] | Commercial | ENERGY STAR Water Cooler | Retail | Turnover | T_RT_ENERGY STAR Water Cooler | 3.0025 | 0.59119 | 5.0788 | 0 | 0 | 0 | Fail 2-year Threshold
[11 empty] | Commercial | LED Display Lighting (Interior) | Healthcare | Turnover | T_HC_LED Display Lighting (Interior) | 12.0406 | 0.80512 | 14.955 | 0 | 0 | 0 | Fail RIM | [11 empty] | Commercial | ENERGY STAR Water Cooler | Schools K-12 | Turnover | T_SC_ENERGY STAR Water Cooler | 3.0025 | 0.59119 | 5.0788 | 0 | 0 | 0 | Fail 2-year Threshold
[11 empty] | Commercial | LED Display Lighting (Interior) | Hospitals | Turnover | T_HS_LED Display Lighting (Interior) | 10.3452 | 0.51134 | 20.2315 | 0 | 0 | 0 | Fail RIM | [11 empty] | Commercial | ENERGY STAR Water Cooler | Warehouse | Turnover | T_WR_ENERGY STAR Water Cooler | 3.0025 | 0.59119 | 5.0788 | 0 | 0 | 0 | Fail 2-year Threshold
[11 empty] | Commercial | LED Display Lighting (Interior) | Institutional | Turnover | T_IN_LED Display Lighting (Interior) | 7.9001 | 0.80512 | 9.8124 | 0 | 0 | 0 | Fail RIM | [11 empty] | Commercial | ENERGY STAR Water Cooler | Assembly | New | N_AS_ENERGY STAR Water Cooler | 3.0025 | 0.59119 | 5.0788 | 0 | 0 | 0 | Fail 2-year Threshold
[11 empty] | Commercial | LED Display Lighting (Interior) | Lodging/Hospitality | Turnover | T_LG_LED Display Lighting (Interior) | 8.9192 | 0.79881 | 11.1657 | 0 | 0 | 0 | Fail RIM | [11 empty] | Commercial | ENERGY STAR Water Cooler | College and University | New | N_CU_ENERGY STAR Water Cooler | 3.0025 | 0.59119 | 5.0788 | 0 | 0 | 0 | Fail 2-year Threshold
[11 empty] | Commercial | LED Display Lighting (Interior) | Miscellaneous | Turnover | T_MS_LED Display Lighting (Interior) | 10.5559 | 0.80512 | 13.1109 | 0 | 0 | 0 | Fail RIM | [11 empty] | Commercial | ENERGY STAR Water Cooler | Grocery | New | N_GR_ENERGY STAR Water Cooler | 3.0025 | 0.59119 | 5.0788 | 0 | 0 | 0 | Fail 2-year Threshold
[11 empty] | Commercial | LED Display Lighting (Interior) | Offices | Turnover | T_OF_LED Display Lighting (Interior) | 7.79 | 0.80512 | 9.6755 | 0 | 0 | 0 | Fail RIM | [11 empty] | Commercial | ENERGY STAR Water Cooler | Healthcare | New | N_HC_ENERGY STAR Water Cooler | 3.0025 | 0.59119 | 5.0788 | 0 | 0 | 0 | Fail 2-year Threshold
[11 empty] | Commercial | LED Display Lighting (Interior) | Restaurants | Turnover | T_RS_LED Display Lighting (Interior) | 7.976 | 0.79881 | 9.9849 | 0 | 0 | 0 | Fail RIM | [11 empty] | Commercial | ENERGY STAR Water Cooler | Hospitals | New | N_HS_ENERGY STAR Water Cooler | 3.0025 | 0.59119 | 5.0788 | 0 | 0 | 0 | Fail 2-year Threshold
[11 empty] | Commercial | LED Display Lighting (Interior) | Retail | Turnover | T_RT_LED Display Lighting (Interior) | 11.8416 | 0.79881 | 14.8241 | 0 | 0 | 0 | Fail RIM | [11 empty] | Commercial | ENERGY STAR Water Cooler | Institutional | New | N_IN_ENERGY STAR Water Cooler | 3.0025 | 0.59119 | 5.0788 | 0 | 0 | 0 | Fail 2-year Threshold
[11 empty] | Commercial | LED Display Lighting (Interior) | Schools K-12 | Turnover | T_SC_LED Display Lighting (Interior) | 5.697 | 0.80512 | 7.076 | 0 | 0 | 0 | Fail RIM | [11 empty] | Commercial | ENERGY STAR Water Cooler | Lodging/Hospitality | New | N_LG_ENERGY STAR Water Cooler | 3.0025 | 0.59119 | 5.0788 | 0 | 0 | 0 | Fail 2-year Threshold
[11 empty] | Commercial | LED Display Lighting (Interior) | Warehouse | Turnover | T_WR_LED Display Lighting (Interior) | 9.1573 | 0.80512 | 11.3739 | 0 | 0 | 0 | Fail RIM | [11 empty] | Commercial | ENERGY STAR Water Cooler | Miscellaneous | New | N_MS_ENERGY STAR Water Cooler | 3.0025 | 0.59119 | 5.0788 | 0 | 0 | 0 | Fail 2-year Threshold
[11 empty] | Commercial | LED Display Lighting (Interior) | Assembly | New | N_AS_LED Display Lighting (Interior) | 6.8872 | 0.80512 | 8.5542 | 0 | 0 | 0 | Fail RIM | [11 empty] | Commercial | ENERGY STAR Water Cooler | Offices | New | N_OF_ENERGY STAR Water Cooler | 3.0025 | 0.59119 | 5.0788 | 0 | 0 | 0 | Fail 2-year Threshold
[11 empty] | Commercial | LED Display Lighting (Interior) | College and University | New | N_CU_LED Display Lighting (Interior) | 6.7042 | 0.51134 | 13.1109 | 0 | 0 | 0 | Fail RIM | [11 empty] | Commercial | ENERGY STAR Water Cooler | Restaurants | New | N_RS_ENERGY STAR Water Cooler | 3.0025 | 0.59119 | 5.0788 | 0 | 0 | 0 | Fail 2-year Threshold
[11 empty] | Commercial | LED Display Lighting (Interior) | Grocery | New | N_GR_LED Display Lighting (Interior) | 13.1721 | 0.79881 | 16.4897 | 0 | 0 | 0 | Fail RIM | [11 empty] | Commercial | ENERGY STAR Water Cooler | Retail | New | N_RT_ENERGY STAR Water Cooler | 3.0025 | 0.59119 | 5.0788 | 0 | 0 | 0 | Fail 2-year Threshold
[11 empty] | Commercial | LED Display Lighting (Interior) | Healthcare | New | N_HC_LED Display Lighting (Interior) | 12.0406 | 0.80512 | 14.955 | 0 | 0 | 0 | Fail RIM | [11 empty] | Commercial | ENERGY STAR Water Cooler | Schools K-12 | New | N_SC_ENERGY STAR Water Cooler | 3.0025 | 0.59119 | 5.0788 | 0 | 0 | 0 | Fail 2-year Threshold
[11 empty] | Commercial | LED Display Lighting (Interior) | Hospitals | New | N_HS_LED Display Lighting (Interior) | 10.3452 | 0.51134 | 20.2315 | 0 | 0 | 0 | Fail RIM | [11 empty] | Commercial | ENERGY STAR Water Cooler | Warehouse | New | N_WR_ENERGY STAR Water Cooler | 3.0025 | 0.59119 | 5.0788 | 0 | 0 | 0 | Fail 2-year Threshold
[11 empty] | Commercial | LED Display Lighting (Interior) | Institutional | New | N_IN_LED Display Lighting (Interior) | 7.9001 | 0.80512 | 9.8124 | 0 | 0 | 0 | Fail RIM | [11 empty] | Commercial | Heat Pump Pool Heater | Assembly | Turnover | T_AS_Heat Pump Pool Heater | 3.8369 | 0.33386 | 11.4926 | 0 | 0 | 0 | Fail 2-year Threshold
[11 empty] | Commercial | LED Display Lighting (Interior) | Lodging/Hospitality | New | N_LG_LED Display Lighting (Interior) | 8.9192 | 0.79881 | 11.1657 | 0 | 0 | 0 | Fail RIM | [11 empty] | Commercial | Heat Pump Pool Heater | College and University | Turnover | T_CU_Heat Pump Pool Heater | 3.8369 | 0.33386 | 11.4926 | 0 | 0 | 0 | Fail 2-year Threshold
[11 empty] | Commercial | LED Display Lighting (Interior) | Miscellaneous | New | N_MS_LED Display Lighting (Interior) | 10.5559 | 0.80512 | 13.1109 | 0 | 0 | 0 | Fail RIM | [11 empty] | Commercial | Heat Pump Pool Heater | Grocery | Turnover | T_GR_Heat Pump Pool Heater | 3.8369 | 0.33386 | 11.4926 | 0 | 0 | 0 | Fail 2-year Threshold
[11 empty] | Commercial | LED Display Lighting (Interior) | Offices | New | N_OF_LED Display Lighting (Interior) | 7.79 | 0.80512 | 9.6755 | 0 | 0 | 0 | Fail RIM | [11 empty] | Commercial | Heat Pump Pool Heater | Healthcare | Turnover | T_HC_Heat Pump Pool Heater | 3.8369 | 0.33386 | 11.4926 | 0 | 0 | 0 | Fail 2-year Threshold
[11 empty] | Commercial | LED Display Lighting (Interior) | Restaurants | New | N_RS_LED Display Lighting (Interior) | 7.976 | 0.79881 | 9.9849 | 0 | 0 | 0 | Fail RIM | [11 empty] | Commercial | Heat Pump Pool Heater | Hospitals | Turnover | T_HS_Heat Pump Pool Heater | 3.8369 | 0.33386 | 11.4926 | 0 | 0 | 0 | Fail 2-year Threshold
[11 empty] | Commercial | LED Display Lighting (Interior) | Retail | New | N_RT_LED Display Lighting (Interior) | 11.8416 | 0.79881 | 14.8241 | 0 | 0 | 0 | Fail RIM | [11 empty] | Commercial | Heat Pump Pool Heater | Institutional | Turnover | T_IN_Heat Pump Pool Heater | 3.8369 | 0.33386 | 11.4926 | 0 | 0 | 0 | Fail 2-year Threshold
[11 empty] | Commercial | LED Display Lighting (Interior) | Schools K-12 | New | N_SC_LED Display Lighting (Interior) | 5.697 | 0.80512 | 7.076 | 0 | 0 | 0 | Fail RIM | [11 empty] | Commercial | Heat Pump Pool Heater | Lodging/Hospitality | Turnover | T_LG_Heat Pump Pool Heater | 3.8369 | 0.33386 | 11.4926 | 0 | 0 | 0 | Fail 2-year Threshold
[11 empty] | Commercial | LED Display Lighting (Interior) | Warehouse | New | N_WR_LED Display Lighting (Interior) | 9.1573 | 0.80512 | 11.3739 | 0 | 0 | 0 | Fail RIM | [11 empty] | Commercial | Heat Pump Pool Heater | Miscellaneous | Turnover | T_MS_Heat Pump Pool Heater | 3.8369 | 0.33386 | 11.4926 | 0 | 0 | 0 | Fail 2-year Threshold
[11 empty] | Commercial | LED Linear - Fixture Replacement | Assembly | Turnover | T_AS_LED Linear - Fixture Replacement | 10.804 | 0.79851 | 13.5302 | 0 | 0 | 0 | Fail RIM | [11 empty] | Commercial | Heat Pump Pool Heater | Offices | Turnover | T_OF_Heat Pump Pool Heater | 3.8369 | 0.33386 | 11.4926 | 0 | 0 | 0 | Fail 2-year Threshold
[11 empty] | Commercial | LED Linear - Fixture Replacement | College and University | Turnover | T_CU_LED Linear - Fixture Replacement | 10.5939 | 0.51086 | 20.7375 | 0 | 0 | 0 | Fail RIM | [11 empty] | Commercial | Heat Pump Pool Heater | Restaurants | Turnover | T_RS_Heat Pump Pool Heater | 3.8369 | 0.33386 | 11.4926 | 0 | 0 | 0 | Fail 2-year Threshold
[11 empty] | Commercial | LED Linear - Fixture Replacement | Grocery | Turnover | T_GR_LED Linear - Fixture Replacement | 20.9066 | 0.80158 | 26.0819 | 0 | 0 | 0 | Fail RIM | [11 empty] | Commercial | Heat Pump Pool Heater | Retail | Turnover | T_RT_Heat Pump Pool Heater | 3.8369 | 0.33386 | 11.4926 | 0 | 0 | 0 | Fail 2-year Threshold
[11 empty] | Commercial | LED Linear - Fixture Replacement | Healthcare | Turnover | T_HC_LED Linear - Fixture Replacement | 18.8882 | 0.79851 | 23.6543 | 0 | 0 | 0 | Fail RIM | [11 empty] | Commercial | Heat Pump Pool Heater | Schools K-12 | Turnover | T_SC_Heat Pump Pool Heater | 3.8369 | 0.33386 | 11.4926 | 0 | 0 | 0 | Fail 2-year Threshold
[11 empty] | Commercial | LED Linear - Fixture Replacement | Hospitals | Turnover | T_HS_LED Linear - Fixture Replacement | 16.3475 | 0.51086 | 32.0002 | 0 | 0 | 0 | Fail RIM | [11 empty] | Commercial | Heat Pump Pool Heater | Warehouse | Turnover | T_WR_Heat Pump Pool Heater | 3.8369 | 0.33386 | 11.4926 | 0 | 0 | 0 | Fail 2-year Threshold
[11 empty] | Commercial | LED Linear - Fixture Replacement | Institutional | Turnover | T_IN_LED Linear - Fixture Replacement | 12.393 | 0.79851 | 15.5202 | 0 | 0 | 0 | Fail RIM | [11 empty] | Commercial | Heat Pump Pool Heater | Assembly | New | N_AS_Heat Pump Pool Heater | 3.8369 | 0.33386 | 11.4926 | 0 | 0 | 0 | Fail 2-year Threshold
[11 empty] | Commercial | LED Linear - Fixture Replacement | Lodging/Hospitality | Turnover | T_LG_LED Linear - Fixture Replacement | 14.1564 | 0.80158 | 17.6608 | 0 | 0 | 0 | Fail RIM | [11 empty] | Commercial | Heat Pump Pool Heater | College and University | New | N_CU_Heat Pump Pool Heater | 3.8369 | 0.33386 | 11.4926 | 0 | 0 | 0 | Fail 2-year Threshold
[11 empty] | Commercial | LED Linear - Fixture Replacement | Miscellaneous | Turnover | T_MS_LED Linear - Fixture Replacement | 16.5591 | 0.79851 | 20.7375 | 0 | 0 | 0 | Fail RIM | [11 empty] | Commercial | Heat Pump Pool Heater | Grocery | New | N_GR_Heat Pump Pool Heater | 3.8369 | 0.33386 | 11.4926 | 0 | 0 | 0 | Fail 2-year Threshold
[11 empty] | Commercial | LED Linear - Fixture Replacement | Offices | Turnover | T_OF_LED Linear - Fixture Replacement | 12.2202 | 0.79851 | 15.3038 | 0 | 0 | 0 | Fail RIM | [11 empty] | Commercial | Heat Pump Pool Heater | Healthcare | New | N_HC_Heat Pump Pool Heater | 3.8369 | 0.33386 | 11.4926 | 0 | 0 | 0 | Fail 2-year Threshold
[11 empty] | Commercial | LED Linear - Fixture Replacement | Restaurants | Turnover | T_RS_LED Linear - Fixture Replacement | 12.6593 | 0.80158 | 15.7931 | 0 | 0 | 0 | Fail RIM | [11 empty] | Commercial | Heat Pump Pool Heater | Hospitals | New | N_HS_Heat Pump Pool Heater | 3.8369 | 0.33386 | 11.4926 | 0 | 0 | 0 | Fail 2-year Threshold
[11 empty] | Commercial | LED Linear - Fixture Replacement | Retail | Turnover | T_RT_LED Linear - Fixture Replacement | 18.7948 | 0.80158 | 23.4473 | 0 | 0 | 0 | Fail RIM | [11 empty] | Commercial | Heat Pump Pool Heater | Institutional | New | N_IN_Heat Pump Pool Heater | 3.8369 | 0.33386 | 11.4926 | 0 | 0 | 0 | Fail 2-year Threshold
[11 empty] | Commercial | LED Linear - Fixture Replacement | Schools K-12 | Turnover | T_SC_LED Linear - Fixture Replacement | 8.937 | 0.79851 | 11.1921 | 0 | 0 | 0 | Fail RIM | [11 empty] | Commercial | Heat Pump Pool Heater | Lodging/Hospitality | New | N_LG_Heat Pump Pool Heater | 3.8369 | 0.33386 | 11.4926 | 0 | 0 | 0 | Fail 2-year Threshold
[11 empty] | Commercial | LED Linear - Fixture Replacement | Warehouse | Turnover | T_WR_LED Linear - Fixture Replacement | 14.3653 | 0.79851 | 17.9901 | 0 | 0 | 0 | Fail RIM | [11 empty] | Commercial | Heat Pump Pool Heater | Miscellaneous | New | N_MS_Heat Pump Pool Heater | 3.8369 | 0.33386 | 11.4926 | 0 | 0 | 0 | Fail 2-year Threshold
[11 empty] | Commercial | LED Linear - Fixture Replacement | Assembly | New | N_AS_LED Linear - Fixture Replacement | 10.804 | 0.79851 | 13.5302 | 0 | 0 | 0 | Fail RIM | [11 empty] | Commercial | Heat Pump Pool Heater | Offices | New | N_OF_Heat Pump Pool Heater | 3.8369 | 0.33386 | 11.4926 | 0 | 0 | 0 | Fail 2-year Threshold
[11 empty] | Commercial | LED Linear - Fixture Replacement | College and University | New | N_CU_LED Linear - Fixture Replacement | 10.5939 | 0.51086 | 20.7375 | 0 | 0 | 0 | Fail RIM | [11 empty] | Commercial | Heat Pump Pool Heater | Restaurants | New | N_RS_Heat Pump Pool Heater | 3.8369 | 0.33386 | 11.4926 | 0 | 0 | 0 | Fail 2-year Threshold
[11 empty] | Commercial | LED Linear - Fixture Replacement | Grocery | New | N_GR_LED Linear - Fixture Replacement | 20.9066 | 0.80158 | 26.0819 | 0 | 0 | 0 | Fail RIM | [11 empty] | Commercial | Heat Pump Pool Heater | Retail | New | N_RT_Heat Pump Pool Heater | 3.8369 | 0.33386 | 11.4926 | 0 | 0 | 0 | Fail 2-year Threshold
[11 empty] | Commercial | LED Linear - Fixture Replacement | Healthcare | New | N_HC_LED Linear - Fixture Replacement | 18.8882 | 0.79851 | 23.6543 | 0 | 0 | 0 | Fail RIM | [11 empty] | Commercial | Heat Pump Pool Heater | Schools K-12 | New | N_SC_Heat Pump Pool Heater | 3.8369 | 0.33386 | 11.4926 | 0 | 0 | 0 | Fail 2-year Threshold
[11 empty] | Commercial | LED Linear - Fixture Replacement | Hospitals | New | N_HS_LED Linear - Fixture Replacement | 16.3475 | 0.51086 | 32.0002 | 0 | 0 | 0 | Fail RIM | [11 empty] | Commercial | Heat Pump Pool Heater | Warehouse | New | N_WR_Heat Pump Pool Heater | 3.8369 | 0.33386 | 11.4926 | 0 | 0 | 0 | Fail 2-year Threshold
[11 empty] | Commercial | LED Linear - Fixture Replacement | Institutional | New | N_IN_LED Linear - Fixture Replacement | 12.393 | 0.79851 | 15.5202 | 0 | 0 | 0 | Fail RIM | [11 empty] | Commercial | Solar Powered Pool Pump | Assembly | Turnover | T_AS_Solar Powered Pool Pump | 0.99594 | 0.70191 | 1.4189 | 0 | 0 | 0 | Fail TRC
[11 empty] | Commercial | LED Linear - Fixture Replacement | Lodging/Hospitality | New | N_LG_LED Linear - Fixture Replacement | 14.1564 | 0.80158 | 17.6608 | 0 | 0 | 0 | Fail RIM | [11 empty] | Commercial | Solar Powered Pool Pump | College and University | Turnover | T_CU_Solar Powered Pool Pump | 0.99594 | 0.70191 | 1.4189 | 0 | 0 | 0 | Fail TRC
[11 empty] | Commercial | LED Linear - Fixture Replacement | Miscellaneous | New | N_MS_LED Linear - Fixture Replacement | 16.5591 | 0.79851 | 20.7375 | 0 | 0 | 0 | Fail RIM | [11 empty] | Commercial | Solar Powered Pool Pump | Grocery | Turnover | T_GR_Solar Powered Pool Pump | 0.99594 | 0.70191 | 1.4189 | 0 | 0 | 0 | Fail TRC
[11 empty] | Commercial | LED Linear - Fixture Replacement | Offices | New | N_OF_LED Linear - Fixture Replacement | 12.2202 | 0.79851 | 15.3038 | 0 | 0 | 0 | Fail RIM | [11 empty] | Commercial | Solar Powered Pool Pump | Healthcare | Turnover | T_HC_Solar Powered Pool Pump | 0.99594 | 0.70191 | 1.4189 | 0 | 0 | 0 | Fail TRC
[11 empty] | Commercial | LED Linear - Fixture Replacement | Restaurants | New | N_RS_LED Linear - Fixture Replacement | 12.6593 | 0.80158 | 15.7931 | 0 | 0 | 0 | Fail RIM | [11 empty] | Commercial | Solar Powered Pool Pump | Hospitals | Turnover | T_HS_Solar Powered Pool Pump | 0.99594 | 0.70191 | 1.4189 | 0 | 0 | 0 | Fail TRC
[11 empty] | Commercial | LED Linear - Fixture Replacement | Retail | New | N_RT_LED Linear - Fixture Replacement | 18.7948 | 0.80158 | 23.4473 | 0 | 0 | 0 | Fail RIM | [11 empty] | Commercial | Solar Powered Pool Pump | Institutional | Turnover | T_IN_Solar Powered Pool Pump | 0.99594 | 0.70191 | 1.4189 | 0 | 0 | 0 | Fail TRC
[11 empty] | Commercial | LED Linear - Fixture Replacement | Schools K-12 | New | N_SC_LED Linear - Fixture Replacement | 8.937 | 0.79851 | 11.1921 | 0 | 0 | 0 | Fail RIM | [11 empty] | Commercial | Solar Powered Pool Pump | Lodging/Hospitality | Turnover | T_LG_Solar Powered Pool Pump | 0.99594 | 0.70191 | 1.4189 | 0 | 0 | 0 | Fail TRC
[11 empty] | Commercial | LED Linear - Fixture Replacement | Warehouse | New | N_WR_LED Linear - Fixture Replacement | 14.3653 | 0.79851 | 17.9901 | 0 | 0 | 0 | Fail RIM | [11 empty] | Commercial | Solar Powered Pool Pump | Miscellaneous | Turnover | T_MS_Solar Powered Pool Pump | 0.99594 | 0.70191 | 1.4189 | 0 | 0 | 0 | Fail TRC
[11 empty] | Commercial | LED Linear - Lamp Replacement | Assembly | Turnover | T_AS_LED Linear - Lamp Replacement | 8.4511 | 0.79674 | 10.607 | 0 | 0 | 0 | Fail RIM | [11 empty] | Commercial | Solar Powered Pool Pump | Offices | Turnover | T_OF_Solar Powered Pool Pump | 0.99594 | 0.70191 | 1.4189 | 0 | 0 | 0 | Fail TRC
[11 empty] | Commercial | LED Linear - Lamp Replacement | College and University | Turnover | T_CU_LED Linear - Lamp Replacement | 8.2637 | 0.50831 | 16.2573 | 0 | 0 | 0 | Fail RIM | [11 empty] | Commercial | Solar Powered Pool Pump | Restaurants | Turnover | T_RS_Solar Powered Pool Pump | 0.99594 | 0.70191 | 1.4189 | 0 | 0 | 0 | Fail TRC
[11 empty] | Commercial | LED Linear - Lamp Replacement | Grocery | Turnover | T_GR_LED Linear - Lamp Replacement | 16.2767 | 0.79604 | 20.447 | 0 | 0 | 0 | Fail RIM | [11 empty] | Commercial | Solar Powered Pool Pump | Retail | Turnover | T_RT_Solar Powered Pool Pump | 0.99594 | 0.70191 | 1.4189 | 0 | 0 | 0 | Fail TRC
[11 empty] | Commercial | LED Linear - Lamp Replacement | Healthcare | Turnover | T_HC_LED Linear - Lamp Replacement | 14.7747 | 0.79674 | 18.5439 | 0 | 0 | 0 | Fail RIM | [11 empty] | Commercial | Solar Powered Pool Pump | Schools K-12 | Turnover | T_SC_Solar Powered Pool Pump | 0.99594 | 0.70191 | 1.4189 | 0 | 0 | 0 | Fail TRC
[11 empty] | Commercial | LED Linear - Lamp Replacement | Hospitals | Turnover | T_HS_LED Linear - Lamp Replacement | 12.7517 | 0.50831 | 25.0866 | 0 | 0 | 0 | Fail RIM | [11 empty] | Commercial | Solar Powered Pool Pump | Assembly | New | N_AS_Solar Powered Pool Pump | 0.99594 | 0.70191 | 1.4189 | 0 | 0 | 0 | Fail TRC
[11 empty] | Commercial | LED Linear - Lamp Replacement | Institutional | Turnover | T_IN_LED Linear - Lamp Replacement | 9.694 | 0.79674 | 12.1671 | 0 | 0 | 0 | Fail RIM | [11 empty] | Commercial | Solar Powered Pool Pump | College and University | New | N_CU_Solar Powered Pool Pump | 0.99594 | 0.70191 | 1.4189 | 0 | 0 | 0 | Fail TRC
[11 empty] | Commercial | LED Linear - Lamp Replacement | Lodging/Hospitality | Turnover | T_LG_LED Linear - Lamp Replacement | 11.0214 | 0.79604 | 13.8452 | 0 | 0 | 0 | Fail RIM | [11 empty] | Commercial | Solar Powered Pool Pump | Grocery | New | N_GR_Solar Powered Pool Pump | 0.99594 | 0.70191 | 1.4189 | 0 | 0 | 0 | Fail TRC
[11 empty] | Commercial | LED Linear - Lamp Replacement | Miscellaneous | Turnover | T_MS_LED Linear - Lamp Replacement | 12.9528 | 0.79674 | 16.2573 | 0 | 0 | 0 | Fail RIM | [11 empty] | Commercial | Solar Powered Pool Pump | Healthcare | New | N_HC_Solar Powered Pool Pump | 0.99594 | 0.70191 | 1.4189 | 0 | 0 | 0 | Fail TRC
[11 empty] | Commercial | LED Linear - Lamp Replacement | Offices | Turnover | T_OF_LED Linear - Lamp Replacement | 9.5589 | 0.79674 | 11.9975 | 0 | 0 | 0 | Fail RIM | [11 empty] | Commercial | Solar Powered Pool Pump | Hospitals | New | N_HS_Solar Powered Pool Pump | 0.99594 | 0.70191 | 1.4189 | 0 | 0 | 0 | Fail TRC
[11 empty] | Commercial | LED Linear - Lamp Replacement | Restaurants | Turnover | T_RS_LED Linear - Lamp Replacement | 9.8558 | 0.79604 | 12.381 | 0 | 0 | 0 | Fail RIM | [11 empty] | Commercial | Solar Powered Pool Pump | Institutional | New | N_IN_Solar Powered Pool Pump | 0.99594 | 0.70191 | 1.4189 | 0 | 0 | 0 | Fail TRC
[11 empty] | Commercial | LED Linear - Lamp Replacement | Retail | Turnover | T_RT_LED Linear - Lamp Replacement | 14.6326 | 0.79604 | 18.3816 | 0 | 0 | 0 | Fail RIM | [11 empty] | Commercial | Solar Powered Pool Pump | Lodging/Hospitality | New | N_LG_Solar Powered Pool Pump | 0.99594 | 0.70191 | 1.4189 | 0 | 0 | 0 | Fail TRC
[11 empty] | Commercial | LED Linear - Lamp Replacement | Schools K-12 | Turnover | T_SC_LED Linear - Lamp Replacement | 6.9906 | 0.79674 | 8.774 | 0 | 0 | 0 | Fail RIM | [11 empty] | Commercial | Solar Powered Pool Pump | Miscellaneous | New | N_MS_Solar Powered Pool Pump | 0.99594 | 0.70191 | 1.4189 | 0 | 0 | 0 | Fail TRC
[11 empty] | Commercial | LED Linear - Lamp Replacement | Warehouse | Turnover | T_WR_LED Linear - Lamp Replacement | 11.2367 | 0.79674 | 14.1034 | 0 | 0 | 0 | Fail RIM | [11 empty] | Commercial | Solar Powered Pool Pump | Offices | New | N_OF_Solar Powered Pool Pump | 0.99594 | 0.70191 | 1.4189 | 0 | 0 | 0 | Fail TRC
[11 empty] | Commercial | LED Linear - Lamp Replacement | Assembly | New | N_AS_LED Linear - Lamp Replacement | 8.4511 | 0.79674 | 10.607 | 0 | 0 | 0 | Fail RIM | [11 empty] | Commercial | Solar Powered Pool Pump | Restaurants | New | N_RS_Solar Powered Pool Pump | 0.99594 | 0.70191 | 1.4189 | 0 | 0 | 0 | Fail TRC
[11 empty] | Commercial | LED Linear - Lamp Replacement | College and University | New | N_CU_LED Linear - Lamp Replacement | 8.2637 | 0.50831 | 16.2573 | 0 | 0 | 0 | Fail RIM | [11 empty] | Commercial | Solar Powered Pool Pump | Retail | New | N_RT_Solar Powered Pool Pump | 0.99594 | 0.70191 | 1.4189 | 0 | 0 | 0 | Fail TRC
[11 empty] | Commercial | LED Linear - Lamp Replacement | Grocery | New | N_GR_LED Linear - Lamp Replacement | 16.2767 | 0.79604 | 20.447 | 0 | 0 | 0 | Fail RIM | [11 empty] | Commercial | Solar Powered Pool Pump | Schools K-12 | New | N_SC_Solar Powered Pool Pump | 0.99594 | 0.70191 | 1.4189 | 0 | 0 | 0 | Fail TRC
[11 empty] | Commercial | LED Linear - Lamp Replacement | Healthcare | New | N_HC_LED Linear - Lamp Replacement | 14.7747 | 0.79674 | 18.5439 | 0 | 0 | 0 | Fail RIM | [11 empty] | Commercial | Two Speed Pool Pump | Assembly | Turnover | T_AS_Two Speed Pool Pump | 4.7802 | 0.70191 | 6.8103 | 0 | 0 | 0 | Fail 2-year Threshold
[11 empty] | Commercial | LED Linear - Lamp Replacement | Hospitals | New | N_HS_LED Linear - Lamp Replacement | 12.7517 | 0.50831 | 25.0866 | 0 | 0 | 0 | Fail RIM | [11 empty] | Commercial | Two Speed Pool Pump | College and University | Turnover | T_CU_Two Speed Pool Pump | 4.7802 | 0.70191 | 6.8103 | 0 | 0 | 0 | Fail 2-year Threshold
[11 empty] | Commercial | LED Linear - Lamp Replacement | Institutional | New | N_IN_LED Linear - Lamp Replacement | 9.694 | 0.79674 | 12.1671 | 0 | 0 | 0 | Fail RIM | [11 empty] | Commercial | Two Speed Pool Pump | Grocery | Turnover | T_GR_Two Speed Pool Pump | 4.7802 | 0.70191 | 6.8103 | 0 | 0 | 0 | Fail 2-year Threshold
[11 empty] | Commercial | LED Linear - Lamp Replacement | Lodging/Hospitality | New | N_LG_LED Linear - Lamp Replacement | 11.0214 | 0.79604 | 13.8452 | 0 | 0 | 0 | Fail RIM | [11 empty] | Commercial | Two Speed Pool Pump | Healthcare | Turnover | T_HC_Two Speed Pool Pump | 4.7802 | 0.70191 | 6.8103 | 0 | 0 | 0 | Fail 2-year Threshold
[11 empty] | Commercial | LED Linear - Lamp Replacement | Miscellaneous | New | N_MS_LED Linear - Lamp Replacement | 12.9528 | 0.79674 | 16.2573 | 0 | 0 | 0 | Fail RIM | [11 empty] | Commercial | Two Speed Pool Pump | Hospitals | Turnover | T_HS_Two Speed Pool Pump | 4.7802 | 0.70191 | 6.8103 | 0 | 0 | 0 | Fail 2-year Threshold
[11 empty] | Commercial | LED Linear - Lamp Replacement | Offices | New | N_OF_LED Linear - Lamp Replacement | 9.5589 | 0.79674 | 11.9975 | 0 | 0 | 0 | Fail RIM | [11 empty] | Commercial | Two Speed Pool Pump | Institutional | Turnover | T_IN_Two Speed Pool Pump | 4.7802 | 0.70191 | 6.8103 | 0 | 0 | 0 | Fail 2-year Threshold
[11 empty] | Commercial | LED Linear - Lamp Replacement | Restaurants | New | N_RS_LED Linear - Lamp Replacement | 9.8558 | 0.79604 | 12.381 | 0 | 0 | 0 | Fail RIM | [11 empty] | Commercial | Two Speed Pool Pump | Lodging/Hospitality | Turnover | T_LG_Two Speed Pool Pump | 4.7802 | 0.70191 | 6.8103 | 0 | 0 | 0 | Fail 2-year Threshold
[11 empty] | Commercial | LED Linear - Lamp Replacement | Retail | New | N_RT_LED Linear - Lamp Replacement | 14.6326 | 0.79604 | 18.3816 | 0 | 0 | 0 | Fail RIM | [11 empty] | Commercial | Two Speed Pool Pump | Miscellaneous | Turnover | T_MS_Two Speed Pool Pump | 4.7802 | 0.70191 | 6.8103 | 0 | 0 | 0 | Fail 2-year Threshold
[11 empty] | Commercial | LED Linear - Lamp Replacement | Schools K-12 | New | N_SC_LED Linear - Lamp Replacement | 6.9906 | 0.79674 | 8.774 | 0 | 0 | 0 | Fail RIM | [11 empty] | Commercial | Two Speed Pool Pump | Offices | Turnover | T_OF_Two Speed Pool Pump | 4.7802 | 0.70191 | 6.8103 | 0 | 0 | 0 | Fail 2-year Threshold
[11 empty] | Commercial | LED Linear - Lamp Replacement | Warehouse | New | N_WR_LED Linear - Lamp Replacement | 11.2367 | 0.79674 | 14.1034 | 0 | 0 | 0 | Fail RIM | [11 empty] | Commercial | Two Speed Pool Pump | Restaurants | Turnover | T_RS_Two Speed Pool Pump | 4.7802 | 0.70191 | 6.8103 | 0 | 0 | 0 | Fail 2-year Threshold
[11 empty] | Commercial | Premium T8 - Fixture Replacement | Assembly | Turnover | T_AS_Premium T8 - Fixture Replacement | 0.63452 | 0.64513 | 0.98356 | 0 | 0 | 0 | Fail RIM | [11 empty] | Commercial | Two Speed Pool Pump | Retail | Turnover | T_RT_Two Speed Pool Pump | 4.7802 | 0.70191 | 6.8103 | 0 | 0 | 0 | Fail 2-year Threshold
[11 empty] | Commercial | Premium T8 - Fixture Replacement | College and University | Turnover | T_CU_Premium T8 - Fixture Replacement | 0.65212 | 0.43258 | 1.5075 | 0 | 0 | 0 | Fail RIM | [11 empty] | Commercial | Two Speed Pool Pump | Schools K-12 | Turnover | T_SC_Two Speed Pool Pump | 4.7802 | 0.70191 | 6.8103 | 0 | 0 | 0 | Fail 2-year Threshold
[11 empty] | Commercial | Premium T8 - Fixture Replacement | Grocery | Turnover | T_GR_Premium T8 - Fixture Replacement | 1.2275 | 0.6474 | 1.896 | 0 | 0 | 0 | Fail RIM | [11 empty] | Commercial | Two Speed Pool Pump | Warehouse | Turnover | T_WR_Two Speed Pool Pump | 4.7802 | 0.70191 | 6.8103 | 0 | 0 | 0 | Fail 2-year Threshold
[11 empty] | Commercial | Premium T8 - Fixture Replacement | Healthcare | Turnover | T_HC_Premium T8 - Fixture Replacement | 1.1093 | 0.64513 | 1.7195 | 0 | 0 | 0 | Fail RIM | [11 empty] | Commercial | Two Speed Pool Pump | Assembly | New | N_AS_Two Speed Pool Pump | 4.7802 | 0.70191 | 6.8103 | 0 | 0 | 0 | Fail 2-year Threshold
[11 empty] | Commercial | Premium T8 - Fixture Replacement | Hospitals | Turnover | T_HS_Premium T8 - Fixture Replacement | 1.0063 | 0.43258 | 2.3262 | 0 | 0 | 0 | Fail RIM | [11 empty] | Commercial | Two Speed Pool Pump | College and University | New | N_CU_Two Speed Pool Pump | 4.7802 | 0.70191 | 6.8103 | 0 | 0 | 0 | Fail 2-year Threshold
[11 empty] | Commercial | Premium T8 - Fixture Replacement | Institutional | Turnover | T_IN_Premium T8 - Fixture Replacement | 0.72785 | 0.64513 | 1.1282 | 0 | 0 | 0 | Fail RIM | [11 empty] | Commercial | Two Speed Pool Pump | Grocery | New | N_GR_Two Speed Pool Pump | 4.7802 | 0.70191 | 6.8103 | 0 | 0 | 0 | Fail 2-year Threshold
[11 empty] | Commercial | Premium T8 - Fixture Replacement | Lodging/Hospitality | Turnover | T_LG_Premium T8 - Fixture Replacement | 0.83114 | 0.6474 | 1.2838 | 0 | 0 | 0 | Fail RIM | [11 empty] | Commercial | Two Speed Pool Pump | Healthcare | New | N_HC_Two Speed Pool Pump | 4.7802 | 0.70191 | 6.8103 | 0 | 0 | 0 | Fail 2-year Threshold
[11 empty] | Commercial | Premium T8 - Fixture Replacement | Miscellaneous | Turnover | T_MS_Premium T8 - Fixture Replacement | 0.97253 | 0.64513 | 1.5075 | 0 | 0 | 0 | Fail RIM | [11 empty] | Commercial | Two Speed Pool Pump | Hospitals | New | N_HS_Two Speed Pool Pump | 4.7802 | 0.70191 | 6.8103 | 0 | 0 | 0 | Fail 2-year Threshold
[11 empty] | Commercial | Premium T8 - Fixture Replacement | Offices | Turnover | T_OF_Premium T8 - Fixture Replacement | 0.7177 | 0.64513 | 1.1125 | 0 | 0 | 0 | Fail RIM | [11 empty] | Commercial | Two Speed Pool Pump | Institutional | New | N_IN_Two Speed Pool Pump | 4.7802 | 0.70191 | 6.8103 | 0 | 0 | 0 | Fail 2-year Threshold
[11 empty] | Commercial | Premium T8 - Fixture Replacement | Restaurants | Turnover | T_RS_Premium T8 - Fixture Replacement | 0.74325 | 0.6474 | 1.1481 | 0 | 0 | 0 | Fail RIM | [11 empty] | Commercial | Two Speed Pool Pump | Lodging/Hospitality | New | N_LG_Two Speed Pool Pump | 4.7802 | 0.70191 | 6.8103 | 0 | 0 | 0 | Fail 2-year Threshold
[11 empty] | Commercial | Premium T8 - Fixture Replacement | Retail | Turnover | T_RT_Premium T8 - Fixture Replacement | 1.1035 | 0.6474 | 1.7045 | 0 | 0 | 0 | Fail RIM | [11 empty] | Commercial | Two Speed Pool Pump | Miscellaneous | New | N_MS_Two Speed Pool Pump | 4.7802 | 0.70191 | 6.8103 | 0 | 0 | 0 | Fail 2-year Threshold
[11 empty] | Commercial | Premium T8 - Fixture Replacement | Schools K-12 | Turnover | T_SC_Premium T8 - Fixture Replacement | 0.52487 | 0.64513 | 0.81359 | 0 | 0 | 0 | Fail RIM | [11 empty] | Commercial | Two Speed Pool Pump | Offices | New | N_OF_Two Speed Pool Pump | 4.7802 | 0.70191 | 6.8103 | 0 | 0 | 0 | Fail 2-year Threshold
[11 empty] | Commercial | Premium T8 - Fixture Replacement | Warehouse | Turnover | T_WR_Premium T8 - Fixture Replacement | 0.84368 | 0.64513 | 1.3078 | 0 | 0 | 0 | Fail RIM | [11 empty] | Commercial | Two Speed Pool Pump | Restaurants | New | N_RS_Two Speed Pool Pump | 4.7802 | 0.70191 | 6.8103 | 0 | 0 | 0 | Fail 2-year Threshold
[11 empty] | Commercial | Premium T8 - Fixture Replacement | Assembly | New | N_AS_Premium T8 - Fixture Replacement | 0.63452 | 0.64513 | 0.98356 | 0 | 0 | 0 | Fail RIM | [11 empty] | Commercial | Two Speed Pool Pump | Retail | New | N_RT_Two Speed Pool Pump | 4.7802 | 0.70191 | 6.8103 | 0 | 0 | 0 | Fail 2-year Threshold
[11 empty] | Commercial | Premium T8 - Fixture Replacement | College and University | New | N_CU_Premium T8 - Fixture Replacement | 0.65212 | 0.43258 | 1.5075 | 0 | 0 | 0 | Fail RIM | [11 empty] | Commercial | Two Speed Pool Pump | Schools K-12 | New | N_SC_Two Speed Pool Pump | 4.7802 | 0.70191 | 6.8103 | 0 | 0 | 0 | Fail 2-year Threshold
[11 empty] | Commercial | Premium T8 - Fixture Replacement | Grocery | New | N_GR_Premium T8 - Fixture Replacement | 1.2275 | 0.6474 | 1.896 | 0 | 0 | 0 | Fail RIM | [11 empty] | Commercial | Two Speed Pool Pump | Warehouse | New | N_WR_Two Speed Pool Pump | 4.7802 | 0.70191 | 6.8103 | 0 | 0 | 0 | Fail 2-year Threshold
[11 empty] | Commercial | Premium T8 - Fixture Replacement | Healthcare | New | N_HC_Premium T8 - Fixture Replacement | 1.1093 | 0.64513 | 1.7195 | 0 | 0 | 0 | Fail RIM | [11 empty] | Commercial | ENERGY STAR Imaging Equipment | Assembly | Turnover | T_AS_ENERGY STAR Imaging Equipment | 0.16153 | 0.4547 | 0.35524 | 0 | 0 | 0 | Fail TRC
[11 empty] | Commercial | Premium T8 - Fixture Replacement | Hospitals | New | N_HS_Premium T8 - Fixture Replacement | 1.0063 | 0.43258 | 2.3262 | 0 | 0 | 0 | Fail RIM | [11 empty] | Commercial | ENERGY STAR Imaging Equipment | College and University | Turnover | T_CU_ENERGY STAR Imaging Equipment | 0.16153 | 0.4547 | 0.35524 | 0 | 0 | 0 | Fail TRC
[11 empty] | Commercial | Premium T8 - Fixture Replacement | Institutional | New | N_IN_Premium T8 - Fixture Replacement | 0.72785 | 0.64513 | 1.1282 | 0 | 0 | 0 | Fail RIM | [11 empty] | Commercial | ENERGY STAR Imaging Equipment | Grocery | Turnover | T_GR_ENERGY STAR Imaging Equipment | 0.16153 | 0.4547 | 0.35524 | 0 | 0 | 0 | Fail TRC
[11 empty] | Commercial | Premium T8 - Fixture Replacement | Lodging/Hospitality | New | N_LG_Premium T8 - Fixture Replacement | 0.83114 | 0.6474 | 1.2838 | 0 | 0 | 0 | Fail RIM | [11 empty] | Commercial | ENERGY STAR Imaging Equipment | Healthcare | Turnover | T_HC_ENERGY STAR Imaging Equipment | 0.16153 | 0.4547 | 0.35524 | 0 | 0 | 0 | Fail TRC
[11 empty] | Commercial | Premium T8 - Fixture Replacement | Miscellaneous | New | N_MS_Premium T8 - Fixture Replacement | 0.97253 | 0.64513 | 1.5075 | 0 | 0 | 0 | Fail RIM | [11 empty] | Commercial | ENERGY STAR Imaging Equipment | Hospitals | Turnover | T_HS_ENERGY STAR Imaging Equipment | 0.16153 | 0.4547 | 0.35524 | 0 | 0 | 0 | Fail TRC
[11 empty] | Commercial | Premium T8 - Fixture Replacement | Offices | New | N_OF_Premium T8 - Fixture Replacement | 0.7177 | 0.64513 | 1.1125 | 0 | 0 | 0 | Fail RIM | [11 empty] | Commercial | ENERGY STAR Imaging Equipment | Institutional | Turnover | T_IN_ENERGY STAR Imaging Equipment | 0.16153 | 0.4547 | 0.35524 | 0 | 0 | 0 | Fail TRC
[11 empty] | Commercial | Premium T8 - Fixture Replacement | Restaurants | New | N_RS_Premium T8 - Fixture Replacement | 0.74325 | 0.6474 | 1.1481 | 0 | 0 | 0 | Fail RIM | [11 empty] | Commercial | ENERGY STAR Imaging Equipment | Lodging/Hospitality | Turnover | T_LG_ENERGY STAR Imaging Equipment | 0.16153 | 0.4547 | 0.35524 | 0 | 0 | 0 | Fail TRC
[11 empty] | Commercial | Premium T8 - Fixture Replacement | Retail | New | N_RT_Premium T8 - Fixture Replacement | 1.1035 | 0.6474 | 1.7045 | 0 | 0 | 0 | Fail RIM | [11 empty] | Commercial | ENERGY STAR Imaging Equipment | Miscellaneous | Turnover | T_MS_ENERGY STAR Imaging Equipment | 0.16153 | 0.4547 | 0.35524 | 0 | 0 | 0 | Fail TRC
[11 empty] | Commercial | Premium T8 - Fixture Replacement | Schools K-12 | New | N_SC_Premium T8 - Fixture Replacement | 0.52487 | 0.64513 | 0.81359 | 0 | 0 | 0 | Fail RIM | [11 empty] | Commercial | ENERGY STAR Imaging Equipment | Offices | Turnover | T_OF_ENERGY STAR Imaging Equipment | 0.16153 | 0.4547 | 0.35524 | 0 | 0 | 0 | Fail TRC
[11 empty] | Commercial | Premium T8 - Fixture Replacement | Warehouse | New | N_WR_Premium T8 - Fixture Replacement | 0.84368 | 0.64513 | 1.3078 | 0 | 0 | 0 | Fail RIM | [11 empty] | Commercial | ENERGY STAR Imaging Equipment | Restaurants | Turnover | T_RS_ENERGY STAR Imaging Equipment | 0.16153 | 0.4547 | 0.35524 | 0 | 0 | 0 | Fail TRC
[11 empty] | Commercial | Premium T8 - Lamp Replacement | Assembly | Turnover | T_AS_Premium T8 - Lamp Replacement | 9.5945 | 0.64382 | 14.9024 | 0 | 0 | 0 | Fail RIM | [11 empty] | Commercial | ENERGY STAR Imaging Equipment | Retail | Turnover | T_RT_ENERGY STAR Imaging Equipment | 0.16153 | 0.4547 | 0.35524 | 0 | 0 | 0 | Fail TRC
[11 empty] | Commercial | Premium T8 - Lamp Replacement | College and University | Turnover | T_CU_Premium T8 - Lamp Replacement | 9.8375 | 0.4307 | 22.8407 | 0 | 0 | 0 | Fail RIM | [11 empty] | Commercial | ENERGY STAR Imaging Equipment | Schools K-12 | Turnover | T_SC_ENERGY STAR Imaging Equipment | 0.16153 | 0.4547 | 0.35524 | 0 | 0 | 0 | Fail TRC
[11 empty] | Commercial | Premium T8 - Lamp Replacement | Grocery | Turnover | T_GR_Premium T8 - Lamp Replacement | 18.4804 | 0.64331 | 28.7271 | 0 | 0 | 0 | Fail RIM | [11 empty] | Commercial | ENERGY STAR Imaging Equipment | Warehouse | Turnover | T_WR_ENERGY STAR Imaging Equipment | 0.16153 | 0.4547 | 0.35524 | 0 | 0 | 0 | Fail TRC
[11 empty] | Commercial | Premium T8 - Lamp Replacement | Healthcare | Turnover | T_HC_Premium T8 - Lamp Replacement | 16.7737 | 0.64382 | 26.0534 | 0 | 0 | 0 | Fail RIM | [11 empty] | Commercial | ENERGY STAR Imaging Equipment | Assembly | New | N_AS_ENERGY STAR Imaging Equipment | 0.16153 | 0.4547 | 0.35524 | 0 | 0 | 0 | Fail TRC
[11 empty] | Commercial | Premium T8 - Lamp Replacement | Hospitals | Turnover | T_HS_Premium T8 - Lamp Replacement | 15.1803 | 0.4307 | 35.2456 | 0 | 0 | 0 | Fail RIM | [11 empty] | Commercial | ENERGY STAR Imaging Equipment | College and University | New | N_CU_ENERGY STAR Imaging Equipment | 0.16153 | 0.4547 | 0.35524 | 0 | 0 | 0 | Fail TRC
[11 empty] | Commercial | Premium T8 - Lamp Replacement | Institutional | Turnover | T_IN_Premium T8 - Lamp Replacement | 11.0057 | 0.64382 | 17.0943 | 0 | 0 | 0 | Fail RIM | [11 empty] | Commercial | ENERGY STAR Imaging Equipment | Grocery | New | N_GR_ENERGY STAR Imaging Equipment | 0.16153 | 0.4547 | 0.35524 | 0 | 0 | 0 | Fail TRC
[11 empty] | Commercial | Premium T8 - Lamp Replacement | Lodging/Hospitality | Turnover | T_LG_Premium T8 - Lamp Replacement | 12.5136 | 0.64331 | 19.4519 | 0 | 0 | 0 | Fail RIM | [11 empty] | Commercial | ENERGY STAR Imaging Equipment | Healthcare | New | N_HC_ENERGY STAR Imaging Equipment | 0.16153 | 0.4547 | 0.35524 | 0 | 0 | 0 | Fail TRC
[11 empty] | Commercial | Premium T8 - Lamp Replacement | Miscellaneous | Turnover | T_MS_Premium T8 - Lamp Replacement | 14.7054 | 0.64382 | 22.8407 | 0 | 0 | 0 | Fail RIM | [11 empty] | Commercial | ENERGY STAR Imaging Equipment | Hospitals | New | N_HS_ENERGY STAR Imaging Equipment | 0.16153 | 0.4547 | 0.35524 | 0 | 0 | 0 | Fail TRC
[11 empty] | Commercial | Premium T8 - Lamp Replacement | Offices | Turnover | T_OF_Premium T8 - Lamp Replacement | 10.8522 | 0.64382 | 16.8559 | 0 | 0 | 0 | Fail RIM | [11 empty] | Commercial | ENERGY STAR Imaging Equipment | Institutional | New | N_IN_ENERGY STAR Imaging Equipment | 0.16153 | 0.4547 | 0.35524 | 0 | 0 | 0 | Fail TRC
[11 empty] | Commercial | Premium T8 - Lamp Replacement | Restaurants | Turnover | T_RS_Premium T8 - Lamp Replacement | 11.1902 | 0.64331 | 17.3948 | 0 | 0 | 0 | Fail RIM | [11 empty] | Commercial | ENERGY STAR Imaging Equipment | Lodging/Hospitality | New | N_LG_ENERGY STAR Imaging Equipment | 0.16153 | 0.4547 | 0.35524 | 0 | 0 | 0 | Fail TRC
[11 empty] | Commercial | Premium T8 - Lamp Replacement | Retail | Turnover | T_RT_Premium T8 - Lamp Replacement | 16.6137 | 0.64331 | 25.8254 | 0 | 0 | 0 | Fail RIM | [11 empty] | Commercial | ENERGY STAR Imaging Equipment | Miscellaneous | New | N_MS_ENERGY STAR Imaging Equipment | 0.16153 | 0.4547 | 0.35524 | 0 | 0 | 0 | Fail TRC
[11 empty] | Commercial | Premium T8 - Lamp Replacement | Schools K-12 | Turnover | T_SC_Premium T8 - Lamp Replacement | 7.9365 | 0.64382 | 12.3272 | 0 | 0 | 0 | Fail RIM | [11 empty] | Commercial | ENERGY STAR Imaging Equipment | Offices | New | N_OF_ENERGY STAR Imaging Equipment | 0.16153 | 0.4547 | 0.35524 | 0 | 0 | 0 | Fail TRC
[11 empty] | Commercial | Premium T8 - Lamp Replacement | Warehouse | Turnover | T_WR_Premium T8 - Lamp Replacement | 12.7571 | 0.64382 | 19.8146 | 0 | 0 | 0 | Fail RIM | [11 empty] | Commercial | ENERGY STAR Imaging Equipment | Restaurants | New | N_RS_ENERGY STAR Imaging Equipment | 0.16153 | 0.4547 | 0.35524 | 0 | 0 | 0 | Fail TRC
[11 empty] | Commercial | Premium T8 - Lamp Replacement | Assembly | New | N_AS_Premium T8 - Lamp Replacement | 9.5945 | 0.64382 | 14.9024 | 0 | 0 | 0 | Fail RIM | [11 empty] | Commercial | ENERGY STAR Imaging Equipment | Retail | New | N_RT_ENERGY STAR Imaging Equipment | 0.16153 | 0.4547 | 0.35524 | 0 | 0 | 0 | Fail TRC
[11 empty] | Commercial | Premium T8 - Lamp Replacement | College and University | New | N_CU_Premium T8 - Lamp Replacement | 9.8375 | 0.4307 | 22.8407 | 0 | 0 | 0 | Fail RIM | [11 empty] | Commercial | ENERGY STAR Imaging Equipment | Schools K-12 | New | N_SC_ENERGY STAR Imaging Equipment | 0.16153 | 0.4547 | 0.35524 | 0 | 0 | 0 | Fail TRC
[11 empty] | Commercial | Premium T8 - Lamp Replacement | Grocery | New | N_GR_Premium T8 - Lamp Replacement | 18.4804 | 0.64331 | 28.7271 | 0 | 0 | 0 | Fail RIM | [11 empty] | Commercial | ENERGY STAR Imaging Equipment | Warehouse | New | N_WR_ENERGY STAR Imaging Equipment | 0.16153 | 0.4547 | 0.35524 | 0 | 0 | 0 | Fail TRC
[11 empty] | Commercial | Premium T8 - Lamp Replacement | Healthcare | New | N_HC_Premium T8 - Lamp Replacement | 16.7737 | 0.64382 | 26.0534 | 0 | 0 | 0 | Fail RIM | [11 empty] | Commercial | Energy Star PCs | Assembly | Turnover | T_AS_Energy Star PCs | 0.96895 | 0.45356 | 2.1363 | 0 | 0 | 0 | Fail TRC
[11 empty] | Commercial | Premium T8 - Lamp Replacement | Hospitals | New | N_HS_Premium T8 - Lamp Replacement | 15.1803 | 0.4307 | 35.2456 | 0 | 0 | 0 | Fail RIM | [11 empty] | Commercial | Energy Star PCs | College and University | Turnover | T_CU_Energy Star PCs | 1.117 | 0.52287 | 2.1363 | 0 | 0 | 0 | Fail 2-year Threshold
[11 empty] | Commercial | Premium T8 - Lamp Replacement | Institutional | New | N_IN_Premium T8 - Lamp Replacement | 11.0057 | 0.64382 | 17.0943 | 0 | 0 | 0 | Fail RIM | [11 empty] | Commercial | Energy Star PCs | Grocery | Turnover | T_GR_Energy Star PCs | 0.96895 | 0.45356 | 2.1363 | 0 | 0 | 0 | Fail TRC
[11 empty] | Commercial | Premium T8 - Lamp Replacement | Lodging/Hospitality | New | N_LG_Premium T8 - Lamp Replacement | 12.5136 | 0.64331 | 19.4519 | 0 | 0 | 0 | Fail RIM | [11 empty] | Commercial | Energy Star PCs | Healthcare | Turnover | T_HC_Energy Star PCs | 0.96895 | 0.45356 | 2.1363 | 0 | 0 | 0 | Fail TRC
[11 empty] | Commercial | Premium T8 - Lamp Replacement | Miscellaneous | New | N_MS_Premium T8 - Lamp Replacement | 14.7054 | 0.64382 | 22.8407 | 0 | 0 | 0 | Fail RIM | [11 empty] | Commercial | Energy Star PCs | Hospitals | Turnover | T_HS_Energy Star PCs | 1.117 | 0.52287 | 2.1363 | 0 | 0 | 0 | Fail 2-year Threshold
[11 empty] | Commercial | Premium T8 - Lamp Replacement | Offices | New | N_OF_Premium T8 - Lamp Replacement | 10.8522 | 0.64382 | 16.8559 | 0 | 0 | 0 | Fail RIM | [11 empty] | Commercial | Energy Star PCs | Institutional | Turnover | T_IN_Energy Star PCs | 0.96895 | 0.45356 | 2.1363 | 0 | 0 | 0 | Fail TRC
[11 empty] | Commercial | Premium T8 - Lamp Replacement | Restaurants | New | N_RS_Premium T8 - Lamp Replacement | 11.1902 | 0.64331 | 17.3948 | 0 | 0 | 0 | Fail RIM | [11 empty] | Commercial | Energy Star PCs | Lodging/Hospitality | Turnover | T_LG_Energy Star PCs | 0.96895 | 0.45356 | 2.1363 | 0 | 0 | 0 | Fail TRC
[11 empty] | Commercial | Premium T8 - Lamp Replacement | Retail | New | N_RT_Premium T8 - Lamp Replacement | 16.6137 | 0.64331 | 25.8254 | 0 | 0 | 0 | Fail RIM | [11 empty] | Commercial | Energy Star PCs | Miscellaneous | Turnover | T_MS_Energy Star PCs | 0.96895 | 0.45356 | 2.1363 | 0 | 0 | 0 | Fail TRC
[11 empty] | Commercial | Premium T8 - Lamp Replacement | Schools K-12 | New | N_SC_Premium T8 - Lamp Replacement | 7.9365 | 0.64382 | 12.3272 | 0 | 0 | 0 | Fail RIM | [11 empty] | Commercial | Energy Star PCs | Offices | Turnover | T_OF_Energy Star PCs | 0.96895 | 0.45356 | 2.1363 | 0 | 0 | 0 | Fail TRC
[11 empty] | Commercial | Premium T8 - Lamp Replacement | Warehouse | New | N_WR_Premium T8 - Lamp Replacement | 12.7571 | 0.64382 | 19.8146 | 0 | 0 | 0 | Fail RIM | [11 empty] | Commercial | Energy Star PCs | Restaurants | Turnover | T_RS_Energy Star PCs | 0.96895 | 0.45356 | 2.1363 | 0 | 0 | 0 | Fail TRC
[11 empty] | Commercial | ENERGY STAR Commercial Clothes Washer | Assembly | Turnover | T_AS_ENERGY STAR Commercial Clothes Washer | 0.29384 | 0.2656 | 1.1063 | 0 | 0 | 0 | Fail RIM | [11 empty] | Commercial | Energy Star PCs | Retail | Turnover | T_RT_Energy Star PCs | 0.96895 | 0.45356 | 2.1363 | 0 | 0 | 0 | Fail TRC
[11 empty] | Commercial | ENERGY STAR Commercial Clothes Washer | College and University | Turnover | T_CU_ENERGY STAR Commercial Clothes Washer | 0.45916 | 0.41504 | 1.1063 | 0 | 0 | 0 | Fail RIM | [11 empty] | Commercial | Energy Star PCs | Schools K-12 | Turnover | T_SC_Energy Star PCs | 0.96895 | 0.45356 | 2.1363 | 0 | 0 | 0 | Fail TRC
[11 empty] | Commercial | ENERGY STAR Commercial Clothes Washer | Grocery | Turnover | T_GR_ENERGY STAR Commercial Clothes Washer | 0.42763 | 0.38653 | 1.1063 | 0 | 0 | 0 | Fail RIM | [11 empty] | Commercial | Energy Star PCs | Warehouse | Turnover | T_WR_Energy Star PCs | 0.96895 | 0.45356 | 2.1363 | 0 | 0 | 0 | Fail TRC
[11 empty] | Commercial | ENERGY STAR Commercial Clothes Washer | Healthcare | Turnover | T_HC_ENERGY STAR Commercial Clothes Washer | 0.42763 | 0.38653 | 1.1063 | 0 | 0 | 0 | Fail RIM | [11 empty] | Commercial | Energy Star PCs | Assembly | New | N_AS_Energy Star PCs | 0.96895 | 0.45356 | 2.1363 | 0 | 0 | 0 | Fail TRC
[11 empty] | Commercial | ENERGY STAR Commercial Clothes Washer | Hospitals | Turnover | T_HS_ENERGY STAR Commercial Clothes Washer | 0.45916 | 0.41504 | 1.1063 | 0 | 0 | 0 | Fail RIM | [11 empty] | Commercial | Energy Star PCs | College and University | New | N_CU_Energy Star PCs | 1.117 | 0.52287 | 2.1363 | 0 | 0 | 0 | Fail 2-year Threshold
[11 empty] | Commercial | ENERGY STAR Commercial Clothes Washer | Institutional | Turnover | T_IN_ENERGY STAR Commercial Clothes Washer | 0.29384 | 0.2656 | 1.1063 | 0 | 0 | 0 | Fail RIM | [11 empty] | Commercial | Energy Star PCs | Grocery | New | N_GR_Energy Star PCs | 0.96895 | 0.45356 | 2.1363 | 0 | 0 | 0 | Fail TRC
[11 empty] | Commercial | ENERGY STAR Commercial Clothes Washer | Lodging/Hospitality | Turnover | T_LG_ENERGY STAR Commercial Clothes Washer | 0.45916 | 0.41504 | 1.1063 | 0 | 0 | 0 | Fail RIM | [11 empty] | Commercial | Energy Star PCs | Healthcare | New | N_HC_Energy Star PCs | 0.96895 | 0.45356 | 2.1363 | 0 | 0 | 0 | Fail TRC
[11 empty] | Commercial | ENERGY STAR Commercial Clothes Washer | Miscellaneous | Turnover | T_MS_ENERGY STAR Commercial Clothes Washer | 0.29384 | 0.2656 | 1.1063 | 0 | 0 | 0 | Fail RIM | [11 empty] | Commercial | Energy Star PCs | Hospitals | New | N_HS_Energy Star PCs | 1.117 | 0.52287 | 2.1363 | 0 | 0 | 0 | Fail 2-year Threshold
[11 empty] | Commercial | ENERGY STAR Commercial Clothes Washer | Offices | Turnover | T_OF_ENERGY STAR Commercial Clothes Washer | 0.42763 | 0.38653 | 1.1063 | 0 | 0 | 0 | Fail RIM | [11 empty] | Commercial | Energy Star PCs | Institutional | New | N_IN_Energy Star PCs | 0.96895 | 0.45356 | 2.1363 | 0 | 0 | 0 | Fail TRC
[11 empty] | Commercial | ENERGY STAR Commercial Clothes Washer | Restaurants | Turnover | T_RS_ENERGY STAR Commercial Clothes Washer | 0.29384 | 0.2656 | 1.1063 | 0 | 0 | 0 | Fail RIM | [11 empty] | Commercial | Energy Star PCs | Lodging/Hospitality | New | N_LG_Energy Star PCs | 0.96895 | 0.45356 | 2.1363 | 0 | 0 | 0 | Fail TRC
[11 empty] | Commercial | ENERGY STAR Commercial Clothes Washer | Retail | Turnover | T_RT_ENERGY STAR Commercial Clothes Washer | 0.42763 | 0.38653 | 1.1063 | 0 | 0 | 0 | Fail RIM | [11 empty] | Commercial | Energy Star PCs | Miscellaneous | New | N_MS_Energy Star PCs | 0.96895 | 0.45356 | 2.1363 | 0 | 0 | 0 | Fail TRC
[11 empty] | Commercial | ENERGY STAR Commercial Clothes Washer | Schools K-12 | Turnover | T_SC_ENERGY STAR Commercial Clothes Washer | 0.45916 | 0.41504 | 1.1063 | 0 | 0 | 0 | Fail RIM | [11 empty] | Commercial | Energy Star PCs | Offices | New | N_OF_Energy Star PCs | 0.96895 | 0.45356 | 2.1363 | 0 | 0 | 0 | Fail TRC
[11 empty] | Commercial | ENERGY STAR Commercial Clothes Washer | Warehouse | Turnover | T_WR_ENERGY STAR Commercial Clothes Washer | 0.29384 | 0.2656 | 1.1063 | 0 | 0 | 0 | Fail RIM | [11 empty] | Commercial | Energy Star PCs | Restaurants | New | N_RS_Energy Star PCs | 0.96895 | 0.45356 | 2.1363 | 0 | 0 | 0 | Fail TRC
[11 empty] | Commercial | ENERGY STAR Commercial Clothes Washer | Assembly | New | N_AS_ENERGY STAR Commercial Clothes Washer | 0.29384 | 0.2656 | 1.1063 | 0 | 0 | 0 | Fail RIM | [11 empty] | Commercial | Energy Star PCs | Retail | New | N_RT_Energy Star PCs | 0.96895 | 0.45356 | 2.1363 | 0 | 0 | 0 | Fail TRC
[11 empty] | Commercial | ENERGY STAR Commercial Clothes Washer | College and University | New | N_CU_ENERGY STAR Commercial Clothes Washer | 0.45916 | 0.41504 | 1.1063 | 0 | 0 | 0 | Fail RIM | [11 empty] | Commercial | Energy Star PCs | Schools K-12 | New | N_SC_Energy Star PCs | 0.96895 | 0.45356 | 2.1363 | 0 | 0 | 0 | Fail TRC
[11 empty] | Commercial | ENERGY STAR Commercial Clothes Washer | Grocery | New | N_GR_ENERGY STAR Commercial Clothes Washer | 0.42763 | 0.38653 | 1.1063 | 0 | 0 | 0 | Fail RIM | [11 empty] | Commercial | Energy Star PCs | Warehouse | New | N_WR_Energy Star PCs | 0.96895 | 0.45356 | 2.1363 | 0 | 0 | 0 | Fail TRC
[11 empty] | Commercial | ENERGY STAR Commercial Clothes Washer | Healthcare | New | N_HC_ENERGY STAR Commercial Clothes Washer | 0.42763 | 0.38653 | 1.1063 | 0 | 0 | 0 | Fail RIM | [11 empty] | Commercial | Energy Star Servers | Assembly | Turnover | T_AS_Energy Star Servers | 2.5983 | 0.46255 | 5.6173 | 0 | 0 | 0 | Fail 2-year Threshold
[11 empty] | Commercial | ENERGY STAR Commercial Clothes Washer | Hospitals | New | N_HS_ENERGY STAR Commercial Clothes Washer | 0.45916 | 0.41504 | 1.1063 | 0 | 0 | 0 | Fail RIM | [11 empty] | Commercial | Energy Star Servers | College and University | Turnover | T_CU_Energy Star Servers | 2.5983 | 0.46255 | 5.6173 | 0 | 0 | 0 | Fail 2-year Threshold
[11 empty] | Commercial | ENERGY STAR Commercial Clothes Washer | Institutional | New | N_IN_ENERGY STAR Commercial Clothes Washer | 0.29384 | 0.2656 | 1.1063 | 0 | 0 | 0 | Fail RIM | [11 empty] | Commercial | Energy Star Servers | Grocery | Turnover | T_GR_Energy Star Servers | 2.5983 | 0.46255 | 5.6173 | 0 | 0 | 0 | Fail 2-year Threshold
[11 empty] | Commercial | ENERGY STAR Commercial Clothes Washer | Lodging/Hospitality | New | N_LG_ENERGY STAR Commercial Clothes Washer | 0.45916 | 0.41504 | 1.1063 | 0 | 0 | 0 | Fail RIM | [11 empty] | Commercial | Energy Star Servers | Healthcare | Turnover | T_HC_Energy Star Servers | 2.5983 | 0.46255 | 5.6173 | 0 | 0 | 0 | Fail 2-year Threshold
[11 empty] | Commercial | ENERGY STAR Commercial Clothes Washer | Miscellaneous | New | N_MS_ENERGY STAR Commercial Clothes Washer | 0.29384 | 0.2656 | 1.1063 | 0 | 0 | 0 | Fail RIM | [11 empty] | Commercial | Energy Star Servers | Hospitals | Turnover | T_HS_Energy Star Servers | 2.5983 | 0.46255 | 5.6173 | 0 | 0 | 0 | Fail 2-year Threshold
[11 empty] | Commercial | ENERGY STAR Commercial Clothes Washer | Offices | New | N_OF_ENERGY STAR Commercial Clothes Washer | 0.42763 | 0.38653 | 1.1063 | 0 | 0 | 0 | Fail RIM | [11 empty] | Commercial | Energy Star Servers | Institutional | Turnover | T_IN_Energy Star Servers | 2.5983 | 0.46255 | 5.6173 | 0 | 0 | 0 | Fail 2-year Threshold
[11 empty] | Commercial | ENERGY STAR Commercial Clothes Washer | Restaurants | New | N_RS_ENERGY STAR Commercial Clothes Washer | 0.29384 | 0.2656 | 1.1063 | 0 | 0 | 0 | Fail RIM | [11 empty] | Commercial | Energy Star Servers | Lodging/Hospitality | Turnover | T_LG_Energy Star Servers | 2.5983 | 0.46255 | 5.6173 | 0 | 0 | 0 | Fail 2-year Threshold
[11 empty] | Commercial | ENERGY STAR Commercial Clothes Washer | Retail | New | N_RT_ENERGY STAR Commercial Clothes Washer | 0.42763 | 0.38653 | 1.1063 | 0 | 0 | 0 | Fail RIM | [11 empty] | Commercial | Energy Star Servers | Miscellaneous | Turnover | T_MS_Energy Star Servers | 2.5983 | 0.46255 | 5.6173 | 0 | 0 | 0 | Fail 2-year Threshold
[11 empty] | Commercial | ENERGY STAR Commercial Clothes Washer | Schools K-12 | New | N_SC_ENERGY STAR Commercial Clothes Washer | 0.45916 | 0.41504 | 1.1063 | 0 | 0 | 0 | Fail RIM | [11 empty] | Commercial | Energy Star Servers | Offices | Turnover | T_OF_Energy Star Servers | 2.5983 | 0.46255 | 5.6173 | 0 | 0 | 0 | Fail 2-year Threshold
[11 empty] | Commercial | ENERGY STAR Commercial Clothes Washer | Warehouse | New | N_WR_ENERGY STAR Commercial Clothes Washer | 0.29384 | 0.2656 | 1.1063 | 0 | 0 | 0 | Fail RIM | [11 empty] | Commercial | Energy Star Servers | Restaurants | Turnover | T_RS_Energy Star Servers | 2.5983 | 0.46255 | 5.6173 | 0 | 0 | 0 | Fail 2-year Threshold
[11 empty] | Commercial | ENERGY STAR Water Cooler | Assembly | Turnover | T_AS_ENERGY STAR Water Cooler | 3.0025 | 0.59119 | 5.0788 | 0 | 0 | 0 | Fail RIM | [11 empty] | Commercial | Energy Star Servers | Retail | Turnover | T_RT_Energy Star Servers | 2.5983 | 0.46255 | 5.6173 | 0 | 0 | 0 | Fail 2-year Threshold
[11 empty] | Commercial | ENERGY STAR Water Cooler | College and University | Turnover | T_CU_ENERGY STAR Water Cooler | 3.0025 | 0.59119 | 5.0788 | 0 | 0 | 0 | Fail RIM | [11 empty] | Commercial | Energy Star Servers | Schools K-12 | Turnover | T_SC_Energy Star Servers | 2.5983 | 0.46255 | 5.6173 | 0 | 0 | 0 | Fail 2-year Threshold
[11 empty] | Commercial | ENERGY STAR Water Cooler | Grocery | Turnover | T_GR_ENERGY STAR Water Cooler | 3.0025 | 0.59119 | 5.0788 | 0 | 0 | 0 | Fail RIM | [11 empty] | Commercial | Energy Star Servers | Warehouse | Turnover | T_WR_Energy Star Servers | 2.5983 | 0.46255 | 5.6173 | 0 | 0 | 0 | Fail 2-year Threshold
[11 empty] | Commercial | ENERGY STAR Water Cooler | Healthcare | Turnover | T_HC_ENERGY STAR Water Cooler | 3.0025 | 0.59119 | 5.0788 | 0 | 0 | 0 | Fail RIM | [11 empty] | Commercial | Energy Star Servers | Assembly | New | N_AS_Energy Star Servers | 2.5983 | 0.46255 | 5.6173 | 0 | 0 | 0 | Fail 2-year Threshold
[11 empty] | Commercial | ENERGY STAR Water Cooler | Hospitals | Turnover | T_HS_ENERGY STAR Water Cooler | 3.0025 | 0.59119 | 5.0788 | 0 | 0 | 0 | Fail RIM | [11 empty] | Commercial | Energy Star Servers | College and University | New | N_CU_Energy Star Servers | 2.5983 | 0.46255 | 5.6173 | 0 | 0 | 0 | Fail 2-year Threshold
[11 empty] | Commercial | ENERGY STAR Water Cooler | Institutional | Turnover | T_IN_ENERGY STAR Water Cooler | 3.0025 | 0.59119 | 5.0788 | 0 | 0 | 0 | Fail RIM | [11 empty] | Commercial | Energy Star Servers | Grocery | New | N_GR_Energy Star Servers | 2.5983 | 0.46255 | 5.6173 | 0 | 0 | 0 | Fail 2-year Threshold
[11 empty] | Commercial | ENERGY STAR Water Cooler | Lodging/Hospitality | Turnover | T_LG_ENERGY STAR Water Cooler | 3.0025 | 0.59119 | 5.0788 | 0 | 0 | 0 | Fail RIM | [11 empty] | Commercial | Energy Star Servers | Healthcare | New | N_HC_Energy Star Servers | 2.5983 | 0.46255 | 5.6173 | 0 | 0 | 0 | Fail 2-year Threshold
[11 empty] | Commercial | ENERGY STAR Water Cooler | Miscellaneous | Turnover | T_MS_ENERGY STAR Water Cooler | 3.0025 | 0.59119 | 5.0788 | 0 | 0 | 0 | Fail RIM | [11 empty] | Commercial | Energy Star Servers | Hospitals | New | N_HS_Energy Star Servers | 2.5983 | 0.46255 | 5.6173 | 0 | 0 | 0 | Fail 2-year Threshold
[11 empty] | Commercial | ENERGY STAR Water Cooler | Offices | Turnover | T_OF_ENERGY STAR Water Cooler | 3.0025 | 0.59119 | 5.0788 | 0 | 0 | 0 | Fail RIM | [11 empty] | Commercial | Energy Star Servers | Institutional | New | N_IN_Energy Star Servers | 2.5983 | 0.46255 | 5.6173 | 0 | 0 | 0 | Fail 2-year Threshold
[11 empty] | Commercial | ENERGY STAR Water Cooler | Restaurants | Turnover | T_RS_ENERGY STAR Water Cooler | 3.0025 | 0.59119 | 5.0788 | 0 | 0 | 0 | Fail RIM | [11 empty] | Commercial | Energy Star Servers | Lodging/Hospitality | New | N_LG_Energy Star Servers | 2.5983 | 0.46255 | 5.6173 | 0 | 0 | 0 | Fail 2-year Threshold
[11 empty] | Commercial | ENERGY STAR Water Cooler | Retail | Turnover | T_RT_ENERGY STAR Water Cooler | 3.0025 | 0.59119 | 5.0788 | 0 | 0 | 0 | Fail RIM | [11 empty] | Commercial | Energy Star Servers | Miscellaneous | New | N_MS_Energy Star Servers | 2.5983 | 0.46255 | 5.6173 | 0 | 0 | 0 | Fail 2-year Threshold
[11 empty] | Commercial | ENERGY STAR Water Cooler | Schools K-12 | Turnover | T_SC_ENERGY STAR Water Cooler | 3.0025 | 0.59119 | 5.0788 | 0 | 0 | 0 | Fail RIM | [11 empty] | Commercial | Energy Star Servers | Offices | New | N_OF_Energy Star Servers | 2.5983 | 0.46255 | 5.6173 | 0 | 0 | 0 | Fail 2-year Threshold
[11 empty] | Commercial | ENERGY STAR Water Cooler | Warehouse | Turnover | T_WR_ENERGY STAR Water Cooler | 3.0025 | 0.59119 | 5.0788 | 0 | 0 | 0 | Fail RIM | [11 empty] | Commercial | Energy Star Servers | Restaurants | New | N_RS_Energy Star Servers | 2.5983 | 0.46255 | 5.6173 | 0 | 0 | 0 | Fail 2-year Threshold
[11 empty] | Commercial | ENERGY STAR Water Cooler | Assembly | New | N_AS_ENERGY STAR Water Cooler | 3.0025 | 0.59119 | 5.0788 | 0 | 0 | 0 | Fail RIM | [11 empty] | Commercial | Energy Star Servers | Retail | New | N_RT_Energy Star Servers | 2.5983 | 0.46255 | 5.6173 | 0 | 0 | 0 | Fail 2-year Threshold
[11 empty] | Commercial | ENERGY STAR Water Cooler | College and University | New | N_CU_ENERGY STAR Water Cooler | 3.0025 | 0.59119 | 5.0788 | 0 | 0 | 0 | Fail RIM | [11 empty] | Commercial | Energy Star Servers | Schools K-12 | New | N_SC_Energy Star Servers | 2.5983 | 0.46255 | 5.6173 | 0 | 0 | 0 | Fail 2-year Threshold
[11 empty] | Commercial | ENERGY STAR Water Cooler | Grocery | New | N_GR_ENERGY STAR Water Cooler | 3.0025 | 0.59119 | 5.0788 | 0 | 0 | 0 | Fail RIM | [11 empty] | Commercial | Energy Star Servers | Warehouse | New | N_WR_Energy Star Servers | 2.5983 | 0.46255 | 5.6173 | 0 | 0 | 0 | Fail 2-year Threshold
[11 empty] | Commercial | ENERGY STAR Water Cooler | Healthcare | New | N_HC_ENERGY STAR Water Cooler | 3.0025 | 0.59119 | 5.0788 | 0 | 0 | 0 | Fail RIM | [11 empty] | Commercial | Server Virtualization | Assembly | Turnover | T_AS_Server Virtualization | 0.14658 | 0.46455 | 0.31553 | 0 | 0 | 0 | Fail TRC
[11 empty] | Commercial | ENERGY STAR Water Cooler | Hospitals | New | N_HS_ENERGY STAR Water Cooler | 3.0025 | 0.59119 | 5.0788 | 0 | 0 | 0 | Fail RIM | [11 empty] | Commercial | Server Virtualization | College and University | Turnover | T_CU_Server Virtualization | 0.14658 | 0.46455 | 0.31553 | 0 | 0 | 0 | Fail TRC
[11 empty] | Commercial | ENERGY STAR Water Cooler | Institutional | New | N_IN_ENERGY STAR Water Cooler | 3.0025 | 0.59119 | 5.0788 | 0 | 0 | 0 | Fail RIM | [11 empty] | Commercial | Server Virtualization | Grocery | Turnover | T_GR_Server Virtualization | 0.14658 | 0.46455 | 0.31553 | 0 | 0 | 0 | Fail TRC
[11 empty] | Commercial | ENERGY STAR Water Cooler | Lodging/Hospitality | New | N_LG_ENERGY STAR Water Cooler | 3.0025 | 0.59119 | 5.0788 | 0 | 0 | 0 | Fail RIM | [11 empty] | Commercial | Server Virtualization | Healthcare | Turnover | T_HC_Server Virtualization | 0.14658 | 0.46455 | 0.31553 | 0 | 0 | 0 | Fail TRC
[11 empty] | Commercial | ENERGY STAR Water Cooler | Miscellaneous | New | N_MS_ENERGY STAR Water Cooler | 3.0025 | 0.59119 | 5.0788 | 0 | 0 | 0 | Fail RIM | [11 empty] | Commercial | Server Virtualization | Hospitals | Turnover | T_HS_Server Virtualization | 0.14658 | 0.46455 | 0.31553 | 0 | 0 | 0 | Fail TRC
[11 empty] | Commercial | ENERGY STAR Water Cooler | Offices | New | N_OF_ENERGY STAR Water Cooler | 3.0025 | 0.59119 | 5.0788 | 0 | 0 | 0 | Fail RIM | [11 empty] | Commercial | Server Virtualization | Institutional | Turnover | T_IN_Server Virtualization | 0.14658 | 0.46455 | 0.31553 | 0 | 0 | 0 | Fail TRC
[11 empty] | Commercial | ENERGY STAR Water Cooler | Restaurants | New | N_RS_ENERGY STAR Water Cooler | 3.0025 | 0.59119 | 5.0788 | 0 | 0 | 0 | Fail RIM | [11 empty] | Commercial | Server Virtualization | Lodging/Hospitality | Turnover | T_LG_Server Virtualization | 0.14658 | 0.46455 | 0.31553 | 0 | 0 | 0 | Fail TRC
[11 empty] | Commercial | ENERGY STAR Water Cooler | Retail | New | N_RT_ENERGY STAR Water Cooler | 3.0025 | 0.59119 | 5.0788 | 0 | 0 | 0 | Fail RIM | [11 empty] | Commercial | Server Virtualization | Miscellaneous | Turnover | T_MS_Server Virtualization | 0.14658 | 0.46455 | 0.31553 | 0 | 0 | 0 | Fail TRC
[11 empty] | Commercial | ENERGY STAR Water Cooler | Schools K-12 | New | N_SC_ENERGY STAR Water Cooler | 3.0025 | 0.59119 | 5.0788 | 0 | 0 | 0 | Fail RIM | [11 empty] | Commercial | Server Virtualization | Offices | Turnover | T_OF_Server Virtualization | 0.14658 | 0.46455 | 0.31553 | 0 | 0 | 0 | Fail TRC
[11 empty] | Commercial | ENERGY STAR Water Cooler | Warehouse | New | N_WR_ENERGY STAR Water Cooler | 3.0025 | 0.59119 | 5.0788 | 0 | 0 | 0 | Fail RIM | [11 empty] | Commercial | Server Virtualization | Restaurants | Turnover | T_RS_Server Virtualization | 0.14658 | 0.46455 | 0.31553 | 0 | 0 | 0 | Fail TRC
[11 empty] | Commercial | Heat Pump Pool Heater | Assembly | Turnover | T_AS_Heat Pump Pool Heater | 3.8369 | 0.33386 | 11.4926 | 0 | 0 | 0 | Fail RIM | [11 empty] | Commercial | Server Virtualization | Retail | Turnover | T_RT_Server Virtualization | 0.14658 | 0.46455 | 0.31553 | 0 | 0 | 0 | Fail TRC
[11 empty] | Commercial | Heat Pump Pool Heater | College and University | Turnover | T_CU_Heat Pump Pool Heater | 3.8369 | 0.33386 | 11.4926 | 0 | 0 | 0 | Fail RIM | [11 empty] | Commercial | Server Virtualization | Schools K-12 | Turnover | T_SC_Server Virtualization | 0.14658 | 0.46455 | 0.31553 | 0 | 0 | 0 | Fail TRC
[11 empty] | Commercial | Heat Pump Pool Heater | Grocery | Turnover | T_GR_Heat Pump Pool Heater | 3.8369 | 0.33386 | 11.4926 | 0 | 0 | 0 | Fail RIM | [11 empty] | Commercial | Server Virtualization | Warehouse | Turnover | T_WR_Server Virtualization | 0.14658 | 0.46455 | 0.31553 | 0 | 0 | 0 | Fail TRC
[11 empty] | Commercial | Heat Pump Pool Heater | Healthcare | Turnover | T_HC_Heat Pump Pool Heater | 3.8369 | 0.33386 | 11.4926 | 0 | 0 | 0 | Fail RIM | [11 empty] | Commercial | Server Virtualization | Assembly | New | N_AS_Server Virtualization | 0.14658 | 0.46455 | 0.31553 | 0 | 0 | 0 | Fail TRC
[11 empty] | Commercial | Heat Pump Pool Heater | Hospitals | Turnover | T_HS_Heat Pump Pool Heater | 3.8369 | 0.33386 | 11.4926 | 0 | 0 | 0 | Fail RIM | [11 empty] | Commercial | Server Virtualization | College and University | New | N_CU_Server Virtualization | 0.14658 | 0.46455 | 0.31553 | 0 | 0 | 0 | Fail TRC
[11 empty] | Commercial | Heat Pump Pool Heater | Institutional | Turnover | T_IN_Heat Pump Pool Heater | 3.8369 | 0.33386 | 11.4926 | 0 | 0 | 0 | Fail RIM | [11 empty] | Commercial | Server Virtualization | Grocery | New | N_GR_Server Virtualization | 0.14658 | 0.46455 | 0.31553 | 0 | 0 | 0 | Fail TRC
[11 empty] | Commercial | Heat Pump Pool Heater | Lodging/Hospitality | Turnover | T_LG_Heat Pump Pool Heater | 3.8369 | 0.33386 | 11.4926 | 0 | 0 | 0 | Fail RIM | [11 empty] | Commercial | Server Virtualization | Healthcare | New | N_HC_Server Virtualization | 0.14658 | 0.46455 | 0.31553 | 0 | 0 | 0 | Fail TRC
[11 empty] | Commercial | Heat Pump Pool Heater | Miscellaneous | Turnover | T_MS_Heat Pump Pool Heater | 3.8369 | 0.33386 | 11.4926 | 0 | 0 | 0 | Fail RIM | [11 empty] | Commercial | Server Virtualization | Hospitals | New | N_HS_Server Virtualization | 0.14658 | 0.46455 | 0.31553 | 0 | 0 | 0 | Fail TRC
[11 empty] | Commercial | Heat Pump Pool Heater | Offices | Turnover | T_OF_Heat Pump Pool Heater | 3.8369 | 0.33386 | 11.4926 | 0 | 0 | 0 | Fail RIM | [11 empty] | Commercial | Server Virtualization | Institutional | New | N_IN_Server Virtualization | 0.14658 | 0.46455 | 0.31553 | 0 | 0 | 0 | Fail TRC
[11 empty] | Commercial | Heat Pump Pool Heater | Restaurants | Turnover | T_RS_Heat Pump Pool Heater | 3.8369 | 0.33386 | 11.4926 | 0 | 0 | 0 | Fail RIM | [11 empty] | Commercial | Server Virtualization | Lodging/Hospitality | New | N_LG_Server Virtualization | 0.14658 | 0.46455 | 0.31553 | 0 | 0 | 0 | Fail TRC
[11 empty] | Commercial | Heat Pump Pool Heater | Retail | Turnover | T_RT_Heat Pump Pool Heater | 3.8369 | 0.33386 | 11.4926 | 0 | 0 | 0 | Fail RIM | [11 empty] | Commercial | Server Virtualization | Miscellaneous | New | N_MS_Server Virtualization | 0.14658 | 0.46455 | 0.31553 | 0 | 0 | 0 | Fail TRC
[11 empty] | Commercial | Heat Pump Pool Heater | Schools K-12 | Turnover | T_SC_Heat Pump Pool Heater | 3.8369 | 0.33386 | 11.4926 | 0 | 0 | 0 | Fail RIM | [11 empty] | Commercial | Server Virtualization | Offices | New | N_OF_Server Virtualization | 0.14658 | 0.46455 | 0.31553 | 0 | 0 | 0 | Fail TRC
[11 empty] | Commercial | Heat Pump Pool Heater | Warehouse | Turnover | T_WR_Heat Pump Pool Heater | 3.8369 | 0.33386 | 11.4926 | 0 | 0 | 0 | Fail RIM | [11 empty] | Commercial | Server Virtualization | Restaurants | New | N_RS_Server Virtualization | 0.14658 | 0.46455 | 0.31553 | 0 | 0 | 0 | Fail TRC
[11 empty] | Commercial | Heat Pump Pool Heater | Assembly | New | N_AS_Heat Pump Pool Heater | 3.8369 | 0.33386 | 11.4926 | 0 | 0 | 0 | Fail RIM | [11 empty] | Commercial | Server Virtualization | Retail | New | N_RT_Server Virtualization | 0.14658 | 0.46455 | 0.31553 | 0 | 0 | 0 | Fail TRC
[11 empty] | Commercial | Heat Pump Pool Heater | College and University | New | N_CU_Heat Pump Pool Heater | 3.8369 | 0.33386 | 11.4926 | 0 | 0 | 0 | Fail RIM | [11 empty] | Commercial | Server Virtualization | Schools K-12 | New | N_SC_Server Virtualization | 0.14658 | 0.46455 | 0.31553 | 0 | 0 | 0 | Fail TRC
[11 empty] | Commercial | Heat Pump Pool Heater | Grocery | New | N_GR_Heat Pump Pool Heater | 3.8369 | 0.33386 | 11.4926 | 0 | 0 | 0 | Fail RIM | [11 empty] | Commercial | Server Virtualization | Warehouse | New | N_WR_Server Virtualization | 0.14658 | 0.46455 | 0.31553 | 0 | 0 | 0 | Fail TRC
[11 empty] | Commercial | Heat Pump Pool Heater | Healthcare | New | N_HC_Heat Pump Pool Heater | 3.8369 | 0.33386 | 11.4926 | 0 | 0 | 0 | Fail RIM | [11 empty] | Commercial | Energy Star Commercial Glass Door Freezer | Assembly | Turnover | T_AS_Energy Star Commercial Glass Door Freezer | 14.0213 | 0.57471 | 24.397 | 0 | 0 | 0 | Fail 2-year Threshold
[11 empty] | Commercial | Heat Pump Pool Heater | Hospitals | New | N_HS_Heat Pump Pool Heater | 3.8369 | 0.33386 | 11.4926 | 0 | 0 | 0 | Fail RIM | [11 empty] | Commercial | Energy Star Commercial Glass Door Freezer | College and University | Turnover | T_CU_Energy Star Commercial Glass Door Freezer | 13.2265 | 0.54213 | 24.397 | 0 | 0 | 0 | Fail 2-year Threshold
[11 empty] | Commercial | Heat Pump Pool Heater | Institutional | New | N_IN_Heat Pump Pool Heater | 3.8369 | 0.33386 | 11.4926 | 0 | 0 | 0 | Fail RIM | [11 empty] | Commercial | Energy Star Commercial Glass Door Freezer | Grocery | Turnover | T_GR_Energy Star Commercial Glass Door Freezer | 14.0213 | 0.57471 | 24.397 | 0 | 0 | 0 | Fail 2-year Threshold
[11 empty] | Commercial | Heat Pump Pool Heater | Lodging/Hospitality | New | N_LG_Heat Pump Pool Heater | 3.8369 | 0.33386 | 11.4926 | 0 | 0 | 0 | Fail RIM | [11 empty] | Commercial | Energy Star Commercial Glass Door Freezer | Healthcare | Turnover | T_HC_Energy Star Commercial Glass Door Freezer | 13.2265 | 0.54213 | 24.397 | 0 | 0 | 0 | Fail 2-year Threshold
[11 empty] | Commercial | Heat Pump Pool Heater | Miscellaneous | New | N_MS_Heat Pump Pool Heater | 3.8369 | 0.33386 | 11.4926 | 0 | 0 | 0 | Fail RIM | [11 empty] | Commercial | Energy Star Commercial Glass Door Freezer | Hospitals | Turnover | T_HS_Energy Star Commercial Glass Door Freezer | 13.2265 | 0.54213 | 24.397 | 0 | 0 | 0 | Fail 2-year Threshold
[11 empty] | Commercial | Heat Pump Pool Heater | Offices | New | N_OF_Heat Pump Pool Heater | 3.8369 | 0.33386 | 11.4926 | 0 | 0 | 0 | Fail RIM | [11 empty] | Commercial | Energy Star Commercial Glass Door Freezer | Institutional | Turnover | T_IN_Energy Star Commercial Glass Door Freezer | 14.0213 | 0.57471 | 24.397 | 0 | 0 | 0 | Fail 2-year Threshold
[11 empty] | Commercial | Heat Pump Pool Heater | Restaurants | New | N_RS_Heat Pump Pool Heater | 3.8369 | 0.33386 | 11.4926 | 0 | 0 | 0 | Fail RIM | [11 empty] | Commercial | Energy Star Commercial Glass Door Freezer | Lodging/Hospitality | Turnover | T_LG_Energy Star Commercial Glass Door Freezer | 13.2265 | 0.54213 | 24.397 | 0 | 0 | 0 | Fail 2-year Threshold
[11 empty] | Commercial | Heat Pump Pool Heater | Retail | New | N_RT_Heat Pump Pool Heater | 3.8369 | 0.33386 | 11.4926 | 0 | 0 | 0 | Fail RIM | [11 empty] | Commercial | Energy Star Commercial Glass Door Freezer | Miscellaneous | Turnover | T_MS_Energy Star Commercial Glass Door Freezer | 14.0213 | 0.57471 | 24.397 | 0 | 0 | 0 | Fail 2-year Threshold
[11 empty] | Commercial | Heat Pump Pool Heater | Schools K-12 | New | N_SC_Heat Pump Pool Heater | 3.8369 | 0.33386 | 11.4926 | 0 | 0 | 0 | Fail RIM | [11 empty] | Commercial | Energy Star Commercial Glass Door Freezer | Offices | Turnover | T_OF_Energy Star Commercial Glass Door Freezer | 14.0213 | 0.57471 | 24.397 | 0 | 0 | 0 | Fail 2-year Threshold
[11 empty] | Commercial | Heat Pump Pool Heater | Warehouse | New | N_WR_Heat Pump Pool Heater | 3.8369 | 0.33386 | 11.4926 | 0 | 0 | 0 | Fail RIM | [11 empty] | Commercial | Energy Star Commercial Glass Door Freezer | Restaurants | Turnover | T_RS_Energy Star Commercial Glass Door Freezer | 13.2265 | 0.54213 | 24.397 | 0 | 0 | 0 | Fail 2-year Threshold
[11 empty] | Commercial | Solar Pool Heater | Assembly | Turnover | T_AS_Solar Pool Heater | 1.0773 | 0.33386 | 3.2268 | 0 | 0 | 0 | Fail RIM | [11 empty] | Commercial | Energy Star Commercial Glass Door Freezer | Retail | Turnover | T_RT_Energy Star Commercial Glass Door Freezer | 14.0213 | 0.57471 | 24.397 | 0 | 0 | 0 | Fail 2-year Threshold
[11 empty] | Commercial | Solar Pool Heater | College and University | Turnover | T_CU_Solar Pool Heater | 1.0773 | 0.33386 | 3.2268 | 0 | 0 | 0 | Fail RIM | [11 empty] | Commercial | Energy Star Commercial Glass Door Freezer | Schools K-12 | Turnover | T_SC_Energy Star Commercial Glass Door Freezer | 13.2265 | 0.54213 | 24.397 | 0 | 0 | 0 | Fail 2-year Threshold
[11 empty] | Commercial | Solar Pool Heater | Grocery | Turnover | T_GR_Solar Pool Heater | 1.0773 | 0.33386 | 3.2268 | 0 | 0 | 0 | Fail RIM | [11 empty] | Commercial | Energy Star Commercial Glass Door Freezer | Warehouse | Turnover | T_WR_Energy Star Commercial Glass Door Freezer | 14.0213 | 0.57471 | 24.397 | 0 | 0 | 0 | Fail 2-year Threshold
[11 empty] | Commercial | Solar Pool Heater | Healthcare | Turnover | T_HC_Solar Pool Heater | 1.0773 | 0.33386 | 3.2268 | 0 | 0 | 0 | Fail RIM | [11 empty] | Commercial | Energy Star Commercial Glass Door Freezer | Assembly | New | N_AS_Energy Star Commercial Glass Door Freezer | 14.0213 | 0.57471 | 24.397 | 0 | 0 | 0 | Fail 2-year Threshold
[11 empty] | Commercial | Solar Pool Heater | Hospitals | Turnover | T_HS_Solar Pool Heater | 1.0773 | 0.33386 | 3.2268 | 0 | 0 | 0 | Fail RIM | [11 empty] | Commercial | Energy Star Commercial Glass Door Freezer | College and University | New | N_CU_Energy Star Commercial Glass Door Freezer | 13.2265 | 0.54213 | 24.397 | 0 | 0 | 0 | Fail 2-year Threshold
[11 empty] | Commercial | Solar Pool Heater | Institutional | Turnover | T_IN_Solar Pool Heater | 1.0773 | 0.33386 | 3.2268 | 0 | 0 | 0 | Fail RIM | [11 empty] | Commercial | Energy Star Commercial Glass Door Freezer | Grocery | New | N_GR_Energy Star Commercial Glass Door Freezer | 14.0213 | 0.57471 | 24.397 | 0 | 0 | 0 | Fail 2-year Threshold
[11 empty] | Commercial | Solar Pool Heater | Lodging/Hospitality | Turnover | T_LG_Solar Pool Heater | 1.0773 | 0.33386 | 3.2268 | 0 | 0 | 0 | Fail RIM | [11 empty] | Commercial | Energy Star Commercial Glass Door Freezer | Healthcare | New | N_HC_Energy Star Commercial Glass Door Freezer | 13.2265 | 0.54213 | 24.397 | 0 | 0 | 0 | Fail 2-year Threshold
[11 empty] | Commercial | Solar Pool Heater | Miscellaneous | Turnover | T_MS_Solar Pool Heater | 1.0773 | 0.33386 | 3.2268 | 0 | 0 | 0 | Fail RIM | [11 empty] | Commercial | Energy Star Commercial Glass Door Freezer | Hospitals | New | N_HS_Energy Star Commercial Glass Door Freezer | 13.2265 | 0.54213 | 24.397 | 0 | 0 | 0 | Fail 2-year Threshold
[11 empty] | Commercial | Solar Pool Heater | Offices | Turnover | T_OF_Solar Pool Heater | 1.0773 | 0.33386 | 3.2268 | 0 | 0 | 0 | Fail RIM | [11 empty] | Commercial | Energy Star Commercial Glass Door Freezer | Institutional | New | N_IN_Energy Star Commercial Glass Door Freezer | 14.0213 | 0.57471 | 24.397 | 0 | 0 | 0 | Fail 2-year Threshold
[11 empty] | Commercial | Solar Pool Heater | Restaurants | Turnover | T_RS_Solar Pool Heater | 1.0773 | 0.33386 | 3.2268 | 0 | 0 | 0 | Fail RIM | [11 empty] | Commercial | Energy Star Commercial Glass Door Freezer | Lodging/Hospitality | New | N_LG_Energy Star Commercial Glass Door Freezer | 13.2265 | 0.54213 | 24.397 | 0 | 0 | 0 | Fail 2-year Threshold
[11 empty] | Commercial | Solar Pool Heater | Retail | Turnover | T_RT_Solar Pool Heater | 1.0773 | 0.33386 | 3.2268 | 0 | 0 | 0 | Fail RIM | [11 empty] | Commercial | Energy Star Commercial Glass Door Freezer | Miscellaneous | New | N_MS_Energy Star Commercial Glass Door Freezer | 14.0213 | 0.57471 | 24.397 | 0 | 0 | 0 | Fail 2-year Threshold
[11 empty] | Commercial | Solar Pool Heater | Schools K-12 | Turnover | T_SC_Solar Pool Heater | 1.0773 | 0.33386 | 3.2268 | 0 | 0 | 0 | Fail RIM | [11 empty] | Commercial | Energy Star Commercial Glass Door Freezer | Offices | New | N_OF_Energy Star Commercial Glass Door Freezer | 14.0213 | 0.57471 | 24.397 | 0 | 0 | 0 | Fail 2-year Threshold
[11 empty] | Commercial | Solar Pool Heater | Warehouse | Turnover | T_WR_Solar Pool Heater | 1.0773 | 0.33386 | 3.2268 | 0 | 0 | 0 | Fail RIM | [11 empty] | Commercial | Energy Star Commercial Glass Door Freezer | Restaurants | New | N_RS_Energy Star Commercial Glass Door Freezer | 13.2265 | 0.54213 | 24.397 | 0 | 0 | 0 | Fail 2-year Threshold
[11 empty] | Commercial | Solar Pool Heater | Assembly | New | N_AS_Solar Pool Heater | 1.0773 | 0.33386 | 3.2268 | 0 | 0 | 0 | Fail RIM | [11 empty] | Commercial | Energy Star Commercial Glass Door Freezer | Retail | New | N_RT_Energy Star Commercial Glass Door Freezer | 14.0213 | 0.57471 | 24.397 | 0 | 0 | 0 | Fail 2-year Threshold
[11 empty] | Commercial | Solar Pool Heater | College and University | New | N_CU_Solar Pool Heater | 1.0773 | 0.33386 | 3.2268 | 0 | 0 | 0 | Fail RIM | [11 empty] | Commercial | Energy Star Commercial Glass Door Freezer | Schools K-12 | New | N_SC_Energy Star Commercial Glass Door Freezer | 13.2265 | 0.54213 | 24.397 | 0 | 0 | 0 | Fail 2-year Threshold
[11 empty] | Commercial | Solar Pool Heater | Grocery | New | N_GR_Solar Pool Heater | 1.0773 | 0.33386 | 3.2268 | 0 | 0 | 0 | Fail RIM | [11 empty] | Commercial | Energy Star Commercial Glass Door Freezer | Warehouse | New | N_WR_Energy Star Commercial Glass Door Freezer | 14.0213 | 0.57471 | 24.397 | 0 | 0 | 0 | Fail 2-year Threshold
[11 empty] | Commercial | Solar Pool Heater | Healthcare | New | N_HC_Solar Pool Heater | 1.0773 | 0.33386 | 3.2268 | 0 | 0 | 0 | Fail RIM | [11 empty] | Commercial | Energy Star Commercial Glass Door Refrigerator | Assembly | Turnover | T_AS_Energy Star Commercial Glass Door Refrigerator | 2.9835 | 0.57471 | 5.1913 | 0 | 0 | 0 | Fail 2-year Threshold
[11 empty] | Commercial | Solar Pool Heater | Hospitals | New | N_HS_Solar Pool Heater | 1.0773 | 0.33386 | 3.2268 | 0 | 0 | 0 | Fail RIM | [11 empty] | Commercial | Energy Star Commercial Glass Door Refrigerator | College and University | Turnover | T_CU_Energy Star Commercial Glass Door Refrigerator | 2.8144 | 0.54213 | 5.1913 | 0 | 0 | 0 | Fail 2-year Threshold
[11 empty] | Commercial | Solar Pool Heater | Institutional | New | N_IN_Solar Pool Heater | 1.0773 | 0.33386 | 3.2268 | 0 | 0 | 0 | Fail RIM | [11 empty] | Commercial | Energy Star Commercial Glass Door Refrigerator | Grocery | Turnover | T_GR_Energy Star Commercial Glass Door Refrigerator | 2.9835 | 0.57471 | 5.1913 | 0 | 0 | 0 | Fail 2-year Threshold
[11 empty] | Commercial | Solar Pool Heater | Lodging/Hospitality | New | N_LG_Solar Pool Heater | 1.0773 | 0.33386 | 3.2268 | 0 | 0 | 0 | Fail RIM | [11 empty] | Commercial | Energy Star Commercial Glass Door Refrigerator | Healthcare | Turnover | T_HC_Energy Star Commercial Glass Door Refrigerator | 2.8144 | 0.54213 | 5.1913 | 0 | 0 | 0 | Fail 2-year Threshold
[11 empty] | Commercial | Solar Pool Heater | Miscellaneous | New | N_MS_Solar Pool Heater | 1.0773 | 0.33386 | 3.2268 | 0 | 0 | 0 | Fail RIM | [11 empty] | Commercial | Energy Star Commercial Glass Door Refrigerator | Hospitals | Turnover | T_HS_Energy Star Commercial Glass Door Refrigerator | 2.8144 | 0.54213 | 5.1913 | 0 | 0 | 0 | Fail 2-year Threshold
[11 empty] | Commercial | Solar Pool Heater | Offices | New | N_OF_Solar Pool Heater | 1.0773 | 0.33386 | 3.2268 | 0 | 0 | 0 | Fail RIM | [11 empty] | Commercial | Energy Star Commercial Glass Door Refrigerator | Institutional | Turnover | T_IN_Energy Star Commercial Glass Door Refrigerator | 2.9835 | 0.57471 | 5.1913 | 0 | 0 | 0 | Fail 2-year Threshold
[11 empty] | Commercial | Solar Pool Heater | Restaurants | New | N_RS_Solar Pool Heater | 1.0773 | 0.33386 | 3.2268 | 0 | 0 | 0 | Fail RIM | [11 empty] | Commercial | Energy Star Commercial Glass Door Refrigerator | Lodging/Hospitality | Turnover | T_LG_Energy Star Commercial Glass Door Refrigerator | 2.8144 | 0.54213 | 5.1913 | 0 | 0 | 0 | Fail 2-year Threshold
[11 empty] | Commercial | Solar Pool Heater | Retail | New | N_RT_Solar Pool Heater | 1.0773 | 0.33386 | 3.2268 | 0 | 0 | 0 | Fail RIM | [11 empty] | Commercial | Energy Star Commercial Glass Door Refrigerator | Miscellaneous | Turnover | T_MS_Energy Star Commercial Glass Door Refrigerator | 2.9835 | 0.57471 | 5.1913 | 0 | 0 | 0 | Fail 2-year Threshold
[11 empty] | Commercial | Solar Pool Heater | Schools K-12 | New | N_SC_Solar Pool Heater | 1.0773 | 0.33386 | 3.2268 | 0 | 0 | 0 | Fail RIM | [11 empty] | Commercial | Energy Star Commercial Glass Door Refrigerator | Offices | Turnover | T_OF_Energy Star Commercial Glass Door Refrigerator | 2.9835 | 0.57471 | 5.1913 | 0 | 0 | 0 | Fail 2-year Threshold
[11 empty] | Commercial | Solar Pool Heater | Warehouse | New | N_WR_Solar Pool Heater | 1.0773 | 0.33386 | 3.2268 | 0 | 0 | 0 | Fail RIM | [11 empty] | Commercial | Energy Star Commercial Glass Door Refrigerator | Restaurants | Turnover | T_RS_Energy Star Commercial Glass Door Refrigerator | 2.8144 | 0.54213 | 5.1913 | 0 | 0 | 0 | Fail 2-year Threshold
[11 empty] | Commercial | Solar Powered Pool Pump | Assembly | Turnover | T_AS_Solar Powered Pool Pump | 0.99594 | 0.70191 | 1.4189 | 0 | 0 | 0 | Fail RIM | [11 empty] | Commercial | Energy Star Commercial Glass Door Refrigerator | Retail | Turnover | T_RT_Energy Star Commercial Glass Door Refrigerator | 2.9835 | 0.57471 | 5.1913 | 0 | 0 | 0 | Fail 2-year Threshold
[11 empty] | Commercial | Solar Powered Pool Pump | College and University | Turnover | T_CU_Solar Powered Pool Pump | 0.99594 | 0.70191 | 1.4189 | 0 | 0 | 0 | Fail RIM | [11 empty] | Commercial | Energy Star Commercial Glass Door Refrigerator | Schools K-12 | Turnover | T_SC_Energy Star Commercial Glass Door Refrigerator | 2.8144 | 0.54213 | 5.1913 | 0 | 0 | 0 | Fail 2-year Threshold
[11 empty] | Commercial | Solar Powered Pool Pump | Grocery | Turnover | T_GR_Solar Powered Pool Pump | 0.99594 | 0.70191 | 1.4189 | 0 | 0 | 0 | Fail RIM | [11 empty] | Commercial | Energy Star Commercial Glass Door Refrigerator | Warehouse | Turnover | T_WR_Energy Star Commercial Glass Door Refrigerator | 2.9835 | 0.57471 | 5.1913 | 0 | 0 | 0 | Fail 2-year Threshold
[11 empty] | Commercial | Solar Powered Pool Pump | Healthcare | Turnover | T_HC_Solar Powered Pool Pump | 0.99594 | 0.70191 | 1.4189 | 0 | 0 | 0 | Fail RIM | [11 empty] | Commercial | Energy Star Commercial Glass Door Refrigerator | Assembly | New | N_AS_Energy Star Commercial Glass Door Refrigerator | 2.9835 | 0.57471 | 5.1913 | 0 | 0 | 0 | Fail 2-year Threshold
[11 empty] | Commercial | Solar Powered Pool Pump | Hospitals | Turnover | T_HS_Solar Powered Pool Pump | 0.99594 | 0.70191 | 1.4189 | 0 | 0 | 0 | Fail RIM | [11 empty] | Commercial | Energy Star Commercial Glass Door Refrigerator | College and University | New | N_CU_Energy Star Commercial Glass Door Refrigerator | 2.8144 | 0.54213 | 5.1913 | 0 | 0 | 0 | Fail 2-year Threshold
[11 empty] | Commercial | Solar Powered Pool Pump | Institutional | Turnover | T_IN_Solar Powered Pool Pump | 0.99594 | 0.70191 | 1.4189 | 0 | 0 | 0 | Fail RIM | [11 empty] | Commercial | Energy Star Commercial Glass Door Refrigerator | Grocery | New | N_GR_Energy Star Commercial Glass Door Refrigerator | 2.9835 | 0.57471 | 5.1913 | 0 | 0 | 0 | Fail 2-year Threshold
[11 empty] | Commercial | Solar Powered Pool Pump | Lodging/Hospitality | Turnover | T_LG_Solar Powered Pool Pump | 0.99594 | 0.70191 | 1.4189 | 0 | 0 | 0 | Fail RIM | [11 empty] | Commercial | Energy Star Commercial Glass Door Refrigerator | Healthcare | New | N_HC_Energy Star Commercial Glass Door Refrigerator | 2.8144 | 0.54213 | 5.1913 | 0 | 0 | 0 | Fail 2-year Threshold
[11 empty] | Commercial | Solar Powered Pool Pump | Miscellaneous | Turnover | T_MS_Solar Powered Pool Pump | 0.99594 | 0.70191 | 1.4189 | 0 | 0 | 0 | Fail RIM | [11 empty] | Commercial | Energy Star Commercial Glass Door Refrigerator | Hospitals | New | N_HS_Energy Star Commercial Glass Door Refrigerator | 2.8144 | 0.54213 | 5.1913 | 0 | 0 | 0 | Fail 2-year Threshold
[11 empty] | Commercial | Solar Powered Pool Pump | Offices | Turnover | T_OF_Solar Powered Pool Pump | 0.99594 | 0.70191 | 1.4189 | 0 | 0 | 0 | Fail RIM | [11 empty] | Commercial | Energy Star Commercial Glass Door Refrigerator | Institutional | New | N_IN_Energy Star Commercial Glass Door Refrigerator | 2.9835 | 0.57471 | 5.1913 | 0 | 0 | 0 | Fail 2-year Threshold
[11 empty] | Commercial | Solar Powered Pool Pump | Restaurants | Turnover | T_RS_Solar Powered Pool Pump | 0.99594 | 0.70191 | 1.4189 | 0 | 0 | 0 | Fail RIM | [11 empty] | Commercial | Energy Star Commercial Glass Door Refrigerator | Lodging/Hospitality | New | N_LG_Energy Star Commercial Glass Door Refrigerator | 2.8144 | 0.54213 | 5.1913 | 0 | 0 | 0 | Fail 2-year Threshold
[11 empty] | Commercial | Solar Powered Pool Pump | Retail | Turnover | T_RT_Solar Powered Pool Pump | 0.99594 | 0.70191 | 1.4189 | 0 | 0 | 0 | Fail RIM | [11 empty] | Commercial | Energy Star Commercial Glass Door Refrigerator | Miscellaneous | New | N_MS_Energy Star Commercial Glass Door Refrigerator | 2.9835 | 0.57471 | 5.1913 | 0 | 0 | 0 | Fail 2-year Threshold
[11 empty] | Commercial | Solar Powered Pool Pump | Schools K-12 | Turnover | T_SC_Solar Powered Pool Pump | 0.99594 | 0.70191 | 1.4189 | 0 | 0 | 0 | Fail RIM | [11 empty] | Commercial | Energy Star Commercial Glass Door Refrigerator | Offices | New | N_OF_Energy Star Commercial Glass Door Refrigerator | 2.9835 | 0.57471 | 5.1913 | 0 | 0 | 0 | Fail 2-year Threshold
[11 empty] | Commercial | Solar Powered Pool Pump | Assembly | New | N_AS_Solar Powered Pool Pump | 0.99594 | 0.70191 | 1.4189 | 0 | 0 | 0 | Fail RIM | [11 empty] | Commercial | Energy Star Commercial Glass Door Refrigerator | Restaurants | New | N_RS_Energy Star Commercial Glass Door Refrigerator | 2.8144 | 0.54213 | 5.1913 | 0 | 0 | 0 | Fail 2-year Threshold
[11 empty] | Commercial | Solar Powered Pool Pump | College and University | New | N_CU_Solar Powered Pool Pump | 0.99594 | 0.70191 | 1.4189 | 0 | 0 | 0 | Fail RIM | [11 empty] | Commercial | Energy Star Commercial Glass Door Refrigerator | Retail | New | N_RT_Energy Star Commercial Glass Door Refrigerator | 2.9835 | 0.57471 | 5.1913 | 0 | 0 | 0 | Fail 2-year Threshold
[11 empty] | Commercial | Solar Powered Pool Pump | Grocery | New | N_GR_Solar Powered Pool Pump | 0.99594 | 0.70191 | 1.4189 | 0 | 0 | 0 | Fail RIM | [11 empty] | Commercial | Energy Star Commercial Glass Door Refrigerator | Schools K-12 | New | N_SC_Energy Star Commercial Glass Door Refrigerator | 2.8144 | 0.54213 | 5.1913 | 0 | 0 | 0 | Fail 2-year Threshold
[11 empty] | Commercial | Solar Powered Pool Pump | Healthcare | New | N_HC_Solar Powered Pool Pump | 0.99594 | 0.70191 | 1.4189 | 0 | 0 | 0 | Fail RIM | [11 empty] | Commercial | Energy Star Commercial Glass Door Refrigerator | Warehouse | New | N_WR_Energy Star Commercial Glass Door Refrigerator | 2.9835 | 0.57471 | 5.1913 | 0 | 0 | 0 | Fail 2-year Threshold
[11 empty] | Commercial | Solar Powered Pool Pump | Hospitals | New | N_HS_Solar Powered Pool Pump | 0.99594 | 0.70191 | 1.4189 | 0 | 0 | 0 | Fail RIM | [11 empty] | Commercial | Energy Star Commercial Solid Door Freezer | Assembly | Turnover | T_AS_Energy Star Commercial Solid Door Freezer | 8.1833 | 0.58132 | 14.0772 | 0 | 0 | 0 | Fail 2-year Threshold
[11 empty] | Commercial | Solar Powered Pool Pump | Institutional | New | N_IN_Solar Powered Pool Pump | 0.99594 | 0.70191 | 1.4189 | 0 | 0 | 0 | Fail RIM | [11 empty] | Commercial | Energy Star Commercial Solid Door Freezer | College and University | Turnover | T_CU_Energy Star Commercial Solid Door Freezer | 7.6317 | 0.54213 | 14.0772 | 0 | 0 | 0 | Fail 2-year Threshold
[11 empty] | Commercial | Solar Powered Pool Pump | Lodging/Hospitality | New | N_LG_Solar Powered Pool Pump | 0.99594 | 0.70191 | 1.4189 | 0 | 0 | 0 | Fail RIM | [11 empty] | Commercial | Energy Star Commercial Solid Door Freezer | Grocery | Turnover | T_GR_Energy Star Commercial Solid Door Freezer | 8.1833 | 0.58132 | 14.0772 | 0 | 0 | 0 | Fail 2-year Threshold
[11 empty] | Commercial | Solar Powered Pool Pump | Miscellaneous | New | N_MS_Solar Powered Pool Pump | 0.99594 | 0.70191 | 1.4189 | 0 | 0 | 0 | Fail RIM | [11 empty] | Commercial | Energy Star Commercial Solid Door Freezer | Healthcare | Turnover | T_HC_Energy Star Commercial Solid Door Freezer | 7.6317 | 0.54213 | 14.0772 | 0 | 0 | 0 | Fail 2-year Threshold
[11 empty] | Commercial | Solar Powered Pool Pump | Offices | New | N_OF_Solar Powered Pool Pump | 0.99594 | 0.70191 | 1.4189 | 0 | 0 | 0 | Fail RIM | [11 empty] | Commercial | Energy Star Commercial Solid Door Freezer | Hospitals | Turnover | T_HS_Energy Star Commercial Solid Door Freezer | 7.6317 | 0.54213 | 14.0772 | 0 | 0 | 0 | Fail 2-year Threshold
[11 empty] | Commercial | Solar Powered Pool Pump | Restaurants | New | N_RS_Solar Powered Pool Pump | 0.99594 | 0.70191 | 1.4189 | 0 | 0 | 0 | Fail RIM | [11 empty] | Commercial | Energy Star Commercial Solid Door Freezer | Institutional | Turnover | T_IN_Energy Star Commercial Solid Door Freezer | 8.1833 | 0.58132 | 14.0772 | 0 | 0 | 0 | Fail 2-year Threshold
[11 empty] | Commercial | Solar Powered Pool Pump | Retail | New | N_RT_Solar Powered Pool Pump | 0.99594 | 0.70191 | 1.4189 | 0 | 0 | 0 | Fail RIM | [11 empty] | Commercial | Energy Star Commercial Solid Door Freezer | Lodging/Hospitality | Turnover | T_LG_Energy Star Commercial Solid Door Freezer | 7.6317 | 0.54213 | 14.0772 | 0 | 0 | 0 | Fail 2-year Threshold
[11 empty] | Commercial | Solar Powered Pool Pump | Schools K-12 | New | N_SC_Solar Powered Pool Pump | 0.99594 | 0.70191 | 1.4189 | 0 | 0 | 0 | Fail RIM | [11 empty] | Commercial | Energy Star Commercial Solid Door Freezer | Miscellaneous | Turnover | T_MS_Energy Star Commercial Solid Door Freezer | 8.1833 | 0.58132 | 14.0772 | 0 | 0 | 0 | Fail 2-year Threshold
[11 empty] | Commercial | Two Speed Pool Pump | Assembly | Turnover | T_AS_Two Speed Pool Pump | 4.7802 | 0.70191 | 6.8103 | 0 | 0 | 0 | Fail RIM | [11 empty] | Commercial | Energy Star Commercial Solid Door Freezer | Offices | Turnover | T_OF_Energy Star Commercial Solid Door Freezer | 8.1833 | 0.58132 | 14.0772 | 0 | 0 | 0 | Fail 2-year Threshold
[11 empty] | Commercial | Two Speed Pool Pump | College and University | Turnover | T_CU_Two Speed Pool Pump | 4.7802 | 0.70191 | 6.8103 | 0 | 0 | 0 | Fail RIM | [11 empty] | Commercial | Energy Star Commercial Solid Door Freezer | Restaurants | Turnover | T_RS_Energy Star Commercial Solid Door Freezer | 7.6317 | 0.54213 | 14.0772 | 0 | 0 | 0 | Fail 2-year Threshold
[11 empty] | Commercial | Two Speed Pool Pump | Grocery | Turnover | T_GR_Two Speed Pool Pump | 4.7802 | 0.70191 | 6.8103 | 0 | 0 | 0 | Fail RIM | [11 empty] | Commercial | Energy Star Commercial Solid Door Freezer | Retail | Turnover | T_RT_Energy Star Commercial Solid Door Freezer | 8.1833 | 0.58132 | 14.0772 | 0 | 0 | 0 | Fail 2-year Threshold
[11 empty] | Commercial | Two Speed Pool Pump | Healthcare | Turnover | T_HC_Two Speed Pool Pump | 4.7802 | 0.70191 | 6.8103 | 0 | 0 | 0 | Fail RIM | [11 empty] | Commercial | Energy Star Commercial Solid Door Freezer | Schools K-12 | Turnover | T_SC_Energy Star Commercial Solid Door Freezer | 7.6317 | 0.54213 | 14.0772 | 0 | 0 | 0 | Fail 2-year Threshold
[11 empty] | Commercial | Two Speed Pool Pump | Hospitals | Turnover | T_HS_Two Speed Pool Pump | 4.7802 | 0.70191 | 6.8103 | 0 | 0 | 0 | Fail RIM | [11 empty] | Commercial | Energy Star Commercial Solid Door Freezer | Warehouse | Turnover | T_WR_Energy Star Commercial Solid Door Freezer | 8.1833 | 0.58132 | 14.0772 | 0 | 0 | 0 | Fail 2-year Threshold
[11 empty] | Commercial | Two Speed Pool Pump | Institutional | Turnover | T_IN_Two Speed Pool Pump | 4.7802 | 0.70191 | 6.8103 | 0 | 0 | 0 | Fail RIM | [11 empty] | Commercial | Energy Star Commercial Solid Door Freezer | Assembly | New | N_AS_Energy Star Commercial Solid Door Freezer | 8.1833 | 0.58132 | 14.0772 | 0 | 0 | 0 | Fail 2-year Threshold
[11 empty] | Commercial | Two Speed Pool Pump | Lodging/Hospitality | Turnover | T_LG_Two Speed Pool Pump | 4.7802 | 0.70191 | 6.8103 | 0 | 0 | 0 | Fail RIM | [11 empty] | Commercial | Energy Star Commercial Solid Door Freezer | College and University | New | N_CU_Energy Star Commercial Solid Door Freezer | 7.6317 | 0.54213 | 14.0772 | 0 | 0 | 0 | Fail 2-year Threshold
[11 empty] | Commercial | Two Speed Pool Pump | Miscellaneous | Turnover | T_MS_Two Speed Pool Pump | 4.7802 | 0.70191 | 6.8103 | 0 | 0 | 0 | Fail RIM | [11 empty] | Commercial | Energy Star Commercial Solid Door Freezer | Grocery | New | N_GR_Energy Star Commercial Solid Door Freezer | 8.1833 | 0.58132 | 14.0772 | 0 | 0 | 0 | Fail 2-year Threshold
[11 empty] | Commercial | Two Speed Pool Pump | Offices | Turnover | T_OF_Two Speed Pool Pump | 4.7802 | 0.70191 | 6.8103 | 0 | 0 | 0 | Fail RIM | [11 empty] | Commercial | Energy Star Commercial Solid Door Freezer | Healthcare | New | N_HC_Energy Star Commercial Solid Door Freezer | 7.6317 | 0.54213 | 14.0772 | 0 | 0 | 0 | Fail 2-year Threshold
[11 empty] | Commercial | Two Speed Pool Pump | Restaurants | Turnover | T_RS_Two Speed Pool Pump | 4.7802 | 0.70191 | 6.8103 | 0 | 0 | 0 | Fail RIM | [11 empty] | Commercial | Energy Star Commercial Solid Door Freezer | Hospitals | New | N_HS_Energy Star Commercial Solid Door Freezer | 7.6317 | 0.54213 | 14.0772 | 0 | 0 | 0 | Fail 2-year Threshold
[11 empty] | Commercial | Two Speed Pool Pump | Retail | Turnover | T_RT_Two Speed Pool Pump | 4.7802 | 0.70191 | 6.8103 | 0 | 0 | 0 | Fail RIM | [11 empty] | Commercial | Energy Star Commercial Solid Door Freezer | Institutional | New | N_IN_Energy Star Commercial Solid Door Freezer | 8.1833 | 0.58132 | 14.0772 | 0 | 0 | 0 | Fail 2-year Threshold
[11 empty] | Commercial | Two Speed Pool Pump | Schools K-12 | Turnover | T_SC_Two Speed Pool Pump | 4.7802 | 0.70191 | 6.8103 | 0 | 0 | 0 | Fail RIM | [11 empty] | Commercial | Energy Star Commercial Solid Door Freezer | Lodging/Hospitality | New | N_LG_Energy Star Commercial Solid Door Freezer | 7.6317 | 0.54213 | 14.0772 | 0 | 0 | 0 | Fail 2-year Threshold
[11 empty] | Commercial | Two Speed Pool Pump | Warehouse | Turnover | T_WR_Two Speed Pool Pump | 4.7802 | 0.70191 | 6.8103 | 0 | 0 | 0 | Fail RIM | [11 empty] | Commercial | Energy Star Commercial Solid Door Freezer | Miscellaneous | New | N_MS_Energy Star Commercial Solid Door Freezer | 8.1833 | 0.58132 | 14.0772 | 0 | 0 | 0 | Fail 2-year Threshold
[11 empty] | Commercial | Two Speed Pool Pump | Assembly | New | N_AS_Two Speed Pool Pump | 4.7802 | 0.70191 | 6.8103 | 0 | 0 | 0 | Fail RIM | [11 empty] | Commercial | Energy Star Commercial Solid Door Freezer | Offices | New | N_OF_Energy Star Commercial Solid Door Freezer | 8.1833 | 0.58132 | 14.0772 | 0 | 0 | 0 | Fail 2-year Threshold
[11 empty] | Commercial | Two Speed Pool Pump | College and University | New | N_CU_Two Speed Pool Pump | 4.7802 | 0.70191 | 6.8103 | 0 | 0 | 0 | Fail RIM | [11 empty] | Commercial | Energy Star Commercial Solid Door Freezer | Restaurants | New | N_RS_Energy Star Commercial Solid Door Freezer | 7.6317 | 0.54213 | 14.0772 | 0 | 0 | 0 | Fail 2-year Threshold
[11 empty] | Commercial | Two Speed Pool Pump | Grocery | New | N_GR_Two Speed Pool Pump | 4.7802 | 0.70191 | 6.8103 | 0 | 0 | 0 | Fail RIM | [11 empty] | Commercial | Energy Star Commercial Solid Door Freezer | Retail | New | N_RT_Energy Star Commercial Solid Door Freezer | 8.1833 | 0.58132 | 14.0772 | 0 | 0 | 0 | Fail 2-year Threshold
[11 empty] | Commercial | Two Speed Pool Pump | Healthcare | New | N_HC_Two Speed Pool Pump | 4.7802 | 0.70191 | 6.8103 | 0 | 0 | 0 | Fail RIM | [11 empty] | Commercial | Energy Star Commercial Solid Door Freezer | Schools K-12 | New | N_SC_Energy Star Commercial Solid Door Freezer | 7.6317 | 0.54213 | 14.0772 | 0 | 0 | 0 | Fail 2-year Threshold
[11 empty] | Commercial | Two Speed Pool Pump | Hospitals | New | N_HS_Two Speed Pool Pump | 4.7802 | 0.70191 | 6.8103 | 0 | 0 | 0 | Fail RIM | [11 empty] | Commercial | Energy Star Commercial Solid Door Freezer | Warehouse | New | N_WR_Energy Star Commercial Solid Door Freezer | 8.1833 | 0.58132 | 14.0772 | 0 | 0 | 0 | Fail 2-year Threshold
[11 empty] | Commercial | Two Speed Pool Pump | Institutional | New | N_IN_Two Speed Pool Pump | 4.7802 | 0.70191 | 6.8103 | 0 | 0 | 0 | Fail RIM | [11 empty] | Commercial | Energy Star Ice Maker | Assembly | Turnover | T_AS_Energy Star Ice Maker | 0.31561 | 0.5101 | 0.61873 | 0 | 0 | 0 | Fail TRC
[11 empty] | Commercial | Two Speed Pool Pump | Lodging/Hospitality | New | N_LG_Two Speed Pool Pump | 4.7802 | 0.70191 | 6.8103 | 0 | 0 | 0 | Fail RIM | [11 empty] | Commercial | Energy Star Ice Maker | College and University | Turnover | T_CU_Energy Star Ice Maker | 0.29141 | 0.47099 | 0.61873 | 0 | 0 | 0 | Fail TRC
[11 empty] | Commercial | Two Speed Pool Pump | Miscellaneous | New | N_MS_Two Speed Pool Pump | 4.7802 | 0.70191 | 6.8103 | 0 | 0 | 0 | Fail RIM | [11 empty] | Commercial | Energy Star Ice Maker | Grocery | Turnover | T_GR_Energy Star Ice Maker | 0.31561 | 0.5101 | 0.61873 | 0 | 0 | 0 | Fail TRC
[11 empty] | Commercial | Two Speed Pool Pump | Offices | New | N_OF_Two Speed Pool Pump | 4.7802 | 0.70191 | 6.8103 | 0 | 0 | 0 | Fail RIM | [11 empty] | Commercial | Energy Star Ice Maker | Healthcare | Turnover | T_HC_Energy Star Ice Maker | 0.29141 | 0.47099 | 0.61873 | 0 | 0 | 0 | Fail TRC
[11 empty] | Commercial | Two Speed Pool Pump | Restaurants | New | N_RS_Two Speed Pool Pump | 4.7802 | 0.70191 | 6.8103 | 0 | 0 | 0 | Fail RIM | [11 empty] | Commercial | Energy Star Ice Maker | Hospitals | Turnover | T_HS_Energy Star Ice Maker | 0.29141 | 0.47099 | 0.61873 | 0 | 0 | 0 | Fail TRC
[11 empty] | Commercial | Two Speed Pool Pump | Retail | New | N_RT_Two Speed Pool Pump | 4.7802 | 0.70191 | 6.8103 | 0 | 0 | 0 | Fail RIM | [11 empty] | Commercial | Energy Star Ice Maker | Institutional | Turnover | T_IN_Energy Star Ice Maker | 0.31561 | 0.5101 | 0.61873 | 0 | 0 | 0 | Fail TRC
[11 empty] | Commercial | Two Speed Pool Pump | Schools K-12 | New | N_SC_Two Speed Pool Pump | 4.7802 | 0.70191 | 6.8103 | 0 | 0 | 0 | Fail RIM | [11 empty] | Commercial | Energy Star Ice Maker | Lodging/Hospitality | Turnover | T_LG_Energy Star Ice Maker | 0.29141 | 0.47099 | 0.61873 | 0 | 0 | 0 | Fail TRC
[11 empty] | Commercial | Two Speed Pool Pump | Warehouse | New | N_WR_Two Speed Pool Pump | 4.7802 | 0.70191 | 6.8103 | 0 | 0 | 0 | Fail RIM | [11 empty] | Commercial | Energy Star Ice Maker | Miscellaneous | Turnover | T_MS_Energy Star Ice Maker | 0.31561 | 0.5101 | 0.61873 | 0 | 0 | 0 | Fail TRC
[11 empty] | Commercial | Variable Speed Pool Pump | Assembly | Turnover | T_AS_Variable Speed Pool Pump | 1.6477 | 0.70191 | 2.3474 | 0 | 0 | 0 | Fail RIM | [11 empty] | Commercial | Energy Star Ice Maker | Offices | Turnover | T_OF_Energy Star Ice Maker | 0.31561 | 0.5101 | 0.61873 | 0 | 0 | 0 | Fail TRC
[11 empty] | Commercial | Variable Speed Pool Pump | College and University | Turnover | T_CU_Variable Speed Pool Pump | 1.6477 | 0.70191 | 2.3474 | 0 | 0 | 0 | Fail RIM | [11 empty] | Commercial | Energy Star Ice Maker | Restaurants | Turnover | T_RS_Energy Star Ice Maker | 0.29141 | 0.47099 | 0.61873 | 0 | 0 | 0 | Fail TRC
[11 empty] | Commercial | Variable Speed Pool Pump | Grocery | Turnover | T_GR_Variable Speed Pool Pump | 1.6477 | 0.70191 | 2.3474 | 0 | 0 | 0 | Fail RIM | [11 empty] | Commercial | Energy Star Ice Maker | Retail | Turnover | T_RT_Energy Star Ice Maker | 0.31561 | 0.5101 | 0.61873 | 0 | 0 | 0 | Fail TRC
[11 empty] | Commercial | Variable Speed Pool Pump | Healthcare | Turnover | T_HC_Variable Speed Pool Pump | 1.6477 | 0.70191 | 2.3474 | 0 | 0 | 0 | Fail RIM | [11 empty] | Commercial | Energy Star Ice Maker | Schools K-12 | Turnover | T_SC_Energy Star Ice Maker | 0.29141 | 0.47099 | 0.61873 | 0 | 0 | 0 | Fail TRC
[11 empty] | Commercial | Variable Speed Pool Pump | Hospitals | Turnover | T_HS_Variable Speed Pool Pump | 1.6477 | 0.70191 | 2.3474 | 0 | 0 | 0 | Fail RIM | [11 empty] | Commercial | Energy Star Ice Maker | Warehouse | Turnover | T_WR_Energy Star Ice Maker | 0.31561 | 0.5101 | 0.61873 | 0 | 0 | 0 | Fail TRC
[11 empty] | Commercial | Variable Speed Pool Pump | Institutional | Turnover | T_IN_Variable Speed Pool Pump | 1.6477 | 0.70191 | 2.3474 | 0 | 0 | 0 | Fail RIM | [11 empty] | Commercial | Energy Star Ice Maker | Assembly | New | N_AS_Energy Star Ice Maker | 0.31561 | 0.5101 | 0.61873 | 0 | 0 | 0 | Fail TRC
[11 empty] | Commercial | Variable Speed Pool Pump | Lodging/Hospitality | Turnover | T_LG_Variable Speed Pool Pump | 1.6477 | 0.70191 | 2.3474 | 0 | 0 | 0 | Fail RIM | [11 empty] | Commercial | Energy Star Ice Maker | College and University | New | N_CU_Energy Star Ice Maker | 0.29141 | 0.47099 | 0.61873 | 0 | 0 | 0 | Fail TRC
[11 empty] | Commercial | Variable Speed Pool Pump | Miscellaneous | Turnover | T_MS_Variable Speed Pool Pump | 1.6477 | 0.70191 | 2.3474 | 0 | 0 | 0 | Fail RIM | [11 empty] | Commercial | Energy Star Ice Maker | Grocery | New | N_GR_Energy Star Ice Maker | 0.31561 | 0.5101 | 0.61873 | 0 | 0 | 0 | Fail TRC
[11 empty] | Commercial | Variable Speed Pool Pump | Offices | Turnover | T_OF_Variable Speed Pool Pump | 1.6477 | 0.70191 | 2.3474 | 0 | 0 | 0 | Fail RIM | [11 empty] | Commercial | Energy Star Ice Maker | Healthcare | New | N_HC_Energy Star Ice Maker | 0.29141 | 0.47099 | 0.61873 | 0 | 0 | 0 | Fail TRC
[11 empty] | Commercial | Variable Speed Pool Pump | Restaurants | Turnover | T_RS_Variable Speed Pool Pump | 1.6477 | 0.70191 | 2.3474 | 0 | 0 | 0 | Fail RIM | [11 empty] | Commercial | Energy Star Ice Maker | Hospitals | New | N_HS_Energy Star Ice Maker | 0.29141 | 0.47099 | 0.61873 | 0 | 0 | 0 | Fail TRC
[11 empty] | Commercial | Variable Speed Pool Pump | Retail | Turnover | T_RT_Variable Speed Pool Pump | 1.6477 | 0.70191 | 2.3474 | 0 | 0 | 0 | Fail RIM | [11 empty] | Commercial | Energy Star Ice Maker | Institutional | New | N_IN_Energy Star Ice Maker | 0.31561 | 0.5101 | 0.61873 | 0 | 0 | 0 | Fail TRC
[11 empty] | Commercial | Variable Speed Pool Pump | Schools K-12 | Turnover | T_SC_Variable Speed Pool Pump | 1.6477 | 0.70191 | 2.3474 | 0 | 0 | 0 | Fail RIM | [11 empty] | Commercial | Energy Star Ice Maker | Lodging/Hospitality | New | N_LG_Energy Star Ice Maker | 0.29141 | 0.47099 | 0.61873 | 0 | 0 | 0 | Fail TRC
[11 empty] | Commercial | Variable Speed Pool Pump | Assembly | New | N_AS_Variable Speed Pool Pump | 1.6477 | 0.70191 | 2.3474 | 0 | 0 | 0 | Fail RIM | [11 empty] | Commercial | Energy Star Ice Maker | Miscellaneous | New | N_MS_Energy Star Ice Maker | 0.31561 | 0.5101 | 0.61873 | 0 | 0 | 0 | Fail TRC
[11 empty] | Commercial | Variable Speed Pool Pump | College and University | New | N_CU_Variable Speed Pool Pump | 1.6477 | 0.70191 | 2.3474 | 0 | 0 | 0 | Fail RIM | [11 empty] | Commercial | Energy Star Ice Maker | Offices | New | N_OF_Energy Star Ice Maker | 0.31561 | 0.5101 | 0.61873 | 0 | 0 | 0 | Fail TRC
[11 empty] | Commercial | Variable Speed Pool Pump | Grocery | New | N_GR_Variable Speed Pool Pump | 1.6477 | 0.70191 | 2.3474 | 0 | 0 | 0 | Fail RIM | [11 empty] | Commercial | Energy Star Ice Maker | Restaurants | New | N_RS_Energy Star Ice Maker | 0.29141 | 0.47099 | 0.61873 | 0 | 0 | 0 | Fail TRC
[11 empty] | Commercial | Variable Speed Pool Pump | Healthcare | New | N_HC_Variable Speed Pool Pump | 1.6477 | 0.70191 | 2.3474 | 0 | 0 | 0 | Fail RIM | [11 empty] | Commercial | Energy Star Ice Maker | Retail | New | N_RT_Energy Star Ice Maker | 0.31561 | 0.5101 | 0.61873 | 0 | 0 | 0 | Fail TRC
[11 empty] | Commercial | Variable Speed Pool Pump | Hospitals | New | N_HS_Variable Speed Pool Pump | 1.6477 | 0.70191 | 2.3474 | 0 | 0 | 0 | Fail RIM | [11 empty] | Commercial | Energy Star Ice Maker | Schools K-12 | New | N_SC_Energy Star Ice Maker | 0.29141 | 0.47099 | 0.61873 | 0 | 0 | 0 | Fail TRC
[11 empty] | Commercial | Variable Speed Pool Pump | Institutional | New | N_IN_Variable Speed Pool Pump | 1.6477 | 0.70191 | 2.3474 | 0 | 0 | 0 | Fail RIM | [11 empty] | Commercial | Energy Star Ice Maker | Warehouse | New | N_WR_Energy Star Ice Maker | 0.31561 | 0.5101 | 0.61873 | 0 | 0 | 0 | Fail TRC
[11 empty] | Commercial | Variable Speed Pool Pump | Lodging/Hospitality | New | N_LG_Variable Speed Pool Pump | 1.6477 | 0.70191 | 2.3474 | 0 | 0 | 0 | Fail RIM | [11 empty] | Commercial | Energy Star Refrigerator | Assembly | Turnover | T_AS_Energy Star Refrigerator | 0.5513 | 0.54612 | 1.0095 | 0 | 0 | 0 | Fail TRC
[11 empty] | Commercial | Variable Speed Pool Pump | Miscellaneous | New | N_MS_Variable Speed Pool Pump | 1.6477 | 0.70191 | 2.3474 | 0 | 0 | 0 | Fail RIM | [11 empty] | Commercial | Energy Star Refrigerator | College and University | Turnover | T_CU_Energy Star Refrigerator | 0.5513 | 0.54612 | 1.0095 | 0 | 0 | 0 | Fail TRC
[11 empty] | Commercial | Variable Speed Pool Pump | Offices | New | N_OF_Variable Speed Pool Pump | 1.6477 | 0.70191 | 2.3474 | 0 | 0 | 0 | Fail RIM | [11 empty] | Commercial | Energy Star Refrigerator | Grocery | Turnover | T_GR_Energy Star Refrigerator | 0.5513 | 0.54612 | 1.0095 | 0 | 0 | 0 | Fail TRC
[11 empty] | Commercial | Variable Speed Pool Pump | Restaurants | New | N_RS_Variable Speed Pool Pump | 1.6477 | 0.70191 | 2.3474 | 0 | 0 | 0 | Fail RIM | [11 empty] | Commercial | Energy Star Refrigerator | Healthcare | Turnover | T_HC_Energy Star Refrigerator | 0.5513 | 0.54612 | 1.0095 | 0 | 0 | 0 | Fail TRC
[11 empty] | Commercial | Variable Speed Pool Pump | Retail | New | N_RT_Variable Speed Pool Pump | 1.6477 | 0.70191 | 2.3474 | 0 | 0 | 0 | Fail RIM | [11 empty] | Commercial | Energy Star Refrigerator | Hospitals | Turnover | T_HS_Energy Star Refrigerator | 0.5513 | 0.54612 | 1.0095 | 0 | 0 | 0 | Fail TRC
[11 empty] | Commercial | Variable Speed Pool Pump | Schools K-12 | New | N_SC_Variable Speed Pool Pump | 1.6477 | 0.70191 | 2.3474 | 0 | 0 | 0 | Fail RIM | [11 empty] | Commercial | Energy Star Refrigerator | Institutional | Turnover | T_IN_Energy Star Refrigerator | 0.5513 | 0.54612 | 1.0095 | 0 | 0 | 0 | Fail TRC
[11 empty] | Commercial | ENERGY STAR Imaging Equipment | Assembly | Turnover | T_AS_ENERGY STAR Imaging Equipment | 0.16153 | 0.4547 | 0.35524 | 0 | 0 | 0 | Fail RIM | [11 empty] | Commercial | Energy Star Refrigerator | Lodging/Hospitality | Turnover | T_LG_Energy Star Refrigerator | 0.5513 | 0.54612 | 1.0095 | 0 | 0 | 0 | Fail TRC
[11 empty] | Commercial | ENERGY STAR Imaging Equipment | College and University | Turnover | T_CU_ENERGY STAR Imaging Equipment | 0.16153 | 0.4547 | 0.35524 | 0 | 0 | 0 | Fail RIM | [11 empty] | Commercial | Energy Star Refrigerator | Miscellaneous | Turnover | T_MS_Energy Star Refrigerator | 0.5513 | 0.54612 | 1.0095 | 0 | 0 | 0 | Fail TRC
[11 empty] | Commercial | ENERGY STAR Imaging Equipment | Grocery | Turnover | T_GR_ENERGY STAR Imaging Equipment | 0.16153 | 0.4547 | 0.35524 | 0 | 0 | 0 | Fail RIM | [11 empty] | Commercial | Energy Star Refrigerator | Offices | Turnover | T_OF_Energy Star Refrigerator | 0.5513 | 0.54612 | 1.0095 | 0 | 0 | 0 | Fail TRC
[11 empty] | Commercial | ENERGY STAR Imaging Equipment | Healthcare | Turnover | T_HC_ENERGY STAR Imaging Equipment | 0.16153 | 0.4547 | 0.35524 | 0 | 0 | 0 | Fail RIM | [11 empty] | Commercial | Energy Star Refrigerator | Restaurants | Turnover | T_RS_Energy Star Refrigerator | 0.5513 | 0.54612 | 1.0095 | 0 | 0 | 0 | Fail TRC
[11 empty] | Commercial | ENERGY STAR Imaging Equipment | Hospitals | Turnover | T_HS_ENERGY STAR Imaging Equipment | 0.16153 | 0.4547 | 0.35524 | 0 | 0 | 0 | Fail RIM | [11 empty] | Commercial | Energy Star Refrigerator | Retail | Turnover | T_RT_Energy Star Refrigerator | 0.5513 | 0.54612 | 1.0095 | 0 | 0 | 0 | Fail TRC
[11 empty] | Commercial | ENERGY STAR Imaging Equipment | Institutional | Turnover | T_IN_ENERGY STAR Imaging Equipment | 0.16153 | 0.4547 | 0.35524 | 0 | 0 | 0 | Fail RIM | [11 empty] | Commercial | Energy Star Refrigerator | Schools K-12 | Turnover | T_SC_Energy Star Refrigerator | 0.5513 | 0.54612 | 1.0095 | 0 | 0 | 0 | Fail TRC
[11 empty] | Commercial | ENERGY STAR Imaging Equipment | Lodging/Hospitality | Turnover | T_LG_ENERGY STAR Imaging Equipment | 0.16153 | 0.4547 | 0.35524 | 0 | 0 | 0 | Fail RIM | [11 empty] | Commercial | Energy Star Refrigerator | Warehouse | Turnover | T_WR_Energy Star Refrigerator | 0.5513 | 0.54612 | 1.0095 | 0 | 0 | 0 | Fail TRC
[11 empty] | Commercial | ENERGY STAR Imaging Equipment | Miscellaneous | Turnover | T_MS_ENERGY STAR Imaging Equipment | 0.16153 | 0.4547 | 0.35524 | 0 | 0 | 0 | Fail RIM | [11 empty] | Commercial | Energy Star Refrigerator | Assembly | New | N_AS_Energy Star Refrigerator | 0.5513 | 0.54612 | 1.0095 | 0 | 0 | 0 | Fail TRC
[11 empty] | Commercial | ENERGY STAR Imaging Equipment | Offices | Turnover | T_OF_ENERGY STAR Imaging Equipment | 0.16153 | 0.4547 | 0.35524 | 0 | 0 | 0 | Fail RIM | [11 empty] | Commercial | Energy Star Refrigerator | College and University | New | N_CU_Energy Star Refrigerator | 0.5513 | 0.54612 | 1.0095 | 0 | 0 | 0 | Fail TRC
[11 empty] | Commercial | ENERGY STAR Imaging Equipment | Restaurants | Turnover | T_RS_ENERGY STAR Imaging Equipment | 0.16153 | 0.4547 | 0.35524 | 0 | 0 | 0 | Fail RIM | [11 empty] | Commercial | Energy Star Refrigerator | Grocery | New | N_GR_Energy Star Refrigerator | 0.5513 | 0.54612 | 1.0095 | 0 | 0 | 0 | Fail TRC
[11 empty] | Commercial | ENERGY STAR Imaging Equipment | Retail | Turnover | T_RT_ENERGY STAR Imaging Equipment | 0.16153 | 0.4547 | 0.35524 | 0 | 0 | 0 | Fail RIM | [11 empty] | Commercial | Energy Star Refrigerator | Healthcare | New | N_HC_Energy Star Refrigerator | 0.5513 | 0.54612 | 1.0095 | 0 | 0 | 0 | Fail TRC
[11 empty] | Commercial | ENERGY STAR Imaging Equipment | Schools K-12 | Turnover | T_SC_ENERGY STAR Imaging Equipment | 0.16153 | 0.4547 | 0.35524 | 0 | 0 | 0 | Fail RIM | [11 empty] | Commercial | Energy Star Refrigerator | Hospitals | New | N_HS_Energy Star Refrigerator | 0.5513 | 0.54612 | 1.0095 | 0 | 0 | 0 | Fail TRC
[11 empty] | Commercial | ENERGY STAR Imaging Equipment | Warehouse | Turnover | T_WR_ENERGY STAR Imaging Equipment | 0.16153 | 0.4547 | 0.35524 | 0 | 0 | 0 | Fail RIM | [11 empty] | Commercial | Energy Star Refrigerator | Institutional | New | N_IN_Energy Star Refrigerator | 0.5513 | 0.54612 | 1.0095 | 0 | 0 | 0 | Fail TRC
[11 empty] | Commercial | ENERGY STAR Imaging Equipment | Assembly | New | N_AS_ENERGY STAR Imaging Equipment | 0.16153 | 0.4547 | 0.35524 | 0 | 0 | 0 | Fail RIM | [11 empty] | Commercial | Energy Star Refrigerator | Lodging/Hospitality | New | N_LG_Energy Star Refrigerator | 0.5513 | 0.54612 | 1.0095 | 0 | 0 | 0 | Fail TRC
[11 empty] | Commercial | ENERGY STAR Imaging Equipment | College and University | New | N_CU_ENERGY STAR Imaging Equipment | 0.16153 | 0.4547 | 0.35524 | 0 | 0 | 0 | Fail RIM | [11 empty] | Commercial | Energy Star Refrigerator | Miscellaneous | New | N_MS_Energy Star Refrigerator | 0.5513 | 0.54612 | 1.0095 | 0 | 0 | 0 | Fail TRC
[11 empty] | Commercial | ENERGY STAR Imaging Equipment | Grocery | New | N_GR_ENERGY STAR Imaging Equipment | 0.16153 | 0.4547 | 0.35524 | 0 | 0 | 0 | Fail RIM | [11 empty] | Commercial | Energy Star Refrigerator | Offices | New | N_OF_Energy Star Refrigerator | 0.5513 | 0.54612 | 1.0095 | 0 | 0 | 0 | Fail TRC
[11 empty] | Commercial | ENERGY STAR Imaging Equipment | Healthcare | New | N_HC_ENERGY STAR Imaging Equipment | 0.16153 | 0.4547 | 0.35524 | 0 | 0 | 0 | Fail RIM | [11 empty] | Commercial | Energy Star Refrigerator | Restaurants | New | N_RS_Energy Star Refrigerator | 0.5513 | 0.54612 | 1.0095 | 0 | 0 | 0 | Fail TRC
[11 empty] | Commercial | ENERGY STAR Imaging Equipment | Hospitals | New | N_HS_ENERGY STAR Imaging Equipment | 0.16153 | 0.4547 | 0.35524 | 0 | 0 | 0 | Fail RIM | [11 empty] | Commercial | Energy Star Refrigerator | Retail | New | N_RT_Energy Star Refrigerator | 0.5513 | 0.54612 | 1.0095 | 0 | 0 | 0 | Fail TRC
[11 empty] | Commercial | ENERGY STAR Imaging Equipment | Institutional | New | N_IN_ENERGY STAR Imaging Equipment | 0.16153 | 0.4547 | 0.35524 | 0 | 0 | 0 | Fail RIM | [11 empty] | Commercial | Energy Star Refrigerator | Schools K-12 | New | N_SC_Energy Star Refrigerator | 0.5513 | 0.54612 | 1.0095 | 0 | 0 | 0 | Fail TRC
[11 empty] | Commercial | ENERGY STAR Imaging Equipment | Lodging/Hospitality | New | N_LG_ENERGY STAR Imaging Equipment | 0.16153 | 0.4547 | 0.35524 | 0 | 0 | 0 | Fail RIM | [11 empty] | Commercial | Energy Star Refrigerator | Warehouse | New | N_WR_Energy Star Refrigerator | 0.5513 | 0.54612 | 1.0095 | 0 | 0 | 0 | Fail TRC
[11 empty] | Commercial | ENERGY STAR Imaging Equipment | Miscellaneous | New | N_MS_ENERGY STAR Imaging Equipment | 0.16153 | 0.4547 | 0.35524 | 0 | 0 | 0 | Fail RIM | [11 empty] | Commercial | Energy Star Vending Machine | Assembly | Turnover | T_AS_Energy Star Vending Machine | 0.67451 | 0.61212 | 1.1019 | 0 | 0 | 0 | Fail TRC
[11 empty] | Commercial | ENERGY STAR Imaging Equipment | Offices | New | N_OF_ENERGY STAR Imaging Equipment | 0.16153 | 0.4547 | 0.35524 | 0 | 0 | 0 | Fail RIM | [11 empty] | Commercial | Energy Star Vending Machine | College and University | Turnover | T_CU_Energy Star Vending Machine | 0.67571 | 0.6132 | 1.1019 | 0 | 0 | 0 | Fail TRC
[11 empty] | Commercial | ENERGY STAR Imaging Equipment | Restaurants | New | N_RS_ENERGY STAR Imaging Equipment | 0.16153 | 0.4547 | 0.35524 | 0 | 0 | 0 | Fail RIM | [11 empty] | Commercial | Energy Star Vending Machine | Grocery | Turnover | T_GR_Energy Star Vending Machine | 0.67451 | 0.61212 | 1.1019 | 0 | 0 | 0 | Fail TRC
[11 empty] | Commercial | ENERGY STAR Imaging Equipment | Retail | New | N_RT_ENERGY STAR Imaging Equipment | 0.16153 | 0.4547 | 0.35524 | 0 | 0 | 0 | Fail RIM | [11 empty] | Commercial | Energy Star Vending Machine | Healthcare | Turnover | T_HC_Energy Star Vending Machine | 0.67571 | 0.6132 | 1.1019 | 0 | 0 | 0 | Fail TRC
[11 empty] | Commercial | ENERGY STAR Imaging Equipment | Schools K-12 | New | N_SC_ENERGY STAR Imaging Equipment | 0.16153 | 0.4547 | 0.35524 | 0 | 0 | 0 | Fail RIM | [11 empty] | Commercial | Energy Star Vending Machine | Hospitals | Turnover | T_HS_Energy Star Vending Machine | 0.67571 | 0.6132 | 1.1019 | 0 | 0 | 0 | Fail TRC
[11 empty] | Commercial | ENERGY STAR Imaging Equipment | Warehouse | New | N_WR_ENERGY STAR Imaging Equipment | 0.16153 | 0.4547 | 0.35524 | 0 | 0 | 0 | Fail RIM | [11 empty] | Commercial | Energy Star Vending Machine | Institutional | Turnover | T_IN_Energy Star Vending Machine | 0.67451 | 0.61212 | 1.1019 | 0 | 0 | 0 | Fail TRC
[11 empty] | Commercial | Energy Star PCs | Assembly | Turnover | T_AS_Energy Star PCs | 0.96895 | 0.45356 | 2.1363 | 0 | 0 | 0 | Fail RIM | [11 empty] | Commercial | Energy Star Vending Machine | Lodging/Hospitality | Turnover | T_LG_Energy Star Vending Machine | 0.67571 | 0.6132 | 1.1019 | 0 | 0 | 0 | Fail TRC
[11 empty] | Commercial | Energy Star PCs | College and University | Turnover | T_CU_Energy Star PCs | 1.117 | 0.52287 | 2.1363 | 0 | 0 | 0 | Fail RIM | [11 empty] | Commercial | Energy Star Vending Machine | Miscellaneous | Turnover | T_MS_Energy Star Vending Machine | 0.67451 | 0.61212 | 1.1019 | 0 | 0 | 0 | Fail TRC
[11 empty] | Commercial | Energy Star PCs | Grocery | Turnover | T_GR_Energy Star PCs | 0.96895 | 0.45356 | 2.1363 | 0 | 0 | 0 | Fail RIM | [11 empty] | Commercial | Energy Star Vending Machine | Offices | Turnover | T_OF_Energy Star Vending Machine | 0.67451 | 0.61212 | 1.1019 | 0 | 0 | 0 | Fail TRC
[11 empty] | Commercial | Energy Star PCs | Healthcare | Turnover | T_HC_Energy Star PCs | 0.96895 | 0.45356 | 2.1363 | 0 | 0 | 0 | Fail RIM | [11 empty] | Commercial | Energy Star Vending Machine | Restaurants | Turnover | T_RS_Energy Star Vending Machine | 0.67571 | 0.6132 | 1.1019 | 0 | 0 | 0 | Fail TRC
[11 empty] | Commercial | Energy Star PCs | Hospitals | Turnover | T_HS_Energy Star PCs | 1.117 | 0.52287 | 2.1363 | 0 | 0 | 0 | Fail RIM | [11 empty] | Commercial | Energy Star Vending Machine | Retail | Turnover | T_RT_Energy Star Vending Machine | 0.67451 | 0.61212 | 1.1019 | 0 | 0 | 0 | Fail TRC
[11 empty] | Commercial | Energy Star PCs | Institutional | Turnover | T_IN_Energy Star PCs | 0.96895 | 0.45356 | 2.1363 | 0 | 0 | 0 | Fail RIM | [11 empty] | Commercial | Energy Star Vending Machine | Schools K-12 | Turnover | T_SC_Energy Star Vending Machine | 0.67571 | 0.6132 | 1.1019 | 0 | 0 | 0 | Fail TRC
[11 empty] | Commercial | Energy Star PCs | Lodging/Hospitality | Turnover | T_LG_Energy Star PCs | 0.96895 | 0.45356 | 2.1363 | 0 | 0 | 0 | Fail RIM | [11 empty] | Commercial | Energy Star Vending Machine | Warehouse | Turnover | T_WR_Energy Star Vending Machine | 0.67451 | 0.61212 | 1.1019 | 0 | 0 | 0 | Fail TRC
[11 empty] | Commercial | Energy Star PCs | Miscellaneous | Turnover | T_MS_Energy Star PCs | 0.96895 | 0.45356 | 2.1363 | 0 | 0 | 0 | Fail RIM | [11 empty] | Commercial | Energy Star Vending Machine | Assembly | New | N_AS_Energy Star Vending Machine | 0.67451 | 0.61212 | 1.1019 | 0 | 0 | 0 | Fail TRC
[11 empty] | Commercial | Energy Star PCs | Offices | Turnover | T_OF_Energy Star PCs | 0.96895 | 0.45356 | 2.1363 | 0 | 0 | 0 | Fail RIM | [11 empty] | Commercial | Energy Star Vending Machine | College and University | New | N_CU_Energy Star Vending Machine | 0.67571 | 0.6132 | 1.1019 | 0 | 0 | 0 | Fail TRC
[11 empty] | Commercial | Energy Star PCs | Restaurants | Turnover | T_RS_Energy Star PCs | 0.96895 | 0.45356 | 2.1363 | 0 | 0 | 0 | Fail RIM | [11 empty] | Commercial | Energy Star Vending Machine | Grocery | New | N_GR_Energy Star Vending Machine | 0.67451 | 0.61212 | 1.1019 | 0 | 0 | 0 | Fail TRC
[11 empty] | Commercial | Energy Star PCs | Retail | Turnover | T_RT_Energy Star PCs | 0.96895 | 0.45356 | 2.1363 | 0 | 0 | 0 | Fail RIM | [11 empty] | Commercial | Energy Star Vending Machine | Healthcare | New | N_HC_Energy Star Vending Machine | 0.67571 | 0.6132 | 1.1019 | 0 | 0 | 0 | Fail TRC
[11 empty] | Commercial | Energy Star PCs | Schools K-12 | Turnover | T_SC_Energy Star PCs | 0.96895 | 0.45356 | 2.1363 | 0 | 0 | 0 | Fail RIM | [11 empty] | Commercial | Energy Star Vending Machine | Hospitals | New | N_HS_Energy Star Vending Machine | 0.67571 | 0.6132 | 1.1019 | 0 | 0 | 0 | Fail TRC
[11 empty] | Commercial | Energy Star PCs | Warehouse | Turnover | T_WR_Energy Star PCs | 0.96895 | 0.45356 | 2.1363 | 0 | 0 | 0 | Fail RIM | [11 empty] | Commercial | Energy Star Vending Machine | Institutional | New | N_IN_Energy Star Vending Machine | 0.67451 | 0.61212 | 1.1019 | 0 | 0 | 0 | Fail TRC
[11 empty] | Commercial | Energy Star PCs | Assembly | New | N_AS_Energy Star PCs | 0.96895 | 0.45356 | 2.1363 | 0 | 0 | 0 | Fail RIM | [11 empty] | Commercial | Energy Star Vending Machine | Lodging/Hospitality | New | N_LG_Energy Star Vending Machine | 0.67571 | 0.6132 | 1.1019 | 0 | 0 | 0 | Fail TRC
[11 empty] | Commercial | Energy Star PCs | College and University | New | N_CU_Energy Star PCs | 1.117 | 0.52287 | 2.1363 | 0 | 0 | 0 | Fail RIM | [11 empty] | Commercial | Energy Star Vending Machine | Miscellaneous | New | N_MS_Energy Star Vending Machine | 0.67451 | 0.61212 | 1.1019 | 0 | 0 | 0 | Fail TRC
[11 empty] | Commercial | Energy Star PCs | Grocery | New | N_GR_Energy Star PCs | 0.96895 | 0.45356 | 2.1363 | 0 | 0 | 0 | Fail RIM | [11 empty] | Commercial | Energy Star Vending Machine | Offices | New | N_OF_Energy Star Vending Machine | 0.67451 | 0.61212 | 1.1019 | 0 | 0 | 0 | Fail TRC
[11 empty] | Commercial | Energy Star PCs | Healthcare | New | N_HC_Energy Star PCs | 0.96895 | 0.45356 | 2.1363 | 0 | 0 | 0 | Fail RIM | [11 empty] | Commercial | Energy Star Vending Machine | Restaurants | New | N_RS_Energy Star Vending Machine | 0.67571 | 0.6132 | 1.1019 | 0 | 0 | 0 | Fail TRC
[11 empty] | Commercial | Energy Star PCs | Hospitals | New | N_HS_Energy Star PCs | 1.117 | 0.52287 | 2.1363 | 0 | 0 | 0 | Fail RIM | [11 empty] | Commercial | Energy Star Vending Machine | Retail | New | N_RT_Energy Star Vending Machine | 0.67451 | 0.61212 | 1.1019 | 0 | 0 | 0 | Fail TRC
[11 empty] | Commercial | Energy Star PCs | Institutional | New | N_IN_Energy Star PCs | 0.96895 | 0.45356 | 2.1363 | 0 | 0 | 0 | Fail RIM | [11 empty] | Commercial | Energy Star Vending Machine | Schools K-12 | New | N_SC_Energy Star Vending Machine | 0.67571 | 0.6132 | 1.1019 | 0 | 0 | 0 | Fail TRC
[11 empty] | Commercial | Energy Star PCs | Lodging/Hospitality | New | N_LG_Energy Star PCs | 0.96895 | 0.45356 | 2.1363 | 0 | 0 | 0 | Fail RIM | [11 empty] | Commercial | Energy Star Vending Machine | Warehouse | New | N_WR_Energy Star Vending Machine | 0.67451 | 0.61212 | 1.1019 | 0 | 0 | 0 | Fail TRC
[11 empty] | Commercial | Energy Star PCs | Miscellaneous | New | N_MS_Energy Star PCs | 0.96895 | 0.45356 | 2.1363 | 0 | 0 | 0 | Fail RIM | [11 empty] | Commercial | Refrigerated Display Case LED Lighting | Assembly | Turnover | T_AS_Refrigerated Display Case LED Lighting | 0.94985 | 0.50101 | 1.8959 | 0 | 0 | 0 | Fail TRC
[11 empty] | Commercial | Energy Star PCs | Offices | New | N_OF_Energy Star PCs | 0.96895 | 0.45356 | 2.1363 | 0 | 0 | 0 | Fail RIM | [11 empty] | Commercial | Refrigerated Display Case LED Lighting | College and University | Turnover | T_CU_Refrigerated Display Case LED Lighting | 0.89294 | 0.47099 | 1.8959 | 0 | 0 | 0 | Fail TRC
[11 empty] | Commercial | Energy Star PCs | Restaurants | New | N_RS_Energy Star PCs | 0.96895 | 0.45356 | 2.1363 | 0 | 0 | 0 | Fail RIM | [11 empty] | Commercial | Refrigerated Display Case LED Lighting | Grocery | Turnover | T_GR_Refrigerated Display Case LED Lighting | 0.94985 | 0.50101 | 1.8959 | 0 | 0 | 0 | Fail TRC
[11 empty] | Commercial | Energy Star PCs | Retail | New | N_RT_Energy Star PCs | 0.96895 | 0.45356 | 2.1363 | 0 | 0 | 0 | Fail RIM | [11 empty] | Commercial | Refrigerated Display Case LED Lighting | Healthcare | Turnover | T_HC_Refrigerated Display Case LED Lighting | 0.89294 | 0.47099 | 1.8959 | 0 | 0 | 0 | Fail TRC
[11 empty] | Commercial | Energy Star PCs | Schools K-12 | New | N_SC_Energy Star PCs | 0.96895 | 0.45356 | 2.1363 | 0 | 0 | 0 | Fail RIM | [11 empty] | Commercial | Refrigerated Display Case LED Lighting | Hospitals | Turnover | T_HS_Refrigerated Display Case LED Lighting | 0.89294 | 0.47099 | 1.8959 | 0 | 0 | 0 | Fail TRC
[11 empty] | Commercial | Energy Star PCs | Warehouse | New | N_WR_Energy Star PCs | 0.96895 | 0.45356 | 2.1363 | 0 | 0 | 0 | Fail RIM | [11 empty] | Commercial | Refrigerated Display Case LED Lighting | Institutional | Turnover | T_IN_Refrigerated Display Case LED Lighting | 0.94985 | 0.50101 | 1.8959 | 0 | 0 | 0 | Fail TRC
[11 empty] | Commercial | Energy Star Servers | Assembly | Turnover | T_AS_Energy Star Servers | 2.5983 | 0.46255 | 5.6173 | 0 | 0 | 0 | Fail RIM | [11 empty] | Commercial | Refrigerated Display Case LED Lighting | Lodging/Hospitality | Turnover | T_LG_Refrigerated Display Case LED Lighting | 0.89294 | 0.47099 | 1.8959 | 0 | 0 | 0 | Fail TRC
[11 empty] | Commercial | Energy Star Servers | College and University | Turnover | T_CU_Energy Star Servers | 2.5983 | 0.46255 | 5.6173 | 0 | 0 | 0 | Fail RIM | [11 empty] | Commercial | Refrigerated Display Case LED Lighting | Miscellaneous | Turnover | T_MS_Refrigerated Display Case LED Lighting | 0.94985 | 0.50101 | 1.8959 | 0 | 0 | 0 | Fail TRC
[11 empty] | Commercial | Energy Star Servers | Grocery | Turnover | T_GR_Energy Star Servers | 2.5983 | 0.46255 | 5.6173 | 0 | 0 | 0 | Fail RIM | [11 empty] | Commercial | Refrigerated Display Case LED Lighting | Offices | Turnover | T_OF_Refrigerated Display Case LED Lighting | 0.94985 | 0.50101 | 1.8959 | 0 | 0 | 0 | Fail TRC
[11 empty] | Commercial | Energy Star Servers | Healthcare | Turnover | T_HC_Energy Star Servers | 2.5983 | 0.46255 | 5.6173 | 0 | 0 | 0 | Fail RIM | [11 empty] | Commercial | Refrigerated Display Case LED Lighting | Restaurants | Turnover | T_RS_Refrigerated Display Case LED Lighting | 0.89294 | 0.47099 | 1.8959 | 0 | 0 | 0 | Fail TRC
[11 empty] | Commercial | Energy Star Servers | Hospitals | Turnover | T_HS_Energy Star Servers | 2.5983 | 0.46255 | 5.6173 | 0 | 0 | 0 | Fail RIM | [11 empty] | Commercial | Refrigerated Display Case LED Lighting | Retail | Turnover | T_RT_Refrigerated Display Case LED Lighting | 0.94985 | 0.50101 | 1.8959 | 0 | 0 | 0 | Fail TRC
[11 empty] | Commercial | Energy Star Servers | Institutional | Turnover | T_IN_Energy Star Servers | 2.5983 | 0.46255 | 5.6173 | 0 | 0 | 0 | Fail RIM | [11 empty] | Commercial | Refrigerated Display Case LED Lighting | Schools K-12 | Turnover | T_SC_Refrigerated Display Case LED Lighting | 0.89294 | 0.47099 | 1.8959 | 0 | 0 | 0 | Fail TRC
[11 empty] | Commercial | Energy Star Servers | Lodging/Hospitality | Turnover | T_LG_Energy Star Servers | 2.5983 | 0.46255 | 5.6173 | 0 | 0 | 0 | Fail RIM | [11 empty] | Commercial | Refrigerated Display Case LED Lighting | Warehouse | Turnover | T_WR_Refrigerated Display Case LED Lighting | 0.94985 | 0.50101 | 1.8959 | 0 | 0 | 0 | Fail TRC
[11 empty] | Commercial | Energy Star Servers | Miscellaneous | Turnover | T_MS_Energy Star Servers | 2.5983 | 0.46255 | 5.6173 | 0 | 0 | 0 | Fail RIM | [11 empty] | Commercial | Refrigerated Display Case LED Lighting | Assembly | New | N_AS_Refrigerated Display Case LED Lighting | 0 | 0 | 0 | 0 | 0 | 0 | Fail TRC
[11 empty] | Commercial | Energy Star Servers | Offices | Turnover | T_OF_Energy Star Servers | 2.5983 | 0.46255 | 5.6173 | 0 | 0 | 0 | Fail RIM | [11 empty] | Commercial | Refrigerated Display Case LED Lighting | College and University | New | N_CU_Refrigerated Display Case LED Lighting | 0 | 0 | 0 | 0 | 0 | 0 | Fail TRC
[11 empty] | Commercial | Energy Star Servers | Restaurants | Turnover | T_RS_Energy Star Servers | 2.5983 | 0.46255 | 5.6173 | 0 | 0 | 0 | Fail RIM | [11 empty] | Commercial | Refrigerated Display Case LED Lighting | Grocery | New | N_GR_Refrigerated Display Case LED Lighting | 0 | 0 | 0 | 0 | 0 | 0 | Fail TRC
[11 empty] | Commercial | Energy Star Servers | Retail | Turnover | T_RT_Energy Star Servers | 2.5983 | 0.46255 | 5.6173 | 0 | 0 | 0 | Fail RIM | [11 empty] | Commercial | Refrigerated Display Case LED Lighting | Healthcare | New | N_HC_Refrigerated Display Case LED Lighting | 0 | 0 | 0 | 0 | 0 | 0 | Fail TRC
[11 empty] | Commercial | Energy Star Servers | Schools K-12 | Turnover | T_SC_Energy Star Servers | 2.5983 | 0.46255 | 5.6173 | 0 | 0 | 0 | Fail RIM | [11 empty] | Commercial | Refrigerated Display Case LED Lighting | Hospitals | New | N_HS_Refrigerated Display Case LED Lighting | 0 | 0 | 0 | 0 | 0 | 0 | Fail TRC
[11 empty] | Commercial | Energy Star Servers | Warehouse | Turnover | T_WR_Energy Star Servers | 2.5983 | 0.46255 | 5.6173 | 0 | 0 | 0 | Fail RIM | [11 empty] | Commercial | Refrigerated Display Case LED Lighting | Institutional | New | N_IN_Refrigerated Display Case LED Lighting | 0 | 0 | 0 | 0 | 0 | 0 | Fail TRC
[11 empty] | Commercial | Energy Star Servers | Assembly | New | N_AS_Energy Star Servers | 2.5983 | 0.46255 | 5.6173 | 0 | 0 | 0 | Fail RIM | [11 empty] | Commercial | Refrigerated Display Case LED Lighting | Lodging/Hospitality | New | N_LG_Refrigerated Display Case LED Lighting | 0 | 0 | 0 | 0 | 0 | 0 | Fail TRC
[11 empty] | Commercial | Energy Star Servers | College and University | New | N_CU_Energy Star Servers | 2.5983 | 0.46255 | 5.6173 | 0 | 0 | 0 | Fail RIM | [11 empty] | Commercial | Refrigerated Display Case LED Lighting | Miscellaneous | New | N_MS_Refrigerated Display Case LED Lighting | 0 | 0 | 0 | 0 | 0 | 0 | Fail TRC
[11 empty] | Commercial | Energy Star Servers | Grocery | New | N_GR_Energy Star Servers | 2.5983 | 0.46255 | 5.6173 | 0 | 0 | 0 | Fail RIM | [11 empty] | Commercial | Refrigerated Display Case LED Lighting | Offices | New | N_OF_Refrigerated Display Case LED Lighting | 0 | 0 | 0 | 0 | 0 | 0 | Fail TRC
[11 empty] | Commercial | Energy Star Servers | Healthcare | New | N_HC_Energy Star Servers | 2.5983 | 0.46255 | 5.6173 | 0 | 0 | 0 | Fail RIM | [11 empty] | Commercial | Refrigerated Display Case LED Lighting | Restaurants | New | N_RS_Refrigerated Display Case LED Lighting | 0 | 0 | 0 | 0 | 0 | 0 | Fail TRC
[11 empty] | Commercial | Energy Star Servers | Hospitals | New | N_HS_Energy Star Servers | 2.5983 | 0.46255 | 5.6173 | 0 | 0 | 0 | Fail RIM | [11 empty] | Commercial | Refrigerated Display Case LED Lighting | Retail | New | N_RT_Refrigerated Display Case LED Lighting | 0 | 0 | 0 | 0 | 0 | 0 | Fail TRC
[11 empty] | Commercial | Energy Star Servers | Institutional | New | N_IN_Energy Star Servers | 2.5983 | 0.46255 | 5.6173 | 0 | 0 | 0 | Fail RIM | [11 empty] | Commercial | Refrigerated Display Case LED Lighting | Schools K-12 | New | N_SC_Refrigerated Display Case LED Lighting | 0 | 0 | 0 | 0 | 0 | 0 | Fail TRC
[11 empty] | Commercial | Energy Star Servers | Lodging/Hospitality | New | N_LG_Energy Star Servers | 2.5983 | 0.46255 | 5.6173 | 0 | 0 | 0 | Fail RIM | [11 empty] | Commercial | Refrigerated Display Case LED Lighting | Warehouse | New | N_WR_Refrigerated Display Case LED Lighting | 0 | 0 | 0 | 0 | 0 | 0 | Fail TRC
[11 empty] | Commercial | Energy Star Servers | Miscellaneous | New | N_MS_Energy Star Servers | 2.5983 | 0.46255 | 5.6173 | 0 | 0 | 0 | Fail RIM | [11 empty] | Commercial | 10HP Open Drip-Proof(ODP) Motor | Assembly | Turnover | T_AS_10HP Open Drip-Proof(ODP) Motor | 0.19185 | 0.57836 | 0.33172 | 0 | 0 | 0 | Fail TRC
[11 empty] | Commercial | Energy Star Servers | Offices | New | N_OF_Energy Star Servers | 2.5983 | 0.46255 | 5.6173 | 0 | 0 | 0 | Fail RIM | [11 empty] | Commercial | 10HP Open Drip-Proof(ODP) Motor | College and University | Turnover | T_CU_10HP Open Drip-Proof(ODP) Motor | 0.1867 | 0.56283 | 0.33172 | 0 | 0 | 0 | Fail TRC
[11 empty] | Commercial | Energy Star Servers | Restaurants | New | N_RS_Energy Star Servers | 2.5983 | 0.46255 | 5.6173 | 0 | 0 | 0 | Fail RIM | [11 empty] | Commercial | 10HP Open Drip-Proof(ODP) Motor | Grocery | Turnover | T_GR_10HP Open Drip-Proof(ODP) Motor | 0.19185 | 0.57836 | 0.33172 | 0 | 0 | 0 | Fail TRC
[11 empty] | Commercial | Energy Star Servers | Retail | New | N_RT_Energy Star Servers | 2.5983 | 0.46255 | 5.6173 | 0 | 0 | 0 | Fail RIM | [11 empty] | Commercial | 10HP Open Drip-Proof(ODP) Motor | Healthcare | Turnover | T_HC_10HP Open Drip-Proof(ODP) Motor | 0.1867 | 0.56283 | 0.33172 | 0 | 0 | 0 | Fail TRC
[11 empty] | Commercial | Energy Star Servers | Schools K-12 | New | N_SC_Energy Star Servers | 2.5983 | 0.46255 | 5.6173 | 0 | 0 | 0 | Fail RIM | [11 empty] | Commercial | 10HP Open Drip-Proof(ODP) Motor | Hospitals | Turnover | T_HS_10HP Open Drip-Proof(ODP) Motor | 0.1867 | 0.56283 | 0.33172 | 0 | 0 | 0 | Fail TRC
[11 empty] | Commercial | Energy Star Servers | Warehouse | New | N_WR_Energy Star Servers | 2.5983 | 0.46255 | 5.6173 | 0 | 0 | 0 | Fail RIM | [11 empty] | Commercial | 10HP Open Drip-Proof(ODP) Motor | Institutional | Turnover | T_IN_10HP Open Drip-Proof(ODP) Motor | 0.19185 | 0.57836 | 0.33172 | 0 | 0 | 0 | Fail TRC
[11 empty] | Commercial | Energy Star Uninterruptable Power Supply | Assembly | Turnover | T_AS_Energy Star Uninterruptable Power Supply | 1.3186 | 0.48348 | 2.7274 | 0 | 0 | 0 | Fail RIM | [11 empty] | Commercial | 10HP Open Drip-Proof(ODP) Motor | Lodging/Hospitality | Turnover | T_LG_10HP Open Drip-Proof(ODP) Motor | 0.1867 | 0.56283 | 0.33172 | 0 | 0 | 0 | Fail TRC
[11 empty] | Commercial | Energy Star Uninterruptable Power Supply | College and University | Turnover | T_CU_Energy Star Uninterruptable Power Supply | 1.3186 | 0.48348 | 2.7274 | 0 | 0 | 0 | Fail RIM | [11 empty] | Commercial | 10HP Open Drip-Proof(ODP) Motor | Miscellaneous | Turnover | T_MS_10HP Open Drip-Proof(ODP) Motor | 0.19185 | 0.57836 | 0.33172 | 0 | 0 | 0 | Fail TRC
[11 empty] | Commercial | Energy Star Uninterruptable Power Supply | Grocery | Turnover | T_GR_Energy Star Uninterruptable Power Supply | 1.3186 | 0.48348 | 2.7274 | 0 | 0 | 0 | Fail RIM | [11 empty] | Commercial | 10HP Open Drip-Proof(ODP) Motor | Offices | Turnover | T_OF_10HP Open Drip-Proof(ODP) Motor | 0.19185 | 0.57836 | 0.33172 | 0 | 0 | 0 | Fail TRC
[11 empty] | Commercial | Energy Star Uninterruptable Power Supply | Healthcare | Turnover | T_HC_Energy Star Uninterruptable Power Supply | 1.3186 | 0.48348 | 2.7274 | 0 | 0 | 0 | Fail RIM | [11 empty] | Commercial | 10HP Open Drip-Proof(ODP) Motor | Restaurants | Turnover | T_RS_10HP Open Drip-Proof(ODP) Motor | 0.1867 | 0.56283 | 0.33172 | 0 | 0 | 0 | Fail TRC
[11 empty] | Commercial | Energy Star Uninterruptable Power Supply | Hospitals | Turnover | T_HS_Energy Star Uninterruptable Power Supply | 1.3186 | 0.48348 | 2.7274 | 0 | 0 | 0 | Fail RIM | [11 empty] | Commercial | 10HP Open Drip-Proof(ODP) Motor | Retail | Turnover | T_RT_10HP Open Drip-Proof(ODP) Motor | 0.19185 | 0.57836 | 0.33172 | 0 | 0 | 0 | Fail TRC
[11 empty] | Commercial | Energy Star Uninterruptable Power Supply | Institutional | Turnover | T_IN_Energy Star Uninterruptable Power Supply | 1.3186 | 0.48348 | 2.7274 | 0 | 0 | 0 | Fail RIM | [11 empty] | Commercial | 10HP Open Drip-Proof(ODP) Motor | Schools K-12 | Turnover | T_SC_10HP Open Drip-Proof(ODP) Motor | 0.1867 | 0.56283 | 0.33172 | 0 | 0 | 0 | Fail TRC
[11 empty] | Commercial | Energy Star Uninterruptable Power Supply | Lodging/Hospitality | Turnover | T_LG_Energy Star Uninterruptable Power Supply | 1.3186 | 0.48348 | 2.7274 | 0 | 0 | 0 | Fail RIM | [11 empty] | Commercial | 10HP Open Drip-Proof(ODP) Motor | Warehouse | Turnover | T_WR_10HP Open Drip-Proof(ODP) Motor | 0.19185 | 0.57836 | 0.33172 | 0 | 0 | 0 | Fail TRC
[11 empty] | Commercial | Energy Star Uninterruptable Power Supply | Miscellaneous | Turnover | T_MS_Energy Star Uninterruptable Power Supply | 1.3186 | 0.48348 | 2.7274 | 0 | 0 | 0 | Fail RIM | [11 empty] | Commercial | 10HP Open Drip-Proof(ODP) Motor | Assembly | New | N_AS_10HP Open Drip-Proof(ODP) Motor | 0.19185 | 0.57836 | 0.33172 | 0 | 0 | 0 | Fail TRC
[11 empty] | Commercial | Energy Star Uninterruptable Power Supply | Offices | Turnover | T_OF_Energy Star Uninterruptable Power Supply | 1.3186 | 0.48348 | 2.7274 | 0 | 0 | 0 | Fail RIM | [11 empty] | Commercial | 10HP Open Drip-Proof(ODP) Motor | College and University | New | N_CU_10HP Open Drip-Proof(ODP) Motor | 0.1867 | 0.56283 | 0.33172 | 0 | 0 | 0 | Fail TRC
[11 empty] | Commercial | Energy Star Uninterruptable Power Supply | Restaurants | Turnover | T_RS_Energy Star Uninterruptable Power Supply | 1.3186 | 0.48348 | 2.7274 | 0 | 0 | 0 | Fail RIM | [11 empty] | Commercial | 10HP Open Drip-Proof(ODP) Motor | Grocery | New | N_GR_10HP Open Drip-Proof(ODP) Motor | 0.19185 | 0.57836 | 0.33172 | 0 | 0 | 0 | Fail TRC
[11 empty] | Commercial | Energy Star Uninterruptable Power Supply | Retail | Turnover | T_RT_Energy Star Uninterruptable Power Supply | 1.3186 | 0.48348 | 2.7274 | 0 | 0 | 0 | Fail RIM | [11 empty] | Commercial | 10HP Open Drip-Proof(ODP) Motor | Healthcare | New | N_HC_10HP Open Drip-Proof(ODP) Motor | 0.1867 | 0.56283 | 0.33172 | 0 | 0 | 0 | Fail TRC
[11 empty] | Commercial | Energy Star Uninterruptable Power Supply | Schools K-12 | Turnover | T_SC_Energy Star Uninterruptable Power Supply | 1.3186 | 0.48348 | 2.7274 | 0 | 0 | 0 | Fail RIM | [11 empty] | Commercial | 10HP Open Drip-Proof(ODP) Motor | Hospitals | New | N_HS_10HP Open Drip-Proof(ODP) Motor | 0.1867 | 0.56283 | 0.33172 | 0 | 0 | 0 | Fail TRC
[11 empty] | Commercial | Energy Star Uninterruptable Power Supply | Warehouse | Turnover | T_WR_Energy Star Uninterruptable Power Supply | 1.3186 | 0.48348 | 2.7274 | 0 | 0 | 0 | Fail RIM | [11 empty] | Commercial | 10HP Open Drip-Proof(ODP) Motor | Institutional | New | N_IN_10HP Open Drip-Proof(ODP) Motor | 0.19185 | 0.57836 | 0.33172 | 0 | 0 | 0 | Fail TRC
[11 empty] | Commercial | Energy Star Uninterruptable Power Supply | Assembly | New | N_AS_Energy Star Uninterruptable Power Supply | 1.3186 | 0.48348 | 2.7274 | 0 | 0 | 0 | Fail RIM | [11 empty] | Commercial | 10HP Open Drip-Proof(ODP) Motor | Lodging/Hospitality | New | N_LG_10HP Open Drip-Proof(ODP) Motor | 0.1867 | 0.56283 | 0.33172 | 0 | 0 | 0 | Fail TRC
[11 empty] | Commercial | Energy Star Uninterruptable Power Supply | College and University | New | N_CU_Energy Star Uninterruptable Power Supply | 1.3186 | 0.48348 | 2.7274 | 0 | 0 | 0 | Fail RIM | [11 empty] | Commercial | 10HP Open Drip-Proof(ODP) Motor | Miscellaneous | New | N_MS_10HP Open Drip-Proof(ODP) Motor | 0.19185 | 0.57836 | 0.33172 | 0 | 0 | 0 | Fail TRC
[11 empty] | Commercial | Energy Star Uninterruptable Power Supply | Grocery | New | N_GR_Energy Star Uninterruptable Power Supply | 1.3186 | 0.48348 | 2.7274 | 0 | 0 | 0 | Fail RIM | [11 empty] | Commercial | 10HP Open Drip-Proof(ODP) Motor | Offices | New | N_OF_10HP Open Drip-Proof(ODP) Motor | 0.19185 | 0.57836 | 0.33172 | 0 | 0 | 0 | Fail TRC
[11 empty] | Commercial | Energy Star Uninterruptable Power Supply | Healthcare | New | N_HC_Energy Star Uninterruptable Power Supply | 1.3186 | 0.48348 | 2.7274 | 0 | 0 | 0 | Fail RIM | [11 empty] | Commercial | 10HP Open Drip-Proof(ODP) Motor | Restaurants | New | N_RS_10HP Open Drip-Proof(ODP) Motor | 0.1867 | 0.56283 | 0.33172 | 0 | 0 | 0 | Fail TRC
[11 empty] | Commercial | Energy Star Uninterruptable Power Supply | Hospitals | New | N_HS_Energy Star Uninterruptable Power Supply | 1.3186 | 0.48348 | 2.7274 | 0 | 0 | 0 | Fail RIM | [11 empty] | Commercial | 10HP Open Drip-Proof(ODP) Motor | Retail | New | N_RT_10HP Open Drip-Proof(ODP) Motor | 0.19185 | 0.57836 | 0.33172 | 0 | 0 | 0 | Fail TRC
[11 empty] | Commercial | Energy Star Uninterruptable Power Supply | Institutional | New | N_IN_Energy Star Uninterruptable Power Supply | 1.3186 | 0.48348 | 2.7274 | 0 | 0 | 0 | Fail RIM | [11 empty] | Commercial | 10HP Open Drip-Proof(ODP) Motor | Schools K-12 | New | N_SC_10HP Open Drip-Proof(ODP) Motor | 0.1867 | 0.56283 | 0.33172 | 0 | 0 | 0 | Fail TRC
[11 empty] | Commercial | Energy Star Uninterruptable Power Supply | Lodging/Hospitality | New | N_LG_Energy Star Uninterruptable Power Supply | 1.3186 | 0.48348 | 2.7274 | 0 | 0 | 0 | Fail RIM | [11 empty] | Commercial | 10HP Open Drip-Proof(ODP) Motor | Warehouse | New | N_WR_10HP Open Drip-Proof(ODP) Motor | 0.19185 | 0.57836 | 0.33172 | 0 | 0 | 0 | Fail TRC
[11 empty] | Commercial | Energy Star Uninterruptable Power Supply | Miscellaneous | New | N_MS_Energy Star Uninterruptable Power Supply | 1.3186 | 0.48348 | 2.7274 | 0 | 0 | 0 | Fail RIM | [11 empty] | Commercial | High Speed Fans | Assembly | Turnover | T_AS_High Speed Fans | 0.89083 | 0.45779 | 1.9459 | 0 | 0 | 0 | Fail TRC
[11 empty] | Commercial | Energy Star Uninterruptable Power Supply | Offices | New | N_OF_Energy Star Uninterruptable Power Supply | 1.3186 | 0.48348 | 2.7274 | 0 | 0 | 0 | Fail RIM | [11 empty] | Commercial | High Speed Fans | College and University | Turnover | T_CU_High Speed Fans | 0.86523 | 0.44464 | 1.9459 | 0 | 0 | 0 | Fail TRC
[11 empty] | Commercial | Energy Star Uninterruptable Power Supply | Restaurants | New | N_RS_Energy Star Uninterruptable Power Supply | 1.3186 | 0.48348 | 2.7274 | 0 | 0 | 0 | Fail RIM | [11 empty] | Commercial | High Speed Fans | Grocery | Turnover | T_GR_High Speed Fans | 0.89083 | 0.45779 | 1.9459 | 0 | 0 | 0 | Fail TRC
[11 empty] | Commercial | Energy Star Uninterruptable Power Supply | Retail | New | N_RT_Energy Star Uninterruptable Power Supply | 1.3186 | 0.48348 | 2.7274 | 0 | 0 | 0 | Fail RIM | [11 empty] | Commercial | High Speed Fans | Healthcare | Turnover | T_HC_High Speed Fans | 0.86523 | 0.44464 | 1.9459 | 0 | 0 | 0 | Fail TRC
[11 empty] | Commercial | Energy Star Uninterruptable Power Supply | Schools K-12 | New | N_SC_Energy Star Uninterruptable Power Supply | 1.3186 | 0.48348 | 2.7274 | 0 | 0 | 0 | Fail RIM | [11 empty] | Commercial | High Speed Fans | Hospitals | Turnover | T_HS_High Speed Fans | 0.86523 | 0.44464 | 1.9459 | 0 | 0 | 0 | Fail TRC
[11 empty] | Commercial | Energy Star Uninterruptable Power Supply | Warehouse | New | N_WR_Energy Star Uninterruptable Power Supply | 1.3186 | 0.48348 | 2.7274 | 0 | 0 | 0 | Fail RIM | [11 empty] | Commercial | High Speed Fans | Institutional | Turnover | T_IN_High Speed Fans | 0.89083 | 0.45779 | 1.9459 | 0 | 0 | 0 | Fail TRC
[11 empty] | Commercial | Server Virtualization | Assembly | Turnover | T_AS_Server Virtualization | 0.14658 | 0.46455 | 0.31553 | 0 | 0 | 0 | Fail RIM | [11 empty] | Commercial | High Speed Fans | Lodging/Hospitality | Turnover | T_LG_High Speed Fans | 0.86523 | 0.44464 | 1.9459 | 0 | 0 | 0 | Fail TRC
[11 empty] | Commercial | Server Virtualization | College and University | Turnover | T_CU_Server Virtualization | 0.14658 | 0.46455 | 0.31553 | 0 | 0 | 0 | Fail RIM | [11 empty] | Commercial | High Speed Fans | Miscellaneous | Turnover | T_MS_High Speed Fans | 0.89083 | 0.45779 | 1.9459 | 0 | 0 | 0 | Fail TRC
[11 empty] | Commercial | Server Virtualization | Grocery | Turnover | T_GR_Server Virtualization | 0.14658 | 0.46455 | 0.31553 | 0 | 0 | 0 | Fail RIM | [11 empty] | Commercial | High Speed Fans | Offices | Turnover | T_OF_High Speed Fans | 0.89083 | 0.45779 | 1.9459 | 0 | 0 | 0 | Fail TRC
[11 empty] | Commercial | Server Virtualization | Healthcare | Turnover | T_HC_Server Virtualization | 0.14658 | 0.46455 | 0.31553 | 0 | 0 | 0 | Fail RIM | [11 empty] | Commercial | High Speed Fans | Restaurants | Turnover | T_RS_High Speed Fans | 0.86523 | 0.44464 | 1.9459 | 0 | 0 | 0 | Fail TRC
[11 empty] | Commercial | Server Virtualization | Hospitals | Turnover | T_HS_Server Virtualization | 0.14658 | 0.46455 | 0.31553 | 0 | 0 | 0 | Fail RIM | [11 empty] | Commercial | High Speed Fans | Retail | Turnover | T_RT_High Speed Fans | 0.89083 | 0.45779 | 1.9459 | 0 | 0 | 0 | Fail TRC
[11 empty] | Commercial | Server Virtualization | Institutional | Turnover | T_IN_Server Virtualization | 0.14658 | 0.46455 | 0.31553 | 0 | 0 | 0 | Fail RIM | [11 empty] | Commercial | High Speed Fans | Schools K-12 | Turnover | T_SC_High Speed Fans | 0.86523 | 0.44464 | 1.9459 | 0 | 0 | 0 | Fail TRC
[11 empty] | Commercial | Server Virtualization | Lodging/Hospitality | Turnover | T_LG_Server Virtualization | 0.14658 | 0.46455 | 0.31553 | 0 | 0 | 0 | Fail RIM | [11 empty] | Commercial | High Speed Fans | Warehouse | Turnover | T_WR_High Speed Fans | 0.89083 | 0.45779 | 1.9459 | 0 | 0 | 0 | Fail TRC
[11 empty] | Commercial | Server Virtualization | Miscellaneous | Turnover | T_MS_Server Virtualization | 0.14658 | 0.46455 | 0.31553 | 0 | 0 | 0 | Fail RIM | [11 empty] | Commercial | High Speed Fans | Assembly | New | N_AS_High Speed Fans | 0.89083 | 0.45779 | 1.9459 | 0 | 0 | 0 | Fail TRC
[11 empty] | Commercial | Server Virtualization | Offices | Turnover | T_OF_Server Virtualization | 0.14658 | 0.46455 | 0.31553 | 0 | 0 | 0 | Fail RIM | [11 empty] | Commercial | High Speed Fans | College and University | New | N_CU_High Speed Fans | 0.86523 | 0.44464 | 1.9459 | 0 | 0 | 0 | Fail TRC
[11 empty] | Commercial | Server Virtualization | Restaurants | Turnover | T_RS_Server Virtualization | 0.14658 | 0.46455 | 0.31553 | 0 | 0 | 0 | Fail RIM | [11 empty] | Commercial | High Speed Fans | Grocery | New | N_GR_High Speed Fans | 0.89083 | 0.45779 | 1.9459 | 0 | 0 | 0 | Fail TRC
[11 empty] | Commercial | Server Virtualization | Retail | Turnover | T_RT_Server Virtualization | 0.14658 | 0.46455 | 0.31553 | 0 | 0 | 0 | Fail RIM | [11 empty] | Commercial | High Speed Fans | Healthcare | New | N_HC_High Speed Fans | 0.86523 | 0.44464 | 1.9459 | 0 | 0 | 0 | Fail TRC
[11 empty] | Commercial | Server Virtualization | Schools K-12 | Turnover | T_SC_Server Virtualization | 0.14658 | 0.46455 | 0.31553 | 0 | 0 | 0 | Fail RIM | [11 empty] | Commercial | High Speed Fans | Hospitals | New | N_HS_High Speed Fans | 0.86523 | 0.44464 | 1.9459 | 0 | 0 | 0 | Fail TRC
[11 empty] | Commercial | Server Virtualization | Warehouse | Turnover | T_WR_Server Virtualization | 0.14658 | 0.46455 | 0.31553 | 0 | 0 | 0 | Fail RIM | [11 empty] | Commercial | High Speed Fans | Institutional | New | N_IN_High Speed Fans | 0.89083 | 0.45779 | 1.9459 | 0 | 0 | 0 | Fail TRC
[11 empty] | Commercial | Server Virtualization | Assembly | New | N_AS_Server Virtualization | 0.14658 | 0.46455 | 0.31553 | 0 | 0 | 0 | Fail RIM | [11 empty] | Commercial | High Speed Fans | Lodging/Hospitality | New | N_LG_High Speed Fans | 0.86523 | 0.44464 | 1.9459 | 0 | 0 | 0 | Fail TRC
[11 empty] | Commercial | Server Virtualization | College and University | New | N_CU_Server Virtualization | 0.14658 | 0.46455 | 0.31553 | 0 | 0 | 0 | Fail RIM | [11 empty] | Commercial | High Speed Fans | Miscellaneous | New | N_MS_High Speed Fans | 0.89083 | 0.45779 | 1.9459 | 0 | 0 | 0 | Fail TRC
[11 empty] | Commercial | Server Virtualization | Grocery | New | N_GR_Server Virtualization | 0.14658 | 0.46455 | 0.31553 | 0 | 0 | 0 | Fail RIM | [11 empty] | Commercial | High Speed Fans | Offices | New | N_OF_High Speed Fans | 0.89083 | 0.45779 | 1.9459 | 0 | 0 | 0 | Fail TRC
[11 empty] | Commercial | Server Virtualization | Healthcare | New | N_HC_Server Virtualization | 0.14658 | 0.46455 | 0.31553 | 0 | 0 | 0 | Fail RIM | [11 empty] | Commercial | High Speed Fans | Restaurants | New | N_RS_High Speed Fans | 0.86523 | 0.44464 | 1.9459 | 0 | 0 | 0 | Fail TRC
[11 empty] | Commercial | Server Virtualization | Hospitals | New | N_HS_Server Virtualization | 0.14658 | 0.46455 | 0.31553 | 0 | 0 | 0 | Fail RIM | [11 empty] | Commercial | High Speed Fans | Retail | New | N_RT_High Speed Fans | 0.89083 | 0.45779 | 1.9459 | 0 | 0 | 0 | Fail TRC
[11 empty] | Commercial | Server Virtualization | Institutional | New | N_IN_Server Virtualization | 0.14658 | 0.46455 | 0.31553 | 0 | 0 | 0 | Fail RIM | [11 empty] | Commercial | High Speed Fans | Schools K-12 | New | N_SC_High Speed Fans | 0.86523 | 0.44464 | 1.9459 | 0 | 0 | 0 | Fail TRC
[11 empty] | Commercial | Server Virtualization | Lodging/Hospitality | New | N_LG_Server Virtualization | 0.14658 | 0.46455 | 0.31553 | 0 | 0 | 0 | Fail RIM | [11 empty] | Commercial | High Speed Fans | Warehouse | New | N_WR_High Speed Fans | 0.89083 | 0.45779 | 1.9459 | 0 | 0 | 0 | Fail TRC
[11 empty] | Commercial | Server Virtualization | Miscellaneous | New | N_MS_Server Virtualization | 0.14658 | 0.46455 | 0.31553 | 0 | 0 | 0 | Fail RIM | [11 empty] | Commercial | Drain Water Heat Recovery | Assembly | Existing | E_AS_Drain Water Heat Recovery | 0.10738 | 0.79778 | 0.1346 | 0 | 0 | 0 | Fail TRC
[11 empty] | Commercial | Server Virtualization | Offices | New | N_OF_Server Virtualization | 0.14658 | 0.46455 | 0.31553 | 0 | 0 | 0 | Fail RIM | [11 empty] | Commercial | Drain Water Heat Recovery | College and University | Existing | E_CU_Drain Water Heat Recovery | 0.2259 | 0.72967 | 0.30959 | 0 | 0 | 0 | Fail TRC
[11 empty] | Commercial | Server Virtualization | Restaurants | New | N_RS_Server Virtualization | 0.14658 | 0.46455 | 0.31553 | 0 | 0 | 0 | Fail RIM | [11 empty] | Commercial | Drain Water Heat Recovery | Grocery | Existing | E_GR_Drain Water Heat Recovery | 0.29686 | 1.1027 | 0.26921 | 0 | 0 | 0 | Fail TRC
[11 empty] | Commercial | Server Virtualization | Retail | New | N_RT_Server Virtualization | 0.14658 | 0.46455 | 0.31553 | 0 | 0 | 0 | Fail RIM | [11 empty] | Commercial | Drain Water Heat Recovery | Healthcare | Existing | E_HC_Drain Water Heat Recovery | 0.14318 | 0.79778 | 0.17947 | 0 | 0 | 0 | Fail TRC
[11 empty] | Commercial | Server Virtualization | Schools K-12 | New | N_SC_Server Virtualization | 0.14658 | 0.46455 | 0.31553 | 0 | 0 | 0 | Fail RIM | [11 empty] | Commercial | Drain Water Heat Recovery | Hospitals | Existing | E_HS_Drain Water Heat Recovery | 0.26409 | 0.72967 | 0.36194 | 0 | 0 | 0 | Fail TRC
[11 empty] | Commercial | Server Virtualization | Warehouse | New | N_WR_Server Virtualization | 0.14658 | 0.46455 | 0.31553 | 0 | 0 | 0 | Fail RIM | [11 empty] | Commercial | Drain Water Heat Recovery | Institutional | Existing | E_IN_Drain Water Heat Recovery | 0.34363 | 0.79778 | 0.43073 | 0 | 0 | 0 | Fail TRC
[11 empty] | Commercial | Energy Star Commercial Glass Door Freezer | Assembly | Turnover | T_AS_Energy Star Commercial Glass Door Freezer | 14.0213 | 0.57471 | 24.397 | 0 | 0 | 0 | Fail RIM | [11 empty] | Commercial | Drain Water Heat Recovery | Lodging/Hospitality | Existing | E_LG_Drain Water Heat Recovery | 0.47498 | 1.1027 | 0.43073 | 0 | 0 | 0 | Fail TRC
[11 empty] | Commercial | Energy Star Commercial Glass Door Freezer | College and University | Turnover | T_CU_Energy Star Commercial Glass Door Freezer | 13.2265 | 0.54213 | 24.397 | 0 | 0 | 0 | Fail RIM | [11 empty] | Commercial | Drain Water Heat Recovery | Miscellaneous | Existing | E_MS_Drain Water Heat Recovery | 0.32215 | 0.79778 | 0.40381 | 0 | 0 | 0 | Fail TRC
[11 empty] | Commercial | Energy Star Commercial Glass Door Freezer | Grocery | Turnover | T_GR_Energy Star Commercial Glass Door Freezer | 14.0213 | 0.57471 | 24.397 | 0 | 0 | 0 | Fail RIM | [11 empty] | Commercial | Drain Water Heat Recovery | Offices | Existing | E_OF_Drain Water Heat Recovery | 0.29829 | 0.79778 | 0.3739 | 0 | 0 | 0 | Fail TRC
[11 empty] | Commercial | Energy Star Commercial Glass Door Freezer | Healthcare | Turnover | T_HC_Energy Star Commercial Glass Door Freezer | 13.2265 | 0.54213 | 24.397 | 0 | 0 | 0 | Fail RIM | [11 empty] | Commercial | Drain Water Heat Recovery | Restaurants | Existing | E_RS_Drain Water Heat Recovery | 0.24739 | 1.1027 | 0.22434 | 0 | 0 | 0 | Fail TRC
[11 empty] | Commercial | Energy Star Commercial Glass Door Freezer | Hospitals | Turnover | T_HS_Energy Star Commercial Glass Door Freezer | 13.2265 | 0.54213 | 24.397 | 0 | 0 | 0 | Fail RIM | [11 empty] | Commercial | Drain Water Heat Recovery | Retail | Existing | E_RT_Drain Water Heat Recovery | 0.2939 | 1.1027 | 0.26652 | 0 | 0 | 0 | Fail TRC
[11 empty] | Commercial | Energy Star Commercial Glass Door Freezer | Institutional | Turnover | T_IN_Energy Star Commercial Glass Door Freezer | 14.0213 | 0.57471 | 24.397 | 0 | 0 | 0 | Fail RIM | [11 empty] | Commercial | Drain Water Heat Recovery | Schools K-12 | Existing | E_SC_Drain Water Heat Recovery | 0.044744 | 0.79778 | 0.056086 | 0 | 0 | 0 | Fail TRC
[11 empty] | Commercial | Energy Star Commercial Glass Door Freezer | Lodging/Hospitality | Turnover | T_LG_Energy Star Commercial Glass Door Freezer | 13.2265 | 0.54213 | 24.397 | 0 | 0 | 0 | Fail RIM | [11 empty] | Commercial | Drain Water Heat Recovery | Warehouse | Existing | E_WR_Drain Water Heat Recovery | 0.21477 | 0.79778 | 0.26921 | 0 | 0 | 0 | Fail TRC
[11 empty] | Commercial | Energy Star Commercial Glass Door Freezer | Miscellaneous | Turnover | T_MS_Energy Star Commercial Glass Door Freezer | 14.0213 | 0.57471 | 24.397 | 0 | 0 | 0 | Fail RIM | [11 empty] | Commercial | Drain Water Heat Recovery | Assembly | New | N_AS_Drain Water Heat Recovery | 0.10273 | 0.79778 | 0.12876 | 0 | 0 | 0 | Fail TRC
[11 empty] | Commercial | Energy Star Commercial Glass Door Freezer | Offices | Turnover | T_OF_Energy Star Commercial Glass Door Freezer | 14.0213 | 0.57471 | 24.397 | 0 | 0 | 0 | Fail RIM | [11 empty] | Commercial | Drain Water Heat Recovery | College and University | New | N_CU_Drain Water Heat Recovery | 0.2161 | 0.72967 | 0.29616 | 0 | 0 | 0 | Fail TRC
[11 empty] | Commercial | Energy Star Commercial Glass Door Freezer | Restaurants | Turnover | T_RS_Energy Star Commercial Glass Door Freezer | 13.2265 | 0.54213 | 24.397 | 0 | 0 | 0 | Fail RIM | [11 empty] | Commercial | Drain Water Heat Recovery | Grocery | New | N_GR_Drain Water Heat Recovery | 0.28399 | 1.1027 | 0.25753 | 0 | 0 | 0 | Fail TRC
[11 empty] | Commercial | Energy Star Commercial Glass Door Freezer | Retail | Turnover | T_RT_Energy Star Commercial Glass Door Freezer | 14.0213 | 0.57471 | 24.397 | 0 | 0 | 0 | Fail RIM | [11 empty] | Commercial | Drain Water Heat Recovery | Healthcare | New | N_HC_Drain Water Heat Recovery | 0.13697 | 0.79778 | 0.17169 | 0 | 0 | 0 | Fail TRC
[11 empty] | Commercial | Energy Star Commercial Glass Door Freezer | Schools K-12 | Turnover | T_SC_Energy Star Commercial Glass Door Freezer | 13.2265 | 0.54213 | 24.397 | 0 | 0 | 0 | Fail RIM | [11 empty] | Commercial | Drain Water Heat Recovery | Hospitals | New | N_HS_Drain Water Heat Recovery | 0.25263 | 0.72967 | 0.34623 | 0 | 0 | 0 | Fail TRC
[11 empty] | Commercial | Energy Star Commercial Glass Door Freezer | Warehouse | Turnover | T_WR_Energy Star Commercial Glass Door Freezer | 14.0213 | 0.57471 | 24.397 | 0 | 0 | 0 | Fail RIM | [11 empty] | Commercial | Drain Water Heat Recovery | Institutional | New | N_IN_Drain Water Heat Recovery | 0.32872 | 0.79778 | 0.41205 | 0 | 0 | 0 | Fail TRC
[11 empty] | Commercial | Energy Star Commercial Glass Door Freezer | Assembly | New | N_AS_Energy Star Commercial Glass Door Freezer | 14.0213 | 0.57471 | 24.397 | 0 | 0 | 0 | Fail RIM | [11 empty] | Commercial | Drain Water Heat Recovery | Lodging/Hospitality | New | N_LG_Drain Water Heat Recovery | 0.45438 | 1.1027 | 0.41205 | 0 | 0 | 0 | Fail TRC
[11 empty] | Commercial | Energy Star Commercial Glass Door Freezer | College and University | New | N_CU_Energy Star Commercial Glass Door Freezer | 13.2265 | 0.54213 | 24.397 | 0 | 0 | 0 | Fail RIM | [11 empty] | Commercial | Drain Water Heat Recovery | Miscellaneous | New | N_MS_Drain Water Heat Recovery | 0.30818 | 0.79778 | 0.38629 | 0 | 0 | 0 | Fail TRC
[11 empty] | Commercial | Energy Star Commercial Glass Door Freezer | Grocery | New | N_GR_Energy Star Commercial Glass Door Freezer | 14.0213 | 0.57471 | 24.397 | 0 | 0 | 0 | Fail RIM | [11 empty] | Commercial | Drain Water Heat Recovery | Offices | New | N_OF_Drain Water Heat Recovery | 0.28535 | 0.79778 | 0.35768 | 0 | 0 | 0 | Fail TRC
[11 empty] | Commercial | Energy Star Commercial Glass Door Freezer | Healthcare | New | N_HC_Energy Star Commercial Glass Door Freezer | 13.2265 | 0.54213 | 24.397 | 0 | 0 | 0 | Fail RIM | [11 empty] | Commercial | Drain Water Heat Recovery | Restaurants | New | N_RS_Drain Water Heat Recovery | 0.23665 | 1.1027 | 0.21461 | 0 | 0 | 0 | Fail TRC
[11 empty] | Commercial | Energy Star Commercial Glass Door Freezer | Hospitals | New | N_HS_Energy Star Commercial Glass Door Freezer | 13.2265 | 0.54213 | 24.397 | 0 | 0 | 0 | Fail RIM | [11 empty] | Commercial | Drain Water Heat Recovery | Retail | New | N_RT_Drain Water Heat Recovery | 0.28115 | 1.1027 | 0.25495 | 0 | 0 | 0 | Fail TRC
[11 empty] | Commercial | Energy Star Commercial Glass Door Freezer | Institutional | New | N_IN_Energy Star Commercial Glass Door Freezer | 14.0213 | 0.57471 | 24.397 | 0 | 0 | 0 | Fail RIM | [11 empty] | Commercial | Drain Water Heat Recovery | Schools K-12 | New | N_SC_Drain Water Heat Recovery | 0.042803 | 0.79778 | 0.053653 | 0 | 0 | 0 | Fail TRC
[11 empty] | Commercial | Energy Star Commercial Glass Door Freezer | Lodging/Hospitality | New | N_LG_Energy Star Commercial Glass Door Freezer | 13.2265 | 0.54213 | 24.397 | 0 | 0 | 0 | Fail RIM | [11 empty] | Commercial | Drain Water Heat Recovery | Warehouse | New | N_WR_Drain Water Heat Recovery | 0.20545 | 0.79778 | 0.25753 | 0 | 0 | 0 | Fail TRC
[11 empty] | Commercial | Energy Star Commercial Glass Door Freezer | Miscellaneous | New | N_MS_Energy Star Commercial Glass Door Freezer | 14.0213 | 0.57471 | 24.397 | 0 | 0 | 0 | Fail RIM | [11 empty] | Commercial | Faucet Aerator | Assembly | Existing | E_AS_Faucet Aerator | 6.4382 | 0.65338 | 9.8536 | 0 | 0 | 0 | Fail 2-year Threshold
[11 empty] | Commercial | Energy Star Commercial Glass Door Freezer | Offices | New | N_OF_Energy Star Commercial Glass Door Freezer | 14.0213 | 0.57471 | 24.397 | 0 | 0 | 0 | Fail RIM | [11 empty] | Commercial | Faucet Aerator | College and University | Existing | E_CU_Faucet Aerator | 6.6946 | 0.6794 | 9.8536 | 0 | 0 | 0 | Fail 2-year Threshold
[11 empty] | Commercial | Energy Star Commercial Glass Door Freezer | Restaurants | New | N_RS_Energy Star Commercial Glass Door Freezer | 13.2265 | 0.54213 | 24.397 | 0 | 0 | 0 | Fail RIM | [11 empty] | Commercial | Faucet Aerator | Grocery | Existing | E_GR_Faucet Aerator | 10.1743 | 1.0325 | 9.8536 | 0 | 0 | 0 | Fail 2-year Threshold
[11 empty] | Commercial | Energy Star Commercial Glass Door Freezer | Retail | New | N_RT_Energy Star Commercial Glass Door Freezer | 14.0213 | 0.57471 | 24.397 | 0 | 0 | 0 | Fail RIM | [11 empty] | Commercial | Faucet Aerator | Healthcare | Existing | E_HC_Faucet Aerator | 6.4382 | 0.65338 | 9.8536 | 0 | 0 | 0 | Fail 2-year Threshold
[11 empty] | Commercial | Energy Star Commercial Glass Door Freezer | Schools K-12 | New | N_SC_Energy Star Commercial Glass Door Freezer | 13.2265 | 0.54213 | 24.397 | 0 | 0 | 0 | Fail RIM | [11 empty] | Commercial | Faucet Aerator | Hospitals | Existing | E_HS_Faucet Aerator | 6.6946 | 0.6794 | 9.8536 | 0 | 0 | 0 | Fail 2-year Threshold
[11 empty] | Commercial | Energy Star Commercial Glass Door Freezer | Warehouse | New | N_WR_Energy Star Commercial Glass Door Freezer | 14.0213 | 0.57471 | 24.397 | 0 | 0 | 0 | Fail RIM | [11 empty] | Commercial | Faucet Aerator | Institutional | Existing | E_IN_Faucet Aerator | 6.4382 | 0.65338 | 9.8536 | 0 | 0 | 0 | Fail 2-year Threshold
[11 empty] | Commercial | Energy Star Commercial Glass Door Refrigerator | Assembly | Turnover | T_AS_Energy Star Commercial Glass Door Refrigerator | 2.9835 | 0.57471 | 5.1913 | 0 | 0 | 0 | Fail RIM | [11 empty] | Commercial | Faucet Aerator | Lodging/Hospitality | Existing | E_LG_Faucet Aerator | 10.1743 | 1.0325 | 9.8536 | 0 | 0 | 0 | Fail 2-year Threshold
[11 empty] | Commercial | Energy Star Commercial Glass Door Refrigerator | College and University | Turnover | T_CU_Energy Star Commercial Glass Door Refrigerator | 2.8144 | 0.54213 | 5.1913 | 0 | 0 | 0 | Fail RIM | [11 empty] | Commercial | Faucet Aerator | Miscellaneous | Existing | E_MS_Faucet Aerator | 6.4382 | 0.65338 | 9.8536 | 0 | 0 | 0 | Fail 2-year Threshold
[11 empty] | Commercial | Energy Star Commercial Glass Door Refrigerator | Grocery | Turnover | T_GR_Energy Star Commercial Glass Door Refrigerator | 2.9835 | 0.57471 | 5.1913 | 0 | 0 | 0 | Fail RIM | [11 empty] | Commercial | Faucet Aerator | Offices | Existing | E_OF_Faucet Aerator | 6.4382 | 0.65338 | 9.8536 | 0 | 0 | 0 | Fail 2-year Threshold
[11 empty] | Commercial | Energy Star Commercial Glass Door Refrigerator | Healthcare | Turnover | T_HC_Energy Star Commercial Glass Door Refrigerator | 2.8144 | 0.54213 | 5.1913 | 0 | 0 | 0 | Fail RIM | [11 empty] | Commercial | Faucet Aerator | Restaurants | Existing | E_RS_Faucet Aerator | 10.1743 | 1.0325 | 9.8536 | 0 | 0 | 0 | Fail 2-year Threshold
[11 empty] | Commercial | Energy Star Commercial Glass Door Refrigerator | Hospitals | Turnover | T_HS_Energy Star Commercial Glass Door Refrigerator | 2.8144 | 0.54213 | 5.1913 | 0 | 0 | 0 | Fail RIM | [11 empty] | Commercial | Faucet Aerator | Retail | Existing | E_RT_Faucet Aerator | 10.1743 | 1.0325 | 9.8536 | 0 | 0 | 0 | Fail 2-year Threshold
[11 empty] | Commercial | Energy Star Commercial Glass Door Refrigerator | Institutional | Turnover | T_IN_Energy Star Commercial Glass Door Refrigerator | 2.9835 | 0.57471 | 5.1913 | 0 | 0 | 0 | Fail RIM | [11 empty] | Commercial | Faucet Aerator | Schools K-12 | Existing | E_SC_Faucet Aerator | 6.4382 | 0.65338 | 9.8536 | 0 | 0 | 0 | Fail 2-year Threshold
[11 empty] | Commercial | Energy Star Commercial Glass Door Refrigerator | Lodging/Hospitality | Turnover | T_LG_Energy Star Commercial Glass Door Refrigerator | 2.8144 | 0.54213 | 5.1913 | 0 | 0 | 0 | Fail RIM | [11 empty] | Commercial | Faucet Aerator | Warehouse | Existing | E_WR_Faucet Aerator | 6.4382 | 0.65338 | 9.8536 | 0 | 0 | 0 | Fail 2-year Threshold
[11 empty] | Commercial | Energy Star Commercial Glass Door Refrigerator | Miscellaneous | Turnover | T_MS_Energy Star Commercial Glass Door Refrigerator | 2.9835 | 0.57471 | 5.1913 | 0 | 0 | 0 | Fail RIM | [11 empty] | Commercial | Faucet Aerator | Assembly | New | N_AS_Faucet Aerator | 6.4382 | 0.65338 | 9.8536 | 0 | 0 | 0 | Fail 2-year Threshold
[11 empty] | Commercial | Energy Star Commercial Glass Door Refrigerator | Offices | Turnover | T_OF_Energy Star Commercial Glass Door Refrigerator | 2.9835 | 0.57471 | 5.1913 | 0 | 0 | 0 | Fail RIM | [11 empty] | Commercial | Faucet Aerator | College and University | New | N_CU_Faucet Aerator | 6.6946 | 0.6794 | 9.8536 | 0 | 0 | 0 | Fail 2-year Threshold
[11 empty] | Commercial | Energy Star Commercial Glass Door Refrigerator | Restaurants | Turnover | T_RS_Energy Star Commercial Glass Door Refrigerator | 2.8144 | 0.54213 | 5.1913 | 0 | 0 | 0 | Fail RIM | [11 empty] | Commercial | Faucet Aerator | Grocery | New | N_GR_Faucet Aerator | 10.1743 | 1.0325 | 9.8536 | 0 | 0 | 0 | Fail 2-year Threshold
[11 empty] | Commercial | Energy Star Commercial Glass Door Refrigerator | Retail | Turnover | T_RT_Energy Star Commercial Glass Door Refrigerator | 2.9835 | 0.57471 | 5.1913 | 0 | 0 | 0 | Fail RIM | [11 empty] | Commercial | Faucet Aerator | Healthcare | New | N_HC_Faucet Aerator | 6.4382 | 0.65338 | 9.8536 | 0 | 0 | 0 | Fail 2-year Threshold
[11 empty] | Commercial | Energy Star Commercial Glass Door Refrigerator | Schools K-12 | Turnover | T_SC_Energy Star Commercial Glass Door Refrigerator | 2.8144 | 0.54213 | 5.1913 | 0 | 0 | 0 | Fail RIM | [11 empty] | Commercial | Faucet Aerator | Hospitals | New | N_HS_Faucet Aerator | 6.6946 | 0.6794 | 9.8536 | 0 | 0 | 0 | Fail 2-year Threshold
[11 empty] | Commercial | Energy Star Commercial Glass Door Refrigerator | Warehouse | Turnover | T_WR_Energy Star Commercial Glass Door Refrigerator | 2.9835 | 0.57471 | 5.1913 | 0 | 0 | 0 | Fail RIM | [11 empty] | Commercial | Faucet Aerator | Institutional | New | N_IN_Faucet Aerator | 6.4382 | 0.65338 | 9.8536 | 0 | 0 | 0 | Fail 2-year Threshold
[11 empty] | Commercial | Energy Star Commercial Glass Door Refrigerator | Assembly | New | N_AS_Energy Star Commercial Glass Door Refrigerator | 2.9835 | 0.57471 | 5.1913 | 0 | 0 | 0 | Fail RIM | [11 empty] | Commercial | Faucet Aerator | Lodging/Hospitality | New | N_LG_Faucet Aerator | 10.1743 | 1.0325 | 9.8536 | 0 | 0 | 0 | Fail 2-year Threshold
[11 empty] | Commercial | Energy Star Commercial Glass Door Refrigerator | College and University | New | N_CU_Energy Star Commercial Glass Door Refrigerator | 2.8144 | 0.54213 | 5.1913 | 0 | 0 | 0 | Fail RIM | [11 empty] | Commercial | Faucet Aerator | Miscellaneous | New | N_MS_Faucet Aerator | 6.4382 | 0.65338 | 9.8536 | 0 | 0 | 0 | Fail 2-year Threshold
[11 empty] | Commercial | Energy Star Commercial Glass Door Refrigerator | Grocery | New | N_GR_Energy Star Commercial Glass Door Refrigerator | 2.9835 | 0.57471 | 5.1913 | 0 | 0 | 0 | Fail RIM | [11 empty] | Commercial | Faucet Aerator | Offices | New | N_OF_Faucet Aerator | 6.4382 | 0.65338 | 9.8536 | 0 | 0 | 0 | Fail 2-year Threshold
[11 empty] | Commercial | Energy Star Commercial Glass Door Refrigerator | Healthcare | New | N_HC_Energy Star Commercial Glass Door Refrigerator | 2.8144 | 0.54213 | 5.1913 | 0 | 0 | 0 | Fail RIM | [11 empty] | Commercial | Faucet Aerator | Restaurants | New | N_RS_Faucet Aerator | 10.1743 | 1.0325 | 9.8536 | 0 | 0 | 0 | Fail 2-year Threshold
[11 empty] | Commercial | Energy Star Commercial Glass Door Refrigerator | Hospitals | New | N_HS_Energy Star Commercial Glass Door Refrigerator | 2.8144 | 0.54213 | 5.1913 | 0 | 0 | 0 | Fail RIM | [11 empty] | Commercial | Faucet Aerator | Retail | New | N_RT_Faucet Aerator | 10.1743 | 1.0325 | 9.8536 | 0 | 0 | 0 | Fail 2-year Threshold
[11 empty] | Commercial | Energy Star Commercial Glass Door Refrigerator | Institutional | New | N_IN_Energy Star Commercial Glass Door Refrigerator | 2.9835 | 0.57471 | 5.1913 | 0 | 0 | 0 | Fail RIM | [11 empty] | Commercial | Faucet Aerator | Schools K-12 | New | N_SC_Faucet Aerator | 6.4382 | 0.65338 | 9.8536 | 0 | 0 | 0 | Fail 2-year Threshold
[11 empty] | Commercial | Energy Star Commercial Glass Door Refrigerator | Lodging/Hospitality | New | N_LG_Energy Star Commercial Glass Door Refrigerator | 2.8144 | 0.54213 | 5.1913 | 0 | 0 | 0 | Fail RIM | [11 empty] | Commercial | Faucet Aerator | Warehouse | New | N_WR_Faucet Aerator | 6.4382 | 0.65338 | 9.8536 | 0 | 0 | 0 | Fail 2-year Threshold
[11 empty] | Commercial | Energy Star Commercial Glass Door Refrigerator | Miscellaneous | New | N_MS_Energy Star Commercial Glass Door Refrigerator | 2.9835 | 0.57471 | 5.1913 | 0 | 0 | 0 | Fail RIM | [11 empty] | Commercial | Hot Water Circulation Pump Control | Assembly | Existing | E_AS_Hot Water Circulation Pump Control | 0.60996 | 0.38833 | 1.5707 | 0 | 0 | 0 | Fail TRC
[11 empty] | Commercial | Energy Star Commercial Glass Door Refrigerator | Offices | New | N_OF_Energy Star Commercial Glass Door Refrigerator | 2.9835 | 0.57471 | 5.1913 | 0 | 0 | 0 | Fail RIM | [11 empty] | Commercial | Hot Water Circulation Pump Control | College and University | Existing | E_CU_Hot Water Circulation Pump Control | 0.86723 | 0.55212 | 1.5707 | 0 | 0 | 0 | Fail TRC
[11 empty] | Commercial | Energy Star Commercial Glass Door Refrigerator | Restaurants | New | N_RS_Energy Star Commercial Glass Door Refrigerator | 2.8144 | 0.54213 | 5.1913 | 0 | 0 | 0 | Fail RIM | [11 empty] | Commercial | Hot Water Circulation Pump Control | Grocery | Existing | E_GR_Hot Water Circulation Pump Control | 0.45835 | 0.29181 | 1.5707 | 0 | 0 | 0 | Fail TRC
[11 empty] | Commercial | Energy Star Commercial Glass Door Refrigerator | Retail | New | N_RT_Energy Star Commercial Glass Door Refrigerator | 2.9835 | 0.57471 | 5.1913 | 0 | 0 | 0 | Fail RIM | [11 empty] | Commercial | Hot Water Circulation Pump Control | Healthcare | Existing | E_HC_Hot Water Circulation Pump Control | 0.60996 | 0.38833 | 1.5707 | 0 | 0 | 0 | Fail TRC
[11 empty] | Commercial | Energy Star Commercial Glass Door Refrigerator | Schools K-12 | New | N_SC_Energy Star Commercial Glass Door Refrigerator | 2.8144 | 0.54213 | 5.1913 | 0 | 0 | 0 | Fail RIM | [11 empty] | Commercial | Hot Water Circulation Pump Control | Hospitals | Existing | E_HS_Hot Water Circulation Pump Control | 0.86723 | 0.55212 | 1.5707 | 0 | 0 | 0 | Fail TRC
[11 empty] | Commercial | Energy Star Commercial Glass Door Refrigerator | Warehouse | New | N_WR_Energy Star Commercial Glass Door Refrigerator | 2.9835 | 0.57471 | 5.1913 | 0 | 0 | 0 | Fail RIM | [11 empty] | Commercial | Hot Water Circulation Pump Control | Institutional | Existing | E_IN_Hot Water Circulation Pump Control | 0.60996 | 0.38833 | 1.5707 | 0 | 0 | 0 | Fail TRC
[11 empty] | Commercial | Energy Star Commercial Solid Door Freezer | Assembly | Turnover | T_AS_Energy Star Commercial Solid Door Freezer | 8.1833 | 0.58132 | 14.0772 | 0 | 0 | 0 | Fail RIM | [11 empty] | Commercial | Hot Water Circulation Pump Control | Lodging/Hospitality | Existing | E_LG_Hot Water Circulation Pump Control | 0.45835 | 0.29181 | 1.5707 | 0 | 0 | 0 | Fail TRC
[11 empty] | Commercial | Energy Star Commercial Solid Door Freezer | College and University | Turnover | T_CU_Energy Star Commercial Solid Door Freezer | 7.6317 | 0.54213 | 14.0772 | 0 | 0 | 0 | Fail RIM | [11 empty] | Commercial | Hot Water Circulation Pump Control | Miscellaneous | Existing | E_MS_Hot Water Circulation Pump Control | 0.60996 | 0.38833 | 1.5707 | 0 | 0 | 0 | Fail TRC
[11 empty] | Commercial | Energy Star Commercial Solid Door Freezer | Grocery | Turnover | T_GR_Energy Star Commercial Solid Door Freezer | 8.1833 | 0.58132 | 14.0772 | 0 | 0 | 0 | Fail RIM | [11 empty] | Commercial | Hot Water Circulation Pump Control | Offices | Existing | E_OF_Hot Water Circulation Pump Control | 0.60996 | 0.38833 | 1.5707 | 0 | 0 | 0 | Fail TRC
[11 empty] | Commercial | Energy Star Commercial Solid Door Freezer | Healthcare | Turnover | T_HC_Energy Star Commercial Solid Door Freezer | 7.6317 | 0.54213 | 14.0772 | 0 | 0 | 0 | Fail RIM | [11 empty] | Commercial | Hot Water Circulation Pump Control | Restaurants | Existing | E_RS_Hot Water Circulation Pump Control | 0.45835 | 0.29181 | 1.5707 | 0 | 0 | 0 | Fail TRC
[11 empty] | Commercial | Energy Star Commercial Solid Door Freezer | Hospitals | Turnover | T_HS_Energy Star Commercial Solid Door Freezer | 7.6317 | 0.54213 | 14.0772 | 0 | 0 | 0 | Fail RIM | [11 empty] | Commercial | Hot Water Circulation Pump Control | Retail | Existing | E_RT_Hot Water Circulation Pump Control | 0.45835 | 0.29181 | 1.5707 | 0 | 0 | 0 | Fail TRC
[11 empty] | Commercial | Energy Star Commercial Solid Door Freezer | Institutional | Turnover | T_IN_Energy Star Commercial Solid Door Freezer | 8.1833 | 0.58132 | 14.0772 | 0 | 0 | 0 | Fail RIM | [11 empty] | Commercial | Hot Water Circulation Pump Control | Schools K-12 | Existing | E_SC_Hot Water Circulation Pump Control | 0.60996 | 0.38833 | 1.5707 | 0 | 0 | 0 | Fail TRC
[11 empty] | Commercial | Energy Star Commercial Solid Door Freezer | Lodging/Hospitality | Turnover | T_LG_Energy Star Commercial Solid Door Freezer | 7.6317 | 0.54213 | 14.0772 | 0 | 0 | 0 | Fail RIM | [11 empty] | Commercial | Hot Water Circulation Pump Control | Warehouse | Existing | E_WR_Hot Water Circulation Pump Control | 0.60996 | 0.38833 | 1.5707 | 0 | 0 | 0 | Fail TRC
[11 empty] | Commercial | Energy Star Commercial Solid Door Freezer | Miscellaneous | Turnover | T_MS_Energy Star Commercial Solid Door Freezer | 8.1833 | 0.58132 | 14.0772 | 0 | 0 | 0 | Fail RIM | [11 empty] | Commercial | Hot Water Circulation Pump Control | Assembly | New | N_AS_Hot Water Circulation Pump Control | 0.60996 | 0.38833 | 1.5707 | 0 | 0 | 0 | Fail TRC
[11 empty] | Commercial | Energy Star Commercial Solid Door Freezer | Offices | Turnover | T_OF_Energy Star Commercial Solid Door Freezer | 8.1833 | 0.58132 | 14.0772 | 0 | 0 | 0 | Fail RIM | [11 empty] | Commercial | Hot Water Circulation Pump Control | College and University | New | N_CU_Hot Water Circulation Pump Control | 0.86723 | 0.55212 | 1.5707 | 0 | 0 | 0 | Fail TRC
[11 empty] | Commercial | Energy Star Commercial Solid Door Freezer | Restaurants | Turnover | T_RS_Energy Star Commercial Solid Door Freezer | 7.6317 | 0.54213 | 14.0772 | 0 | 0 | 0 | Fail RIM | [11 empty] | Commercial | Hot Water Circulation Pump Control | Grocery | New | N_GR_Hot Water Circulation Pump Control | 0.45835 | 0.29181 | 1.5707 | 0 | 0 | 0 | Fail TRC
[11 empty] | Commercial | Energy Star Commercial Solid Door Freezer | Retail | Turnover | T_RT_Energy Star Commercial Solid Door Freezer | 8.1833 | 0.58132 | 14.0772 | 0 | 0 | 0 | Fail RIM | [11 empty] | Commercial | Hot Water Circulation Pump Control | Healthcare | New | N_HC_Hot Water Circulation Pump Control | 0.60996 | 0.38833 | 1.5707 | 0 | 0 | 0 | Fail TRC
[11 empty] | Commercial | Energy Star Commercial Solid Door Freezer | Schools K-12 | Turnover | T_SC_Energy Star Commercial Solid Door Freezer | 7.6317 | 0.54213 | 14.0772 | 0 | 0 | 0 | Fail RIM | [11 empty] | Commercial | Hot Water Circulation Pump Control | Hospitals | New | N_HS_Hot Water Circulation Pump Control | 0.86723 | 0.55212 | 1.5707 | 0 | 0 | 0 | Fail TRC
[11 empty] | Commercial | Energy Star Commercial Solid Door Freezer | Warehouse | Turnover | T_WR_Energy Star Commercial Solid Door Freezer | 8.1833 | 0.58132 | 14.0772 | 0 | 0 | 0 | Fail RIM | [11 empty] | Commercial | Hot Water Circulation Pump Control | Institutional | New | N_IN_Hot Water Circulation Pump Control | 0.60996 | 0.38833 | 1.5707 | 0 | 0 | 0 | Fail TRC
[11 empty] | Commercial | Energy Star Commercial Solid Door Freezer | Assembly | New | N_AS_Energy Star Commercial Solid Door Freezer | 8.1833 | 0.58132 | 14.0772 | 0 | 0 | 0 | Fail RIM | [11 empty] | Commercial | Hot Water Circulation Pump Control | Lodging/Hospitality | New | N_LG_Hot Water Circulation Pump Control | 0.45835 | 0.29181 | 1.5707 | 0 | 0 | 0 | Fail TRC
[11 empty] | Commercial | Energy Star Commercial Solid Door Freezer | College and University | New | N_CU_Energy Star Commercial Solid Door Freezer | 7.6317 | 0.54213 | 14.0772 | 0 | 0 | 0 | Fail RIM | [11 empty] | Commercial | Hot Water Circulation Pump Control | Miscellaneous | New | N_MS_Hot Water Circulation Pump Control | 0.60996 | 0.38833 | 1.5707 | 0 | 0 | 0 | Fail TRC
[11 empty] | Commercial | Energy Star Commercial Solid Door Freezer | Grocery | New | N_GR_Energy Star Commercial Solid Door Freezer | 8.1833 | 0.58132 | 14.0772 | 0 | 0 | 0 | Fail RIM | [11 empty] | Commercial | Hot Water Circulation Pump Control | Offices | New | N_OF_Hot Water Circulation Pump Control | 0.60996 | 0.38833 | 1.5707 | 0 | 0 | 0 | Fail TRC
[11 empty] | Commercial | Energy Star Commercial Solid Door Freezer | Healthcare | New | N_HC_Energy Star Commercial Solid Door Freezer | 7.6317 | 0.54213 | 14.0772 | 0 | 0 | 0 | Fail RIM | [11 empty] | Commercial | Hot Water Circulation Pump Control | Restaurants | New | N_RS_Hot Water Circulation Pump Control | 0.45835 | 0.29181 | 1.5707 | 0 | 0 | 0 | Fail TRC
[11 empty] | Commercial | Energy Star Commercial Solid Door Freezer | Hospitals | New | N_HS_Energy Star Commercial Solid Door Freezer | 7.6317 | 0.54213 | 14.0772 | 0 | 0 | 0 | Fail RIM | [11 empty] | Commercial | Hot Water Circulation Pump Control | Retail | New | N_RT_Hot Water Circulation Pump Control | 0.45835 | 0.29181 | 1.5707 | 0 | 0 | 0 | Fail TRC
[11 empty] | Commercial | Energy Star Commercial Solid Door Freezer | Institutional | New | N_IN_Energy Star Commercial Solid Door Freezer | 8.1833 | 0.58132 | 14.0772 | 0 | 0 | 0 | Fail RIM | [11 empty] | Commercial | Hot Water Circulation Pump Control | Schools K-12 | New | N_SC_Hot Water Circulation Pump Control | 0.60996 | 0.38833 | 1.5707 | 0 | 0 | 0 | Fail TRC
[11 empty] | Commercial | Energy Star Commercial Solid Door Freezer | Lodging/Hospitality | New | N_LG_Energy Star Commercial Solid Door Freezer | 7.6317 | 0.54213 | 14.0772 | 0 | 0 | 0 | Fail RIM | [11 empty] | Commercial | Hot Water Circulation Pump Control | Warehouse | New | N_WR_Hot Water Circulation Pump Control | 0.60996 | 0.38833 | 1.5707 | 0 | 0 | 0 | Fail TRC
[11 empty] | Commercial | Energy Star Commercial Solid Door Freezer | Miscellaneous | New | N_MS_Energy Star Commercial Solid Door Freezer | 8.1833 | 0.58132 | 14.0772 | 0 | 0 | 0 | Fail RIM | [11 empty] | Commercial | Hot Water Pipe Insulation | Assembly | Existing | E_AS_Hot Water Pipe Insulation | 3.8761 | 0.52183 | 7.4279 | 0 | 0 | 0 | Fail 2-year Threshold
[11 empty] | Commercial | Energy Star Commercial Solid Door Freezer | Offices | New | N_OF_Energy Star Commercial Solid Door Freezer | 8.1833 | 0.58132 | 14.0772 | 0 | 0 | 0 | Fail RIM | [11 empty] | Commercial | Hot Water Pipe Insulation | College and University | Existing | E_CU_Hot Water Pipe Insulation | 3.8499 | 0.5183 | 7.4279 | 0 | 0 | 0 | Fail 2-year Threshold
[11 empty] | Commercial | Energy Star Commercial Solid Door Freezer | Restaurants | New | N_RS_Energy Star Commercial Solid Door Freezer | 7.6317 | 0.54213 | 14.0772 | 0 | 0 | 0 | Fail RIM | [11 empty] | Commercial | Hot Water Pipe Insulation | Grocery | Existing | E_GR_Hot Water Pipe Insulation | 4.0219 | 0.54145 | 7.4279 | 0 | 0 | 0 | Fail 2-year Threshold
[11 empty] | Commercial | Energy Star Commercial Solid Door Freezer | Retail | New | N_RT_Energy Star Commercial Solid Door Freezer | 8.1833 | 0.58132 | 14.0772 | 0 | 0 | 0 | Fail RIM | [11 empty] | Commercial | Hot Water Pipe Insulation | Healthcare | Existing | E_HC_Hot Water Pipe Insulation | 3.8761 | 0.52183 | 7.4279 | 0 | 0 | 0 | Fail 2-year Threshold
[11 empty] | Commercial | Energy Star Commercial Solid Door Freezer | Schools K-12 | New | N_SC_Energy Star Commercial Solid Door Freezer | 7.6317 | 0.54213 | 14.0772 | 0 | 0 | 0 | Fail RIM | [11 empty] | Commercial | Hot Water Pipe Insulation | Hospitals | Existing | E_HS_Hot Water Pipe Insulation | 3.8499 | 0.5183 | 7.4279 | 0 | 0 | 0 | Fail 2-year Threshold
[11 empty] | Commercial | Energy Star Commercial Solid Door Freezer | Warehouse | New | N_WR_Energy Star Commercial Solid Door Freezer | 8.1833 | 0.58132 | 14.0772 | 0 | 0 | 0 | Fail RIM | [11 empty] | Commercial | Hot Water Pipe Insulation | Institutional | Existing | E_IN_Hot Water Pipe Insulation | 3.8761 | 0.52183 | 7.4279 | 0 | 0 | 0 | Fail 2-year Threshold
[11 empty] | Commercial | Energy Star Commercial Solid Door Refrigerator | Assembly | Turnover | T_AS_Energy Star Commercial Solid Door Refrigerator | 2.7793 | 0.58132 | 4.781 | 0 | 0 | 0 | Fail RIM | [11 empty] | Commercial | Hot Water Pipe Insulation | Lodging/Hospitality | Existing | E_LG_Hot Water Pipe Insulation | 4.0219 | 0.54145 | 7.4279 | 0 | 0 | 0 | Fail 2-year Threshold
[11 empty] | Commercial | Energy Star Commercial Solid Door Refrigerator | College and University | Turnover | T_CU_Energy Star Commercial Solid Door Refrigerator | 2.5919 | 0.54213 | 4.781 | 0 | 0 | 0 | Fail RIM | [11 empty] | Commercial | Hot Water Pipe Insulation | Miscellaneous | Existing | E_MS_Hot Water Pipe Insulation | 3.8761 | 0.52183 | 7.4279 | 0 | 0 | 0 | Fail 2-year Threshold
[11 empty] | Commercial | Energy Star Commercial Solid Door Refrigerator | Grocery | Turnover | T_GR_Energy Star Commercial Solid Door Refrigerator | 2.7793 | 0.58132 | 4.781 | 0 | 0 | 0 | Fail RIM | [11 empty] | Commercial | Hot Water Pipe Insulation | Offices | Existing | E_OF_Hot Water Pipe Insulation | 3.8761 | 0.52183 | 7.4279 | 0 | 0 | 0 | Fail 2-year Threshold
[11 empty] | Commercial | Energy Star Commercial Solid Door Refrigerator | Healthcare | Turnover | T_HC_Energy Star Commercial Solid Door Refrigerator | 2.5919 | 0.54213 | 4.781 | 0 | 0 | 0 | Fail RIM | [11 empty] | Commercial | Hot Water Pipe Insulation | Restaurants | Existing | E_RS_Hot Water Pipe Insulation | 4.0219 | 0.54145 | 7.4279 | 0 | 0 | 0 | Fail 2-year Threshold
[11 empty] | Commercial | Energy Star Commercial Solid Door Refrigerator | Hospitals | Turnover | T_HS_Energy Star Commercial Solid Door Refrigerator | 2.5919 | 0.54213 | 4.781 | 0 | 0 | 0 | Fail RIM | [11 empty] | Commercial | Hot Water Pipe Insulation | Retail | Existing | E_RT_Hot Water Pipe Insulation | 4.0219 | 0.54145 | 7.4279 | 0 | 0 | 0 | Fail 2-year Threshold
[11 empty] | Commercial | Energy Star Commercial Solid Door Refrigerator | Institutional | Turnover | T_IN_Energy Star Commercial Solid Door Refrigerator | 2.7793 | 0.58132 | 4.781 | 0 | 0 | 0 | Fail RIM | [11 empty] | Commercial | Hot Water Pipe Insulation | Schools K-12 | Existing | E_SC_Hot Water Pipe Insulation | 3.8761 | 0.52183 | 7.4279 | 0 | 0 | 0 | Fail 2-year Threshold
[11 empty] | Commercial | Energy Star Commercial Solid Door Refrigerator | Lodging/Hospitality | Turnover | T_LG_Energy Star Commercial Solid Door Refrigerator | 2.5919 | 0.54213 | 4.781 | 0 | 0 | 0 | Fail RIM | [11 empty] | Commercial | Hot Water Pipe Insulation | Warehouse | Existing | E_WR_Hot Water Pipe Insulation | 3.8761 | 0.52183 | 7.4279 | 0 | 0 | 0 | Fail 2-year Threshold
[11 empty] | Commercial | Energy Star Commercial Solid Door Refrigerator | Miscellaneous | Turnover | T_MS_Energy Star Commercial Solid Door Refrigerator | 2.7793 | 0.58132 | 4.781 | 0 | 0 | 0 | Fail RIM | [11 empty] | Commercial | Hot Water Pipe Insulation | Assembly | New | N_AS_Hot Water Pipe Insulation | 3.8761 | 0.52183 | 7.4279 | 0 | 0 | 0 | Fail 2-year Threshold
[11 empty] | Commercial | Energy Star Commercial Solid Door Refrigerator | Offices | Turnover | T_OF_Energy Star Commercial Solid Door Refrigerator | 2.7793 | 0.58132 | 4.781 | 0 | 0 | 0 | Fail RIM | [11 empty] | Commercial | Hot Water Pipe Insulation | College and University | New | N_CU_Hot Water Pipe Insulation | 3.8499 | 0.5183 | 7.4279 | 0 | 0 | 0 | Fail 2-year Threshold
[11 empty] | Commercial | Energy Star Commercial Solid Door Refrigerator | Restaurants | Turnover | T_RS_Energy Star Commercial Solid Door Refrigerator | 2.5919 | 0.54213 | 4.781 | 0 | 0 | 0 | Fail RIM | [11 empty] | Commercial | Hot Water Pipe Insulation | Grocery | New | N_GR_Hot Water Pipe Insulation | 4.0219 | 0.54145 | 7.4279 | 0 | 0 | 0 | Fail 2-year Threshold
[11 empty] | Commercial | Energy Star Commercial Solid Door Refrigerator | Retail | Turnover | T_RT_Energy Star Commercial Solid Door Refrigerator | 2.7793 | 0.58132 | 4.781 | 0 | 0 | 0 | Fail RIM | [11 empty] | Commercial | Hot Water Pipe Insulation | Healthcare | New | N_HC_Hot Water Pipe Insulation | 3.8761 | 0.52183 | 7.4279 | 0 | 0 | 0 | Fail 2-year Threshold
[11 empty] | Commercial | Energy Star Commercial Solid Door Refrigerator | Schools K-12 | Turnover | T_SC_Energy Star Commercial Solid Door Refrigerator | 2.5919 | 0.54213 | 4.781 | 0 | 0 | 0 | Fail RIM | [11 empty] | Commercial | Hot Water Pipe Insulation | Hospitals | New | N_HS_Hot Water Pipe Insulation | 3.8499 | 0.5183 | 7.4279 | 0 | 0 | 0 | Fail 2-year Threshold
[11 empty] | Commercial | Energy Star Commercial Solid Door Refrigerator | Warehouse | Turnover | T_WR_Energy Star Commercial Solid Door Refrigerator | 2.7793 | 0.58132 | 4.781 | 0 | 0 | 0 | Fail RIM | [11 empty] | Commercial | Hot Water Pipe Insulation | Institutional | New | N_IN_Hot Water Pipe Insulation | 3.8761 | 0.52183 | 7.4279 | 0 | 0 | 0 | Fail 2-year Threshold
[11 empty] | Commercial | Energy Star Commercial Solid Door Refrigerator | Assembly | New | N_AS_Energy Star Commercial Solid Door Refrigerator | 2.7793 | 0.58132 | 4.781 | 0 | 0 | 0 | Fail RIM | [11 empty] | Commercial | Hot Water Pipe Insulation | Lodging/Hospitality | New | N_LG_Hot Water Pipe Insulation | 4.0219 | 0.54145 | 7.4279 | 0 | 0 | 0 | Fail 2-year Threshold
[11 empty] | Commercial | Energy Star Commercial Solid Door Refrigerator | College and University | New | N_CU_Energy Star Commercial Solid Door Refrigerator | 2.5919 | 0.54213 | 4.781 | 0 | 0 | 0 | Fail RIM | [11 empty] | Commercial | Hot Water Pipe Insulation | Miscellaneous | New | N_MS_Hot Water Pipe Insulation | 3.8761 | 0.52183 | 7.4279 | 0 | 0 | 0 | Fail 2-year Threshold
[11 empty] | Commercial | Energy Star Commercial Solid Door Refrigerator | Grocery | New | N_GR_Energy Star Commercial Solid Door Refrigerator | 2.7793 | 0.58132 | 4.781 | 0 | 0 | 0 | Fail RIM | [11 empty] | Commercial | Hot Water Pipe Insulation | Offices | New | N_OF_Hot Water Pipe Insulation | 3.8761 | 0.52183 | 7.4279 | 0 | 0 | 0 | Fail 2-year Threshold
[11 empty] | Commercial | Energy Star Commercial Solid Door Refrigerator | Healthcare | New | N_HC_Energy Star Commercial Solid Door Refrigerator | 2.5919 | 0.54213 | 4.781 | 0 | 0 | 0 | Fail RIM | [11 empty] | Commercial | Hot Water Pipe Insulation | Restaurants | New | N_RS_Hot Water Pipe Insulation | 4.0219 | 0.54145 | 7.4279 | 0 | 0 | 0 | Fail 2-year Threshold
[11 empty] | Commercial | Energy Star Commercial Solid Door Refrigerator | Hospitals | New | N_HS_Energy Star Commercial Solid Door Refrigerator | 2.5919 | 0.54213 | 4.781 | 0 | 0 | 0 | Fail RIM | [11 empty] | Commercial | Hot Water Pipe Insulation | Retail | New | N_RT_Hot Water Pipe Insulation | 4.0219 | 0.54145 | 7.4279 | 0 | 0 | 0 | Fail 2-year Threshold
[11 empty] | Commercial | Energy Star Commercial Solid Door Refrigerator | Institutional | New | N_IN_Energy Star Commercial Solid Door Refrigerator | 2.7793 | 0.58132 | 4.781 | 0 | 0 | 0 | Fail RIM | [11 empty] | Commercial | Hot Water Pipe Insulation | Schools K-12 | New | N_SC_Hot Water Pipe Insulation | 3.8761 | 0.52183 | 7.4279 | 0 | 0 | 0 | Fail 2-year Threshold
[11 empty] | Commercial | Energy Star Commercial Solid Door Refrigerator | Lodging/Hospitality | New | N_LG_Energy Star Commercial Solid Door Refrigerator | 2.5919 | 0.54213 | 4.781 | 0 | 0 | 0 | Fail RIM | [11 empty] | Commercial | Hot Water Pipe Insulation | Warehouse | New | N_WR_Hot Water Pipe Insulation | 3.8761 | 0.52183 | 7.4279 | 0 | 0 | 0 | Fail 2-year Threshold
[11 empty] | Commercial | Energy Star Commercial Solid Door Refrigerator | Miscellaneous | New | N_MS_Energy Star Commercial Solid Door Refrigerator | 2.7793 | 0.58132 | 4.781 | 0 | 0 | 0 | Fail RIM | [11 empty] | Commercial | Low Flow Shower Head | Assembly | Existing | E_AS_Low Flow Shower Head | 6.6488 | 0.58232 | 11.4178 | 0 | 0 | 0 | Fail 2-year Threshold
[11 empty] | Commercial | Energy Star Commercial Solid Door Refrigerator | Offices | New | N_OF_Energy Star Commercial Solid Door Refrigerator | 2.7793 | 0.58132 | 4.781 | 0 | 0 | 0 | Fail RIM | [11 empty] | Commercial | Low Flow Shower Head | College and University | Existing | E_CU_Low Flow Shower Head | 10.1756 | 0.89121 | 11.4178 | 0 | 0 | 0 | Fail 2-year Threshold
[11 empty] | Commercial | Energy Star Commercial Solid Door Refrigerator | Restaurants | New | N_RS_Energy Star Commercial Solid Door Refrigerator | 2.5919 | 0.54213 | 4.781 | 0 | 0 | 0 | Fail RIM | [11 empty] | Commercial | Low Flow Shower Head | Grocery | Existing | E_GR_Low Flow Shower Head | 10.1756 | 0.89121 | 11.4178 | 0 | 0 | 0 | Fail 2-year Threshold
[11 empty] | Commercial | Energy Star Commercial Solid Door Refrigerator | Retail | New | N_RT_Energy Star Commercial Solid Door Refrigerator | 2.7793 | 0.58132 | 4.781 | 0 | 0 | 0 | Fail RIM | [11 empty] | Commercial | Low Flow Shower Head | Healthcare | Existing | E_HC_Low Flow Shower Head | 7.7573 | 0.6794 | 11.4178 | 0 | 0 | 0 | Fail 2-year Threshold
[11 empty] | Commercial | Energy Star Commercial Solid Door Refrigerator | Schools K-12 | New | N_SC_Energy Star Commercial Solid Door Refrigerator | 2.5919 | 0.54213 | 4.781 | 0 | 0 | 0 | Fail RIM | [11 empty] | Commercial | Low Flow Shower Head | Hospitals | Existing | E_HS_Low Flow Shower Head | 7.7573 | 0.6794 | 11.4178 | 0 | 0 | 0 | Fail 2-year Threshold
[11 empty] | Commercial | Energy Star Commercial Solid Door Refrigerator | Warehouse | New | N_WR_Energy Star Commercial Solid Door Refrigerator | 2.7793 | 0.58132 | 4.781 | 0 | 0 | 0 | Fail RIM | [11 empty] | Commercial | Low Flow Shower Head | Institutional | Existing | E_IN_Low Flow Shower Head | 6.6488 | 0.58232 | 11.4178 | 0 | 0 | 0 | Fail 2-year Threshold
[11 empty] | Commercial | Energy Star Ice Maker | Assembly | Turnover | T_AS_Energy Star Ice Maker | 0.31561 | 0.5101 | 0.61873 | 0 | 0 | 0 | Fail RIM | [11 empty] | Commercial | Low Flow Shower Head | Lodging/Hospitality | Existing | E_LG_Low Flow Shower Head | 11.7644 | 1.0304 | 11.4178 | 0 | 0 | 0 | Fail 2-year Threshold
[11 empty] | Commercial | Energy Star Ice Maker | College and University | Turnover | T_CU_Energy Star Ice Maker | 0.29141 | 0.47099 | 0.61873 | 0 | 0 | 0 | Fail RIM | [11 empty] | Commercial | Low Flow Shower Head | Miscellaneous | Existing | E_MS_Low Flow Shower Head | 6.6488 | 0.58232 | 11.4178 | 0 | 0 | 0 | Fail 2-year Threshold
[11 empty] | Commercial | Energy Star Ice Maker | Grocery | Turnover | T_GR_Energy Star Ice Maker | 0.31561 | 0.5101 | 0.61873 | 0 | 0 | 0 | Fail RIM | [11 empty] | Commercial | Low Flow Shower Head | Offices | Existing | E_OF_Low Flow Shower Head | 6.6488 | 0.58232 | 11.4178 | 0 | 0 | 0 | Fail 2-year Threshold
[11 empty] | Commercial | Energy Star Ice Maker | Healthcare | Turnover | T_HC_Energy Star Ice Maker | 0.29141 | 0.47099 | 0.61873 | 0 | 0 | 0 | Fail RIM | [11 empty] | Commercial | Low Flow Shower Head | Restaurants | Existing | E_RS_Low Flow Shower Head | 10.1756 | 0.89121 | 11.4178 | 0 | 0 | 0 | Fail 2-year Threshold
[11 empty] | Commercial | Energy Star Ice Maker | Hospitals | Turnover | T_HS_Energy Star Ice Maker | 0.29141 | 0.47099 | 0.61873 | 0 | 0 | 0 | Fail RIM | [11 empty] | Commercial | Low Flow Shower Head | Retail | Existing | E_RT_Low Flow Shower Head | 10.1756 | 0.89121 | 11.4178 | 0 | 0 | 0 | Fail 2-year Threshold
[11 empty] | Commercial | Energy Star Ice Maker | Institutional | Turnover | T_IN_Energy Star Ice Maker | 0.31561 | 0.5101 | 0.61873 | 0 | 0 | 0 | Fail RIM | [11 empty] | Commercial | Low Flow Shower Head | Schools K-12 | Existing | E_SC_Low Flow Shower Head | 6.6488 | 0.58232 | 11.4178 | 0 | 0 | 0 | Fail 2-year Threshold
[11 empty] | Commercial | Energy Star Ice Maker | Lodging/Hospitality | Turnover | T_LG_Energy Star Ice Maker | 0.29141 | 0.47099 | 0.61873 | 0 | 0 | 0 | Fail RIM | [11 empty] | Commercial | Low Flow Shower Head | Warehouse | Existing | E_WR_Low Flow Shower Head | 6.6488 | 0.58232 | 11.4178 | 0 | 0 | 0 | Fail 2-year Threshold
[11 empty] | Commercial | Energy Star Ice Maker | Miscellaneous | Turnover | T_MS_Energy Star Ice Maker | 0.31561 | 0.5101 | 0.61873 | 0 | 0 | 0 | Fail RIM | [11 empty] | Commercial | Low Flow Shower Head | Assembly | New | N_AS_Low Flow Shower Head | 6.6488 | 0.58232 | 11.4178 | 0 | 0 | 0 | Fail 2-year Threshold
[11 empty] | Commercial | Energy Star Ice Maker | Offices | Turnover | T_OF_Energy Star Ice Maker | 0.31561 | 0.5101 | 0.61873 | 0 | 0 | 0 | Fail RIM | [11 empty] | Commercial | Low Flow Shower Head | College and University | New | N_CU_Low Flow Shower Head | 10.1756 | 0.89121 | 11.4178 | 0 | 0 | 0 | Fail 2-year Threshold
[11 empty] | Commercial | Energy Star Ice Maker | Restaurants | Turnover | T_RS_Energy Star Ice Maker | 0.29141 | 0.47099 | 0.61873 | 0 | 0 | 0 | Fail RIM | [11 empty] | Commercial | Low Flow Shower Head | Grocery | New | N_GR_Low Flow Shower Head | 10.1756 | 0.89121 | 11.4178 | 0 | 0 | 0 | Fail 2-year Threshold
[11 empty] | Commercial | Energy Star Ice Maker | Retail | Turnover | T_RT_Energy Star Ice Maker | 0.31561 | 0.5101 | 0.61873 | 0 | 0 | 0 | Fail RIM | [11 empty] | Commercial | Low Flow Shower Head | Healthcare | New | N_HC_Low Flow Shower Head | 7.7573 | 0.6794 | 11.4178 | 0 | 0 | 0 | Fail 2-year Threshold
[11 empty] | Commercial | Energy Star Ice Maker | Schools K-12 | Turnover | T_SC_Energy Star Ice Maker | 0.29141 | 0.47099 | 0.61873 | 0 | 0 | 0 | Fail RIM | [11 empty] | Commercial | Low Flow Shower Head | Hospitals | New | N_HS_Low Flow Shower Head | 7.7573 | 0.6794 | 11.4178 | 0 | 0 | 0 | Fail 2-year Threshold
[11 empty] | Commercial | Energy Star Ice Maker | Warehouse | Turnover | T_WR_Energy Star Ice Maker | 0.31561 | 0.5101 | 0.61873 | 0 | 0 | 0 | Fail RIM | [11 empty] | Commercial | Low Flow Shower Head | Institutional | New | N_IN_Low Flow Shower Head | 6.6488 | 0.58232 | 11.4178 | 0 | 0 | 0 | Fail 2-year Threshold
[11 empty] | Commercial | Energy Star Ice Maker | Assembly | New | N_AS_Energy Star Ice Maker | 0.31561 | 0.5101 | 0.61873 | 0 | 0 | 0 | Fail RIM | [11 empty] | Commercial | Low Flow Shower Head | Lodging/Hospitality | New | N_LG_Low Flow Shower Head | 11.7644 | 1.0304 | 11.4178 | 0 | 0 | 0 | Fail 2-year Threshold
[11 empty] | Commercial | Energy Star Ice Maker | College and University | New | N_CU_Energy Star Ice Maker | 0.29141 | 0.47099 | 0.61873 | 0 | 0 | 0 | Fail RIM | [11 empty] | Commercial | Low Flow Shower Head | Miscellaneous | New | N_MS_Low Flow Shower Head | 6.6488 | 0.58232 | 11.4178 | 0 | 0 | 0 | Fail 2-year Threshold
[11 empty] | Commercial | Energy Star Ice Maker | Grocery | New | N_GR_Energy Star Ice Maker | 0.31561 | 0.5101 | 0.61873 | 0 | 0 | 0 | Fail RIM | [11 empty] | Commercial | Low Flow Shower Head | Offices | New | N_OF_Low Flow Shower Head | 6.6488 | 0.58232 | 11.4178 | 0 | 0 | 0 | Fail 2-year Threshold
[11 empty] | Commercial | Energy Star Ice Maker | Healthcare | New | N_HC_Energy Star Ice Maker | 0.29141 | 0.47099 | 0.61873 | 0 | 0 | 0 | Fail RIM | [11 empty] | Commercial | Low Flow Shower Head | Restaurants | New | N_RS_Low Flow Shower Head | 10.1756 | 0.89121 | 11.4178 | 0 | 0 | 0 | Fail 2-year Threshold
[11 empty] | Commercial | Energy Star Ice Maker | Hospitals | New | N_HS_Energy Star Ice Maker | 0.29141 | 0.47099 | 0.61873 | 0 | 0 | 0 | Fail RIM | [11 empty] | Commercial | Low Flow Shower Head | Retail | New | N_RT_Low Flow Shower Head | 10.1756 | 0.89121 | 11.4178 | 0 | 0 | 0 | Fail 2-year Threshold
[11 empty] | Commercial | Energy Star Ice Maker | Institutional | New | N_IN_Energy Star Ice Maker | 0.31561 | 0.5101 | 0.61873 | 0 | 0 | 0 | Fail RIM | [11 empty] | Commercial | Low Flow Shower Head | Schools K-12 | New | N_SC_Low Flow Shower Head | 6.6488 | 0.58232 | 11.4178 | 0 | 0 | 0 | Fail 2-year Threshold
[11 empty] | Commercial | Energy Star Ice Maker | Lodging/Hospitality | New | N_LG_Energy Star Ice Maker | 0.29141 | 0.47099 | 0.61873 | 0 | 0 | 0 | Fail RIM | [11 empty] | Commercial | Low Flow Shower Head | Warehouse | New | N_WR_Low Flow Shower Head | 6.6488 | 0.58232 | 11.4178 | 0 | 0 | 0 | Fail 2-year Threshold
[11 empty] | Commercial | Energy Star Ice Maker | Miscellaneous | New | N_MS_Energy Star Ice Maker | 0.31561 | 0.5101 | 0.61873 | 0 | 0 | 0 | Fail RIM | [11 empty] | Commercial | Low-Flow Pre-Rinse Sprayers | Assembly | Existing | E_AS_Low-Flow Pre-Rinse Sprayers | 2.9254 | 0.56846 | 5.1463 | 0 | 0 | 0 | Fail 2-year Threshold
[11 empty] | Commercial | Energy Star Ice Maker | Offices | New | N_OF_Energy Star Ice Maker | 0.31561 | 0.5101 | 0.61873 | 0 | 0 | 0 | Fail RIM | [11 empty] | Commercial | Low-Flow Pre-Rinse Sprayers | College and University | Existing | E_CU_Low-Flow Pre-Rinse Sprayers | 2.9254 | 0.56846 | 5.1463 | 0 | 0 | 0 | Fail 2-year Threshold
[11 empty] | Commercial | Energy Star Ice Maker | Restaurants | New | N_RS_Energy Star Ice Maker | 0.29141 | 0.47099 | 0.61873 | 0 | 0 | 0 | Fail RIM | [11 empty] | Commercial | Low-Flow Pre-Rinse Sprayers | Grocery | Existing | E_GR_Low-Flow Pre-Rinse Sprayers | 2.9254 | 0.56846 | 5.1463 | 0 | 0 | 0 | Fail 2-year Threshold
[11 empty] | Commercial | Energy Star Ice Maker | Retail | New | N_RT_Energy Star Ice Maker | 0.31561 | 0.5101 | 0.61873 | 0 | 0 | 0 | Fail RIM | [11 empty] | Commercial | Low-Flow Pre-Rinse Sprayers | Healthcare | Existing | E_HC_Low-Flow Pre-Rinse Sprayers | 2.9254 | 0.56846 | 5.1463 | 0 | 0 | 0 | Fail 2-year Threshold
[11 empty] | Commercial | Energy Star Ice Maker | Schools K-12 | New | N_SC_Energy Star Ice Maker | 0.29141 | 0.47099 | 0.61873 | 0 | 0 | 0 | Fail RIM | [11 empty] | Commercial | Low-Flow Pre-Rinse Sprayers | Hospitals | Existing | E_HS_Low-Flow Pre-Rinse Sprayers | 2.9254 | 0.56846 | 5.1463 | 0 | 0 | 0 | Fail 2-year Threshold
[11 empty] | Commercial | Energy Star Ice Maker | Warehouse | New | N_WR_Energy Star Ice Maker | 0.31561 | 0.5101 | 0.61873 | 0 | 0 | 0 | Fail RIM | [11 empty] | Commercial | Low-Flow Pre-Rinse Sprayers | Institutional | Existing | E_IN_Low-Flow Pre-Rinse Sprayers | 2.9254 | 0.56846 | 5.1463 | 0 | 0 | 0 | Fail 2-year Threshold
[11 empty] | Commercial | Energy Star Refrigerator | Assembly | Turnover | T_AS_Energy Star Refrigerator | 0.5513 | 0.54612 | 1.0095 | 0 | 0 | 0 | Fail RIM | [11 empty] | Commercial | Low-Flow Pre-Rinse Sprayers | Lodging/Hospitality | Existing | E_LG_Low-Flow Pre-Rinse Sprayers | 4.3371 | 0.84277 | 5.1463 | 0 | 0 | 0 | Fail 2-year Threshold
[11 empty] | Commercial | Energy Star Refrigerator | College and University | Turnover | T_CU_Energy Star Refrigerator | 0.5513 | 0.54612 | 1.0095 | 0 | 0 | 0 | Fail RIM | [11 empty] | Commercial | Low-Flow Pre-Rinse Sprayers | Miscellaneous | Existing | E_MS_Low-Flow Pre-Rinse Sprayers | 2.9254 | 0.56846 | 5.1463 | 0 | 0 | 0 | Fail 2-year Threshold
[11 empty] | Commercial | Energy Star Refrigerator | Grocery | Turnover | T_GR_Energy Star Refrigerator | 0.5513 | 0.54612 | 1.0095 | 0 | 0 | 0 | Fail RIM | [11 empty] | Commercial | Low-Flow Pre-Rinse Sprayers | Offices | Existing | E_OF_Low-Flow Pre-Rinse Sprayers | 2.9254 | 0.56846 | 5.1463 | 0 | 0 | 0 | Fail 2-year Threshold
[11 empty] | Commercial | Energy Star Refrigerator | Healthcare | Turnover | T_HC_Energy Star Refrigerator | 0.5513 | 0.54612 | 1.0095 | 0 | 0 | 0 | Fail RIM | [11 empty] | Commercial | Low-Flow Pre-Rinse Sprayers | Restaurants | Existing | E_RS_Low-Flow Pre-Rinse Sprayers | 2.4541 | 0.47687 | 5.1463 | 0 | 0 | 0 | Fail 2-year Threshold
[11 empty] | Commercial | Energy Star Refrigerator | Hospitals | Turnover | T_HS_Energy Star Refrigerator | 0.5513 | 0.54612 | 1.0095 | 0 | 0 | 0 | Fail RIM | [11 empty] | Commercial | Low-Flow Pre-Rinse Sprayers | Retail | Existing | E_RT_Low-Flow Pre-Rinse Sprayers | 2.9254 | 0.56846 | 5.1463 | 0 | 0 | 0 | Fail 2-year Threshold
[11 empty] | Commercial | Energy Star Refrigerator | Institutional | Turnover | T_IN_Energy Star Refrigerator | 0.5513 | 0.54612 | 1.0095 | 0 | 0 | 0 | Fail RIM | [11 empty] | Commercial | Low-Flow Pre-Rinse Sprayers | Schools K-12 | Existing | E_SC_Low-Flow Pre-Rinse Sprayers | 2.9254 | 0.56846 | 5.1463 | 0 | 0 | 0 | Fail 2-year Threshold
[11 empty] | Commercial | Energy Star Refrigerator | Lodging/Hospitality | Turnover | T_LG_Energy Star Refrigerator | 0.5513 | 0.54612 | 1.0095 | 0 | 0 | 0 | Fail RIM | [11 empty] | Commercial | Low-Flow Pre-Rinse Sprayers | Warehouse | Existing | E_WR_Low-Flow Pre-Rinse Sprayers | 2.9254 | 0.56846 | 5.1463 | 0 | 0 | 0 | Fail 2-year Threshold
[11 empty] | Commercial | Energy Star Refrigerator | Miscellaneous | Turnover | T_MS_Energy Star Refrigerator | 0.5513 | 0.54612 | 1.0095 | 0 | 0 | 0 | Fail RIM | [11 empty] | Commercial | Low-Flow Pre-Rinse Sprayers | Assembly | New | N_AS_Low-Flow Pre-Rinse Sprayers | 2.9254 | 0.56846 | 5.1463 | 0 | 0 | 0 | Fail 2-year Threshold
[11 empty] | Commercial | Energy Star Refrigerator | Offices | Turnover | T_OF_Energy Star Refrigerator | 0.5513 | 0.54612 | 1.0095 | 0 | 0 | 0 | Fail RIM | [11 empty] | Commercial | Low-Flow Pre-Rinse Sprayers | College and University | New | N_CU_Low-Flow Pre-Rinse Sprayers | 2.9254 | 0.56846 | 5.1463 | 0 | 0 | 0 | Fail 2-year Threshold
[11 empty] | Commercial | Energy Star Refrigerator | Restaurants | Turnover | T_RS_Energy Star Refrigerator | 0.5513 | 0.54612 | 1.0095 | 0 | 0 | 0 | Fail RIM | [11 empty] | Commercial | Low-Flow Pre-Rinse Sprayers | Grocery | New | N_GR_Low-Flow Pre-Rinse Sprayers | 2.9254 | 0.56846 | 5.1463 | 0 | 0 | 0 | Fail 2-year Threshold
[11 empty] | Commercial | Energy Star Refrigerator | Retail | Turnover | T_RT_Energy Star Refrigerator | 0.5513 | 0.54612 | 1.0095 | 0 | 0 | 0 | Fail RIM | [11 empty] | Commercial | Low-Flow Pre-Rinse Sprayers | Healthcare | New | N_HC_Low-Flow Pre-Rinse Sprayers | 2.9254 | 0.56846 | 5.1463 | 0 | 0 | 0 | Fail 2-year Threshold
[11 empty] | Commercial | Energy Star Refrigerator | Schools K-12 | Turnover | T_SC_Energy Star Refrigerator | 0.5513 | 0.54612 | 1.0095 | 0 | 0 | 0 | Fail RIM | [11 empty] | Commercial | Low-Flow Pre-Rinse Sprayers | Hospitals | New | N_HS_Low-Flow Pre-Rinse Sprayers | 2.9254 | 0.56846 | 5.1463 | 0 | 0 | 0 | Fail 2-year Threshold
[11 empty] | Commercial | Energy Star Refrigerator | Warehouse | Turnover | T_WR_Energy Star Refrigerator | 0.5513 | 0.54612 | 1.0095 | 0 | 0 | 0 | Fail RIM | [11 empty] | Commercial | Low-Flow Pre-Rinse Sprayers | Institutional | New | N_IN_Low-Flow Pre-Rinse Sprayers | 2.9254 | 0.56846 | 5.1463 | 0 | 0 | 0 | Fail 2-year Threshold
[11 empty] | Commercial | Energy Star Refrigerator | Assembly | New | N_AS_Energy Star Refrigerator | 0.5513 | 0.54612 | 1.0095 | 0 | 0 | 0 | Fail RIM | [11 empty] | Commercial | Low-Flow Pre-Rinse Sprayers | Lodging/Hospitality | New | N_LG_Low-Flow Pre-Rinse Sprayers | 4.3371 | 0.84277 | 5.1463 | 0 | 0 | 0 | Fail 2-year Threshold
[11 empty] | Commercial | Energy Star Refrigerator | College and University | New | N_CU_Energy Star Refrigerator | 0.5513 | 0.54612 | 1.0095 | 0 | 0 | 0 | Fail RIM | [11 empty] | Commercial | Low-Flow Pre-Rinse Sprayers | Miscellaneous | New | N_MS_Low-Flow Pre-Rinse Sprayers | 2.9254 | 0.56846 | 5.1463 | 0 | 0 | 0 | Fail 2-year Threshold
[11 empty] | Commercial | Energy Star Refrigerator | Grocery | New | N_GR_Energy Star Refrigerator | 0.5513 | 0.54612 | 1.0095 | 0 | 0 | 0 | Fail RIM | [11 empty] | Commercial | Low-Flow Pre-Rinse Sprayers | Offices | New | N_OF_Low-Flow Pre-Rinse Sprayers | 2.9254 | 0.56846 | 5.1463 | 0 | 0 | 0 | Fail 2-year Threshold
[11 empty] | Commercial | Energy Star Refrigerator | Healthcare | New | N_HC_Energy Star Refrigerator | 0.5513 | 0.54612 | 1.0095 | 0 | 0 | 0 | Fail RIM | [11 empty] | Commercial | Low-Flow Pre-Rinse Sprayers | Restaurants | New | N_RS_Low-Flow Pre-Rinse Sprayers | 2.4541 | 0.47687 | 5.1463 | 0 | 0 | 0 | Fail 2-year Threshold
[11 empty] | Commercial | Energy Star Refrigerator | Hospitals | New | N_HS_Energy Star Refrigerator | 0.5513 | 0.54612 | 1.0095 | 0 | 0 | 0 | Fail RIM | [11 empty] | Commercial | Low-Flow Pre-Rinse Sprayers | Retail | New | N_RT_Low-Flow Pre-Rinse Sprayers | 2.9254 | 0.56846 | 5.1463 | 0 | 0 | 0 | Fail 2-year Threshold
[11 empty] | Commercial | Energy Star Refrigerator | Institutional | New | N_IN_Energy Star Refrigerator | 0.5513 | 0.54612 | 1.0095 | 0 | 0 | 0 | Fail RIM | [11 empty] | Commercial | Low-Flow Pre-Rinse Sprayers | Schools K-12 | New | N_SC_Low-Flow Pre-Rinse Sprayers | 2.9254 | 0.56846 | 5.1463 | 0 | 0 | 0 | Fail 2-year Threshold
[11 empty] | Commercial | Energy Star Refrigerator | Lodging/Hospitality | New | N_LG_Energy Star Refrigerator | 0.5513 | 0.54612 | 1.0095 | 0 | 0 | 0 | Fail RIM | [11 empty] | Commercial | Low-Flow Pre-Rinse Sprayers | Warehouse | New | N_WR_Low-Flow Pre-Rinse Sprayers | 2.9254 | 0.56846 | 5.1463 | 0 | 0 | 0 | Fail 2-year Threshold
[11 empty] | Commercial | Energy Star Refrigerator | Miscellaneous | New | N_MS_Energy Star Refrigerator | 0.5513 | 0.54612 | 1.0095 | 0 | 0 | 0 | Fail RIM | [11 empty] | Commercial | Tank Wrap on Water Heater | Assembly | Existing | E_AS_Tank Wrap on Water Heater | 0.35732 | 0.39607 | 0.90216 | 0 | 0 | 0 | Fail TRC
[11 empty] | Commercial | Energy Star Refrigerator | Offices | New | N_OF_Energy Star Refrigerator | 0.5513 | 0.54612 | 1.0095 | 0 | 0 | 0 | Fail RIM | [11 empty] | Commercial | Tank Wrap on Water Heater | College and University | Existing | E_CU_Tank Wrap on Water Heater | 0.35732 | 0.39607 | 0.90216 | 0 | 0 | 0 | Fail TRC
[11 empty] | Commercial | Energy Star Refrigerator | Restaurants | New | N_RS_Energy Star Refrigerator | 0.5513 | 0.54612 | 1.0095 | 0 | 0 | 0 | Fail RIM | [11 empty] | Commercial | Tank Wrap on Water Heater | Grocery | Existing | E_GR_Tank Wrap on Water Heater | 0.35732 | 0.39607 | 0.90216 | 0 | 0 | 0 | Fail TRC
[11 empty] | Commercial | Energy Star Refrigerator | Retail | New | N_RT_Energy Star Refrigerator | 0.5513 | 0.54612 | 1.0095 | 0 | 0 | 0 | Fail RIM | [11 empty] | Commercial | Tank Wrap on Water Heater | Healthcare | Existing | E_HC_Tank Wrap on Water Heater | 0.35732 | 0.39607 | 0.90216 | 0 | 0 | 0 | Fail TRC
[11 empty] | Commercial | Energy Star Refrigerator | Schools K-12 | New | N_SC_Energy Star Refrigerator | 0.5513 | 0.54612 | 1.0095 | 0 | 0 | 0 | Fail RIM | [11 empty] | Commercial | Tank Wrap on Water Heater | Hospitals | Existing | E_HS_Tank Wrap on Water Heater | 0.35732 | 0.39607 | 0.90216 | 0 | 0 | 0 | Fail TRC
[11 empty] | Commercial | Energy Star Refrigerator | Warehouse | New | N_WR_Energy Star Refrigerator | 0.5513 | 0.54612 | 1.0095 | 0 | 0 | 0 | Fail RIM | [11 empty] | Commercial | Tank Wrap on Water Heater | Institutional | Existing | E_IN_Tank Wrap on Water Heater | 0.35732 | 0.39607 | 0.90216 | 0 | 0 | 0 | Fail TRC
[11 empty] | Commercial | Energy Star Vending Machine | Assembly | Turnover | T_AS_Energy Star Vending Machine | 0.67451 | 0.61212 | 1.1019 | 0 | 0 | 0 | Fail RIM | [11 empty] | Commercial | Tank Wrap on Water Heater | Lodging/Hospitality | Existing | E_LG_Tank Wrap on Water Heater | 0.35732 | 0.39607 | 0.90216 | 0 | 0 | 0 | Fail TRC
[11 empty] | Commercial | Energy Star Vending Machine | College and University | Turnover | T_CU_Energy Star Vending Machine | 0.67571 | 0.6132 | 1.1019 | 0 | 0 | 0 | Fail RIM | [11 empty] | Commercial | Tank Wrap on Water Heater | Miscellaneous | Existing | E_MS_Tank Wrap on Water Heater | 0.35732 | 0.39607 | 0.90216 | 0 | 0 | 0 | Fail TRC
[11 empty] | Commercial | Energy Star Vending Machine | Grocery | Turnover | T_GR_Energy Star Vending Machine | 0.67451 | 0.61212 | 1.1019 | 0 | 0 | 0 | Fail RIM | [11 empty] | Commercial | Tank Wrap on Water Heater | Offices | Existing | E_OF_Tank Wrap on Water Heater | 0.35732 | 0.39607 | 0.90216 | 0 | 0 | 0 | Fail TRC
[11 empty] | Commercial | Energy Star Vending Machine | Healthcare | Turnover | T_HC_Energy Star Vending Machine | 0.67571 | 0.6132 | 1.1019 | 0 | 0 | 0 | Fail RIM | [11 empty] | Commercial | Tank Wrap on Water Heater | Restaurants | Existing | E_RS_Tank Wrap on Water Heater | 0.35732 | 0.39607 | 0.90216 | 0 | 0 | 0 | Fail TRC
[11 empty] | Commercial | Energy Star Vending Machine | Hospitals | Turnover | T_HS_Energy Star Vending Machine | 0.67571 | 0.6132 | 1.1019 | 0 | 0 | 0 | Fail RIM | [11 empty] | Commercial | Tank Wrap on Water Heater | Retail | Existing | E_RT_Tank Wrap on Water Heater | 0.35732 | 0.39607 | 0.90216 | 0 | 0 | 0 | Fail TRC
[11 empty] | Commercial | Energy Star Vending Machine | Institutional | Turnover | T_IN_Energy Star Vending Machine | 0.67451 | 0.61212 | 1.1019 | 0 | 0 | 0 | Fail RIM | [11 empty] | Commercial | Tank Wrap on Water Heater | Schools K-12 | Existing | E_SC_Tank Wrap on Water Heater | 0.35732 | 0.39607 | 0.90216 | 0 | 0 | 0 | Fail TRC
[11 empty] | Commercial | Energy Star Vending Machine | Lodging/Hospitality | Turnover | T_LG_Energy Star Vending Machine | 0.67571 | 0.6132 | 1.1019 | 0 | 0 | 0 | Fail RIM | [11 empty] | Commercial | Tank Wrap on Water Heater | Warehouse | Existing | E_WR_Tank Wrap on Water Heater | 0.35732 | 0.39607 | 0.90216 | 0 | 0 | 0 | Fail TRC
[11 empty] | Commercial | Energy Star Vending Machine | Miscellaneous | Turnover | T_MS_Energy Star Vending Machine | 0.67451 | 0.61212 | 1.1019 | 0 | 0 | 0 | Fail RIM | [11 empty] | Commercial | Tank Wrap on Water Heater | Assembly | New | N_AS_Tank Wrap on Water Heater | 0.34182 | 0.39607 | 0.86302 | 0 | 0 | 0 | Fail TRC
[11 empty] | Commercial | Energy Star Vending Machine | Offices | Turnover | T_OF_Energy Star Vending Machine | 0.67451 | 0.61212 | 1.1019 | 0 | 0 | 0 | Fail RIM | [11 empty] | Commercial | Tank Wrap on Water Heater | College and University | New | N_CU_Tank Wrap on Water Heater | 0.34182 | 0.39607 | 0.86302 | 0 | 0 | 0 | Fail TRC
[11 empty] | Commercial | Energy Star Vending Machine | Restaurants | Turnover | T_RS_Energy Star Vending Machine | 0.67571 | 0.6132 | 1.1019 | 0 | 0 | 0 | Fail RIM | [11 empty] | Commercial | Tank Wrap on Water Heater | Grocery | New | N_GR_Tank Wrap on Water Heater | 0.34182 | 0.39607 | 0.86302 | 0 | 0 | 0 | Fail TRC
[11 empty] | Commercial | Energy Star Vending Machine | Retail | Turnover | T_RT_Energy Star Vending Machine | 0.67451 | 0.61212 | 1.1019 | 0 | 0 | 0 | Fail RIM | [11 empty] | Commercial | Tank Wrap on Water Heater | Healthcare | New | N_HC_Tank Wrap on Water Heater | 0.34182 | 0.39607 | 0.86302 | 0 | 0 | 0 | Fail TRC
[11 empty] | Commercial | Energy Star Vending Machine | Schools K-12 | Turnover | T_SC_Energy Star Vending Machine | 0.67571 | 0.6132 | 1.1019 | 0 | 0 | 0 | Fail RIM | [11 empty] | Commercial | Tank Wrap on Water Heater | Hospitals | New | N_HS_Tank Wrap on Water Heater | 0.34182 | 0.39607 | 0.86302 | 0 | 0 | 0 | Fail TRC
[11 empty] | Commercial | Energy Star Vending Machine | Warehouse | Turnover | T_WR_Energy Star Vending Machine | 0.67451 | 0.61212 | 1.1019 | 0 | 0 | 0 | Fail RIM | [11 empty] | Commercial | Tank Wrap on Water Heater | Institutional | New | N_IN_Tank Wrap on Water Heater | 0.34182 | 0.39607 | 0.86302 | 0 | 0 | 0 | Fail TRC
[11 empty] | Commercial | Energy Star Vending Machine | Assembly | New | N_AS_Energy Star Vending Machine | 0.67451 | 0.61212 | 1.1019 | 0 | 0 | 0 | Fail RIM | [11 empty] | Commercial | Tank Wrap on Water Heater | Lodging/Hospitality | New | N_LG_Tank Wrap on Water Heater | 0.34182 | 0.39607 | 0.86302 | 0 | 0 | 0 | Fail TRC
[11 empty] | Commercial | Energy Star Vending Machine | College and University | New | N_CU_Energy Star Vending Machine | 0.67571 | 0.6132 | 1.1019 | 0 | 0 | 0 | Fail RIM | [11 empty] | Commercial | Tank Wrap on Water Heater | Miscellaneous | New | N_MS_Tank Wrap on Water Heater | 0.34182 | 0.39607 | 0.86302 | 0 | 0 | 0 | Fail TRC
[11 empty] | Commercial | Energy Star Vending Machine | Grocery | New | N_GR_Energy Star Vending Machine | 0.67451 | 0.61212 | 1.1019 | 0 | 0 | 0 | Fail RIM | [11 empty] | Commercial | Tank Wrap on Water Heater | Offices | New | N_OF_Tank Wrap on Water Heater | 0.34182 | 0.39607 | 0.86302 | 0 | 0 | 0 | Fail TRC
[11 empty] | Commercial | Energy Star Vending Machine | Healthcare | New | N_HC_Energy Star Vending Machine | 0.67571 | 0.6132 | 1.1019 | 0 | 0 | 0 | Fail RIM | [11 empty] | Commercial | Tank Wrap on Water Heater | Restaurants | New | N_RS_Tank Wrap on Water Heater | 0.34182 | 0.39607 | 0.86302 | 0 | 0 | 0 | Fail TRC
[11 empty] | Commercial | Energy Star Vending Machine | Hospitals | New | N_HS_Energy Star Vending Machine | 0.67571 | 0.6132 | 1.1019 | 0 | 0 | 0 | Fail RIM | [11 empty] | Commercial | Tank Wrap on Water Heater | Retail | New | N_RT_Tank Wrap on Water Heater | 0.34182 | 0.39607 | 0.86302 | 0 | 0 | 0 | Fail TRC
[11 empty] | Commercial | Energy Star Vending Machine | Institutional | New | N_IN_Energy Star Vending Machine | 0.67451 | 0.61212 | 1.1019 | 0 | 0 | 0 | Fail RIM | [11 empty] | Commercial | Tank Wrap on Water Heater | Schools K-12 | New | N_SC_Tank Wrap on Water Heater | 0.34182 | 0.39607 | 0.86302 | 0 | 0 | 0 | Fail TRC
[11 empty] | Commercial | Energy Star Vending Machine | Lodging/Hospitality | New | N_LG_Energy Star Vending Machine | 0.67571 | 0.6132 | 1.1019 | 0 | 0 | 0 | Fail RIM | [11 empty] | Commercial | Tank Wrap on Water Heater | Warehouse | New | N_WR_Tank Wrap on Water Heater | 0.34182 | 0.39607 | 0.86302 | 0 | 0 | 0 | Fail TRC
[11 empty] | Commercial | Energy Star Vending Machine | Miscellaneous | New | N_MS_Energy Star Vending Machine | 0.67451 | 0.61212 | 1.1019 | 0 | 0 | 0 | Fail RIM | [11 empty] | Commercial | Thermostatic Shower Restriction Valve | Assembly | Existing | E_AS_Thermostatic Shower Restriction Valve | 13.1483 | 0.58232 | 22.5791 | 0 | 0 | 0 | Fail 2-year Threshold
[11 empty] | Commercial | Energy Star Vending Machine | Offices | New | N_OF_Energy Star Vending Machine | 0.67451 | 0.61212 | 1.1019 | 0 | 0 | 0 | Fail RIM | [11 empty] | Commercial | Thermostatic Shower Restriction Valve | College and University | Existing | E_CU_Thermostatic Shower Restriction Valve | 20.1227 | 0.89121 | 22.5791 | 0 | 0 | 0 | Fail 2-year Threshold
[11 empty] | Commercial | Energy Star Vending Machine | Restaurants | New | N_RS_Energy Star Vending Machine | 0.67571 | 0.6132 | 1.1019 | 0 | 0 | 0 | Fail RIM | [11 empty] | Commercial | Thermostatic Shower Restriction Valve | Grocery | Existing | E_GR_Thermostatic Shower Restriction Valve | 20.1227 | 0.89121 | 22.5791 | 0 | 0 | 0 | Fail 2-year Threshold
[11 empty] | Commercial | Energy Star Vending Machine | Retail | New | N_RT_Energy Star Vending Machine | 0.67451 | 0.61212 | 1.1019 | 0 | 0 | 0 | Fail RIM | [11 empty] | Commercial | Thermostatic Shower Restriction Valve | Healthcare | Existing | E_HC_Thermostatic Shower Restriction Valve | 15.3403 | 0.6794 | 22.5791 | 0 | 0 | 0 | Fail 2-year Threshold
[11 empty] | Commercial | Energy Star Vending Machine | Schools K-12 | New | N_SC_Energy Star Vending Machine | 0.67571 | 0.6132 | 1.1019 | 0 | 0 | 0 | Fail RIM | [11 empty] | Commercial | Thermostatic Shower Restriction Valve | Hospitals | Existing | E_HS_Thermostatic Shower Restriction Valve | 15.3403 | 0.6794 | 22.5791 | 0 | 0 | 0 | Fail 2-year Threshold
[11 empty] | Commercial | Energy Star Vending Machine | Warehouse | New | N_WR_Energy Star Vending Machine | 0.67451 | 0.61212 | 1.1019 | 0 | 0 | 0 | Fail RIM | [11 empty] | Commercial | Thermostatic Shower Restriction Valve | Institutional | Existing | E_IN_Thermostatic Shower Restriction Valve | 13.1483 | 0.58232 | 22.5791 | 0 | 0 | 0 | Fail 2-year Threshold
[11 empty] | Commercial | Refrigerated Display Case LED Lighting | Assembly | Turnover | T_AS_Refrigerated Display Case LED Lighting | 0.94985 | 0.50101 | 1.8959 | 0 | 0 | 0 | Fail RIM | [11 empty] | Commercial | Thermostatic Shower Restriction Valve | Lodging/Hospitality | Existing | E_LG_Thermostatic Shower Restriction Valve | 23.2646 | 1.0304 | 22.5791 | 0 | 0 | 0 | Fail 2-year Threshold
[11 empty] | Commercial | Refrigerated Display Case LED Lighting | College and University | Turnover | T_CU_Refrigerated Display Case LED Lighting | 0.89294 | 0.47099 | 1.8959 | 0 | 0 | 0 | Fail RIM | [11 empty] | Commercial | Thermostatic Shower Restriction Valve | Miscellaneous | Existing | E_MS_Thermostatic Shower Restriction Valve | 13.1483 | 0.58232 | 22.5791 | 0 | 0 | 0 | Fail 2-year Threshold
[11 empty] | Commercial | Refrigerated Display Case LED Lighting | Grocery | Turnover | T_GR_Refrigerated Display Case LED Lighting | 0.94985 | 0.50101 | 1.8959 | 0 | 0 | 0 | Fail RIM | [11 empty] | Commercial | Thermostatic Shower Restriction Valve | Offices | Existing | E_OF_Thermostatic Shower Restriction Valve | 13.1483 | 0.58232 | 22.5791 | 0 | 0 | 0 | Fail 2-year Threshold
[11 empty] | Commercial | Refrigerated Display Case LED Lighting | Healthcare | Turnover | T_HC_Refrigerated Display Case LED Lighting | 0.89294 | 0.47099 | 1.8959 | 0 | 0 | 0 | Fail RIM | [11 empty] | Commercial | Thermostatic Shower Restriction Valve | Restaurants | Existing | E_RS_Thermostatic Shower Restriction Valve | 20.1227 | 0.89121 | 22.5791 | 0 | 0 | 0 | Fail 2-year Threshold
[11 empty] | Commercial | Refrigerated Display Case LED Lighting | Hospitals | Turnover | T_HS_Refrigerated Display Case LED Lighting | 0.89294 | 0.47099 | 1.8959 | 0 | 0 | 0 | Fail RIM | [11 empty] | Commercial | Thermostatic Shower Restriction Valve | Retail | Existing | E_RT_Thermostatic Shower Restriction Valve | 20.1227 | 0.89121 | 22.5791 | 0 | 0 | 0 | Fail 2-year Threshold
[11 empty] | Commercial | Refrigerated Display Case LED Lighting | Institutional | Turnover | T_IN_Refrigerated Display Case LED Lighting | 0.94985 | 0.50101 | 1.8959 | 0 | 0 | 0 | Fail RIM | [11 empty] | Commercial | Thermostatic Shower Restriction Valve | Schools K-12 | Existing | E_SC_Thermostatic Shower Restriction Valve | 13.1483 | 0.58232 | 22.5791 | 0 | 0 | 0 | Fail 2-year Threshold
[11 empty] | Commercial | Refrigerated Display Case LED Lighting | Lodging/Hospitality | Turnover | T_LG_Refrigerated Display Case LED Lighting | 0.89294 | 0.47099 | 1.8959 | 0 | 0 | 0 | Fail RIM | [11 empty] | Commercial | Thermostatic Shower Restriction Valve | Warehouse | Existing | E_WR_Thermostatic Shower Restriction Valve | 13.1483 | 0.58232 | 22.5791 | 0 | 0 | 0 | Fail 2-year Threshold
[11 empty] | Commercial | Refrigerated Display Case LED Lighting | Miscellaneous | Turnover | T_MS_Refrigerated Display Case LED Lighting | 0.94985 | 0.50101 | 1.8959 | 0 | 0 | 0 | Fail RIM | [11 empty] | Commercial | Thermostatic Shower Restriction Valve | Assembly | New | N_AS_Thermostatic Shower Restriction Valve | 13.1483 | 0.58232 | 22.5791 | 0 | 0 | 0 | Fail 2-year Threshold
[11 empty] | Commercial | Refrigerated Display Case LED Lighting | Offices | Turnover | T_OF_Refrigerated Display Case LED Lighting | 0.94985 | 0.50101 | 1.8959 | 0 | 0 | 0 | Fail RIM | [11 empty] | Commercial | Thermostatic Shower Restriction Valve | College and University | New | N_CU_Thermostatic Shower Restriction Valve | 20.1227 | 0.89121 | 22.5791 | 0 | 0 | 0 | Fail 2-year Threshold
[11 empty] | Commercial | Refrigerated Display Case LED Lighting | Restaurants | Turnover | T_RS_Refrigerated Display Case LED Lighting | 0.89294 | 0.47099 | 1.8959 | 0 | 0 | 0 | Fail RIM | [11 empty] | Commercial | Thermostatic Shower Restriction Valve | Grocery | New | N_GR_Thermostatic Shower Restriction Valve | 20.1227 | 0.89121 | 22.5791 | 0 | 0 | 0 | Fail 2-year Threshold
[11 empty] | Commercial | Refrigerated Display Case LED Lighting | Retail | Turnover | T_RT_Refrigerated Display Case LED Lighting | 0.94985 | 0.50101 | 1.8959 | 0 | 0 | 0 | Fail RIM | [11 empty] | Commercial | Thermostatic Shower Restriction Valve | Healthcare | New | N_HC_Thermostatic Shower Restriction Valve | 15.3403 | 0.6794 | 22.5791 | 0 | 0 | 0 | Fail 2-year Threshold
[11 empty] | Commercial | Refrigerated Display Case LED Lighting | Schools K-12 | Turnover | T_SC_Refrigerated Display Case LED Lighting | 0.89294 | 0.47099 | 1.8959 | 0 | 0 | 0 | Fail RIM | [11 empty] | Commercial | Thermostatic Shower Restriction Valve | Hospitals | New | N_HS_Thermostatic Shower Restriction Valve | 15.3403 | 0.6794 | 22.5791 | 0 | 0 | 0 | Fail 2-year Threshold
[11 empty] | Commercial | Refrigerated Display Case LED Lighting | Warehouse | Turnover | T_WR_Refrigerated Display Case LED Lighting | 0.94985 | 0.50101 | 1.8959 | 0 | 0 | 0 | Fail RIM | [11 empty] | Commercial | Thermostatic Shower Restriction Valve | Institutional | New | N_IN_Thermostatic Shower Restriction Valve | 13.1483 | 0.58232 | 22.5791 | 0 | 0 | 0 | Fail 2-year Threshold
[11 empty] | Commercial | Refrigerated Display Case LED Lighting | Assembly | New | N_AS_Refrigerated Display Case LED Lighting | 0 | 0 | 0 | 0 | 0 | 0 | Fail RIM | [11 empty] | Commercial | Thermostatic Shower Restriction Valve | Lodging/Hospitality | New | N_LG_Thermostatic Shower Restriction Valve | 23.2646 | 1.0304 | 22.5791 | 0 | 0 | 0 | Fail 2-year Threshold
[11 empty] | Commercial | Refrigerated Display Case LED Lighting | College and University | New | N_CU_Refrigerated Display Case LED Lighting | 0 | 0 | 0 | 0 | 0 | 0 | Fail RIM | [11 empty] | Commercial | Thermostatic Shower Restriction Valve | Miscellaneous | New | N_MS_Thermostatic Shower Restriction Valve | 13.1483 | 0.58232 | 22.5791 | 0 | 0 | 0 | Fail 2-year Threshold
[11 empty] | Commercial | Refrigerated Display Case LED Lighting | Grocery | New | N_GR_Refrigerated Display Case LED Lighting | 0 | 0 | 0 | 0 | 0 | 0 | Fail RIM | [11 empty] | Commercial | Thermostatic Shower Restriction Valve | Offices | New | N_OF_Thermostatic Shower Restriction Valve | 13.1483 | 0.58232 | 22.5791 | 0 | 0 | 0 | Fail 2-year Threshold
[11 empty] | Commercial | Refrigerated Display Case LED Lighting | Healthcare | New | N_HC_Refrigerated Display Case LED Lighting | 0 | 0 | 0 | 0 | 0 | 0 | Fail RIM | [11 empty] | Commercial | Thermostatic Shower Restriction Valve | Restaurants | New | N_RS_Thermostatic Shower Restriction Valve | 20.1227 | 0.89121 | 22.5791 | 0 | 0 | 0 | Fail 2-year Threshold
[11 empty] | Commercial | Refrigerated Display Case LED Lighting | Hospitals | New | N_HS_Refrigerated Display Case LED Lighting | 0 | 0 | 0 | 0 | 0 | 0 | Fail RIM | [11 empty] | Commercial | Thermostatic Shower Restriction Valve | Retail | New | N_RT_Thermostatic Shower Restriction Valve | 20.1227 | 0.89121 | 22.5791 | 0 | 0 | 0 | Fail 2-year Threshold
[11 empty] | Commercial | Refrigerated Display Case LED Lighting | Institutional | New | N_IN_Refrigerated Display Case LED Lighting | 0 | 0 | 0 | 0 | 0 | 0 | Fail RIM | [11 empty] | Commercial | Thermostatic Shower Restriction Valve | Schools K-12 | New | N_SC_Thermostatic Shower Restriction Valve | 13.1483 | 0.58232 | 22.5791 | 0 | 0 | 0 | Fail 2-year Threshold
[11 empty] | Commercial | Refrigerated Display Case LED Lighting | Lodging/Hospitality | New | N_LG_Refrigerated Display Case LED Lighting | 0 | 0 | 0 | 0 | 0 | 0 | Fail RIM | [11 empty] | Commercial | Thermostatic Shower Restriction Valve | Warehouse | New | N_WR_Thermostatic Shower Restriction Valve | 13.1483 | 0.58232 | 22.5791 | 0 | 0 | 0 | Fail 2-year Threshold
[11 empty] | Commercial | Refrigerated Display Case LED Lighting | Miscellaneous | New | N_MS_Refrigerated Display Case LED Lighting | 0 | 0 | 0 | 0 | 0 | 0 | Fail RIM | [11 empty] | Commercial | Bi-Level Lighting Control (Exterior) | Assembly | Existing | E_AS_Bi-Level Lighting Control (Exterior) | 0.67185 | 0.27453 | 2.4473 | 0 | 0 | 0 | Fail TRC
[11 empty] | Commercial | Refrigerated Display Case LED Lighting | Offices | New | N_OF_Refrigerated Display Case LED Lighting | 0 | 0 | 0 | 0 | 0 | 0 | Fail RIM | [11 empty] | Commercial | Bi-Level Lighting Control (Exterior) | College and University | Existing | E_CU_Bi-Level Lighting Control (Exterior) | 0.67185 | 0.27453 | 2.4473 | 0 | 0 | 0 | Fail TRC
[11 empty] | Commercial | Refrigerated Display Case LED Lighting | Restaurants | New | N_RS_Refrigerated Display Case LED Lighting | 0 | 0 | 0 | 0 | 0 | 0 | Fail RIM | [11 empty] | Commercial | Bi-Level Lighting Control (Exterior) | Grocery | Existing | E_GR_Bi-Level Lighting Control (Exterior) | 0.67185 | 0.27453 | 2.4473 | 0 | 0 | 0 | Fail TRC
[11 empty] | Commercial | Refrigerated Display Case LED Lighting | Retail | New | N_RT_Refrigerated Display Case LED Lighting | 0 | 0 | 0 | 0 | 0 | 0 | Fail RIM | [11 empty] | Commercial | Bi-Level Lighting Control (Exterior) | Healthcare | Existing | E_HC_Bi-Level Lighting Control (Exterior) | 0.67185 | 0.27453 | 2.4473 | 0 | 0 | 0 | Fail TRC
[11 empty] | Commercial | Refrigerated Display Case LED Lighting | Schools K-12 | New | N_SC_Refrigerated Display Case LED Lighting | 0 | 0 | 0 | 0 | 0 | 0 | Fail RIM | [11 empty] | Commercial | Bi-Level Lighting Control (Exterior) | Hospitals | Existing | E_HS_Bi-Level Lighting Control (Exterior) | 0.67185 | 0.27453 | 2.4473 | 0 | 0 | 0 | Fail TRC
[11 empty] | Commercial | Refrigerated Display Case LED Lighting | Warehouse | New | N_WR_Refrigerated Display Case LED Lighting | 0 | 0 | 0 | 0 | 0 | 0 | Fail RIM | [11 empty] | Commercial | Bi-Level Lighting Control (Exterior) | Institutional | Existing | E_IN_Bi-Level Lighting Control (Exterior) | 0.67185 | 0.27453 | 2.4473 | 0 | 0 | 0 | Fail TRC
[11 empty] | Commercial | 10HP Open Drip-Proof(ODP) Motor | Assembly | Turnover | T_AS_10HP Open Drip-Proof(ODP) Motor | 0.19185 | 0.57836 | 0.33172 | 0 | 0 | 0 | Fail RIM | [11 empty] | Commercial | Bi-Level Lighting Control (Exterior) | Lodging/Hospitality | Existing | E_LG_Bi-Level Lighting Control (Exterior) | 0.67185 | 0.27453 | 2.4473 | 0 | 0 | 0 | Fail TRC
[11 empty] | Commercial | 10HP Open Drip-Proof(ODP) Motor | College and University | Turnover | T_CU_10HP Open Drip-Proof(ODP) Motor | 0.1867 | 0.56283 | 0.33172 | 0 | 0 | 0 | Fail RIM | [11 empty] | Commercial | Bi-Level Lighting Control (Exterior) | Miscellaneous | Existing | E_MS_Bi-Level Lighting Control (Exterior) | 0.67185 | 0.27453 | 2.4473 | 0 | 0 | 0 | Fail TRC
[11 empty] | Commercial | 10HP Open Drip-Proof(ODP) Motor | Grocery | Turnover | T_GR_10HP Open Drip-Proof(ODP) Motor | 0.19185 | 0.57836 | 0.33172 | 0 | 0 | 0 | Fail RIM | [11 empty] | Commercial | Bi-Level Lighting Control (Exterior) | Offices | Existing | E_OF_Bi-Level Lighting Control (Exterior) | 0.67185 | 0.27453 | 2.4473 | 0 | 0 | 0 | Fail TRC
[11 empty] | Commercial | 10HP Open Drip-Proof(ODP) Motor | Healthcare | Turnover | T_HC_10HP Open Drip-Proof(ODP) Motor | 0.1867 | 0.56283 | 0.33172 | 0 | 0 | 0 | Fail RIM | [11 empty] | Commercial | Bi-Level Lighting Control (Exterior) | Restaurants | Existing | E_RS_Bi-Level Lighting Control (Exterior) | 0.67185 | 0.27453 | 2.4473 | 0 | 0 | 0 | Fail TRC
[11 empty] | Commercial | 10HP Open Drip-Proof(ODP) Motor | Hospitals | Turnover | T_HS_10HP Open Drip-Proof(ODP) Motor | 0.1867 | 0.56283 | 0.33172 | 0 | 0 | 0 | Fail RIM | [11 empty] | Commercial | Bi-Level Lighting Control (Exterior) | Retail | Existing | E_RT_Bi-Level Lighting Control (Exterior) | 0.67185 | 0.27453 | 2.4473 | 0 | 0 | 0 | Fail TRC
[11 empty] | Commercial | 10HP Open Drip-Proof(ODP) Motor | Institutional | Turnover | T_IN_10HP Open Drip-Proof(ODP) Motor | 0.19185 | 0.57836 | 0.33172 | 0 | 0 | 0 | Fail RIM | [11 empty] | Commercial | Bi-Level Lighting Control (Exterior) | Schools K-12 | Existing | E_SC_Bi-Level Lighting Control (Exterior) | 0.67185 | 0.27453 | 2.4473 | 0 | 0 | 0 | Fail TRC
[11 empty] | Commercial | 10HP Open Drip-Proof(ODP) Motor | Lodging/Hospitality | Turnover | T_LG_10HP Open Drip-Proof(ODP) Motor | 0.1867 | 0.56283 | 0.33172 | 0 | 0 | 0 | Fail RIM | [11 empty] | Commercial | Bi-Level Lighting Control (Exterior) | Warehouse | Existing | E_WR_Bi-Level Lighting Control (Exterior) | 0.67185 | 0.27453 | 2.4473 | 0 | 0 | 0 | Fail TRC
[11 empty] | Commercial | 10HP Open Drip-Proof(ODP) Motor | Miscellaneous | Turnover | T_MS_10HP Open Drip-Proof(ODP) Motor | 0.19185 | 0.57836 | 0.33172 | 0 | 0 | 0 | Fail RIM | [11 empty] | Commercial | Bi-Level Lighting Control (Exterior) | Assembly | New | N_AS_Bi-Level Lighting Control (Exterior) | 0.67185 | 0.27453 | 2.4473 | 0 | 0 | 0 | Fail TRC
[11 empty] | Commercial | 10HP Open Drip-Proof(ODP) Motor | Offices | Turnover | T_OF_10HP Open Drip-Proof(ODP) Motor | 0.19185 | 0.57836 | 0.33172 | 0 | 0 | 0 | Fail RIM | [11 empty] | Commercial | Bi-Level Lighting Control (Exterior) | College and University | New | N_CU_Bi-Level Lighting Control (Exterior) | 0.67185 | 0.27453 | 2.4473 | 0 | 0 | 0 | Fail TRC
[11 empty] | Commercial | 10HP Open Drip-Proof(ODP) Motor | Restaurants | Turnover | T_RS_10HP Open Drip-Proof(ODP) Motor | 0.1867 | 0.56283 | 0.33172 | 0 | 0 | 0 | Fail RIM | [11 empty] | Commercial | Bi-Level Lighting Control (Exterior) | Grocery | New | N_GR_Bi-Level Lighting Control (Exterior) | 0.67185 | 0.27453 | 2.4473 | 0 | 0 | 0 | Fail TRC
[11 empty] | Commercial | 10HP Open Drip-Proof(ODP) Motor | Retail | Turnover | T_RT_10HP Open Drip-Proof(ODP) Motor | 0.19185 | 0.57836 | 0.33172 | 0 | 0 | 0 | Fail RIM | [11 empty] | Commercial | Bi-Level Lighting Control (Exterior) | Healthcare | New | N_HC_Bi-Level Lighting Control (Exterior) | 0.67185 | 0.27453 | 2.4473 | 0 | 0 | 0 | Fail TRC
[11 empty] | Commercial | 10HP Open Drip-Proof(ODP) Motor | Schools K-12 | Turnover | T_SC_10HP Open Drip-Proof(ODP) Motor | 0.1867 | 0.56283 | 0.33172 | 0 | 0 | 0 | Fail RIM | [11 empty] | Commercial | Bi-Level Lighting Control (Exterior) | Hospitals | New | N_HS_Bi-Level Lighting Control (Exterior) | 0.67185 | 0.27453 | 2.4473 | 0 | 0 | 0 | Fail TRC
[11 empty] | Commercial | 10HP Open Drip-Proof(ODP) Motor | Warehouse | Turnover | T_WR_10HP Open Drip-Proof(ODP) Motor | 0.19185 | 0.57836 | 0.33172 | 0 | 0 | 0 | Fail RIM | [11 empty] | Commercial | Bi-Level Lighting Control (Exterior) | Institutional | New | N_IN_Bi-Level Lighting Control (Exterior) | 0.67185 | 0.27453 | 2.4473 | 0 | 0 | 0 | Fail TRC
[11 empty] | Commercial | 10HP Open Drip-Proof(ODP) Motor | Assembly | New | N_AS_10HP Open Drip-Proof(ODP) Motor | 0.19185 | 0.57836 | 0.33172 | 0 | 0 | 0 | Fail RIM | [11 empty] | Commercial | Bi-Level Lighting Control (Exterior) | Lodging/Hospitality | New | N_LG_Bi-Level Lighting Control (Exterior) | 0.67185 | 0.27453 | 2.4473 | 0 | 0 | 0 | Fail TRC
[11 empty] | Commercial | 10HP Open Drip-Proof(ODP) Motor | College and University | New | N_CU_10HP Open Drip-Proof(ODP) Motor | 0.1867 | 0.56283 | 0.33172 | 0 | 0 | 0 | Fail RIM | [11 empty] | Commercial | Bi-Level Lighting Control (Exterior) | Miscellaneous | New | N_MS_Bi-Level Lighting Control (Exterior) | 0.67185 | 0.27453 | 2.4473 | 0 | 0 | 0 | Fail TRC
[11 empty] | Commercial | 10HP Open Drip-Proof(ODP) Motor | Grocery | New | N_GR_10HP Open Drip-Proof(ODP) Motor | 0.19185 | 0.57836 | 0.33172 | 0 | 0 | 0 | Fail RIM | [11 empty] | Commercial | Bi-Level Lighting Control (Exterior) | Offices | New | N_OF_Bi-Level Lighting Control (Exterior) | 0.67185 | 0.27453 | 2.4473 | 0 | 0 | 0 | Fail TRC
[11 empty] | Commercial | 10HP Open Drip-Proof(ODP) Motor | Healthcare | New | N_HC_10HP Open Drip-Proof(ODP) Motor | 0.1867 | 0.56283 | 0.33172 | 0 | 0 | 0 | Fail RIM | [11 empty] | Commercial | Bi-Level Lighting Control (Exterior) | Restaurants | New | N_RS_Bi-Level Lighting Control (Exterior) | 0.67185 | 0.27453 | 2.4473 | 0 | 0 | 0 | Fail TRC
[11 empty] | Commercial | 10HP Open Drip-Proof(ODP) Motor | Hospitals | New | N_HS_10HP Open Drip-Proof(ODP) Motor | 0.1867 | 0.56283 | 0.33172 | 0 | 0 | 0 | Fail RIM | [11 empty] | Commercial | Bi-Level Lighting Control (Exterior) | Retail | New | N_RT_Bi-Level Lighting Control (Exterior) | 0.67185 | 0.27453 | 2.4473 | 0 | 0 | 0 | Fail TRC
[11 empty] | Commercial | 10HP Open Drip-Proof(ODP) Motor | Institutional | New | N_IN_10HP Open Drip-Proof(ODP) Motor | 0.19185 | 0.57836 | 0.33172 | 0 | 0 | 0 | Fail RIM | [11 empty] | Commercial | Bi-Level Lighting Control (Exterior) | Schools K-12 | New | N_SC_Bi-Level Lighting Control (Exterior) | 0.67185 | 0.27453 | 2.4473 | 0 | 0 | 0 | Fail TRC
[11 empty] | Commercial | 10HP Open Drip-Proof(ODP) Motor | Lodging/Hospitality | New | N_LG_10HP Open Drip-Proof(ODP) Motor | 0.1867 | 0.56283 | 0.33172 | 0 | 0 | 0 | Fail RIM | [11 empty] | Commercial | Bi-Level Lighting Control (Exterior) | Warehouse | New | N_WR_Bi-Level Lighting Control (Exterior) | 0.67185 | 0.27453 | 2.4473 | 0 | 0 | 0 | Fail TRC
[11 empty] | Commercial | 10HP Open Drip-Proof(ODP) Motor | Miscellaneous | New | N_MS_10HP Open Drip-Proof(ODP) Motor | 0.19185 | 0.57836 | 0.33172 | 0 | 0 | 0 | Fail RIM | [11 empty] | Commercial | Outdoor Lighting Controls | Assembly | Existing | E_AS_Outdoor Lighting Controls | 0.75877 | 0.27073 | 2.8027 | 0 | 0 | 0 | Fail TRC
[11 empty] | Commercial | 10HP Open Drip-Proof(ODP) Motor | Offices | New | N_OF_10HP Open Drip-Proof(ODP) Motor | 0.19185 | 0.57836 | 0.33172 | 0 | 0 | 0 | Fail RIM | [11 empty] | Commercial | Outdoor Lighting Controls | College and University | Existing | E_CU_Outdoor Lighting Controls | 0.75877 | 0.27073 | 2.8027 | 0 | 0 | 0 | Fail TRC
[11 empty] | Commercial | 10HP Open Drip-Proof(ODP) Motor | Restaurants | New | N_RS_10HP Open Drip-Proof(ODP) Motor | 0.1867 | 0.56283 | 0.33172 | 0 | 0 | 0 | Fail RIM | [11 empty] | Commercial | Outdoor Lighting Controls | Grocery | Existing | E_GR_Outdoor Lighting Controls | 0.75877 | 0.27073 | 2.8027 | 0 | 0 | 0 | Fail TRC
[11 empty] | Commercial | 10HP Open Drip-Proof(ODP) Motor | Retail | New | N_RT_10HP Open Drip-Proof(ODP) Motor | 0.19185 | 0.57836 | 0.33172 | 0 | 0 | 0 | Fail RIM | [11 empty] | Commercial | Outdoor Lighting Controls | Healthcare | Existing | E_HC_Outdoor Lighting Controls | 0.75877 | 0.27073 | 2.8027 | 0 | 0 | 0 | Fail TRC
[11 empty] | Commercial | 10HP Open Drip-Proof(ODP) Motor | Schools K-12 | New | N_SC_10HP Open Drip-Proof(ODP) Motor | 0.1867 | 0.56283 | 0.33172 | 0 | 0 | 0 | Fail RIM | [11 empty] | Commercial | Outdoor Lighting Controls | Hospitals | Existing | E_HS_Outdoor Lighting Controls | 0.75877 | 0.27073 | 2.8027 | 0 | 0 | 0 | Fail TRC
[11 empty] | Commercial | 10HP Open Drip-Proof(ODP) Motor | Warehouse | New | N_WR_10HP Open Drip-Proof(ODP) Motor | 0.19185 | 0.57836 | 0.33172 | 0 | 0 | 0 | Fail RIM | [11 empty] | Commercial | Outdoor Lighting Controls | Institutional | Existing | E_IN_Outdoor Lighting Controls | 0.75877 | 0.27073 | 2.8027 | 0 | 0 | 0 | Fail TRC
[11 empty] | Commercial | High Speed Fans | Assembly | Turnover | T_AS_High Speed Fans | 0.89083 | 0.45779 | 1.9459 | 0 | 0 | 0 | Fail RIM | [11 empty] | Commercial | Outdoor Lighting Controls | Lodging/Hospitality | Existing | E_LG_Outdoor Lighting Controls | 0.75877 | 0.27073 | 2.8027 | 0 | 0 | 0 | Fail TRC
[11 empty] | Commercial | High Speed Fans | College and University | Turnover | T_CU_High Speed Fans | 0.86523 | 0.44464 | 1.9459 | 0 | 0 | 0 | Fail RIM | [11 empty] | Commercial | Outdoor Lighting Controls | Miscellaneous | Existing | E_MS_Outdoor Lighting Controls | 0.75877 | 0.27073 | 2.8027 | 0 | 0 | 0 | Fail TRC
[11 empty] | Commercial | High Speed Fans | Grocery | Turnover | T_GR_High Speed Fans | 0.89083 | 0.45779 | 1.9459 | 0 | 0 | 0 | Fail RIM | [11 empty] | Commercial | Outdoor Lighting Controls | Offices | Existing | E_OF_Outdoor Lighting Controls | 0.75877 | 0.27073 | 2.8027 | 0 | 0 | 0 | Fail TRC
[11 empty] | Commercial | High Speed Fans | Healthcare | Turnover | T_HC_High Speed Fans | 0.86523 | 0.44464 | 1.9459 | 0 | 0 | 0 | Fail RIM | [11 empty] | Commercial | Outdoor Lighting Controls | Restaurants | Existing | E_RS_Outdoor Lighting Controls | 0.75877 | 0.27073 | 2.8027 | 0 | 0 | 0 | Fail TRC
[11 empty] | Commercial | High Speed Fans | Hospitals | Turnover | T_HS_High Speed Fans | 0.86523 | 0.44464 | 1.9459 | 0 | 0 | 0 | Fail RIM | [11 empty] | Commercial | Outdoor Lighting Controls | Retail | Existing | E_RT_Outdoor Lighting Controls | 0.75877 | 0.27073 | 2.8027 | 0 | 0 | 0 | Fail TRC
[11 empty] | Commercial | High Speed Fans | Institutional | Turnover | T_IN_High Speed Fans | 0.89083 | 0.45779 | 1.9459 | 0 | 0 | 0 | Fail RIM | [11 empty] | Commercial | Outdoor Lighting Controls | Schools K-12 | Existing | E_SC_Outdoor Lighting Controls | 0.75877 | 0.27073 | 2.8027 | 0 | 0 | 0 | Fail TRC
[11 empty] | Commercial | High Speed Fans | Lodging/Hospitality | Turnover | T_LG_High Speed Fans | 0.86523 | 0.44464 | 1.9459 | 0 | 0 | 0 | Fail RIM | [11 empty] | Commercial | Outdoor Lighting Controls | Warehouse | Existing | E_WR_Outdoor Lighting Controls | 0.75877 | 0.27073 | 2.8027 | 0 | 0 | 0 | Fail TRC
[11 empty] | Commercial | High Speed Fans | Miscellaneous | Turnover | T_MS_High Speed Fans | 0.89083 | 0.45779 | 1.9459 | 0 | 0 | 0 | Fail RIM | [11 empty] | Commercial | Outdoor Lighting Controls | Assembly | New | N_AS_Outdoor Lighting Controls | 0.75877 | 0.27073 | 2.8027 | 0 | 0 | 0 | Fail TRC
[11 empty] | Commercial | High Speed Fans | Offices | Turnover | T_OF_High Speed Fans | 0.89083 | 0.45779 | 1.9459 | 0 | 0 | 0 | Fail RIM | [11 empty] | Commercial | Outdoor Lighting Controls | College and University | New | N_CU_Outdoor Lighting Controls | 0.75877 | 0.27073 | 2.8027 | 0 | 0 | 0 | Fail TRC
[11 empty] | Commercial | High Speed Fans | Restaurants | Turnover | T_RS_High Speed Fans | 0.86523 | 0.44464 | 1.9459 | 0 | 0 | 0 | Fail RIM | [11 empty] | Commercial | Outdoor Lighting Controls | Grocery | New | N_GR_Outdoor Lighting Controls | 0.75877 | 0.27073 | 2.8027 | 0 | 0 | 0 | Fail TRC
[11 empty] | Commercial | High Speed Fans | Retail | Turnover | T_RT_High Speed Fans | 0.89083 | 0.45779 | 1.9459 | 0 | 0 | 0 | Fail RIM | [11 empty] | Commercial | Outdoor Lighting Controls | Healthcare | New | N_HC_Outdoor Lighting Controls | 0.75877 | 0.27073 | 2.8027 | 0 | 0 | 0 | Fail TRC
[11 empty] | Commercial | High Speed Fans | Schools K-12 | Turnover | T_SC_High Speed Fans | 0.86523 | 0.44464 | 1.9459 | 0 | 0 | 0 | Fail RIM | [11 empty] | Commercial | Outdoor Lighting Controls | Hospitals | New | N_HS_Outdoor Lighting Controls | 0.75877 | 0.27073 | 2.8027 | 0 | 0 | 0 | Fail TRC
[11 empty] | Commercial | High Speed Fans | Warehouse | Turnover | T_WR_High Speed Fans | 0.89083 | 0.45779 | 1.9459 | 0 | 0 | 0 | Fail RIM | [11 empty] | Commercial | Outdoor Lighting Controls | Institutional | New | N_IN_Outdoor Lighting Controls | 0.75877 | 0.27073 | 2.8027 | 0 | 0 | 0 | Fail TRC
[11 empty] | Commercial | High Speed Fans | Assembly | New | N_AS_High Speed Fans | 0.89083 | 0.45779 | 1.9459 | 0 | 0 | 0 | Fail RIM | [11 empty] | Commercial | Outdoor Lighting Controls | Lodging/Hospitality | New | N_LG_Outdoor Lighting Controls | 0.75877 | 0.27073 | 2.8027 | 0 | 0 | 0 | Fail TRC
[11 empty] | Commercial | High Speed Fans | College and University | New | N_CU_High Speed Fans | 0.86523 | 0.44464 | 1.9459 | 0 | 0 | 0 | Fail RIM | [11 empty] | Commercial | Outdoor Lighting Controls | Miscellaneous | New | N_MS_Outdoor Lighting Controls | 0.75877 | 0.27073 | 2.8027 | 0 | 0 | 0 | Fail TRC
[11 empty] | Commercial | High Speed Fans | Grocery | New | N_GR_High Speed Fans | 0.89083 | 0.45779 | 1.9459 | 0 | 0 | 0 | Fail RIM | [11 empty] | Commercial | Outdoor Lighting Controls | Offices | New | N_OF_Outdoor Lighting Controls | 0.75877 | 0.27073 | 2.8027 | 0 | 0 | 0 | Fail TRC
[11 empty] | Commercial | High Speed Fans | Healthcare | New | N_HC_High Speed Fans | 0.86523 | 0.44464 | 1.9459 | 0 | 0 | 0 | Fail RIM | [11 empty] | Commercial | Outdoor Lighting Controls | Restaurants | New | N_RS_Outdoor Lighting Controls | 0.75877 | 0.27073 | 2.8027 | 0 | 0 | 0 | Fail TRC
[11 empty] | Commercial | High Speed Fans | Hospitals | New | N_HS_High Speed Fans | 0.86523 | 0.44464 | 1.9459 | 0 | 0 | 0 | Fail RIM | [11 empty] | Commercial | Outdoor Lighting Controls | Retail | New | N_RT_Outdoor Lighting Controls | 0.75877 | 0.27073 | 2.8027 | 0 | 0 | 0 | Fail TRC
[11 empty] | Commercial | High Speed Fans | Institutional | New | N_IN_High Speed Fans | 0.89083 | 0.45779 | 1.9459 | 0 | 0 | 0 | Fail RIM | [11 empty] | Commercial | Outdoor Lighting Controls | Schools K-12 | New | N_SC_Outdoor Lighting Controls | 0.75877 | 0.27073 | 2.8027 | 0 | 0 | 0 | Fail TRC
[11 empty] | Commercial | High Speed Fans | Lodging/Hospitality | New | N_LG_High Speed Fans | 0.86523 | 0.44464 | 1.9459 | 0 | 0 | 0 | Fail RIM | [11 empty] | Commercial | Outdoor Lighting Controls | Warehouse | New | N_WR_Outdoor Lighting Controls | 0.75877 | 0.27073 | 2.8027 | 0 | 0 | 0 | Fail TRC
[11 empty] | Commercial | High Speed Fans | Miscellaneous | New | N_MS_High Speed Fans | 0.89083 | 0.45779 | 1.9459 | 0 | 0 | 0 | Fail RIM | [11 empty] | Commercial | Air Curtains | Assembly | Existing | E_AS_Air Curtains | 0.007207 | 0.49404 | 0.014588 | 0 | 0 | 0 | Fail TRC
[11 empty] | Commercial | High Speed Fans | Offices | New | N_OF_High Speed Fans | 0.89083 | 0.45779 | 1.9459 | 0 | 0 | 0 | Fail RIM | [11 empty] | Commercial | Air Curtains | College and University | Existing | E_CU_Air Curtains | 0.0068707 | 0.47099 | 0.014588 | 0 | 0 | 0 | Fail TRC
[11 empty] | Commercial | High Speed Fans | Restaurants | New | N_RS_High Speed Fans | 0.86523 | 0.44464 | 1.9459 | 0 | 0 | 0 | Fail RIM | [11 empty] | Commercial | Air Curtains | Grocery | Existing | E_GR_Air Curtains | 0.007207 | 0.49404 | 0.014588 | 0 | 0 | 0 | Fail TRC
[11 empty] | Commercial | High Speed Fans | Retail | New | N_RT_High Speed Fans | 0.89083 | 0.45779 | 1.9459 | 0 | 0 | 0 | Fail RIM | [11 empty] | Commercial | Air Curtains | Healthcare | Existing | E_HC_Air Curtains | 0.0068707 | 0.47099 | 0.014588 | 0 | 0 | 0 | Fail TRC
[11 empty] | Commercial | High Speed Fans | Schools K-12 | New | N_SC_High Speed Fans | 0.86523 | 0.44464 | 1.9459 | 0 | 0 | 0 | Fail RIM | [11 empty] | Commercial | Air Curtains | Hospitals | Existing | E_HS_Air Curtains | 0.0068707 | 0.47099 | 0.014588 | 0 | 0 | 0 | Fail TRC
[11 empty] | Commercial | High Speed Fans | Warehouse | New | N_WR_High Speed Fans | 0.89083 | 0.45779 | 1.9459 | 0 | 0 | 0 | Fail RIM | [11 empty] | Commercial | Air Curtains | Institutional | Existing | E_IN_Air Curtains | 0.007207 | 0.49404 | 0.014588 | 0 | 0 | 0 | Fail TRC
[11 empty] | Commercial | Drain Water Heat Recovery | Assembly | Existing | E_AS_Drain Water Heat Recovery | 0.10738 | 0.79778 | 0.1346 | 0 | 0 | 0 | Fail RIM | [11 empty] | Commercial | Air Curtains | Lodging/Hospitality | Existing | E_LG_Air Curtains | 0.0068707 | 0.47099 | 0.014588 | 0 | 0 | 0 | Fail TRC
[11 empty] | Commercial | Drain Water Heat Recovery | College and University | Existing | E_CU_Drain Water Heat Recovery | 0.2259 | 0.72967 | 0.30959 | 0 | 0 | 0 | Fail RIM | [11 empty] | Commercial | Air Curtains | Miscellaneous | Existing | E_MS_Air Curtains | 0.007207 | 0.49404 | 0.014588 | 0 | 0 | 0 | Fail TRC
[11 empty] | Commercial | Drain Water Heat Recovery | Grocery | Existing | E_GR_Drain Water Heat Recovery | 0.29686 | 1.1027 | 0.26921 | 0 | 0 | 0 | Fail PCT | [11 empty] | Commercial | Air Curtains | Offices | Existing | E_OF_Air Curtains | 0.007207 | 0.49404 | 0.014588 | 0 | 0 | 0 | Fail TRC
[11 empty] | Commercial | Drain Water Heat Recovery | Healthcare | Existing | E_HC_Drain Water Heat Recovery | 0.14318 | 0.79778 | 0.17947 | 0 | 0 | 0 | Fail RIM | [11 empty] | Commercial | Air Curtains | Restaurants | Existing | E_RS_Air Curtains | 0.0068707 | 0.47099 | 0.014588 | 0 | 0 | 0 | Fail TRC
[11 empty] | Commercial | Drain Water Heat Recovery | Hospitals | Existing | E_HS_Drain Water Heat Recovery | 0.26409 | 0.72967 | 0.36194 | 0 | 0 | 0 | Fail RIM | [11 empty] | Commercial | Air Curtains | Retail | Existing | E_RT_Air Curtains | 0.007207 | 0.49404 | 0.014588 | 0 | 0 | 0 | Fail TRC
[11 empty] | Commercial | Drain Water Heat Recovery | Institutional | Existing | E_IN_Drain Water Heat Recovery | 0.34363 | 0.79778 | 0.43073 | 0 | 0 | 0 | Fail RIM | [11 empty] | Commercial | Air Curtains | Schools K-12 | Existing | E_SC_Air Curtains | 0.0068707 | 0.47099 | 0.014588 | 0 | 0 | 0 | Fail TRC
[11 empty] | Commercial | Drain Water Heat Recovery | Lodging/Hospitality | Existing | E_LG_Drain Water Heat Recovery | 0.47498 | 1.1027 | 0.43073 | 0 | 0 | 0 | Fail PCT | [11 empty] | Commercial | Air Curtains | Warehouse | Existing | E_WR_Air Curtains | 0.007207 | 0.49404 | 0.014588 | 0 | 0 | 0 | Fail TRC
[11 empty] | Commercial | Drain Water Heat Recovery | Miscellaneous | Existing | E_MS_Drain Water Heat Recovery | 0.32215 | 0.79778 | 0.40381 | 0 | 0 | 0 | Fail RIM | [11 empty] | Commercial | Air Curtains | Assembly | New | N_AS_Air Curtains | 0.007207 | 0.49404 | 0.014588 | 0 | 0 | 0 | Fail TRC
[11 empty] | Commercial | Drain Water Heat Recovery | Offices | Existing | E_OF_Drain Water Heat Recovery | 0.29829 | 0.79778 | 0.3739 | 0 | 0 | 0 | Fail RIM | [11 empty] | Commercial | Air Curtains | College and University | New | N_CU_Air Curtains | 0.0068707 | 0.47099 | 0.014588 | 0 | 0 | 0 | Fail TRC
[11 empty] | Commercial | Drain Water Heat Recovery | Restaurants | Existing | E_RS_Drain Water Heat Recovery | 0.24739 | 1.1027 | 0.22434 | 0 | 0 | 0 | Fail PCT | [11 empty] | Commercial | Air Curtains | Grocery | New | N_GR_Air Curtains | 0.007207 | 0.49404 | 0.014588 | 0 | 0 | 0 | Fail TRC
[11 empty] | Commercial | Drain Water Heat Recovery | Retail | Existing | E_RT_Drain Water Heat Recovery | 0.2939 | 1.1027 | 0.26652 | 0 | 0 | 0 | Fail PCT | [11 empty] | Commercial | Air Curtains | Healthcare | New | N_HC_Air Curtains | 0.0068707 | 0.47099 | 0.014588 | 0 | 0 | 0 | Fail TRC
[11 empty] | Commercial | Drain Water Heat Recovery | Schools K-12 | Existing | E_SC_Drain Water Heat Recovery | 0.044744 | 0.79778 | 0.056086 | 0 | 0 | 0 | Fail RIM | [11 empty] | Commercial | Air Curtains | Hospitals | New | N_HS_Air Curtains | 0.0068707 | 0.47099 | 0.014588 | 0 | 0 | 0 | Fail TRC
[11 empty] | Commercial | Drain Water Heat Recovery | Warehouse | Existing | E_WR_Drain Water Heat Recovery | 0.21477 | 0.79778 | 0.26921 | 0 | 0 | 0 | Fail RIM | [11 empty] | Commercial | Air Curtains | Institutional | New | N_IN_Air Curtains | 0.007207 | 0.49404 | 0.014588 | 0 | 0 | 0 | Fail TRC
[11 empty] | Commercial | Drain Water Heat Recovery | Assembly | New | N_AS_Drain Water Heat Recovery | 0.10273 | 0.79778 | 0.12876 | 0 | 0 | 0 | Fail RIM | [11 empty] | Commercial | Air Curtains | Lodging/Hospitality | New | N_LG_Air Curtains | 0.0068707 | 0.47099 | 0.014588 | 0 | 0 | 0 | Fail TRC
[11 empty] | Commercial | Drain Water Heat Recovery | College and University | New | N_CU_Drain Water Heat Recovery | 0.2161 | 0.72967 | 0.29616 | 0 | 0 | 0 | Fail RIM | [11 empty] | Commercial | Air Curtains | Miscellaneous | New | N_MS_Air Curtains | 0.007207 | 0.49404 | 0.014588 | 0 | 0 | 0 | Fail TRC
[11 empty] | Commercial | Drain Water Heat Recovery | Grocery | New | N_GR_Drain Water Heat Recovery | 0.28399 | 1.1027 | 0.25753 | 0 | 0 | 0 | Fail PCT | [11 empty] | Commercial | Air Curtains | Offices | New | N_OF_Air Curtains | 0.007207 | 0.49404 | 0.014588 | 0 | 0 | 0 | Fail TRC
[11 empty] | Commercial | Drain Water Heat Recovery | Healthcare | New | N_HC_Drain Water Heat Recovery | 0.13697 | 0.79778 | 0.17169 | 0 | 0 | 0 | Fail RIM | [11 empty] | Commercial | Air Curtains | Restaurants | New | N_RS_Air Curtains | 0.0068707 | 0.47099 | 0.014588 | 0 | 0 | 0 | Fail TRC
[11 empty] | Commercial | Drain Water Heat Recovery | Hospitals | New | N_HS_Drain Water Heat Recovery | 0.25263 | 0.72967 | 0.34623 | 0 | 0 | 0 | Fail RIM | [11 empty] | Commercial | Air Curtains | Retail | New | N_RT_Air Curtains | 0.007207 | 0.49404 | 0.014588 | 0 | 0 | 0 | Fail TRC
[11 empty] | Commercial | Drain Water Heat Recovery | Institutional | New | N_IN_Drain Water Heat Recovery | 0.32872 | 0.79778 | 0.41205 | 0 | 0 | 0 | Fail RIM | [11 empty] | Commercial | Air Curtains | Schools K-12 | New | N_SC_Air Curtains | 0.0068707 | 0.47099 | 0.014588 | 0 | 0 | 0 | Fail TRC
[11 empty] | Commercial | Drain Water Heat Recovery | Lodging/Hospitality | New | N_LG_Drain Water Heat Recovery | 0.45438 | 1.1027 | 0.41205 | 0 | 0 | 0 | Fail PCT | [11 empty] | Commercial | Air Curtains | Warehouse | New | N_WR_Air Curtains | 0.007207 | 0.49404 | 0.014588 | 0 | 0 | 0 | Fail TRC
[11 empty] | Commercial | Drain Water Heat Recovery | Miscellaneous | New | N_MS_Drain Water Heat Recovery | 0.30818 | 0.79778 | 0.38629 | 0 | 0 | 0 | Fail RIM | [11 empty] | Commercial | Airside Economizer | Assembly | Existing | E_AS_Airside Economizer | 8.8425 | 0.27774 | 31.8374 | 0 | 0 | 0 | Fail 2-year Threshold
[11 empty] | Commercial | Drain Water Heat Recovery | Offices | New | N_OF_Drain Water Heat Recovery | 0.28535 | 0.79778 | 0.35768 | 0 | 0 | 0 | Fail RIM | [11 empty] | Commercial | Airside Economizer | College and University | Existing | E_CU_Airside Economizer | 15.9423 | 0.50074 | 31.8374 | 0 | 0 | 0 | Fail 2-year Threshold
[11 empty] | Commercial | Drain Water Heat Recovery | Restaurants | New | N_RS_Drain Water Heat Recovery | 0.23665 | 1.1027 | 0.21461 | 0 | 0 | 0 | Fail PCT | [11 empty] | Commercial | Airside Economizer | Grocery | Existing | E_GR_Airside Economizer | 9.1991 | 0.28894 | 31.8374 | 0 | 0 | 0 | Fail 2-year Threshold
[11 empty] | Commercial | Drain Water Heat Recovery | Retail | New | N_RT_Drain Water Heat Recovery | 0.28115 | 1.1027 | 0.25495 | 0 | 0 | 0 | Fail PCT | [11 empty] | Commercial | Airside Economizer | Healthcare | Existing | E_HC_Airside Economizer | 8.8425 | 0.27774 | 31.8374 | 0 | 0 | 0 | Fail 2-year Threshold
[11 empty] | Commercial | Drain Water Heat Recovery | Schools K-12 | New | N_SC_Drain Water Heat Recovery | 0.042803 | 0.79778 | 0.053653 | 0 | 0 | 0 | Fail RIM | [11 empty] | Commercial | Airside Economizer | Hospitals | Existing | E_HS_Airside Economizer | 15.9423 | 0.50074 | 31.8374 | 0 | 0 | 0 | Fail 2-year Threshold
[11 empty] | Commercial | Drain Water Heat Recovery | Warehouse | New | N_WR_Drain Water Heat Recovery | 0.20545 | 0.79778 | 0.25753 | 0 | 0 | 0 | Fail RIM | [11 empty] | Commercial | Airside Economizer | Institutional | Existing | E_IN_Airside Economizer | 8.8425 | 0.27774 | 31.8374 | 0 | 0 | 0 | Fail 2-year Threshold
[11 empty] | Commercial | Faucet Aerator | Assembly | Existing | E_AS_Faucet Aerator | 6.4382 | 0.65338 | 9.8536 | 0 | 0 | 0 | Fail RIM | [11 empty] | Commercial | Airside Economizer | Lodging/Hospitality | Existing | E_LG_Airside Economizer | 9.1991 | 0.28894 | 31.8374 | 0 | 0 | 0 | Fail 2-year Threshold
[11 empty] | Commercial | Faucet Aerator | College and University | Existing | E_CU_Faucet Aerator | 6.6946 | 0.6794 | 9.8536 | 0 | 0 | 0 | Fail RIM | [11 empty] | Commercial | Airside Economizer | Miscellaneous | Existing | E_MS_Airside Economizer | 8.8425 | 0.27774 | 31.8374 | 0 | 0 | 0 | Fail 2-year Threshold
[11 empty] | Commercial | Faucet Aerator | Grocery | Existing | E_GR_Faucet Aerator | 10.1743 | 1.0325 | 9.8536 | 0 | 0 | 0 | Fail 2-year Threshold | [11 empty] | Commercial | Airside Economizer | Offices | Existing | E_OF_Airside Economizer | 8.8425 | 0.27774 | 31.8374 | 0 | 0 | 0 | Fail 2-year Threshold
[11 empty] | Commercial | Faucet Aerator | Healthcare | Existing | E_HC_Faucet Aerator | 6.4382 | 0.65338 | 9.8536 | 0 | 0 | 0 | Fail RIM | [11 empty] | Commercial | Airside Economizer | Restaurants | Existing | E_RS_Airside Economizer | 9.1991 | 0.28894 | 31.8374 | 0 | 0 | 0 | Fail 2-year Threshold
[11 empty] | Commercial | Faucet Aerator | Hospitals | Existing | E_HS_Faucet Aerator | 6.6946 | 0.6794 | 9.8536 | 0 | 0 | 0 | Fail RIM | [11 empty] | Commercial | Airside Economizer | Retail | Existing | E_RT_Airside Economizer | 9.1991 | 0.28894 | 31.8374 | 0 | 0 | 0 | Fail 2-year Threshold
[11 empty] | Commercial | Faucet Aerator | Institutional | Existing | E_IN_Faucet Aerator | 6.4382 | 0.65338 | 9.8536 | 0 | 0 | 0 | Fail RIM | [11 empty] | Commercial | Airside Economizer | Schools K-12 | Existing | E_SC_Airside Economizer | 8.8425 | 0.27774 | 31.8374 | 0 | 0 | 0 | Fail 2-year Threshold
[11 empty] | Commercial | Faucet Aerator | Lodging/Hospitality | Existing | E_LG_Faucet Aerator | 10.1743 | 1.0325 | 9.8536 | 0 | 0 | 0 | Fail 2-year Threshold | [11 empty] | Commercial | Airside Economizer | Warehouse | Existing | E_WR_Airside Economizer | 8.8425 | 0.27774 | 31.8374 | 0 | 0 | 0 | Fail 2-year Threshold
[11 empty] | Commercial | Faucet Aerator | Miscellaneous | Existing | E_MS_Faucet Aerator | 6.4382 | 0.65338 | 9.8536 | 0 | 0 | 0 | Fail RIM | [11 empty] | Commercial | Airside Economizer | Assembly | New | N_AS_Airside Economizer | 8.8425 | 0.27774 | 31.8374 | 0 | 0 | 0 | Fail 2-year Threshold
[11 empty] | Commercial | Faucet Aerator | Offices | Existing | E_OF_Faucet Aerator | 6.4382 | 0.65338 | 9.8536 | 0 | 0 | 0 | Fail RIM | [11 empty] | Commercial | Airside Economizer | College and University | New | N_CU_Airside Economizer | 15.9423 | 0.50074 | 31.8374 | 0 | 0 | 0 | Fail 2-year Threshold
[11 empty] | Commercial | Faucet Aerator | Restaurants | Existing | E_RS_Faucet Aerator | 10.1743 | 1.0325 | 9.8536 | 0 | 0 | 0 | Fail 2-year Threshold | [11 empty] | Commercial | Airside Economizer | Grocery | New | N_GR_Airside Economizer | 9.1991 | 0.28894 | 31.8374 | 0 | 0 | 0 | Fail 2-year Threshold
[11 empty] | Commercial | Faucet Aerator | Retail | Existing | E_RT_Faucet Aerator | 10.1743 | 1.0325 | 9.8536 | 0 | 0 | 0 | Fail 2-year Threshold | [11 empty] | Commercial | Airside Economizer | Healthcare | New | N_HC_Airside Economizer | 8.8425 | 0.27774 | 31.8374 | 0 | 0 | 0 | Fail 2-year Threshold
[11 empty] | Commercial | Faucet Aerator | Schools K-12 | Existing | E_SC_Faucet Aerator | 6.4382 | 0.65338 | 9.8536 | 0 | 0 | 0 | Fail RIM | [11 empty] | Commercial | Airside Economizer | Hospitals | New | N_HS_Airside Economizer | 15.9423 | 0.50074 | 31.8374 | 0 | 0 | 0 | Fail 2-year Threshold
[11 empty] | Commercial | Faucet Aerator | Warehouse | Existing | E_WR_Faucet Aerator | 6.4382 | 0.65338 | 9.8536 | 0 | 0 | 0 | Fail RIM | [11 empty] | Commercial | Airside Economizer | Institutional | New | N_IN_Airside Economizer | 8.8425 | 0.27774 | 31.8374 | 0 | 0 | 0 | Fail 2-year Threshold
[11 empty] | Commercial | Faucet Aerator | Assembly | New | N_AS_Faucet Aerator | 6.4382 | 0.65338 | 9.8536 | 0 | 0 | 0 | Fail RIM | [11 empty] | Commercial | Airside Economizer | Lodging/Hospitality | New | N_LG_Airside Economizer | 9.1991 | 0.28894 | 31.8374 | 0 | 0 | 0 | Fail 2-year Threshold
[11 empty] | Commercial | Faucet Aerator | College and University | New | N_CU_Faucet Aerator | 6.6946 | 0.6794 | 9.8536 | 0 | 0 | 0 | Fail RIM | [11 empty] | Commercial | Airside Economizer | Miscellaneous | New | N_MS_Airside Economizer | 8.8425 | 0.27774 | 31.8374 | 0 | 0 | 0 | Fail 2-year Threshold
[11 empty] | Commercial | Faucet Aerator | Grocery | New | N_GR_Faucet Aerator | 10.1743 | 1.0325 | 9.8536 | 0 | 0 | 0 | Fail 2-year Threshold | [11 empty] | Commercial | Airside Economizer | Offices | New | N_OF_Airside Economizer | 8.8425 | 0.27774 | 31.8374 | 0 | 0 | 0 | Fail 2-year Threshold
[11 empty] | Commercial | Faucet Aerator | Healthcare | New | N_HC_Faucet Aerator | 6.4382 | 0.65338 | 9.8536 | 0 | 0 | 0 | Fail RIM | [11 empty] | Commercial | Airside Economizer | Restaurants | New | N_RS_Airside Economizer | 9.1991 | 0.28894 | 31.8374 | 0 | 0 | 0 | Fail 2-year Threshold
[11 empty] | Commercial | Faucet Aerator | Hospitals | New | N_HS_Faucet Aerator | 6.6946 | 0.6794 | 9.8536 | 0 | 0 | 0 | Fail RIM | [11 empty] | Commercial | Airside Economizer | Retail | New | N_RT_Airside Economizer | 9.1991 | 0.28894 | 31.8374 | 0 | 0 | 0 | Fail 2-year Threshold
[11 empty] | Commercial | Faucet Aerator | Institutional | New | N_IN_Faucet Aerator | 6.4382 | 0.65338 | 9.8536 | 0 | 0 | 0 | Fail RIM | [11 empty] | Commercial | Airside Economizer | Schools K-12 | New | N_SC_Airside Economizer | 8.8425 | 0.27774 | 31.8374 | 0 | 0 | 0 | Fail 2-year Threshold
[11 empty] | Commercial | Faucet Aerator | Lodging/Hospitality | New | N_LG_Faucet Aerator | 10.1743 | 1.0325 | 9.8536 | 0 | 0 | 0 | Fail 2-year Threshold | [11 empty] | Commercial | Airside Economizer | Warehouse | New | N_WR_Airside Economizer | 8.8425 | 0.27774 | 31.8374 | 0 | 0 | 0 | Fail 2-year Threshold
[11 empty] | Commercial | Faucet Aerator | Miscellaneous | New | N_MS_Faucet Aerator | 6.4382 | 0.65338 | 9.8536 | 0 | 0 | 0 | Fail RIM | [11 empty] | Commercial | Ceiling Insulation(R12 to R38) | Assembly | Existing | E_AS_Ceiling Insulation(R12 to R38) | 0.67676 | 1.218 | 0.55561 | 0 | 0 | 0 | Fail TRC
[11 empty] | Commercial | Faucet Aerator | Offices | New | N_OF_Faucet Aerator | 6.4382 | 0.65338 | 9.8536 | 0 | 0 | 0 | Fail RIM | [11 empty] | Commercial | Ceiling Insulation(R12 to R38) | College and University | Existing | E_CU_Ceiling Insulation(R12 to R38) | 0.67281 | 1.2109 | 0.55561 | 0 | 0 | 0 | Fail TRC
[11 empty] | Commercial | Faucet Aerator | Restaurants | New | N_RS_Faucet Aerator | 10.1743 | 1.0325 | 9.8536 | 0 | 0 | 0 | Fail 2-year Threshold | [11 empty] | Commercial | Ceiling Insulation(R12 to R38) | Grocery | Existing | E_GR_Ceiling Insulation(R12 to R38) | 0.69448 | 1.2499 | 0.55561 | 0 | 0 | 0 | Fail TRC
[11 empty] | Commercial | Faucet Aerator | Retail | New | N_RT_Faucet Aerator | 10.1743 | 1.0325 | 9.8536 | 0 | 0 | 0 | Fail 2-year Threshold | [11 empty] | Commercial | Ceiling Insulation(R12 to R38) | Healthcare | Existing | E_HC_Ceiling Insulation(R12 to R38) | 0.67676 | 1.218 | 0.55561 | 0 | 0 | 0 | Fail TRC
[11 empty] | Commercial | Faucet Aerator | Schools K-12 | New | N_SC_Faucet Aerator | 6.4382 | 0.65338 | 9.8536 | 0 | 0 | 0 | Fail RIM | [11 empty] | Commercial | Ceiling Insulation(R12 to R38) | Hospitals | Existing | E_HS_Ceiling Insulation(R12 to R38) | 0.67281 | 1.2109 | 0.55561 | 0 | 0 | 0 | Fail TRC
[11 empty] | Commercial | Faucet Aerator | Warehouse | New | N_WR_Faucet Aerator | 6.4382 | 0.65338 | 9.8536 | 0 | 0 | 0 | Fail RIM | [11 empty] | Commercial | Ceiling Insulation(R12 to R38) | Institutional | Existing | E_IN_Ceiling Insulation(R12 to R38) | 0.67676 | 1.218 | 0.55561 | 0 | 0 | 0 | Fail TRC
[11 empty] | Commercial | Hot Water Circulation Pump Control | Assembly | Existing | E_AS_Hot Water Circulation Pump Control | 0.60996 | 0.38833 | 1.5707 | 0 | 0 | 0 | Fail RIM | [11 empty] | Commercial | Ceiling Insulation(R12 to R38) | Lodging/Hospitality | Existing | E_LG_Ceiling Insulation(R12 to R38) | 0.67281 | 1.2109 | 0.55561 | 0 | 0 | 0 | Fail TRC
[11 empty] | Commercial | Hot Water Circulation Pump Control | College and University | Existing | E_CU_Hot Water Circulation Pump Control | 0.86723 | 0.55212 | 1.5707 | 0 | 0 | 0 | Fail RIM | [11 empty] | Commercial | Ceiling Insulation(R12 to R38) | Miscellaneous | Existing | E_MS_Ceiling Insulation(R12 to R38) | 0.67676 | 1.218 | 0.55561 | 0 | 0 | 0 | Fail TRC
[11 empty] | Commercial | Hot Water Circulation Pump Control | Grocery | Existing | E_GR_Hot Water Circulation Pump Control | 0.45835 | 0.29181 | 1.5707 | 0 | 0 | 0 | Fail RIM | [11 empty] | Commercial | Ceiling Insulation(R12 to R38) | Offices | Existing | E_OF_Ceiling Insulation(R12 to R38) | 0.67676 | 1.218 | 0.55561 | 0 | 0 | 0 | Fail TRC
[11 empty] | Commercial | Hot Water Circulation Pump Control | Healthcare | Existing | E_HC_Hot Water Circulation Pump Control | 0.60996 | 0.38833 | 1.5707 | 0 | 0 | 0 | Fail RIM | [11 empty] | Commercial | Ceiling Insulation(R12 to R38) | Restaurants | Existing | E_RS_Ceiling Insulation(R12 to R38) | 0.69448 | 1.2499 | 0.55561 | 0 | 0 | 0 | Fail TRC
[11 empty] | Commercial | Hot Water Circulation Pump Control | Hospitals | Existing | E_HS_Hot Water Circulation Pump Control | 0.86723 | 0.55212 | 1.5707 | 0 | 0 | 0 | Fail RIM | [11 empty] | Commercial | Ceiling Insulation(R12 to R38) | Retail | Existing | E_RT_Ceiling Insulation(R12 to R38) | 0.69448 | 1.2499 | 0.55561 | 0 | 0 | 0 | Fail TRC
[11 empty] | Commercial | Hot Water Circulation Pump Control | Institutional | Existing | E_IN_Hot Water Circulation Pump Control | 0.60996 | 0.38833 | 1.5707 | 0 | 0 | 0 | Fail RIM | [11 empty] | Commercial | Ceiling Insulation(R12 to R38) | Schools K-12 | Existing | E_SC_Ceiling Insulation(R12 to R38) | 0.67676 | 1.218 | 0.55561 | 0 | 0 | 0 | Fail TRC
[11 empty] | Commercial | Hot Water Circulation Pump Control | Lodging/Hospitality | Existing | E_LG_Hot Water Circulation Pump Control | 0.45835 | 0.29181 | 1.5707 | 0 | 0 | 0 | Fail RIM | [11 empty] | Commercial | Ceiling Insulation(R12 to R38) | Warehouse | Existing | E_WR_Ceiling Insulation(R12 to R38) | 0.39476 | 0.71049 | 0.55561 | 0 | 0 | 0 | Fail TRC
[11 empty] | Commercial | Hot Water Circulation Pump Control | Miscellaneous | Existing | E_MS_Hot Water Circulation Pump Control | 0.60996 | 0.38833 | 1.5707 | 0 | 0 | 0 | Fail RIM | [11 empty] | Commercial | Ceiling Insulation(R12 to R38) | Assembly | New | N_AS_Ceiling Insulation(R12 to R38) | 0.66396 | 1.218 | 0.5451 | 0 | 0 | 0 | Fail TRC
[11 empty] | Commercial | Hot Water Circulation Pump Control | Offices | Existing | E_OF_Hot Water Circulation Pump Control | 0.60996 | 0.38833 | 1.5707 | 0 | 0 | 0 | Fail RIM | [11 empty] | Commercial | Ceiling Insulation(R12 to R38) | College and University | New | N_CU_Ceiling Insulation(R12 to R38) | 0.66008 | 1.2109 | 0.5451 | 0 | 0 | 0 | Fail TRC
[11 empty] | Commercial | Hot Water Circulation Pump Control | Restaurants | Existing | E_RS_Hot Water Circulation Pump Control | 0.45835 | 0.29181 | 1.5707 | 0 | 0 | 0 | Fail RIM | [11 empty] | Commercial | Ceiling Insulation(R12 to R38) | Grocery | New | N_GR_Ceiling Insulation(R12 to R38) | 0.68134 | 1.2499 | 0.5451 | 0 | 0 | 0 | Fail TRC
[11 empty] | Commercial | Hot Water Circulation Pump Control | Retail | Existing | E_RT_Hot Water Circulation Pump Control | 0.45835 | 0.29181 | 1.5707 | 0 | 0 | 0 | Fail RIM | [11 empty] | Commercial | Ceiling Insulation(R12 to R38) | Healthcare | New | N_HC_Ceiling Insulation(R12 to R38) | 0.66396 | 1.218 | 0.5451 | 0 | 0 | 0 | Fail TRC
[11 empty] | Commercial | Hot Water Circulation Pump Control | Schools K-12 | Existing | E_SC_Hot Water Circulation Pump Control | 0.60996 | 0.38833 | 1.5707 | 0 | 0 | 0 | Fail RIM | [11 empty] | Commercial | Ceiling Insulation(R12 to R38) | Hospitals | New | N_HS_Ceiling Insulation(R12 to R38) | 0.66008 | 1.2109 | 0.5451 | 0 | 0 | 0 | Fail TRC
[11 empty] | Commercial | Hot Water Circulation Pump Control | Warehouse | Existing | E_WR_Hot Water Circulation Pump Control | 0.60996 | 0.38833 | 1.5707 | 0 | 0 | 0 | Fail RIM | [11 empty] | Commercial | Ceiling Insulation(R12 to R38) | Institutional | New | N_IN_Ceiling Insulation(R12 to R38) | 0.66396 | 1.218 | 0.5451 | 0 | 0 | 0 | Fail TRC
[11 empty] | Commercial | Hot Water Circulation Pump Control | Assembly | New | N_AS_Hot Water Circulation Pump Control | 0.60996 | 0.38833 | 1.5707 | 0 | 0 | 0 | Fail RIM | [11 empty] | Commercial | Ceiling Insulation(R12 to R38) | Lodging/Hospitality | New | N_LG_Ceiling Insulation(R12 to R38) | 0.66008 | 1.2109 | 0.5451 | 0 | 0 | 0 | Fail TRC
[11 empty] | Commercial | Hot Water Circulation Pump Control | College and University | New | N_CU_Hot Water Circulation Pump Control | 0.86723 | 0.55212 | 1.5707 | 0 | 0 | 0 | Fail RIM | [11 empty] | Commercial | Ceiling Insulation(R12 to R38) | Miscellaneous | New | N_MS_Ceiling Insulation(R12 to R38) | 0.66396 | 1.218 | 0.5451 | 0 | 0 | 0 | Fail TRC
[11 empty] | Commercial | Hot Water Circulation Pump Control | Grocery | New | N_GR_Hot Water Circulation Pump Control | 0.45835 | 0.29181 | 1.5707 | 0 | 0 | 0 | Fail RIM | [11 empty] | Commercial | Ceiling Insulation(R12 to R38) | Offices | New | N_OF_Ceiling Insulation(R12 to R38) | 0.66396 | 1.218 | 0.5451 | 0 | 0 | 0 | Fail TRC
[11 empty] | Commercial | Hot Water Circulation Pump Control | Healthcare | New | N_HC_Hot Water Circulation Pump Control | 0.60996 | 0.38833 | 1.5707 | 0 | 0 | 0 | Fail RIM | [11 empty] | Commercial | Ceiling Insulation(R12 to R38) | Restaurants | New | N_RS_Ceiling Insulation(R12 to R38) | 0.68134 | 1.2499 | 0.5451 | 0 | 0 | 0 | Fail TRC
[11 empty] | Commercial | Hot Water Circulation Pump Control | Hospitals | New | N_HS_Hot Water Circulation Pump Control | 0.86723 | 0.55212 | 1.5707 | 0 | 0 | 0 | Fail RIM | [11 empty] | Commercial | Ceiling Insulation(R12 to R38) | Retail | New | N_RT_Ceiling Insulation(R12 to R38) | 0.68134 | 1.2499 | 0.5451 | 0 | 0 | 0 | Fail TRC
[11 empty] | Commercial | Hot Water Circulation Pump Control | Institutional | New | N_IN_Hot Water Circulation Pump Control | 0.60996 | 0.38833 | 1.5707 | 0 | 0 | 0 | Fail RIM | [11 empty] | Commercial | Ceiling Insulation(R12 to R38) | Schools K-12 | New | N_SC_Ceiling Insulation(R12 to R38) | 0.66396 | 1.218 | 0.5451 | 0 | 0 | 0 | Fail TRC
[11 empty] | Commercial | Hot Water Circulation Pump Control | Lodging/Hospitality | New | N_LG_Hot Water Circulation Pump Control | 0.45835 | 0.29181 | 1.5707 | 0 | 0 | 0 | Fail RIM | [11 empty] | Commercial | Ceiling Insulation(R12 to R38) | Warehouse | New | N_WR_Ceiling Insulation(R12 to R38) | 0.38729 | 0.71049 | 0.5451 | 0 | 0 | 0 | Fail TRC
[11 empty] | Commercial | Hot Water Circulation Pump Control | Miscellaneous | New | N_MS_Hot Water Circulation Pump Control | 0.60996 | 0.38833 | 1.5707 | 0 | 0 | 0 | Fail RIM | [11 empty] | Commercial | Ceiling Insulation(R19 to R38) | Assembly | Existing | E_AS_Ceiling Insulation(R19 to R38) | 0.36449 | 1.218 | 0.29925 | 0 | 0 | 0 | Fail TRC
[11 empty] | Commercial | Hot Water Circulation Pump Control | Offices | New | N_OF_Hot Water Circulation Pump Control | 0.60996 | 0.38833 | 1.5707 | 0 | 0 | 0 | Fail RIM | [11 empty] | Commercial | Ceiling Insulation(R19 to R38) | College and University | Existing | E_CU_Ceiling Insulation(R19 to R38) | 0.36237 | 1.2109 | 0.29925 | 0 | 0 | 0 | Fail TRC
[11 empty] | Commercial | Hot Water Circulation Pump Control | Restaurants | New | N_RS_Hot Water Circulation Pump Control | 0.45835 | 0.29181 | 1.5707 | 0 | 0 | 0 | Fail RIM | [11 empty] | Commercial | Ceiling Insulation(R19 to R38) | Grocery | Existing | E_GR_Ceiling Insulation(R19 to R38) | 0.37404 | 1.2499 | 0.29925 | 0 | 0 | 0 | Fail TRC
[11 empty] | Commercial | Hot Water Circulation Pump Control | Retail | New | N_RT_Hot Water Circulation Pump Control | 0.45835 | 0.29181 | 1.5707 | 0 | 0 | 0 | Fail RIM | [11 empty] | Commercial | Ceiling Insulation(R19 to R38) | Healthcare | Existing | E_HC_Ceiling Insulation(R19 to R38) | 0.36449 | 1.218 | 0.29925 | 0 | 0 | 0 | Fail TRC
[11 empty] | Commercial | Hot Water Circulation Pump Control | Schools K-12 | New | N_SC_Hot Water Circulation Pump Control | 0.60996 | 0.38833 | 1.5707 | 0 | 0 | 0 | Fail RIM | [11 empty] | Commercial | Ceiling Insulation(R19 to R38) | Hospitals | Existing | E_HS_Ceiling Insulation(R19 to R38) | 0.36237 | 1.2109 | 0.29925 | 0 | 0 | 0 | Fail TRC
[11 empty] | Commercial | Hot Water Circulation Pump Control | Warehouse | New | N_WR_Hot Water Circulation Pump Control | 0.60996 | 0.38833 | 1.5707 | 0 | 0 | 0 | Fail RIM | [11 empty] | Commercial | Ceiling Insulation(R19 to R38) | Institutional | Existing | E_IN_Ceiling Insulation(R19 to R38) | 0.36449 | 1.218 | 0.29925 | 0 | 0 | 0 | Fail TRC
[11 empty] | Commercial | Hot Water Pipe Insulation | Assembly | Existing | E_AS_Hot Water Pipe Insulation | 3.8761 | 0.52183 | 7.4279 | 0 | 0 | 0 | Fail RIM | [11 empty] | Commercial | Ceiling Insulation(R19 to R38) | Lodging/Hospitality | Existing | E_LG_Ceiling Insulation(R19 to R38) | 0.36237 | 1.2109 | 0.29925 | 0 | 0 | 0 | Fail TRC
[11 empty] | Commercial | Hot Water Pipe Insulation | College and University | Existing | E_CU_Hot Water Pipe Insulation | 3.8499 | 0.5183 | 7.4279 | 0 | 0 | 0 | Fail RIM | [11 empty] | Commercial | Ceiling Insulation(R19 to R38) | Miscellaneous | Existing | E_MS_Ceiling Insulation(R19 to R38) | 0.36449 | 1.218 | 0.29925 | 0 | 0 | 0 | Fail TRC
[11 empty] | Commercial | Hot Water Pipe Insulation | Grocery | Existing | E_GR_Hot Water Pipe Insulation | 4.0219 | 0.54145 | 7.4279 | 0 | 0 | 0 | Fail RIM | [11 empty] | Commercial | Ceiling Insulation(R19 to R38) | Offices | Existing | E_OF_Ceiling Insulation(R19 to R38) | 0.36449 | 1.218 | 0.29925 | 0 | 0 | 0 | Fail TRC
[11 empty] | Commercial | Hot Water Pipe Insulation | Healthcare | Existing | E_HC_Hot Water Pipe Insulation | 3.8761 | 0.52183 | 7.4279 | 0 | 0 | 0 | Fail RIM | [11 empty] | Commercial | Ceiling Insulation(R19 to R38) | Restaurants | Existing | E_RS_Ceiling Insulation(R19 to R38) | 0.37404 | 1.2499 | 0.29925 | 0 | 0 | 0 | Fail TRC
[11 empty] | Commercial | Hot Water Pipe Insulation | Hospitals | Existing | E_HS_Hot Water Pipe Insulation | 3.8499 | 0.5183 | 7.4279 | 0 | 0 | 0 | Fail RIM | [11 empty] | Commercial | Ceiling Insulation(R19 to R38) | Retail | Existing | E_RT_Ceiling Insulation(R19 to R38) | 0.37404 | 1.2499 | 0.29925 | 0 | 0 | 0 | Fail TRC
[11 empty] | Commercial | Hot Water Pipe Insulation | Institutional | Existing | E_IN_Hot Water Pipe Insulation | 3.8761 | 0.52183 | 7.4279 | 0 | 0 | 0 | Fail RIM | [11 empty] | Commercial | Ceiling Insulation(R19 to R38) | Schools K-12 | Existing | E_SC_Ceiling Insulation(R19 to R38) | 0.36449 | 1.218 | 0.29925 | 0 | 0 | 0 | Fail TRC
[11 empty] | Commercial | Hot Water Pipe Insulation | Lodging/Hospitality | Existing | E_LG_Hot Water Pipe Insulation | 4.0219 | 0.54145 | 7.4279 | 0 | 0 | 0 | Fail RIM | [11 empty] | Commercial | Ceiling Insulation(R19 to R38) | Warehouse | Existing | E_WR_Ceiling Insulation(R19 to R38) | 0.21261 | 0.71049 | 0.29925 | 0 | 0 | 0 | Fail TRC
[11 empty] | Commercial | Hot Water Pipe Insulation | Miscellaneous | Existing | E_MS_Hot Water Pipe Insulation | 3.8761 | 0.52183 | 7.4279 | 0 | 0 | 0 | Fail RIM | [11 empty] | Commercial | Ceiling Insulation(R19 to R38) | Assembly | New | N_AS_Ceiling Insulation(R19 to R38) | 0.3576 | 1.218 | 0.29359 | 0 | 0 | 0 | Fail TRC
[11 empty] | Commercial | Hot Water Pipe Insulation | Offices | Existing | E_OF_Hot Water Pipe Insulation | 3.8761 | 0.52183 | 7.4279 | 0 | 0 | 0 | Fail RIM | [11 empty] | Commercial | Ceiling Insulation(R19 to R38) | College and University | New | N_CU_Ceiling Insulation(R19 to R38) | 0.35551 | 1.2109 | 0.29359 | 0 | 0 | 0 | Fail TRC
[11 empty] | Commercial | Hot Water Pipe Insulation | Restaurants | Existing | E_RS_Hot Water Pipe Insulation | 4.0219 | 0.54145 | 7.4279 | 0 | 0 | 0 | Fail RIM | [11 empty] | Commercial | Ceiling Insulation(R19 to R38) | Grocery | New | N_GR_Ceiling Insulation(R19 to R38) | 0.36696 | 1.2499 | 0.29359 | 0 | 0 | 0 | Fail TRC
[11 empty] | Commercial | Hot Water Pipe Insulation | Retail | Existing | E_RT_Hot Water Pipe Insulation | 4.0219 | 0.54145 | 7.4279 | 0 | 0 | 0 | Fail RIM | [11 empty] | Commercial | Ceiling Insulation(R19 to R38) | Healthcare | New | N_HC_Ceiling Insulation(R19 to R38) | 0.3576 | 1.218 | 0.29359 | 0 | 0 | 0 | Fail TRC
[11 empty] | Commercial | Hot Water Pipe Insulation | Schools K-12 | Existing | E_SC_Hot Water Pipe Insulation | 3.8761 | 0.52183 | 7.4279 | 0 | 0 | 0 | Fail RIM | [11 empty] | Commercial | Ceiling Insulation(R19 to R38) | Hospitals | New | N_HS_Ceiling Insulation(R19 to R38) | 0.35551 | 1.2109 | 0.29359 | 0 | 0 | 0 | Fail TRC
[11 empty] | Commercial | Hot Water Pipe Insulation | Warehouse | Existing | E_WR_Hot Water Pipe Insulation | 3.8761 | 0.52183 | 7.4279 | 0 | 0 | 0 | Fail RIM | [11 empty] | Commercial | Ceiling Insulation(R19 to R38) | Institutional | New | N_IN_Ceiling Insulation(R19 to R38) | 0.3576 | 1.218 | 0.29359 | 0 | 0 | 0 | Fail TRC
[11 empty] | Commercial | Hot Water Pipe Insulation | Assembly | New | N_AS_Hot Water Pipe Insulation | 3.8761 | 0.52183 | 7.4279 | 0 | 0 | 0 | Fail RIM | [11 empty] | Commercial | Ceiling Insulation(R19 to R38) | Lodging/Hospitality | New | N_LG_Ceiling Insulation(R19 to R38) | 0.35551 | 1.2109 | 0.29359 | 0 | 0 | 0 | Fail TRC
[11 empty] | Commercial | Hot Water Pipe Insulation | College and University | New | N_CU_Hot Water Pipe Insulation | 3.8499 | 0.5183 | 7.4279 | 0 | 0 | 0 | Fail RIM | [11 empty] | Commercial | Ceiling Insulation(R19 to R38) | Miscellaneous | New | N_MS_Ceiling Insulation(R19 to R38) | 0.3576 | 1.218 | 0.29359 | 0 | 0 | 0 | Fail TRC
[11 empty] | Commercial | Hot Water Pipe Insulation | Grocery | New | N_GR_Hot Water Pipe Insulation | 4.0219 | 0.54145 | 7.4279 | 0 | 0 | 0 | Fail RIM | [11 empty] | Commercial | Ceiling Insulation(R19 to R38) | Offices | New | N_OF_Ceiling Insulation(R19 to R38) | 0.3576 | 1.218 | 0.29359 | 0 | 0 | 0 | Fail TRC
[11 empty] | Commercial | Hot Water Pipe Insulation | Healthcare | New | N_HC_Hot Water Pipe Insulation | 3.8761 | 0.52183 | 7.4279 | 0 | 0 | 0 | Fail RIM | [11 empty] | Commercial | Ceiling Insulation(R19 to R38) | Restaurants | New | N_RS_Ceiling Insulation(R19 to R38) | 0.36696 | 1.2499 | 0.29359 | 0 | 0 | 0 | Fail TRC
[11 empty] | Commercial | Hot Water Pipe Insulation | Hospitals | New | N_HS_Hot Water Pipe Insulation | 3.8499 | 0.5183 | 7.4279 | 0 | 0 | 0 | Fail RIM | [11 empty] | Commercial | Ceiling Insulation(R19 to R38) | Retail | New | N_RT_Ceiling Insulation(R19 to R38) | 0.36696 | 1.2499 | 0.29359 | 0 | 0 | 0 | Fail TRC
[11 empty] | Commercial | Hot Water Pipe Insulation | Institutional | New | N_IN_Hot Water Pipe Insulation | 3.8761 | 0.52183 | 7.4279 | 0 | 0 | 0 | Fail RIM | [11 empty] | Commercial | Ceiling Insulation(R19 to R38) | Schools K-12 | New | N_SC_Ceiling Insulation(R19 to R38) | 0.3576 | 1.218 | 0.29359 | 0 | 0 | 0 | Fail TRC
[11 empty] | Commercial | Hot Water Pipe Insulation | Lodging/Hospitality | New | N_LG_Hot Water Pipe Insulation | 4.0219 | 0.54145 | 7.4279 | 0 | 0 | 0 | Fail RIM | [11 empty] | Commercial | Ceiling Insulation(R19 to R38) | Warehouse | New | N_WR_Ceiling Insulation(R19 to R38) | 0.20859 | 0.71049 | 0.29359 | 0 | 0 | 0 | Fail TRC
[11 empty] | Commercial | Hot Water Pipe Insulation | Miscellaneous | New | N_MS_Hot Water Pipe Insulation | 3.8761 | 0.52183 | 7.4279 | 0 | 0 | 0 | Fail RIM | [11 empty] | Commercial | Ceiling Insulation(R30 to R38) | Assembly | Existing | E_AS_Ceiling Insulation(R30 to R38) | 0.12764 | 1.218 | 0.10479 | 0 | 0 | 0 | Fail TRC
[11 empty] | Commercial | Hot Water Pipe Insulation | Offices | New | N_OF_Hot Water Pipe Insulation | 3.8761 | 0.52183 | 7.4279 | 0 | 0 | 0 | Fail RIM | [11 empty] | Commercial | Ceiling Insulation(R30 to R38) | College and University | Existing | E_CU_Ceiling Insulation(R30 to R38) | 0.12689 | 1.2109 | 0.10479 | 0 | 0 | 0 | Fail TRC
[11 empty] | Commercial | Hot Water Pipe Insulation | Restaurants | New | N_RS_Hot Water Pipe Insulation | 4.0219 | 0.54145 | 7.4279 | 0 | 0 | 0 | Fail RIM | [11 empty] | Commercial | Ceiling Insulation(R30 to R38) | Grocery | Existing | E_GR_Ceiling Insulation(R30 to R38) | 0.13098 | 1.2499 | 0.10479 | 0 | 0 | 0 | Fail TRC
[11 empty] | Commercial | Hot Water Pipe Insulation | Retail | New | N_RT_Hot Water Pipe Insulation | 4.0219 | 0.54145 | 7.4279 | 0 | 0 | 0 | Fail RIM | [11 empty] | Commercial | Ceiling Insulation(R30 to R38) | Healthcare | Existing | E_HC_Ceiling Insulation(R30 to R38) | 0.12764 | 1.218 | 0.10479 | 0 | 0 | 0 | Fail TRC
[11 empty] | Commercial | Hot Water Pipe Insulation | Schools K-12 | New | N_SC_Hot Water Pipe Insulation | 3.8761 | 0.52183 | 7.4279 | 0 | 0 | 0 | Fail RIM | [11 empty] | Commercial | Ceiling Insulation(R30 to R38) | Hospitals | Existing | E_HS_Ceiling Insulation(R30 to R38) | 0.12689 | 1.2109 | 0.10479 | 0 | 0 | 0 | Fail TRC
[11 empty] | Commercial | Hot Water Pipe Insulation | Warehouse | New | N_WR_Hot Water Pipe Insulation | 3.8761 | 0.52183 | 7.4279 | 0 | 0 | 0 | Fail RIM | [11 empty] | Commercial | Ceiling Insulation(R30 to R38) | Institutional | Existing | E_IN_Ceiling Insulation(R30 to R38) | 0.12764 | 1.218 | 0.10479 | 0 | 0 | 0 | Fail TRC
[11 empty] | Commercial | Low Flow Shower Head | Assembly | Existing | E_AS_Low Flow Shower Head | 6.6488 | 0.58232 | 11.4178 | 0 | 0 | 0 | Fail RIM | [11 empty] | Commercial | Ceiling Insulation(R30 to R38) | Lodging/Hospitality | Existing | E_LG_Ceiling Insulation(R30 to R38) | 0.12689 | 1.2109 | 0.10479 | 0 | 0 | 0 | Fail TRC
[11 empty] | Commercial | Low Flow Shower Head | College and University | Existing | E_CU_Low Flow Shower Head | 10.1756 | 0.89121 | 11.4178 | 0 | 0 | 0 | Fail RIM | [11 empty] | Commercial | Ceiling Insulation(R30 to R38) | Miscellaneous | Existing | E_MS_Ceiling Insulation(R30 to R38) | 0.12764 | 1.218 | 0.10479 | 0 | 0 | 0 | Fail TRC
[11 empty] | Commercial | Low Flow Shower Head | Grocery | Existing | E_GR_Low Flow Shower Head | 10.1756 | 0.89121 | 11.4178 | 0 | 0 | 0 | Fail RIM | [11 empty] | Commercial | Ceiling Insulation(R30 to R38) | Offices | Existing | E_OF_Ceiling Insulation(R30 to R38) | 0.12764 | 1.218 | 0.10479 | 0 | 0 | 0 | Fail TRC
[11 empty] | Commercial | Low Flow Shower Head | Healthcare | Existing | E_HC_Low Flow Shower Head | 7.7573 | 0.6794 | 11.4178 | 0 | 0 | 0 | Fail RIM | [11 empty] | Commercial | Ceiling Insulation(R30 to R38) | Restaurants | Existing | E_RS_Ceiling Insulation(R30 to R38) | 0.13098 | 1.2499 | 0.10479 | 0 | 0 | 0 | Fail TRC
[11 empty] | Commercial | Low Flow Shower Head | Hospitals | Existing | E_HS_Low Flow Shower Head | 7.7573 | 0.6794 | 11.4178 | 0 | 0 | 0 | Fail RIM | [11 empty] | Commercial | Ceiling Insulation(R30 to R38) | Retail | Existing | E_RT_Ceiling Insulation(R30 to R38) | 0.13098 | 1.2499 | 0.10479 | 0 | 0 | 0 | Fail TRC
[11 empty] | Commercial | Low Flow Shower Head | Institutional | Existing | E_IN_Low Flow Shower Head | 6.6488 | 0.58232 | 11.4178 | 0 | 0 | 0 | Fail RIM | [11 empty] | Commercial | Ceiling Insulation(R30 to R38) | Schools K-12 | Existing | E_SC_Ceiling Insulation(R30 to R38) | 0.12764 | 1.218 | 0.10479 | 0 | 0 | 0 | Fail TRC
[11 empty] | Commercial | Low Flow Shower Head | Lodging/Hospitality | Existing | E_LG_Low Flow Shower Head | 11.7644 | 1.0304 | 11.4178 | 0 | 0 | 0 | Fail 2-year Threshold | [11 empty] | Commercial | Ceiling Insulation(R30 to R38) | Warehouse | Existing | E_WR_Ceiling Insulation(R30 to R38) | 0.074452 | 0.71049 | 0.10479 | 0 | 0 | 0 | Fail TRC
[11 empty] | Commercial | Low Flow Shower Head | Miscellaneous | Existing | E_MS_Low Flow Shower Head | 6.6488 | 0.58232 | 11.4178 | 0 | 0 | 0 | Fail RIM | [11 empty] | Commercial | Ceiling Insulation(R30 to R38) | Assembly | New | N_AS_Ceiling Insulation(R30 to R38) | 0.12522 | 1.218 | 0.10281 | 0 | 0 | 0 | Fail TRC
[11 empty] | Commercial | Low Flow Shower Head | Offices | Existing | E_OF_Low Flow Shower Head | 6.6488 | 0.58232 | 11.4178 | 0 | 0 | 0 | Fail RIM | [11 empty] | Commercial | Ceiling Insulation(R30 to R38) | College and University | New | N_CU_Ceiling Insulation(R30 to R38) | 0.12449 | 1.2109 | 0.10281 | 0 | 0 | 0 | Fail TRC
[11 empty] | Commercial | Low Flow Shower Head | Restaurants | Existing | E_RS_Low Flow Shower Head | 10.1756 | 0.89121 | 11.4178 | 0 | 0 | 0 | Fail RIM | [11 empty] | Commercial | Ceiling Insulation(R30 to R38) | Grocery | New | N_GR_Ceiling Insulation(R30 to R38) | 0.1285 | 1.2499 | 0.10281 | 0 | 0 | 0 | Fail TRC
[11 empty] | Commercial | Low Flow Shower Head | Retail | Existing | E_RT_Low Flow Shower Head | 10.1756 | 0.89121 | 11.4178 | 0 | 0 | 0 | Fail RIM | [11 empty] | Commercial | Ceiling Insulation(R30 to R38) | Healthcare | New | N_HC_Ceiling Insulation(R30 to R38) | 0.12522 | 1.218 | 0.10281 | 0 | 0 | 0 | Fail TRC
[11 empty] | Commercial | Low Flow Shower Head | Schools K-12 | Existing | E_SC_Low Flow Shower Head | 6.6488 | 0.58232 | 11.4178 | 0 | 0 | 0 | Fail RIM | [11 empty] | Commercial | Ceiling Insulation(R30 to R38) | Hospitals | New | N_HS_Ceiling Insulation(R30 to R38) | 0.12449 | 1.2109 | 0.10281 | 0 | 0 | 0 | Fail TRC
[11 empty] | Commercial | Low Flow Shower Head | Warehouse | Existing | E_WR_Low Flow Shower Head | 6.6488 | 0.58232 | 11.4178 | 0 | 0 | 0 | Fail RIM | [11 empty] | Commercial | Ceiling Insulation(R30 to R38) | Institutional | New | N_IN_Ceiling Insulation(R30 to R38) | 0.12522 | 1.218 | 0.10281 | 0 | 0 | 0 | Fail TRC
[11 empty] | Commercial | Low Flow Shower Head | Assembly | New | N_AS_Low Flow Shower Head | 6.6488 | 0.58232 | 11.4178 | 0 | 0 | 0 | Fail RIM | [11 empty] | Commercial | Ceiling Insulation(R30 to R38) | Lodging/Hospitality | New | N_LG_Ceiling Insulation(R30 to R38) | 0.12449 | 1.2109 | 0.10281 | 0 | 0 | 0 | Fail TRC
[11 empty] | Commercial | Low Flow Shower Head | College and University | New | N_CU_Low Flow Shower Head | 10.1756 | 0.89121 | 11.4178 | 0 | 0 | 0 | Fail RIM | [11 empty] | Commercial | Ceiling Insulation(R30 to R38) | Miscellaneous | New | N_MS_Ceiling Insulation(R30 to R38) | 0.12522 | 1.218 | 0.10281 | 0 | 0 | 0 | Fail TRC
[11 empty] | Commercial | Low Flow Shower Head | Grocery | New | N_GR_Low Flow Shower Head | 10.1756 | 0.89121 | 11.4178 | 0 | 0 | 0 | Fail RIM | [11 empty] | Commercial | Ceiling Insulation(R30 to R38) | Offices | New | N_OF_Ceiling Insulation(R30 to R38) | 0.12522 | 1.218 | 0.10281 | 0 | 0 | 0 | Fail TRC
[11 empty] | Commercial | Low Flow Shower Head | Healthcare | New | N_HC_Low Flow Shower Head | 7.7573 | 0.6794 | 11.4178 | 0 | 0 | 0 | Fail RIM | [11 empty] | Commercial | Ceiling Insulation(R30 to R38) | Restaurants | New | N_RS_Ceiling Insulation(R30 to R38) | 0.1285 | 1.2499 | 0.10281 | 0 | 0 | 0 | Fail TRC
[11 empty] | Commercial | Low Flow Shower Head | Hospitals | New | N_HS_Low Flow Shower Head | 7.7573 | 0.6794 | 11.4178 | 0 | 0 | 0 | Fail RIM | [11 empty] | Commercial | Ceiling Insulation(R30 to R38) | Retail | New | N_RT_Ceiling Insulation(R30 to R38) | 0.1285 | 1.2499 | 0.10281 | 0 | 0 | 0 | Fail TRC
[11 empty] | Commercial | Low Flow Shower Head | Institutional | New | N_IN_Low Flow Shower Head | 6.6488 | 0.58232 | 11.4178 | 0 | 0 | 0 | Fail RIM | [11 empty] | Commercial | Ceiling Insulation(R30 to R38) | Schools K-12 | New | N_SC_Ceiling Insulation(R30 to R38) | 0.12522 | 1.218 | 0.10281 | 0 | 0 | 0 | Fail TRC
[11 empty] | Commercial | Low Flow Shower Head | Lodging/Hospitality | New | N_LG_Low Flow Shower Head | 11.7644 | 1.0304 | 11.4178 | 0 | 0 | 0 | Fail 2-year Threshold | [11 empty] | Commercial | Ceiling Insulation(R30 to R38) | Warehouse | New | N_WR_Ceiling Insulation(R30 to R38) | 0.073044 | 0.71049 | 0.10281 | 0 | 0 | 0 | Fail TRC
[11 empty] | Commercial | Low Flow Shower Head | Miscellaneous | New | N_MS_Low Flow Shower Head | 6.6488 | 0.58232 | 11.4178 | 0 | 0 | 0 | Fail RIM | [11 empty] | Commercial | Chilled Water Controls Optimization | Assembly | Existing | E_AS_Chilled Water Controls Optimization | 17.5044 | 1.009 | 17.349 | 0 | 0 | 0 | Fail 2-year Threshold
[11 empty] | Commercial | Low Flow Shower Head | Offices | New | N_OF_Low Flow Shower Head | 6.6488 | 0.58232 | 11.4178 | 0 | 0 | 0 | Fail RIM | [11 empty] | Commercial | Chilled Water Controls Optimization | College and University | Existing | E_CU_Chilled Water Controls Optimization | 38.9528 | 0.70145 | 55.5321 | 0 | 0 | 0 | Fail 2-year Threshold
[11 empty] | Commercial | Low Flow Shower Head | Restaurants | New | N_RS_Low Flow Shower Head | 10.1756 | 0.89121 | 11.4178 | 0 | 0 | 0 | Fail RIM | [11 empty] | Commercial | Chilled Water Controls Optimization | Grocery | Existing | E_GR_Chilled Water Controls Optimization | 0 | 0 | 0 | 0 | 0 | 0 | Fail TRC
[11 empty] | Commercial | Low Flow Shower Head | Retail | New | N_RT_Low Flow Shower Head | 10.1756 | 0.89121 | 11.4178 | 0 | 0 | 0 | Fail RIM | [11 empty] | Commercial | Chilled Water Controls Optimization | Healthcare | Existing | E_HC_Chilled Water Controls Optimization | 26.7207 | 1.009 | 26.4835 | 0 | 0 | 0 | Fail 2-year Threshold
[11 empty] | Commercial | Low Flow Shower Head | Schools K-12 | New | N_SC_Low Flow Shower Head | 6.6488 | 0.58232 | 11.4178 | 0 | 0 | 0 | Fail RIM | [11 empty] | Commercial | Chilled Water Controls Optimization | Hospitals | Existing | E_HS_Chilled Water Controls Optimization | 107.8857 | 0.70145 | 153.8044 | 0 | 0 | 0 | Fail 2-year Threshold
[11 empty] | Commercial | Low Flow Shower Head | Warehouse | New | N_WR_Low Flow Shower Head | 6.6488 | 0.58232 | 11.4178 | 0 | 0 | 0 | Fail RIM | [11 empty] | Commercial | Chilled Water Controls Optimization | Institutional | Existing | E_IN_Chilled Water Controls Optimization | 9.4553 | 1.009 | 9.3714 | 0 | 0 | 0 | Fail 2-year Threshold
[11 empty] | Commercial | Low-Flow Pre-Rinse Sprayers | Assembly | Existing | E_AS_Low-Flow Pre-Rinse Sprayers | 2.9254 | 0.56846 | 5.1463 | 0 | 0 | 0 | Fail RIM | [11 empty] | Commercial | Chilled Water Controls Optimization | Lodging/Hospitality | Existing | E_LG_Chilled Water Controls Optimization | 72.7304 | 1.009 | 72.0847 | 0 | 0 | 0 | Fail 2-year Threshold
[11 empty] | Commercial | Low-Flow Pre-Rinse Sprayers | College and University | Existing | E_CU_Low-Flow Pre-Rinse Sprayers | 2.9254 | 0.56846 | 5.1463 | 0 | 0 | 0 | Fail RIM | [11 empty] | Commercial | Chilled Water Controls Optimization | Miscellaneous | Existing | E_MS_Chilled Water Controls Optimization | 22.5215 | 1.009 | 22.3215 | 0 | 0 | 0 | Fail 2-year Threshold
[11 empty] | Commercial | Low-Flow Pre-Rinse Sprayers | Grocery | Existing | E_GR_Low-Flow Pre-Rinse Sprayers | 2.9254 | 0.56846 | 5.1463 | 0 | 0 | 0 | Fail RIM | [11 empty] | Commercial | Chilled Water Controls Optimization | Offices | Existing | E_OF_Chilled Water Controls Optimization | 23.0681 | 1.009 | 22.8633 | 0 | 0 | 0 | Fail 2-year Threshold
[11 empty] | Commercial | Low-Flow Pre-Rinse Sprayers | Healthcare | Existing | E_HC_Low-Flow Pre-Rinse Sprayers | 2.9254 | 0.56846 | 5.1463 | 0 | 0 | 0 | Fail RIM | [11 empty] | Commercial | Chilled Water Controls Optimization | Restaurants | Existing | E_RS_Chilled Water Controls Optimization | 28.366 | 1.009 | 28.1142 | 0 | 0 | 0 | Fail 2-year Threshold
[11 empty] | Commercial | Low-Flow Pre-Rinse Sprayers | Hospitals | Existing | E_HS_Low-Flow Pre-Rinse Sprayers | 2.9254 | 0.56846 | 5.1463 | 0 | 0 | 0 | Fail RIM | [11 empty] | Commercial | Chilled Water Controls Optimization | Retail | Existing | E_RT_Chilled Water Controls Optimization | 20.7575 | 1.009 | 20.5732 | 0 | 0 | 0 | Fail 2-year Threshold
[11 empty] | Commercial | Low-Flow Pre-Rinse Sprayers | Institutional | Existing | E_IN_Low-Flow Pre-Rinse Sprayers | 2.9254 | 0.56846 | 5.1463 | 0 | 0 | 0 | Fail RIM | [11 empty] | Commercial | Chilled Water Controls Optimization | Schools K-12 | Existing | E_SC_Chilled Water Controls Optimization | 15.9241 | 1.009 | 15.7827 | 0 | 0 | 0 | Fail 2-year Threshold
[11 empty] | Commercial | Low-Flow Pre-Rinse Sprayers | Lodging/Hospitality | Existing | E_LG_Low-Flow Pre-Rinse Sprayers | 4.3371 | 0.84277 | 5.1463 | 0 | 0 | 0 | Fail RIM | [11 empty] | Commercial | Chilled Water Controls Optimization | Warehouse | Existing | E_WR_Chilled Water Controls Optimization | 6.1517 | 1.009 | 6.0971 | 0 | 0 | 0 | Fail 2-year Threshold
[11 empty] | Commercial | Low-Flow Pre-Rinse Sprayers | Miscellaneous | Existing | E_MS_Low-Flow Pre-Rinse Sprayers | 2.9254 | 0.56846 | 5.1463 | 0 | 0 | 0 | Fail RIM | [11 empty] | Commercial | Chilled Water Controls Optimization | Assembly | New | N_AS_Chilled Water Controls Optimization | 17.5044 | 1.009 | 17.349 | 0 | 0 | 0 | Fail 2-year Threshold
[11 empty] | Commercial | Low-Flow Pre-Rinse Sprayers | Offices | Existing | E_OF_Low-Flow Pre-Rinse Sprayers | 2.9254 | 0.56846 | 5.1463 | 0 | 0 | 0 | Fail RIM | [11 empty] | Commercial | Chilled Water Controls Optimization | College and University | New | N_CU_Chilled Water Controls Optimization | 38.9528 | 0.70145 | 55.5321 | 0 | 0 | 0 | Fail 2-year Threshold
[11 empty] | Commercial | Low-Flow Pre-Rinse Sprayers | Restaurants | Existing | E_RS_Low-Flow Pre-Rinse Sprayers | 2.4541 | 0.47687 | 5.1463 | 0 | 0 | 0 | Fail RIM | [11 empty] | Commercial | Chilled Water Controls Optimization | Grocery | New | N_GR_Chilled Water Controls Optimization | 0 | 0 | 0 | 0 | 0 | 0 | Fail TRC
[11 empty] | Commercial | Low-Flow Pre-Rinse Sprayers | Retail | Existing | E_RT_Low-Flow Pre-Rinse Sprayers | 2.9254 | 0.56846 | 5.1463 | 0 | 0 | 0 | Fail RIM | [11 empty] | Commercial | Chilled Water Controls Optimization | Healthcare | New | N_HC_Chilled Water Controls Optimization | 26.7207 | 1.009 | 26.4835 | 0 | 0 | 0 | Fail 2-year Threshold
[11 empty] | Commercial | Low-Flow Pre-Rinse Sprayers | Schools K-12 | Existing | E_SC_Low-Flow Pre-Rinse Sprayers | 2.9254 | 0.56846 | 5.1463 | 0 | 0 | 0 | Fail RIM | [11 empty] | Commercial | Chilled Water Controls Optimization | Hospitals | New | N_HS_Chilled Water Controls Optimization | 107.8857 | 0.70145 | 153.8044 | 0 | 0 | 0 | Fail 2-year Threshold
[11 empty] | Commercial | Low-Flow Pre-Rinse Sprayers | Warehouse | Existing | E_WR_Low-Flow Pre-Rinse Sprayers | 2.9254 | 0.56846 | 5.1463 | 0 | 0 | 0 | Fail RIM | [11 empty] | Commercial | Chilled Water Controls Optimization | Institutional | New | N_IN_Chilled Water Controls Optimization | 9.4553 | 1.009 | 9.3714 | 0 | 0 | 0 | Fail 2-year Threshold
[11 empty] | Commercial | Low-Flow Pre-Rinse Sprayers | Assembly | New | N_AS_Low-Flow Pre-Rinse Sprayers | 2.9254 | 0.56846 | 5.1463 | 0 | 0 | 0 | Fail RIM | [11 empty] | Commercial | Chilled Water Controls Optimization | Lodging/Hospitality | New | N_LG_Chilled Water Controls Optimization | 72.7304 | 1.009 | 72.0847 | 0 | 0 | 0 | Fail 2-year Threshold
[11 empty] | Commercial | Low-Flow Pre-Rinse Sprayers | College and University | New | N_CU_Low-Flow Pre-Rinse Sprayers | 2.9254 | 0.56846 | 5.1463 | 0 | 0 | 0 | Fail RIM | [11 empty] | Commercial | Chilled Water Controls Optimization | Miscellaneous | New | N_MS_Chilled Water Controls Optimization | 22.5215 | 1.009 | 22.3215 | 0 | 0 | 0 | Fail 2-year Threshold
[11 empty] | Commercial | Low-Flow Pre-Rinse Sprayers | Grocery | New | N_GR_Low-Flow Pre-Rinse Sprayers | 2.9254 | 0.56846 | 5.1463 | 0 | 0 | 0 | Fail RIM | [11 empty] | Commercial | Chilled Water Controls Optimization | Offices | New | N_OF_Chilled Water Controls Optimization | 23.0681 | 1.009 | 22.8633 | 0 | 0 | 0 | Fail 2-year Threshold
[11 empty] | Commercial | Low-Flow Pre-Rinse Sprayers | Healthcare | New | N_HC_Low-Flow Pre-Rinse Sprayers | 2.9254 | 0.56846 | 5.1463 | 0 | 0 | 0 | Fail RIM | [11 empty] | Commercial | Chilled Water Controls Optimization | Restaurants | New | N_RS_Chilled Water Controls Optimization | 28.366 | 1.009 | 28.1142 | 0 | 0 | 0 | Fail 2-year Threshold
[11 empty] | Commercial | Low-Flow Pre-Rinse Sprayers | Hospitals | New | N_HS_Low-Flow Pre-Rinse Sprayers | 2.9254 | 0.56846 | 5.1463 | 0 | 0 | 0 | Fail RIM | [11 empty] | Commercial | Chilled Water Controls Optimization | Retail | New | N_RT_Chilled Water Controls Optimization | 20.7575 | 1.009 | 20.5732 | 0 | 0 | 0 | Fail 2-year Threshold
[11 empty] | Commercial | Low-Flow Pre-Rinse Sprayers | Institutional | New | N_IN_Low-Flow Pre-Rinse Sprayers | 2.9254 | 0.56846 | 5.1463 | 0 | 0 | 0 | Fail RIM | [11 empty] | Commercial | Chilled Water Controls Optimization | Schools K-12 | New | N_SC_Chilled Water Controls Optimization | 15.9241 | 1.009 | 15.7827 | 0 | 0 | 0 | Fail 2-year Threshold
[11 empty] | Commercial | Low-Flow Pre-Rinse Sprayers | Lodging/Hospitality | New | N_LG_Low-Flow Pre-Rinse Sprayers | 4.3371 | 0.84277 | 5.1463 | 0 | 0 | 0 | Fail RIM | [11 empty] | Commercial | Chilled Water Controls Optimization | Warehouse | New | N_WR_Chilled Water Controls Optimization | 6.1517 | 1.009 | 6.0971 | 0 | 0 | 0 | Fail 2-year Threshold
[11 empty] | Commercial | Low-Flow Pre-Rinse Sprayers | Miscellaneous | New | N_MS_Low-Flow Pre-Rinse Sprayers | 2.9254 | 0.56846 | 5.1463 | 0 | 0 | 0 | Fail RIM | [11 empty] | Commercial | Cool Roof | Assembly | Existing | E_AS_Cool Roof | 0.14616 | 1.1798 | 0.12388 | 0 | 0 | 0 | Fail TRC
[11 empty] | Commercial | Low-Flow Pre-Rinse Sprayers | Offices | New | N_OF_Low-Flow Pre-Rinse Sprayers | 2.9254 | 0.56846 | 5.1463 | 0 | 0 | 0 | Fail RIM | [11 empty] | Commercial | Cool Roof | College and University | Existing | E_CU_Cool Roof | 0.14616 | 1.1798 | 0.12388 | 0 | 0 | 0 | Fail TRC
[11 empty] | Commercial | Low-Flow Pre-Rinse Sprayers | Restaurants | New | N_RS_Low-Flow Pre-Rinse Sprayers | 2.4541 | 0.47687 | 5.1463 | 0 | 0 | 0 | Fail RIM | [11 empty] | Commercial | Cool Roof | Grocery | Existing | E_GR_Cool Roof | 0.14616 | 1.1798 | 0.12388 | 0 | 0 | 0 | Fail TRC
[11 empty] | Commercial | Low-Flow Pre-Rinse Sprayers | Retail | New | N_RT_Low-Flow Pre-Rinse Sprayers | 2.9254 | 0.56846 | 5.1463 | 0 | 0 | 0 | Fail RIM | [11 empty] | Commercial | Cool Roof | Healthcare | Existing | E_HC_Cool Roof | 0.14616 | 1.1798 | 0.12388 | 0 | 0 | 0 | Fail TRC
[11 empty] | Commercial | Low-Flow Pre-Rinse Sprayers | Schools K-12 | New | N_SC_Low-Flow Pre-Rinse Sprayers | 2.9254 | 0.56846 | 5.1463 | 0 | 0 | 0 | Fail RIM | [11 empty] | Commercial | Cool Roof | Hospitals | Existing | E_HS_Cool Roof | 0.14616 | 1.1798 | 0.12388 | 0 | 0 | 0 | Fail TRC
[11 empty] | Commercial | Low-Flow Pre-Rinse Sprayers | Warehouse | New | N_WR_Low-Flow Pre-Rinse Sprayers | 2.9254 | 0.56846 | 5.1463 | 0 | 0 | 0 | Fail RIM | [11 empty] | Commercial | Cool Roof | Institutional | Existing | E_IN_Cool Roof | 0.14616 | 1.1798 | 0.12388 | 0 | 0 | 0 | Fail TRC
[11 empty] | Commercial | Tank Wrap on Water Heater | Assembly | Existing | E_AS_Tank Wrap on Water Heater | 0.35732 | 0.39607 | 0.90216 | 0 | 0 | 0 | Fail RIM | [11 empty] | Commercial | Cool Roof | Lodging/Hospitality | Existing | E_LG_Cool Roof | 0.18207 | 1.4697 | 0.12388 | 0 | 0 | 0 | Fail TRC
[11 empty] | Commercial | Tank Wrap on Water Heater | College and University | Existing | E_CU_Tank Wrap on Water Heater | 0.35732 | 0.39607 | 0.90216 | 0 | 0 | 0 | Fail RIM | [11 empty] | Commercial | Cool Roof | Miscellaneous | Existing | E_MS_Cool Roof | 0.069564 | 0.56152 | 0.12388 | 0 | 0 | 0 | Fail TRC
[11 empty] | Commercial | Tank Wrap on Water Heater | Grocery | Existing | E_GR_Tank Wrap on Water Heater | 0.35732 | 0.39607 | 0.90216 | 0 | 0 | 0 | Fail RIM | [11 empty] | Commercial | Cool Roof | Offices | Existing | E_OF_Cool Roof | 0.14616 | 1.1798 | 0.12388 | 0 | 0 | 0 | Fail TRC
[11 empty] | Commercial | Tank Wrap on Water Heater | Healthcare | Existing | E_HC_Tank Wrap on Water Heater | 0.35732 | 0.39607 | 0.90216 | 0 | 0 | 0 | Fail RIM | [11 empty] | Commercial | Cool Roof | Restaurants | Existing | E_RS_Cool Roof | 0.14616 | 1.1798 | 0.12388 | 0 | 0 | 0 | Fail TRC
[11 empty] | Commercial | Tank Wrap on Water Heater | Hospitals | Existing | E_HS_Tank Wrap on Water Heater | 0.35732 | 0.39607 | 0.90216 | 0 | 0 | 0 | Fail RIM | [11 empty] | Commercial | Cool Roof | Retail | Existing | E_RT_Cool Roof | 0.14616 | 1.1798 | 0.12388 | 0 | 0 | 0 | Fail TRC
[11 empty] | Commercial | Tank Wrap on Water Heater | Institutional | Existing | E_IN_Tank Wrap on Water Heater | 0.35732 | 0.39607 | 0.90216 | 0 | 0 | 0 | Fail RIM | [11 empty] | Commercial | Cool Roof | Schools K-12 | Existing | E_SC_Cool Roof | 0.14616 | 1.1798 | 0.12388 | 0 | 0 | 0 | Fail TRC
[11 empty] | Commercial | Tank Wrap on Water Heater | Lodging/Hospitality | Existing | E_LG_Tank Wrap on Water Heater | 0.35732 | 0.39607 | 0.90216 | 0 | 0 | 0 | Fail RIM | [11 empty] | Commercial | Cool Roof | Warehouse | Existing | E_WR_Cool Roof | 0.069564 | 0.56152 | 0.12388 | 0 | 0 | 0 | Fail TRC
[11 empty] | Commercial | Tank Wrap on Water Heater | Miscellaneous | Existing | E_MS_Tank Wrap on Water Heater | 0.35732 | 0.39607 | 0.90216 | 0 | 0 | 0 | Fail RIM | [11 empty] | Commercial | Cool Roof | Assembly | New | N_AS_Cool Roof | 0.1458 | 1.1798 | 0.12358 | 0 | 0 | 0 | Fail TRC
[11 empty] | Commercial | Tank Wrap on Water Heater | Offices | Existing | E_OF_Tank Wrap on Water Heater | 0.35732 | 0.39607 | 0.90216 | 0 | 0 | 0 | Fail RIM | [11 empty] | Commercial | Cool Roof | College and University | New | N_CU_Cool Roof | 0.1458 | 1.1798 | 0.12358 | 0 | 0 | 0 | Fail TRC
[11 empty] | Commercial | Tank Wrap on Water Heater | Restaurants | Existing | E_RS_Tank Wrap on Water Heater | 0.35732 | 0.39607 | 0.90216 | 0 | 0 | 0 | Fail RIM | [11 empty] | Commercial | Cool Roof | Grocery | New | N_GR_Cool Roof | 0.1458 | 1.1798 | 0.12358 | 0 | 0 | 0 | Fail TRC
[11 empty] | Commercial | Tank Wrap on Water Heater | Retail | Existing | E_RT_Tank Wrap on Water Heater | 0.35732 | 0.39607 | 0.90216 | 0 | 0 | 0 | Fail RIM | [11 empty] | Commercial | Cool Roof | Healthcare | New | N_HC_Cool Roof | 0.1458 | 1.1798 | 0.12358 | 0 | 0 | 0 | Fail TRC
[11 empty] | Commercial | Tank Wrap on Water Heater | Schools K-12 | Existing | E_SC_Tank Wrap on Water Heater | 0.35732 | 0.39607 | 0.90216 | 0 | 0 | 0 | Fail RIM | [11 empty] | Commercial | Cool Roof | Hospitals | New | N_HS_Cool Roof | 0.1458 | 1.1798 | 0.12358 | 0 | 0 | 0 | Fail TRC
[11 empty] | Commercial | Tank Wrap on Water Heater | Warehouse | Existing | E_WR_Tank Wrap on Water Heater | 0.35732 | 0.39607 | 0.90216 | 0 | 0 | 0 | Fail RIM | [11 empty] | Commercial | Cool Roof | Institutional | New | N_IN_Cool Roof | 0.1458 | 1.1798 | 0.12358 | 0 | 0 | 0 | Fail TRC
[11 empty] | Commercial | Tank Wrap on Water Heater | Assembly | New | N_AS_Tank Wrap on Water Heater | 0.34182 | 0.39607 | 0.86302 | 0 | 0 | 0 | Fail RIM | [11 empty] | Commercial | Cool Roof | Lodging/Hospitality | New | N_LG_Cool Roof | 0.18163 | 1.4697 | 0.12358 | 0 | 0 | 0 | Fail TRC
[11 empty] | Commercial | Tank Wrap on Water Heater | College and University | New | N_CU_Tank Wrap on Water Heater | 0.34182 | 0.39607 | 0.86302 | 0 | 0 | 0 | Fail RIM | [11 empty] | Commercial | Cool Roof | Miscellaneous | New | N_MS_Cool Roof | 0.069393 | 0.56152 | 0.12358 | 0 | 0 | 0 | Fail TRC
[11 empty] | Commercial | Tank Wrap on Water Heater | Grocery | New | N_GR_Tank Wrap on Water Heater | 0.34182 | 0.39607 | 0.86302 | 0 | 0 | 0 | Fail RIM | [11 empty] | Commercial | Cool Roof | Offices | New | N_OF_Cool Roof | 0.1458 | 1.1798 | 0.12358 | 0 | 0 | 0 | Fail TRC
[11 empty] | Commercial | Tank Wrap on Water Heater | Healthcare | New | N_HC_Tank Wrap on Water Heater | 0.34182 | 0.39607 | 0.86302 | 0 | 0 | 0 | Fail RIM | [11 empty] | Commercial | Cool Roof | Restaurants | New | N_RS_Cool Roof | 0.1458 | 1.1798 | 0.12358 | 0 | 0 | 0 | Fail TRC
[11 empty] | Commercial | Tank Wrap on Water Heater | Hospitals | New | N_HS_Tank Wrap on Water Heater | 0.34182 | 0.39607 | 0.86302 | 0 | 0 | 0 | Fail RIM | [11 empty] | Commercial | Cool Roof | Retail | New | N_RT_Cool Roof | 0.1458 | 1.1798 | 0.12358 | 0 | 0 | 0 | Fail TRC
[11 empty] | Commercial | Tank Wrap on Water Heater | Institutional | New | N_IN_Tank Wrap on Water Heater | 0.34182 | 0.39607 | 0.86302 | 0 | 0 | 0 | Fail RIM | [11 empty] | Commercial | Cool Roof | Schools K-12 | New | N_SC_Cool Roof | 0.1458 | 1.1798 | 0.12358 | 0 | 0 | 0 | Fail TRC
[11 empty] | Commercial | Tank Wrap on Water Heater | Lodging/Hospitality | New | N_LG_Tank Wrap on Water Heater | 0.34182 | 0.39607 | 0.86302 | 0 | 0 | 0 | Fail RIM | [11 empty] | Commercial | Cool Roof | Warehouse | New | N_WR_Cool Roof | 0.069393 | 0.56152 | 0.12358 | 0 | 0 | 0 | Fail TRC
[11 empty] | Commercial | Tank Wrap on Water Heater | Miscellaneous | New | N_MS_Tank Wrap on Water Heater | 0.34182 | 0.39607 | 0.86302 | 0 | 0 | 0 | Fail RIM | [11 empty] | Commercial | Dedicated Outdoor Air System on VRF unit | Assembly | Existing | E_AS_Dedicated Outdoor Air System on VRF unit | 0.78462 | 0.88597 | 0.88561 | 0 | 0 | 0 | Fail TRC
[11 empty] | Commercial | Tank Wrap on Water Heater | Offices | New | N_OF_Tank Wrap on Water Heater | 0.34182 | 0.39607 | 0.86302 | 0 | 0 | 0 | Fail RIM | [11 empty] | Commercial | Dedicated Outdoor Air System on VRF unit | College and University | Existing | E_CU_Dedicated Outdoor Air System on VRF unit | 0.71963 | 0.73531 | 0.97868 | 0 | 0 | 0 | Fail TRC
[11 empty] | Commercial | Tank Wrap on Water Heater | Restaurants | New | N_RS_Tank Wrap on Water Heater | 0.34182 | 0.39607 | 0.86302 | 0 | 0 | 0 | Fail RIM | [11 empty] | Commercial | Dedicated Outdoor Air System on VRF unit | Grocery | Existing | E_GR_Dedicated Outdoor Air System on VRF unit | 0.46951 | 0.88597 | 0.52993 | 0 | 0 | 0 | Fail TRC
[11 empty] | Commercial | Tank Wrap on Water Heater | Retail | New | N_RT_Tank Wrap on Water Heater | 0.34182 | 0.39607 | 0.86302 | 0 | 0 | 0 | Fail RIM | [11 empty] | Commercial | Dedicated Outdoor Air System on VRF unit | Institutional | Existing | E_IN_Dedicated Outdoor Air System on VRF unit | 0.43408 | 0.88597 | 0.48995 | 0 | 0 | 0 | Fail TRC
[11 empty] | Commercial | Tank Wrap on Water Heater | Schools K-12 | New | N_SC_Tank Wrap on Water Heater | 0.34182 | 0.39607 | 0.86302 | 0 | 0 | 0 | Fail RIM | [11 empty] | Commercial | Dedicated Outdoor Air System on VRF unit | Miscellaneous | Existing | E_MS_Dedicated Outdoor Air System on VRF unit | 0.43803 | 0.88597 | 0.49441 | 0 | 0 | 0 | Fail TRC
[11 empty] | Commercial | Tank Wrap on Water Heater | Warehouse | New | N_WR_Tank Wrap on Water Heater | 0.34182 | 0.39607 | 0.86302 | 0 | 0 | 0 | Fail RIM | [11 empty] | Commercial | Dedicated Outdoor Air System on VRF unit | Offices | Existing | E_OF_Dedicated Outdoor Air System on VRF unit | 0.86634 | 0.88597 | 0.97785 | 0 | 0 | 0 | Fail TRC
[11 empty] | Commercial | Thermostatic Shower Restriction Valve | Assembly | Existing | E_AS_Thermostatic Shower Restriction Valve | 13.1483 | 0.58232 | 22.5791 | 0 | 0 | 0 | Fail RIM | [11 empty] | Commercial | Dedicated Outdoor Air System on VRF unit | Schools K-12 | Existing | E_SC_Dedicated Outdoor Air System on VRF unit | 0.8979 | 0.88597 | 1.0135 | 0 | 0 | 0 | Fail TRC
[11 empty] | Commercial | Thermostatic Shower Restriction Valve | College and University | Existing | E_CU_Thermostatic Shower Restriction Valve | 20.1227 | 0.89121 | 22.5791 | 0 | 0 | 0 | Fail RIM | [11 empty] | Commercial | Dedicated Outdoor Air System on VRF unit | Warehouse | Existing | E_WR_Dedicated Outdoor Air System on VRF unit | 0.19986 | 0.88597 | 0.22559 | 0 | 0 | 0 | Fail TRC
[11 empty] | Commercial | Thermostatic Shower Restriction Valve | Grocery | Existing | E_GR_Thermostatic Shower Restriction Valve | 20.1227 | 0.89121 | 22.5791 | 0 | 0 | 0 | Fail RIM | [11 empty] | Commercial | Dedicated Outdoor Air System on VRF unit | Assembly | New | N_AS_Dedicated Outdoor Air System on VRF unit | 0.78462 | 0.88597 | 0.88561 | 0 | 0 | 0 | Fail TRC
[11 empty] | Commercial | Thermostatic Shower Restriction Valve | Healthcare | Existing | E_HC_Thermostatic Shower Restriction Valve | 15.3403 | 0.6794 | 22.5791 | 0 | 0 | 0 | Fail RIM | [11 empty] | Commercial | Dedicated Outdoor Air System on VRF unit | College and University | New | N_CU_Dedicated Outdoor Air System on VRF unit | 0.71963 | 0.73531 | 0.97868 | 0 | 0 | 0 | Fail TRC
[11 empty] | Commercial | Thermostatic Shower Restriction Valve | Hospitals | Existing | E_HS_Thermostatic Shower Restriction Valve | 15.3403 | 0.6794 | 22.5791 | 0 | 0 | 0 | Fail RIM | [11 empty] | Commercial | Dedicated Outdoor Air System on VRF unit | Grocery | New | N_GR_Dedicated Outdoor Air System on VRF unit | 0.46951 | 0.88597 | 0.52993 | 0 | 0 | 0 | Fail TRC
[11 empty] | Commercial | Thermostatic Shower Restriction Valve | Institutional | Existing | E_IN_Thermostatic Shower Restriction Valve | 13.1483 | 0.58232 | 22.5791 | 0 | 0 | 0 | Fail RIM | [11 empty] | Commercial | Dedicated Outdoor Air System on VRF unit | Institutional | New | N_IN_Dedicated Outdoor Air System on VRF unit | 0.43408 | 0.88597 | 0.48995 | 0 | 0 | 0 | Fail TRC
[11 empty] | Commercial | Thermostatic Shower Restriction Valve | Lodging/Hospitality | Existing | E_LG_Thermostatic Shower Restriction Valve | 23.2646 | 1.0304 | 22.5791 | 0 | 0 | 0 | Fail 2-year Threshold | [11 empty] | Commercial | Dedicated Outdoor Air System on VRF unit | Miscellaneous | New | N_MS_Dedicated Outdoor Air System on VRF unit | 0.43803 | 0.88597 | 0.49441 | 0 | 0 | 0 | Fail TRC
[11 empty] | Commercial | Thermostatic Shower Restriction Valve | Miscellaneous | Existing | E_MS_Thermostatic Shower Restriction Valve | 13.1483 | 0.58232 | 22.5791 | 0 | 0 | 0 | Fail RIM | [11 empty] | Commercial | Dedicated Outdoor Air System on VRF unit | Offices | New | N_OF_Dedicated Outdoor Air System on VRF unit | 0.86634 | 0.88597 | 0.97785 | 0 | 0 | 0 | Fail TRC
[11 empty] | Commercial | Thermostatic Shower Restriction Valve | Offices | Existing | E_OF_Thermostatic Shower Restriction Valve | 13.1483 | 0.58232 | 22.5791 | 0 | 0 | 0 | Fail RIM | [11 empty] | Commercial | Dedicated Outdoor Air System on VRF unit | Schools K-12 | New | N_SC_Dedicated Outdoor Air System on VRF unit | 0.8979 | 0.88597 | 1.0135 | 0 | 0 | 0 | Fail TRC
[11 empty] | Commercial | Thermostatic Shower Restriction Valve | Restaurants | Existing | E_RS_Thermostatic Shower Restriction Valve | 20.1227 | 0.89121 | 22.5791 | 0 | 0 | 0 | Fail RIM | [11 empty] | Commercial | Dedicated Outdoor Air System on VRF unit | Warehouse | New | N_WR_Dedicated Outdoor Air System on VRF unit | 0.19986 | 0.88597 | 0.22559 | 0 | 0 | 0 | Fail TRC
[11 empty] | Commercial | Thermostatic Shower Restriction Valve | Retail | Existing | E_RT_Thermostatic Shower Restriction Valve | 20.1227 | 0.89121 | 22.5791 | 0 | 0 | 0 | Fail RIM | [11 empty] | Commercial | Destratification Fans | Assembly | Existing | E_AS_Destratification Fans | 0.064285 | 0.61519 | 0.1045 | 0 | 0 | 0 | Fail TRC
[11 empty] | Commercial | Thermostatic Shower Restriction Valve | Schools K-12 | Existing | E_SC_Thermostatic Shower Restriction Valve | 13.1483 | 0.58232 | 22.5791 | 0 | 0 | 0 | Fail RIM | [11 empty] | Commercial | Destratification Fans | College and University | Existing | E_CU_Destratification Fans | 0.11694 | 0.61519 | 0.19009 | 0 | 0 | 0 | Fail TRC
[11 empty] | Commercial | Thermostatic Shower Restriction Valve | Warehouse | Existing | E_WR_Thermostatic Shower Restriction Valve | 13.1483 | 0.58232 | 22.5791 | 0 | 0 | 0 | Fail RIM | [11 empty] | Commercial | Destratification Fans | Grocery | Existing | E_GR_Destratification Fans | 0.042119 | 0.61519 | 0.068464 | 0 | 0 | 0 | Fail TRC
[11 empty] | Commercial | Thermostatic Shower Restriction Valve | Assembly | New | N_AS_Thermostatic Shower Restriction Valve | 13.1483 | 0.58232 | 22.5791 | 0 | 0 | 0 | Fail RIM | [11 empty] | Commercial | Destratification Fans | Healthcare | Existing | E_HC_Destratification Fans | 0.10534 | 0.61519 | 0.17124 | 0 | 0 | 0 | Fail TRC
[11 empty] | Commercial | Thermostatic Shower Restriction Valve | College and University | New | N_CU_Thermostatic Shower Restriction Valve | 20.1227 | 0.89121 | 22.5791 | 0 | 0 | 0 | Fail RIM | [11 empty] | Commercial | Destratification Fans | Hospitals | Existing | E_HS_Destratification Fans | 0.20802 | 0.61519 | 0.33813 | 0 | 0 | 0 | Fail TRC
[11 empty] | Commercial | Thermostatic Shower Restriction Valve | Grocery | New | N_GR_Thermostatic Shower Restriction Valve | 20.1227 | 0.89121 | 22.5791 | 0 | 0 | 0 | Fail RIM | [11 empty] | Commercial | Destratification Fans | Institutional | Existing | E_IN_Destratification Fans | 0.023156 | 0.61519 | 0.03764 | 0 | 0 | 0 | Fail TRC
[11 empty] | Commercial | Thermostatic Shower Restriction Valve | Healthcare | New | N_HC_Thermostatic Shower Restriction Valve | 15.3403 | 0.6794 | 22.5791 | 0 | 0 | 0 | Fail RIM | [11 empty] | Commercial | Destratification Fans | Lodging/Hospitality | Existing | E_LG_Destratification Fans | 0.034931 | 0.61519 | 0.056781 | 0 | 0 | 0 | Fail TRC
[11 empty] | Commercial | Thermostatic Shower Restriction Valve | Hospitals | New | N_HS_Thermostatic Shower Restriction Valve | 15.3403 | 0.6794 | 22.5791 | 0 | 0 | 0 | Fail RIM | [11 empty] | Commercial | Destratification Fans | Miscellaneous | Existing | E_MS_Destratification Fans | 0.053385 | 0.61519 | 0.086777 | 0 | 0 | 0 | Fail TRC
[11 empty] | Commercial | Thermostatic Shower Restriction Valve | Institutional | New | N_IN_Thermostatic Shower Restriction Valve | 13.1483 | 0.58232 | 22.5791 | 0 | 0 | 0 | Fail RIM | [11 empty] | Commercial | Destratification Fans | Offices | Existing | E_OF_Destratification Fans | 0.011692 | 0.61519 | 0.019005 | 0 | 0 | 0 | Fail TRC
[11 empty] | Commercial | Thermostatic Shower Restriction Valve | Lodging/Hospitality | New | N_LG_Thermostatic Shower Restriction Valve | 23.2646 | 1.0304 | 22.5791 | 0 | 0 | 0 | Fail 2-year Threshold | [11 empty] | Commercial | Destratification Fans | Restaurants | Existing | E_RS_Destratification Fans | 0.092408 | 0.61519 | 0.15021 | 0 | 0 | 0 | Fail TRC
[11 empty] | Commercial | Thermostatic Shower Restriction Valve | Miscellaneous | New | N_MS_Thermostatic Shower Restriction Valve | 13.1483 | 0.58232 | 22.5791 | 0 | 0 | 0 | Fail RIM | [11 empty] | Commercial | Destratification Fans | Retail | Existing | E_RT_Destratification Fans | 0.11058 | 0.61519 | 0.17975 | 0 | 0 | 0 | Fail TRC
[11 empty] | Commercial | Thermostatic Shower Restriction Valve | Offices | New | N_OF_Thermostatic Shower Restriction Valve | 13.1483 | 0.58232 | 22.5791 | 0 | 0 | 0 | Fail RIM | [11 empty] | Commercial | Destratification Fans | Schools K-12 | Existing | E_SC_Destratification Fans | 0.34965 | 0.61519 | 0.56836 | 0 | 0 | 0 | Fail TRC
[11 empty] | Commercial | Thermostatic Shower Restriction Valve | Restaurants | New | N_RS_Thermostatic Shower Restriction Valve | 20.1227 | 0.89121 | 22.5791 | 0 | 0 | 0 | Fail RIM | [11 empty] | Commercial | Destratification Fans | Warehouse | Existing | E_WR_Destratification Fans | 0.038328 | 0.61519 | 0.062303 | 0 | 0 | 0 | Fail TRC
[11 empty] | Commercial | Thermostatic Shower Restriction Valve | Retail | New | N_RT_Thermostatic Shower Restriction Valve | 20.1227 | 0.89121 | 22.5791 | 0 | 0 | 0 | Fail RIM | [11 empty] | Commercial | Destratification Fans | Assembly | New | N_AS_Destratification Fans | 0.064285 | 0.61519 | 0.1045 | 0 | 0 | 0 | Fail TRC
[11 empty] | Commercial | Thermostatic Shower Restriction Valve | Schools K-12 | New | N_SC_Thermostatic Shower Restriction Valve | 13.1483 | 0.58232 | 22.5791 | 0 | 0 | 0 | Fail RIM | [11 empty] | Commercial | Destratification Fans | College and University | New | N_CU_Destratification Fans | 0.11694 | 0.61519 | 0.19009 | 0 | 0 | 0 | Fail TRC
[11 empty] | Commercial | Thermostatic Shower Restriction Valve | Warehouse | New | N_WR_Thermostatic Shower Restriction Valve | 13.1483 | 0.58232 | 22.5791 | 0 | 0 | 0 | Fail RIM | [11 empty] | Commercial | Destratification Fans | Grocery | New | N_GR_Destratification Fans | 0.042119 | 0.61519 | 0.068464 | 0 | 0 | 0 | Fail TRC
[11 empty] | Commercial | Bi-Level Lighting Control (Exterior) | Assembly | Existing | E_AS_Bi-Level Lighting Control (Exterior) | 0.67185 | 0.27453 | 2.4473 | 0 | 0 | 0 | Fail RIM | [11 empty] | Commercial | Destratification Fans | Healthcare | New | N_HC_Destratification Fans | 0.10534 | 0.61519 | 0.17124 | 0 | 0 | 0 | Fail TRC
[11 empty] | Commercial | Bi-Level Lighting Control (Exterior) | College and University | Existing | E_CU_Bi-Level Lighting Control (Exterior) | 0.67185 | 0.27453 | 2.4473 | 0 | 0 | 0 | Fail RIM | [11 empty] | Commercial | Destratification Fans | Hospitals | New | N_HS_Destratification Fans | 0.20802 | 0.61519 | 0.33813 | 0 | 0 | 0 | Fail TRC
[11 empty] | Commercial | Bi-Level Lighting Control (Exterior) | Grocery | Existing | E_GR_Bi-Level Lighting Control (Exterior) | 0.67185 | 0.27453 | 2.4473 | 0 | 0 | 0 | Fail RIM | [11 empty] | Commercial | Destratification Fans | Institutional | New | N_IN_Destratification Fans | 0.023156 | 0.61519 | 0.03764 | 0 | 0 | 0 | Fail TRC
[11 empty] | Commercial | Bi-Level Lighting Control (Exterior) | Healthcare | Existing | E_HC_Bi-Level Lighting Control (Exterior) | 0.67185 | 0.27453 | 2.4473 | 0 | 0 | 0 | Fail RIM | [11 empty] | Commercial | Destratification Fans | Lodging/Hospitality | New | N_LG_Destratification Fans | 0.034931 | 0.61519 | 0.056781 | 0 | 0 | 0 | Fail TRC
[11 empty] | Commercial | Bi-Level Lighting Control (Exterior) | Hospitals | Existing | E_HS_Bi-Level Lighting Control (Exterior) | 0.67185 | 0.27453 | 2.4473 | 0 | 0 | 0 | Fail RIM | [11 empty] | Commercial | Destratification Fans | Miscellaneous | New | N_MS_Destratification Fans | 0.053385 | 0.61519 | 0.086777 | 0 | 0 | 0 | Fail TRC
[11 empty] | Commercial | Bi-Level Lighting Control (Exterior) | Institutional | Existing | E_IN_Bi-Level Lighting Control (Exterior) | 0.67185 | 0.27453 | 2.4473 | 0 | 0 | 0 | Fail RIM | [11 empty] | Commercial | Destratification Fans | Offices | New | N_OF_Destratification Fans | 0.011692 | 0.61519 | 0.019005 | 0 | 0 | 0 | Fail TRC
[11 empty] | Commercial | Bi-Level Lighting Control (Exterior) | Lodging/Hospitality | Existing | E_LG_Bi-Level Lighting Control (Exterior) | 0.67185 | 0.27453 | 2.4473 | 0 | 0 | 0 | Fail RIM | [11 empty] | Commercial | Destratification Fans | Restaurants | New | N_RS_Destratification Fans | 0.092408 | 0.61519 | 0.15021 | 0 | 0 | 0 | Fail TRC
[11 empty] | Commercial | Bi-Level Lighting Control (Exterior) | Miscellaneous | Existing | E_MS_Bi-Level Lighting Control (Exterior) | 0.67185 | 0.27453 | 2.4473 | 0 | 0 | 0 | Fail RIM | [11 empty] | Commercial | Destratification Fans | Retail | New | N_RT_Destratification Fans | 0.11058 | 0.61519 | 0.17975 | 0 | 0 | 0 | Fail TRC
[11 empty] | Commercial | Bi-Level Lighting Control (Exterior) | Offices | Existing | E_OF_Bi-Level Lighting Control (Exterior) | 0.67185 | 0.27453 | 2.4473 | 0 | 0 | 0 | Fail RIM | [11 empty] | Commercial | Destratification Fans | Schools K-12 | New | N_SC_Destratification Fans | 0.34965 | 0.61519 | 0.56836 | 0 | 0 | 0 | Fail TRC
[11 empty] | Commercial | Bi-Level Lighting Control (Exterior) | Restaurants | Existing | E_RS_Bi-Level Lighting Control (Exterior) | 0.67185 | 0.27453 | 2.4473 | 0 | 0 | 0 | Fail RIM | [11 empty] | Commercial | Destratification Fans | Warehouse | New | N_WR_Destratification Fans | 0.038328 | 0.61519 | 0.062303 | 0 | 0 | 0 | Fail TRC
[11 empty] | Commercial | Bi-Level Lighting Control (Exterior) | Retail | Existing | E_RT_Bi-Level Lighting Control (Exterior) | 0.67185 | 0.27453 | 2.4473 | 0 | 0 | 0 | Fail RIM | [11 empty] | Commercial | Duct Insulation | Assembly | Existing | E_AS_Duct Insulation | 0.083479 | 1.4197 | 0.058799 | 0 | 0 | 0 | Fail TRC
[11 empty] | Commercial | Bi-Level Lighting Control (Exterior) | Schools K-12 | Existing | E_SC_Bi-Level Lighting Control (Exterior) | 0.67185 | 0.27453 | 2.4473 | 0 | 0 | 0 | Fail RIM | [11 empty] | Commercial | Duct Insulation | College and University | Existing | E_CU_Duct Insulation | 0.12651 | 1.4197 | 0.089109 | 0 | 0 | 0 | Fail TRC
[11 empty] | Commercial | Bi-Level Lighting Control (Exterior) | Warehouse | Existing | E_WR_Bi-Level Lighting Control (Exterior) | 0.67185 | 0.27453 | 2.4473 | 0 | 0 | 0 | Fail RIM | [11 empty] | Commercial | Duct Insulation | Grocery | Existing | E_GR_Duct Insulation | 0.82187 | 1.4197 | 0.57889 | 0 | 0 | 0 | Fail TRC
[11 empty] | Commercial | Bi-Level Lighting Control (Exterior) | Assembly | New | N_AS_Bi-Level Lighting Control (Exterior) | 0.67185 | 0.27453 | 2.4473 | 0 | 0 | 0 | Fail RIM | [11 empty] | Commercial | Duct Insulation | Healthcare | Existing | E_HC_Duct Insulation | 0.33594 | 1.4197 | 0.23662 | 0 | 0 | 0 | Fail TRC
[11 empty] | Commercial | Bi-Level Lighting Control (Exterior) | College and University | New | N_CU_Bi-Level Lighting Control (Exterior) | 0.67185 | 0.27453 | 2.4473 | 0 | 0 | 0 | Fail RIM | [11 empty] | Commercial | Duct Insulation | Hospitals | Existing | E_HS_Duct Insulation | 0.33594 | 1.4197 | 0.23662 | 0 | 0 | 0 | Fail TRC
[11 empty] | Commercial | Bi-Level Lighting Control (Exterior) | Grocery | New | N_GR_Bi-Level Lighting Control (Exterior) | 0.67185 | 0.27453 | 2.4473 | 0 | 0 | 0 | Fail RIM | [11 empty] | Commercial | Duct Insulation | Institutional | Existing | E_IN_Duct Insulation | 0.37875 | 1.4197 | 0.26678 | 0 | 0 | 0 | Fail TRC
[11 empty] | Commercial | Bi-Level Lighting Control (Exterior) | Healthcare | New | N_HC_Bi-Level Lighting Control (Exterior) | 0.67185 | 0.27453 | 2.4473 | 0 | 0 | 0 | Fail RIM | [11 empty] | Commercial | Duct Insulation | Lodging/Hospitality | Existing | E_LG_Duct Insulation | 0.18961 | 1.4197 | 0.13355 | 0 | 0 | 0 | Fail TRC
[11 empty] | Commercial | Bi-Level Lighting Control (Exterior) | Hospitals | New | N_HS_Bi-Level Lighting Control (Exterior) | 0.67185 | 0.27453 | 2.4473 | 0 | 0 | 0 | Fail RIM | [11 empty] | Commercial | Duct Insulation | Miscellaneous | Existing | E_MS_Duct Insulation | 0.25804 | 1.4197 | 0.18175 | 0 | 0 | 0 | Fail TRC
[11 empty] | Commercial | Bi-Level Lighting Control (Exterior) | Institutional | New | N_IN_Bi-Level Lighting Control (Exterior) | 0.67185 | 0.27453 | 2.4473 | 0 | 0 | 0 | Fail RIM | [11 empty] | Commercial | Duct Insulation | Offices | Existing | E_OF_Duct Insulation | 0.34662 | 1.4197 | 0.24415 | 0 | 0 | 0 | Fail TRC
[11 empty] | Commercial | Bi-Level Lighting Control (Exterior) | Lodging/Hospitality | New | N_LG_Bi-Level Lighting Control (Exterior) | 0.67185 | 0.27453 | 2.4473 | 0 | 0 | 0 | Fail RIM | [11 empty] | Commercial | Duct Insulation | Restaurants | Existing | E_RS_Duct Insulation | 0.79434 | 1.4197 | 0.5595 | 0 | 0 | 0 | Fail TRC
[11 empty] | Commercial | Bi-Level Lighting Control (Exterior) | Miscellaneous | New | N_MS_Bi-Level Lighting Control (Exterior) | 0.67185 | 0.27453 | 2.4473 | 0 | 0 | 0 | Fail RIM | [11 empty] | Commercial | Duct Insulation | Retail | Existing | E_RT_Duct Insulation | 0.15401 | 1.4197 | 0.10848 | 0 | 0 | 0 | Fail TRC
[11 empty] | Commercial | Bi-Level Lighting Control (Exterior) | Offices | New | N_OF_Bi-Level Lighting Control (Exterior) | 0.67185 | 0.27453 | 2.4473 | 0 | 0 | 0 | Fail RIM | [11 empty] | Commercial | Duct Insulation | Schools K-12 | Existing | E_SC_Duct Insulation | 0.12651 | 1.4197 | 0.089109 | 0 | 0 | 0 | Fail TRC
[11 empty] | Commercial | Bi-Level Lighting Control (Exterior) | Restaurants | New | N_RS_Bi-Level Lighting Control (Exterior) | 0.67185 | 0.27453 | 2.4473 | 0 | 0 | 0 | Fail RIM | [11 empty] | Commercial | Duct Insulation | Warehouse | Existing | E_WR_Duct Insulation | 0.04073 | 1.4197 | 0.028689 | 0 | 0 | 0 | Fail TRC
[11 empty] | Commercial | Bi-Level Lighting Control (Exterior) | Retail | New | N_RT_Bi-Level Lighting Control (Exterior) | 0.67185 | 0.27453 | 2.4473 | 0 | 0 | 0 | Fail RIM | [11 empty] | Commercial | Duct Insulation | Assembly | New | N_AS_Duct Insulation | 0.083479 | 1.4197 | 0.058799 | 0 | 0 | 0 | Fail TRC
[11 empty] | Commercial | Bi-Level Lighting Control (Exterior) | Schools K-12 | New | N_SC_Bi-Level Lighting Control (Exterior) | 0.67185 | 0.27453 | 2.4473 | 0 | 0 | 0 | Fail RIM | [11 empty] | Commercial | Duct Insulation | College and University | New | N_CU_Duct Insulation | 0.12651 | 1.4197 | 0.089109 | 0 | 0 | 0 | Fail TRC
[11 empty] | Commercial | Bi-Level Lighting Control (Exterior) | Warehouse | New | N_WR_Bi-Level Lighting Control (Exterior) | 0.67185 | 0.27453 | 2.4473 | 0 | 0 | 0 | Fail RIM | [11 empty] | Commercial | Duct Insulation | Grocery | New | N_GR_Duct Insulation | 0.82187 | 1.4197 | 0.57889 | 0 | 0 | 0 | Fail TRC
[11 empty] | Commercial | Outdoor Lighting Controls | Assembly | Existing | E_AS_Outdoor Lighting Controls | 0.75877 | 0.27073 | 2.8027 | 0 | 0 | 0 | Fail RIM | [11 empty] | Commercial | Duct Insulation | Healthcare | New | N_HC_Duct Insulation | 0.33594 | 1.4197 | 0.23662 | 0 | 0 | 0 | Fail TRC
[11 empty] | Commercial | Outdoor Lighting Controls | College and University | Existing | E_CU_Outdoor Lighting Controls | 0.75877 | 0.27073 | 2.8027 | 0 | 0 | 0 | Fail RIM | [11 empty] | Commercial | Duct Insulation | Hospitals | New | N_HS_Duct Insulation | 0.33594 | 1.4197 | 0.23662 | 0 | 0 | 0 | Fail TRC
[11 empty] | Commercial | Outdoor Lighting Controls | Grocery | Existing | E_GR_Outdoor Lighting Controls | 0.75877 | 0.27073 | 2.8027 | 0 | 0 | 0 | Fail RIM | [11 empty] | Commercial | Duct Insulation | Institutional | New | N_IN_Duct Insulation | 0.37875 | 1.4197 | 0.26678 | 0 | 0 | 0 | Fail TRC
[11 empty] | Commercial | Outdoor Lighting Controls | Healthcare | Existing | E_HC_Outdoor Lighting Controls | 0.75877 | 0.27073 | 2.8027 | 0 | 0 | 0 | Fail RIM | [11 empty] | Commercial | Duct Insulation | Lodging/Hospitality | New | N_LG_Duct Insulation | 0.18961 | 1.4197 | 0.13355 | 0 | 0 | 0 | Fail TRC
[11 empty] | Commercial | Outdoor Lighting Controls | Hospitals | Existing | E_HS_Outdoor Lighting Controls | 0.75877 | 0.27073 | 2.8027 | 0 | 0 | 0 | Fail RIM | [11 empty] | Commercial | Duct Insulation | Miscellaneous | New | N_MS_Duct Insulation | 0.25804 | 1.4197 | 0.18175 | 0 | 0 | 0 | Fail TRC
[11 empty] | Commercial | Outdoor Lighting Controls | Institutional | Existing | E_IN_Outdoor Lighting Controls | 0.75877 | 0.27073 | 2.8027 | 0 | 0 | 0 | Fail RIM | [11 empty] | Commercial | Duct Insulation | Offices | New | N_OF_Duct Insulation | 0.34662 | 1.4197 | 0.24415 | 0 | 0 | 0 | Fail TRC
[11 empty] | Commercial | Outdoor Lighting Controls | Lodging/Hospitality | Existing | E_LG_Outdoor Lighting Controls | 0.75877 | 0.27073 | 2.8027 | 0 | 0 | 0 | Fail RIM | [11 empty] | Commercial | Duct Insulation | Restaurants | New | N_RS_Duct Insulation | 0.79434 | 1.4197 | 0.5595 | 0 | 0 | 0 | Fail TRC
[11 empty] | Commercial | Outdoor Lighting Controls | Miscellaneous | Existing | E_MS_Outdoor Lighting Controls | 0.75877 | 0.27073 | 2.8027 | 0 | 0 | 0 | Fail RIM | [11 empty] | Commercial | Duct Insulation | Retail | New | N_RT_Duct Insulation | 0.15401 | 1.4197 | 0.10848 | 0 | 0 | 0 | Fail TRC
[11 empty] | Commercial | Outdoor Lighting Controls | Offices | Existing | E_OF_Outdoor Lighting Controls | 0.75877 | 0.27073 | 2.8027 | 0 | 0 | 0 | Fail RIM | [11 empty] | Commercial | Duct Insulation | Schools K-12 | New | N_SC_Duct Insulation | 0.12651 | 1.4197 | 0.089109 | 0 | 0 | 0 | Fail TRC
[11 empty] | Commercial | Outdoor Lighting Controls | Restaurants | Existing | E_RS_Outdoor Lighting Controls | 0.75877 | 0.27073 | 2.8027 | 0 | 0 | 0 | Fail RIM | [11 empty] | Commercial | Duct Insulation | Warehouse | New | N_WR_Duct Insulation | 0.04073 | 1.4197 | 0.028689 | 0 | 0 | 0 | Fail TRC
[11 empty] | Commercial | Outdoor Lighting Controls | Retail | Existing | E_RT_Outdoor Lighting Controls | 0.75877 | 0.27073 | 2.8027 | 0 | 0 | 0 | Fail RIM | [11 empty] | Commercial | Duct Sealing Repair | Grocery | Existing | E_GR_Duct Sealing Repair | 48.672 | 1.6399 | 29.6807 | 0 | 0 | 0 | Fail 2-year Threshold
[11 empty] | Commercial | Outdoor Lighting Controls | Schools K-12 | Existing | E_SC_Outdoor Lighting Controls | 0.75877 | 0.27073 | 2.8027 | 0 | 0 | 0 | Fail RIM | [11 empty] | Commercial | Duct Sealing Repair | Healthcare | Existing | E_HC_Duct Sealing Repair | 19.8945 | 1.6399 | 12.1319 | 0 | 0 | 0 | Fail 2-year Threshold
[11 empty] | Commercial | Outdoor Lighting Controls | Warehouse | Existing | E_WR_Outdoor Lighting Controls | 0.75877 | 0.27073 | 2.8027 | 0 | 0 | 0 | Fail RIM | [11 empty] | Commercial | Duct Sealing Repair | Hospitals | Existing | E_HS_Duct Sealing Repair | 19.8945 | 1.6399 | 12.1319 | 0 | 0 | 0 | Fail 2-year Threshold
[11 empty] | Commercial | Outdoor Lighting Controls | Assembly | New | N_AS_Outdoor Lighting Controls | 0.75877 | 0.27073 | 2.8027 | 0 | 0 | 0 | Fail RIM | [11 empty] | Commercial | Duct Sealing Repair | Institutional | Existing | E_IN_Duct Sealing Repair | 22.4302 | 1.6399 | 13.6782 | 0 | 0 | 0 | Fail 2-year Threshold
[11 empty] | Commercial | Outdoor Lighting Controls | College and University | New | N_CU_Outdoor Lighting Controls | 0.75877 | 0.27073 | 2.8027 | 0 | 0 | 0 | Fail RIM | [11 empty] | Commercial | Duct Sealing Repair | Lodging/Hospitality | Existing | E_LG_Duct Sealing Repair | 11.229 | 1.6399 | 6.8475 | 0 | 0 | 0 | Fail 2-year Threshold
[11 empty] | Commercial | Outdoor Lighting Controls | Grocery | New | N_GR_Outdoor Lighting Controls | 0.75877 | 0.27073 | 2.8027 | 0 | 0 | 0 | Fail RIM | [11 empty] | Commercial | Duct Sealing Repair | Miscellaneous | Existing | E_MS_Duct Sealing Repair | 15.2814 | 1.6399 | 9.3188 | 0 | 0 | 0 | Fail 2-year Threshold
[11 empty] | Commercial | Outdoor Lighting Controls | Healthcare | New | N_HC_Outdoor Lighting Controls | 0.75877 | 0.27073 | 2.8027 | 0 | 0 | 0 | Fail RIM | [11 empty] | Commercial | Duct Sealing Repair | Offices | Existing | E_OF_Duct Sealing Repair | 20.5273 | 1.6399 | 12.5178 | 0 | 0 | 0 | Fail 2-year Threshold
[11 empty] | Commercial | Outdoor Lighting Controls | Hospitals | New | N_HS_Outdoor Lighting Controls | 0.75877 | 0.27073 | 2.8027 | 0 | 0 | 0 | Fail RIM | [11 empty] | Commercial | Duct Sealing Repair | Restaurants | Existing | E_RS_Duct Sealing Repair | 47.0415 | 1.6399 | 28.6864 | 0 | 0 | 0 | Fail 2-year Threshold
[11 empty] | Commercial | Outdoor Lighting Controls | Institutional | New | N_IN_Outdoor Lighting Controls | 0.75877 | 0.27073 | 2.8027 | 0 | 0 | 0 | Fail RIM | [11 empty] | Commercial | Duct Sealing Repair | Grocery | New | N_GR_Duct Sealing Repair | 48.672 | 1.6399 | 29.6807 | 0 | 0 | 0 | Fail 2-year Threshold
[11 empty] | Commercial | Outdoor Lighting Controls | Lodging/Hospitality | New | N_LG_Outdoor Lighting Controls | 0.75877 | 0.27073 | 2.8027 | 0 | 0 | 0 | Fail RIM | [11 empty] | Commercial | Duct Sealing Repair | Healthcare | New | N_HC_Duct Sealing Repair | 19.8945 | 1.6399 | 12.1319 | 0 | 0 | 0 | Fail 2-year Threshold
[11 empty] | Commercial | Outdoor Lighting Controls | Miscellaneous | New | N_MS_Outdoor Lighting Controls | 0.75877 | 0.27073 | 2.8027 | 0 | 0 | 0 | Fail RIM | [11 empty] | Commercial | Duct Sealing Repair | Hospitals | New | N_HS_Duct Sealing Repair | 19.8945 | 1.6399 | 12.1319 | 0 | 0 | 0 | Fail 2-year Threshold
[11 empty] | Commercial | Outdoor Lighting Controls | Offices | New | N_OF_Outdoor Lighting Controls | 0.75877 | 0.27073 | 2.8027 | 0 | 0 | 0 | Fail RIM | [11 empty] | Commercial | Duct Sealing Repair | Institutional | New | N_IN_Duct Sealing Repair | 22.4302 | 1.6399 | 13.6782 | 0 | 0 | 0 | Fail 2-year Threshold
[11 empty] | Commercial | Outdoor Lighting Controls | Restaurants | New | N_RS_Outdoor Lighting Controls | 0.75877 | 0.27073 | 2.8027 | 0 | 0 | 0 | Fail RIM | [11 empty] | Commercial | Duct Sealing Repair | Lodging/Hospitality | New | N_LG_Duct Sealing Repair | 11.229 | 1.6399 | 6.8475 | 0 | 0 | 0 | Fail 2-year Threshold
[11 empty] | Commercial | Outdoor Lighting Controls | Retail | New | N_RT_Outdoor Lighting Controls | 0.75877 | 0.27073 | 2.8027 | 0 | 0 | 0 | Fail RIM | [11 empty] | Commercial | Duct Sealing Repair | Miscellaneous | New | N_MS_Duct Sealing Repair | 15.2814 | 1.6399 | 9.3188 | 0 | 0 | 0 | Fail 2-year Threshold
[11 empty] | Commercial | Outdoor Lighting Controls | Schools K-12 | New | N_SC_Outdoor Lighting Controls | 0.75877 | 0.27073 | 2.8027 | 0 | 0 | 0 | Fail RIM | [11 empty] | Commercial | Duct Sealing Repair | Offices | New | N_OF_Duct Sealing Repair | 20.5273 | 1.6399 | 12.5178 | 0 | 0 | 0 | Fail 2-year Threshold
[11 empty] | Commercial | Outdoor Lighting Controls | Warehouse | New | N_WR_Outdoor Lighting Controls | 0.75877 | 0.27073 | 2.8027 | 0 | 0 | 0 | Fail RIM | [11 empty] | Commercial | Duct Sealing Repair | Restaurants | New | N_RS_Duct Sealing Repair | 47.0415 | 1.6399 | 28.6864 | 0 | 0 | 0 | Fail 2-year Threshold
[11 empty] | Commercial | Air Curtains | Assembly | Existing | E_AS_Air Curtains | 0.007207 | 0.49404 | 0.014588 | 0 | 0 | 0 | Fail RIM | [11 empty] | Commercial | ECM Motors on Furnaces | Assembly | Existing | E_AS_ECM Motors on Furnaces | 0.57618 | 0.26329 | 2.1884 | 0 | 0 | 0 | Fail TRC
[11 empty] | Commercial | Air Curtains | College and University | Existing | E_CU_Air Curtains | 0.0068707 | 0.47099 | 0.014588 | 0 | 0 | 0 | Fail RIM | [11 empty] | Commercial | ECM Motors on Furnaces | Healthcare | Existing | E_HC_ECM Motors on Furnaces | 0.90345 | 0.26329 | 3.4314 | 0 | 0 | 0 | Fail TRC
[11 empty] | Commercial | Air Curtains | Grocery | Existing | E_GR_Air Curtains | 0.007207 | 0.49404 | 0.014588 | 0 | 0 | 0 | Fail RIM | [11 empty] | Commercial | ECM Motors on Furnaces | Institutional | Existing | E_IN_ECM Motors on Furnaces | 0.50243 | 0.26329 | 1.9083 | 0 | 0 | 0 | Fail TRC
[11 empty] | Commercial | Air Curtains | Healthcare | Existing | E_HC_Air Curtains | 0.0068707 | 0.47099 | 0.014588 | 0 | 0 | 0 | Fail RIM | [11 empty] | Commercial | ECM Motors on Furnaces | Miscellaneous | Existing | E_MS_ECM Motors on Furnaces | 0.31805 | 0.26329 | 1.208 | 0 | 0 | 0 | Fail TRC
[11 empty] | Commercial | Air Curtains | Hospitals | Existing | E_HS_Air Curtains | 0.0068707 | 0.47099 | 0.014588 | 0 | 0 | 0 | Fail RIM | [11 empty] | Commercial | ECM Motors on Furnaces | Offices | Existing | E_OF_ECM Motors on Furnaces | 0.33649 | 0.26329 | 1.278 | 0 | 0 | 0 | Fail TRC
[11 empty] | Commercial | Air Curtains | Institutional | Existing | E_IN_Air Curtains | 0.007207 | 0.49404 | 0.014588 | 0 | 0 | 0 | Fail RIM | [11 empty] | Commercial | ECM Motors on Furnaces | Restaurants | Existing | E_RS_ECM Motors on Furnaces | 3.9048 | 0.48382 | 8.0708 | 0 | 0 | 0 | Fail 2-year Threshold
[11 empty] | Commercial | Air Curtains | Lodging/Hospitality | Existing | E_LG_Air Curtains | 0.0068707 | 0.47099 | 0.014588 | 0 | 0 | 0 | Fail RIM | [11 empty] | Commercial | ECM Motors on Furnaces | Warehouse | Existing | E_WR_ECM Motors on Furnaces | 0.31805 | 0.26329 | 1.208 | 0 | 0 | 0 | Fail TRC
[11 empty] | Commercial | Air Curtains | Miscellaneous | Existing | E_MS_Air Curtains | 0.007207 | 0.49404 | 0.014588 | 0 | 0 | 0 | Fail RIM | [11 empty] | Commercial | ECM Motors on Furnaces | Assembly | New | N_AS_ECM Motors on Furnaces | 0.57618 | 0.26329 | 2.1884 | 0 | 0 | 0 | Fail TRC
[11 empty] | Commercial | Air Curtains | Offices | Existing | E_OF_Air Curtains | 0.007207 | 0.49404 | 0.014588 | 0 | 0 | 0 | Fail RIM | [11 empty] | Commercial | ECM Motors on Furnaces | Healthcare | New | N_HC_ECM Motors on Furnaces | 0.90345 | 0.26329 | 3.4314 | 0 | 0 | 0 | Fail TRC
[11 empty] | Commercial | Air Curtains | Restaurants | Existing | E_RS_Air Curtains | 0.0068707 | 0.47099 | 0.014588 | 0 | 0 | 0 | Fail RIM | [11 empty] | Commercial | ECM Motors on Furnaces | Institutional | New | N_IN_ECM Motors on Furnaces | 0.50243 | 0.26329 | 1.9083 | 0 | 0 | 0 | Fail TRC
[11 empty] | Commercial | Air Curtains | Retail | Existing | E_RT_Air Curtains | 0.007207 | 0.49404 | 0.014588 | 0 | 0 | 0 | Fail RIM | [11 empty] | Commercial | ECM Motors on Furnaces | Miscellaneous | New | N_MS_ECM Motors on Furnaces | 0.31805 | 0.26329 | 1.208 | 0 | 0 | 0 | Fail TRC
[11 empty] | Commercial | Air Curtains | Schools K-12 | Existing | E_SC_Air Curtains | 0.0068707 | 0.47099 | 0.014588 | 0 | 0 | 0 | Fail RIM | [11 empty] | Commercial | ECM Motors on Furnaces | Offices | New | N_OF_ECM Motors on Furnaces | 0.33649 | 0.26329 | 1.278 | 0 | 0 | 0 | Fail TRC
[11 empty] | Commercial | Air Curtains | Warehouse | Existing | E_WR_Air Curtains | 0.007207 | 0.49404 | 0.014588 | 0 | 0 | 0 | Fail RIM | [11 empty] | Commercial | ECM Motors on Furnaces | Restaurants | New | N_RS_ECM Motors on Furnaces | 3.9048 | 0.48382 | 8.0708 | 0 | 0 | 0 | Fail 2-year Threshold
[11 empty] | Commercial | Air Curtains | Assembly | New | N_AS_Air Curtains | 0.007207 | 0.49404 | 0.014588 | 0 | 0 | 0 | Fail RIM | [11 empty] | Commercial | ECM Motors on Furnaces | Warehouse | New | N_WR_ECM Motors on Furnaces | 0.31805 | 0.26329 | 1.208 | 0 | 0 | 0 | Fail TRC
[11 empty] | Commercial | Air Curtains | College and University | New | N_CU_Air Curtains | 0.0068707 | 0.47099 | 0.014588 | 0 | 0 | 0 | Fail RIM | [11 empty] | Commercial | Energy Recovery Ventilation System (ERV) | Assembly | Existing | E_AS_Energy Recovery Ventilation System (ERV) | 0.28727 | 4.0534 | 0.07087 | 0 | 0 | 0 | Fail TRC
[11 empty] | Commercial | Air Curtains | Grocery | New | N_GR_Air Curtains | 0.007207 | 0.49404 | 0.014588 | 0 | 0 | 0 | Fail RIM | [11 empty] | Commercial | Energy Recovery Ventilation System (ERV) | College and University | Existing | E_CU_Energy Recovery Ventilation System (ERV) | 0.24441 | 4.0534 | 0.060296 | 0 | 0 | 0 | Fail TRC
[11 empty] | Commercial | Air Curtains | Healthcare | New | N_HC_Air Curtains | 0.0068707 | 0.47099 | 0.014588 | 0 | 0 | 0 | Fail RIM | [11 empty] | Commercial | Energy Recovery Ventilation System (ERV) | Grocery | Existing | E_GR_Energy Recovery Ventilation System (ERV) | 1.5405 | 4.0534 | 0.38004 | 0 | 0 | 0 | Fail PCT
[11 empty] | Commercial | Air Curtains | Hospitals | New | N_HS_Air Curtains | 0.0068707 | 0.47099 | 0.014588 | 0 | 0 | 0 | Fail RIM | [11 empty] | Commercial | Energy Recovery Ventilation System (ERV) | Healthcare | Existing | E_HC_Energy Recovery Ventilation System (ERV) | 0.62966 | 4.0534 | 0.15534 | 0 | 0 | 0 | Fail TRC
[11 empty] | Commercial | Air Curtains | Institutional | New | N_IN_Air Curtains | 0.007207 | 0.49404 | 0.014588 | 0 | 0 | 0 | Fail RIM | [11 empty] | Commercial | Energy Recovery Ventilation System (ERV) | Hospitals | Existing | E_HS_Energy Recovery Ventilation System (ERV) | 0.62966 | 4.0534 | 0.15534 | 0 | 0 | 0 | Fail TRC
[11 empty] | Commercial | Air Curtains | Lodging/Hospitality | New | N_LG_Air Curtains | 0.0068707 | 0.47099 | 0.014588 | 0 | 0 | 0 | Fail RIM | [11 empty] | Commercial | Energy Recovery Ventilation System (ERV) | Institutional | Existing | E_IN_Energy Recovery Ventilation System (ERV) | 0.70992 | 4.0534 | 0.17514 | 0 | 0 | 0 | Fail TRC
[11 empty] | Commercial | Air Curtains | Miscellaneous | New | N_MS_Air Curtains | 0.007207 | 0.49404 | 0.014588 | 0 | 0 | 0 | Fail RIM | [11 empty] | Commercial | Energy Recovery Ventilation System (ERV) | Lodging/Hospitality | Existing | E_LG_Energy Recovery Ventilation System (ERV) | 0.3554 | 4.0534 | 0.087678 | 0 | 0 | 0 | Fail TRC
[11 empty] | Commercial | Air Curtains | Offices | New | N_OF_Air Curtains | 0.007207 | 0.49404 | 0.014588 | 0 | 0 | 0 | Fail RIM | [11 empty] | Commercial | Energy Recovery Ventilation System (ERV) | Miscellaneous | Existing | E_MS_Energy Recovery Ventilation System (ERV) | 0.48382 | 4.0534 | 0.11936 | 0 | 0 | 0 | Fail TRC
[11 empty] | Commercial | Air Curtains | Restaurants | New | N_RS_Air Curtains | 0.0068707 | 0.47099 | 0.014588 | 0 | 0 | 0 | Fail RIM | [11 empty] | Commercial | Energy Recovery Ventilation System (ERV) | Offices | Existing | E_OF_Energy Recovery Ventilation System (ERV) | 0.40021 | 4.0534 | 0.098734 | 0 | 0 | 0 | Fail TRC
[11 empty] | Commercial | Air Curtains | Retail | New | N_RT_Air Curtains | 0.007207 | 0.49404 | 0.014588 | 0 | 0 | 0 | Fail RIM | [11 empty] | Commercial | Energy Recovery Ventilation System (ERV) | Restaurants | Existing | E_RS_Energy Recovery Ventilation System (ERV) | 1.6335 | 4.0534 | 0.40299 | 0 | 0 | 0 | Fail PCT
[11 empty] | Commercial | Air Curtains | Schools K-12 | New | N_SC_Air Curtains | 0.0068707 | 0.47099 | 0.014588 | 0 | 0 | 0 | Fail RIM | [11 empty] | Commercial | Energy Recovery Ventilation System (ERV) | Retail | Existing | E_RT_Energy Recovery Ventilation System (ERV) | 0.36261 | 4.0534 | 0.089457 | 0 | 0 | 0 | Fail TRC
[11 empty] | Commercial | Air Curtains | Warehouse | New | N_WR_Air Curtains | 0.007207 | 0.49404 | 0.014588 | 0 | 0 | 0 | Fail RIM | [11 empty] | Commercial | Energy Recovery Ventilation System (ERV) | Schools K-12 | Existing | E_SC_Energy Recovery Ventilation System (ERV) | 0.24441 | 4.0534 | 0.060296 | 0 | 0 | 0 | Fail TRC
[11 empty] | Commercial | Airside Economizer | Assembly | Existing | E_AS_Airside Economizer | 8.8425 | 0.27774 | 31.8374 | 0 | 0 | 0 | Fail RIM | [11 empty] | Commercial | Energy Recovery Ventilation System (ERV) | Warehouse | Existing | E_WR_Energy Recovery Ventilation System (ERV) | 0.076342 | 4.0534 | 0.018834 | 0 | 0 | 0 | Fail TRC
[11 empty] | Commercial | Airside Economizer | College and University | Existing | E_CU_Airside Economizer | 15.9423 | 0.50074 | 31.8374 | 0 | 0 | 0 | Fail RIM | [11 empty] | Commercial | Energy Recovery Ventilation System (ERV) | Assembly | New | N_AS_Energy Recovery Ventilation System (ERV) | 0.28727 | 4.0534 | 0.07087 | 0 | 0 | 0 | Fail TRC
[11 empty] | Commercial | Airside Economizer | Grocery | Existing | E_GR_Airside Economizer | 9.1991 | 0.28894 | 31.8374 | 0 | 0 | 0 | Fail RIM | [11 empty] | Commercial | Energy Recovery Ventilation System (ERV) | College and University | New | N_CU_Energy Recovery Ventilation System (ERV) | 0.24441 | 4.0534 | 0.060296 | 0 | 0 | 0 | Fail TRC
[11 empty] | Commercial | Airside Economizer | Healthcare | Existing | E_HC_Airside Economizer | 8.8425 | 0.27774 | 31.8374 | 0 | 0 | 0 | Fail RIM | [11 empty] | Commercial | Energy Recovery Ventilation System (ERV) | Grocery | New | N_GR_Energy Recovery Ventilation System (ERV) | 1.5405 | 4.0534 | 0.38004 | 0 | 0 | 0 | Fail PCT
[11 empty] | Commercial | Airside Economizer | Hospitals | Existing | E_HS_Airside Economizer | 15.9423 | 0.50074 | 31.8374 | 0 | 0 | 0 | Fail RIM | [11 empty] | Commercial | Energy Recovery Ventilation System (ERV) | Healthcare | New | N_HC_Energy Recovery Ventilation System (ERV) | 0.62966 | 4.0534 | 0.15534 | 0 | 0 | 0 | Fail TRC
[11 empty] | Commercial | Airside Economizer | Institutional | Existing | E_IN_Airside Economizer | 8.8425 | 0.27774 | 31.8374 | 0 | 0 | 0 | Fail RIM | [11 empty] | Commercial | Energy Recovery Ventilation System (ERV) | Hospitals | New | N_HS_Energy Recovery Ventilation System (ERV) | 0.62966 | 4.0534 | 0.15534 | 0 | 0 | 0 | Fail TRC
[11 empty] | Commercial | Airside Economizer | Lodging/Hospitality | Existing | E_LG_Airside Economizer | 9.1991 | 0.28894 | 31.8374 | 0 | 0 | 0 | Fail RIM | [11 empty] | Commercial | Energy Recovery Ventilation System (ERV) | Institutional | New | N_IN_Energy Recovery Ventilation System (ERV) | 0.70992 | 4.0534 | 0.17514 | 0 | 0 | 0 | Fail TRC
[11 empty] | Commercial | Airside Economizer | Miscellaneous | Existing | E_MS_Airside Economizer | 8.8425 | 0.27774 | 31.8374 | 0 | 0 | 0 | Fail RIM | [11 empty] | Commercial | Energy Recovery Ventilation System (ERV) | Lodging/Hospitality | New | N_LG_Energy Recovery Ventilation System (ERV) | 0.3554 | 4.0534 | 0.087678 | 0 | 0 | 0 | Fail TRC
[11 empty] | Commercial | Airside Economizer | Offices | Existing | E_OF_Airside Economizer | 8.8425 | 0.27774 | 31.8374 | 0 | 0 | 0 | Fail RIM | [11 empty] | Commercial | Energy Recovery Ventilation System (ERV) | Miscellaneous | New | N_MS_Energy Recovery Ventilation System (ERV) | 0.48382 | 4.0534 | 0.11936 | 0 | 0 | 0 | Fail TRC
[11 empty] | Commercial | Airside Economizer | Restaurants | Existing | E_RS_Airside Economizer | 9.1991 | 0.28894 | 31.8374 | 0 | 0 | 0 | Fail RIM | [11 empty] | Commercial | Energy Recovery Ventilation System (ERV) | Offices | New | N_OF_Energy Recovery Ventilation System (ERV) | 0.40021 | 4.0534 | 0.098734 | 0 | 0 | 0 | Fail TRC
[11 empty] | Commercial | Airside Economizer | Retail | Existing | E_RT_Airside Economizer | 9.1991 | 0.28894 | 31.8374 | 0 | 0 | 0 | Fail RIM | [11 empty] | Commercial | Energy Recovery Ventilation System (ERV) | Restaurants | New | N_RS_Energy Recovery Ventilation System (ERV) | 1.6335 | 4.0534 | 0.40299 | 0 | 0 | 0 | Fail PCT
[11 empty] | Commercial | Airside Economizer | Schools K-12 | Existing | E_SC_Airside Economizer | 8.8425 | 0.27774 | 31.8374 | 0 | 0 | 0 | Fail RIM | [11 empty] | Commercial | Energy Recovery Ventilation System (ERV) | Retail | New | N_RT_Energy Recovery Ventilation System (ERV) | 0.36261 | 4.0534 | 0.089457 | 0 | 0 | 0 | Fail TRC
[11 empty] | Commercial | Airside Economizer | Warehouse | Existing | E_WR_Airside Economizer | 8.8425 | 0.27774 | 31.8374 | 0 | 0 | 0 | Fail RIM | [11 empty] | Commercial | Energy Recovery Ventilation System (ERV) | Schools K-12 | New | N_SC_Energy Recovery Ventilation System (ERV) | 0.24441 | 4.0534 | 0.060296 | 0 | 0 | 0 | Fail TRC
[11 empty] | Commercial | Airside Economizer | Assembly | New | N_AS_Airside Economizer | 8.8425 | 0.27774 | 31.8374 | 0 | 0 | 0 | Fail RIM | [11 empty] | Commercial | Energy Recovery Ventilation System (ERV) | Warehouse | New | N_WR_Energy Recovery Ventilation System (ERV) | 0.076342 | 4.0534 | 0.018834 | 0 | 0 | 0 | Fail TRC
[11 empty] | Commercial | Airside Economizer | College and University | New | N_CU_Airside Economizer | 15.9423 | 0.50074 | 31.8374 | 0 | 0 | 0 | Fail RIM | [11 empty] | Commercial | Facility Commissioning | Assembly | Existing | E_AS_Facility Commissioning | 0 | 0 | 0 | 0 | 0 | 0 | Fail TRC
[11 empty] | Commercial | Airside Economizer | Grocery | New | N_GR_Airside Economizer | 9.1991 | 0.28894 | 31.8374 | 0 | 0 | 0 | Fail RIM | [11 empty] | Commercial | Facility Commissioning | College and University | Existing | E_CU_Facility Commissioning | 0 | 0 | 0 | 0 | 0 | 0 | Fail TRC
[11 empty] | Commercial | Airside Economizer | Healthcare | New | N_HC_Airside Economizer | 8.8425 | 0.27774 | 31.8374 | 0 | 0 | 0 | Fail RIM | [11 empty] | Commercial | Facility Commissioning | Grocery | Existing | E_GR_Facility Commissioning | 0 | 0 | 0 | 0 | 0 | 0 | Fail TRC
[11 empty] | Commercial | Airside Economizer | Hospitals | New | N_HS_Airside Economizer | 15.9423 | 0.50074 | 31.8374 | 0 | 0 | 0 | Fail RIM | [11 empty] | Commercial | Facility Commissioning | Healthcare | Existing | E_HC_Facility Commissioning | 0 | 0 | 0 | 0 | 0 | 0 | Fail TRC
[11 empty] | Commercial | Airside Economizer | Institutional | New | N_IN_Airside Economizer | 8.8425 | 0.27774 | 31.8374 | 0 | 0 | 0 | Fail RIM | [11 empty] | Commercial | Facility Commissioning | Hospitals | Existing | E_HS_Facility Commissioning | 0 | 0 | 0 | 0 | 0 | 0 | Fail TRC
[11 empty] | Commercial | Airside Economizer | Lodging/Hospitality | New | N_LG_Airside Economizer | 9.1991 | 0.28894 | 31.8374 | 0 | 0 | 0 | Fail RIM | [11 empty] | Commercial | Facility Commissioning | Institutional | Existing | E_IN_Facility Commissioning | 0 | 0 | 0 | 0 | 0 | 0 | Fail TRC
[11 empty] | Commercial | Airside Economizer | Miscellaneous | New | N_MS_Airside Economizer | 8.8425 | 0.27774 | 31.8374 | 0 | 0 | 0 | Fail RIM | [11 empty] | Commercial | Facility Commissioning | Lodging/Hospitality | Existing | E_LG_Facility Commissioning | 0 | 0 | 0 | 0 | 0 | 0 | Fail TRC
[11 empty] | Commercial | Airside Economizer | Offices | New | N_OF_Airside Economizer | 8.8425 | 0.27774 | 31.8374 | 0 | 0 | 0 | Fail RIM | [11 empty] | Commercial | Facility Commissioning | Miscellaneous | Existing | E_MS_Facility Commissioning | 0 | 0 | 0 | 0 | 0 | 0 | Fail TRC
[11 empty] | Commercial | Airside Economizer | Restaurants | New | N_RS_Airside Economizer | 9.1991 | 0.28894 | 31.8374 | 0 | 0 | 0 | Fail RIM | [11 empty] | Commercial | Facility Commissioning | Offices | Existing | E_OF_Facility Commissioning | 0 | 0 | 0 | 0 | 0 | 0 | Fail TRC
[11 empty] | Commercial | Airside Economizer | Retail | New | N_RT_Airside Economizer | 9.1991 | 0.28894 | 31.8374 | 0 | 0 | 0 | Fail RIM | [11 empty] | Commercial | Facility Commissioning | Restaurants | Existing | E_RS_Facility Commissioning | 0 | 0 | 0 | 0 | 0 | 0 | Fail TRC
[11 empty] | Commercial | Airside Economizer | Schools K-12 | New | N_SC_Airside Economizer | 8.8425 | 0.27774 | 31.8374 | 0 | 0 | 0 | Fail RIM | [11 empty] | Commercial | Facility Commissioning | Retail | Existing | E_RT_Facility Commissioning | 0 | 0 | 0 | 0 | 0 | 0 | Fail TRC
[11 empty] | Commercial | Airside Economizer | Warehouse | New | N_WR_Airside Economizer | 8.8425 | 0.27774 | 31.8374 | 0 | 0 | 0 | Fail RIM | [11 empty] | Commercial | Facility Commissioning | Schools K-12 | Existing | E_SC_Facility Commissioning | 0 | 0 | 0 | 0 | 0 | 0 | Fail TRC
[11 empty] | Commercial | Ceiling Insulation(R12 to R38) | Assembly | Existing | E_AS_Ceiling Insulation(R12 to R38) | 0.67676 | 1.218 | 0.55561 | 0 | 0 | 0 | Fail PCT | [11 empty] | Commercial | Facility Commissioning | Warehouse | Existing | E_WR_Facility Commissioning | 0 | 0 | 0 | 0 | 0 | 0 | Fail TRC
[11 empty] | Commercial | Ceiling Insulation(R12 to R38) | College and University | Existing | E_CU_Ceiling Insulation(R12 to R38) | 0.67281 | 1.2109 | 0.55561 | 0 | 0 | 0 | Fail PCT | [11 empty] | Commercial | Facility Commissioning | Assembly | New | N_AS_Facility Commissioning | 0.15225 | 0.66503 | 0.22894 | 0 | 0 | 0 | Fail TRC
[11 empty] | Commercial | Ceiling Insulation(R12 to R38) | Grocery | Existing | E_GR_Ceiling Insulation(R12 to R38) | 0.69448 | 1.2499 | 0.55561 | 0 | 0 | 0 | Fail PCT | [11 empty] | Commercial | Facility Commissioning | College and University | New | N_CU_Facility Commissioning | 0.21215 | 0.61149 | 0.34695 | 0 | 0 | 0 | Fail TRC
[11 empty] | Commercial | Ceiling Insulation(R12 to R38) | Healthcare | Existing | E_HC_Ceiling Insulation(R12 to R38) | 0.67676 | 1.218 | 0.55561 | 0 | 0 | 0 | Fail PCT | [11 empty] | Commercial | Facility Commissioning | Healthcare | New | N_HC_Facility Commissioning | 0.61268 | 0.66503 | 0.92128 | 0 | 0 | 0 | Fail TRC
[11 empty] | Commercial | Ceiling Insulation(R12 to R38) | Hospitals | Existing | E_HS_Ceiling Insulation(R12 to R38) | 0.67281 | 1.2109 | 0.55561 | 0 | 0 | 0 | Fail PCT | [11 empty] | Commercial | Facility Commissioning | Hospitals | New | N_HS_Facility Commissioning | 0.56335 | 0.61149 | 0.92128 | 0 | 0 | 0 | Fail TRC
[11 empty] | Commercial | Ceiling Insulation(R12 to R38) | Institutional | Existing | E_IN_Ceiling Insulation(R12 to R38) | 0.67676 | 1.218 | 0.55561 | 0 | 0 | 0 | Fail PCT | [11 empty] | Commercial | Facility Commissioning | Institutional | New | N_IN_Facility Commissioning | 0.69077 | 0.66503 | 1.0387 | 0 | 0 | 0 | Fail TRC
[11 empty] | Commercial | Ceiling Insulation(R12 to R38) | Lodging/Hospitality | Existing | E_LG_Ceiling Insulation(R12 to R38) | 0.67281 | 1.2109 | 0.55561 | 0 | 0 | 0 | Fail PCT | [11 empty] | Commercial | Facility Commissioning | Lodging/Hospitality | New | N_LG_Facility Commissioning | 0.34581 | 0.66503 | 0.52 | 0 | 0 | 0 | Fail TRC
[11 empty] | Commercial | Ceiling Insulation(R12 to R38) | Miscellaneous | Existing | E_MS_Ceiling Insulation(R12 to R38) | 0.67676 | 1.218 | 0.55561 | 0 | 0 | 0 | Fail PCT | [11 empty] | Commercial | Facility Commissioning | Miscellaneous | New | N_MS_Facility Commissioning | 0.47178 | 0.66503 | 0.70941 | 0 | 0 | 0 | Fail TRC
[11 empty] | Commercial | Ceiling Insulation(R12 to R38) | Offices | Existing | E_OF_Ceiling Insulation(R12 to R38) | 0.67676 | 1.218 | 0.55561 | 0 | 0 | 0 | Fail PCT | [11 empty] | Commercial | Facility Commissioning | Offices | New | N_OF_Facility Commissioning | 0.63217 | 0.66503 | 0.95059 | 0 | 0 | 0 | Fail TRC
[11 empty] | Commercial | Ceiling Insulation(R12 to R38) | Restaurants | Existing | E_RS_Ceiling Insulation(R12 to R38) | 0.69448 | 1.2499 | 0.55561 | 0 | 0 | 0 | Fail PCT | [11 empty] | Commercial | Facility Commissioning | Retail | New | N_RT_Facility Commissioning | 0.28087 | 0.66503 | 0.42235 | 0 | 0 | 0 | Fail TRC
[11 empty] | Commercial | Ceiling Insulation(R12 to R38) | Retail | Existing | E_RT_Ceiling Insulation(R12 to R38) | 0.69448 | 1.2499 | 0.55561 | 0 | 0 | 0 | Fail PCT | [11 empty] | Commercial | Facility Commissioning | Schools K-12 | New | N_SC_Facility Commissioning | 0.23073 | 0.66503 | 0.34695 | 0 | 0 | 0 | Fail TRC
[11 empty] | Commercial | Ceiling Insulation(R12 to R38) | Schools K-12 | Existing | E_SC_Ceiling Insulation(R12 to R38) | 0.67676 | 1.218 | 0.55561 | 0 | 0 | 0 | Fail PCT | [11 empty] | Commercial | Facility Commissioning | Warehouse | New | N_WR_Facility Commissioning | 0.074283 | 0.66503 | 0.1117 | 0 | 0 | 0 | Fail TRC
[11 empty] | Commercial | Ceiling Insulation(R12 to R38) | Warehouse | Existing | E_WR_Ceiling Insulation(R12 to R38) | 0.39476 | 0.71049 | 0.55561 | 0 | 0 | 0 | Fail RIM | [11 empty] | Commercial | Facility Energy Management System | Grocery | Existing | E_GR_Facility Energy Management System | 11.6235 | 0.8373 | 13.8822 | 0 | 0 | 0 | Fail 2-year Threshold
[11 empty] | Commercial | Ceiling Insulation(R12 to R38) | Assembly | New | N_AS_Ceiling Insulation(R12 to R38) | 0.66396 | 1.218 | 0.5451 | 0 | 0 | 0 | Fail PCT | [11 empty] | Commercial | Facility Energy Management System | Institutional | Existing | E_IN_Facility Energy Management System | 4.6697 | 0.72993 | 6.3975 | 0 | 0 | 0 | Fail 2-year Threshold
[11 empty] | Commercial | Ceiling Insulation(R12 to R38) | College and University | New | N_CU_Ceiling Insulation(R12 to R38) | 0.66008 | 1.2109 | 0.5451 | 0 | 0 | 0 | Fail PCT | [11 empty] | Commercial | Facility Energy Management System | Restaurants | Existing | E_RS_Facility Energy Management System | 11.2341 | 0.8373 | 13.4171 | 0 | 0 | 0 | Fail 2-year Threshold
[11 empty] | Commercial | Ceiling Insulation(R12 to R38) | Grocery | New | N_GR_Ceiling Insulation(R12 to R38) | 0.68134 | 1.2499 | 0.5451 | 0 | 0 | 0 | Fail PCT | [11 empty] | Commercial | Facility Energy Management System | Warehouse | Existing | E_WR_Facility Energy Management System | 0.50217 | 0.72993 | 0.68797 | 0 | 0 | 0 | Fail TRC
[11 empty] | Commercial | Ceiling Insulation(R12 to R38) | Healthcare | New | N_HC_Ceiling Insulation(R12 to R38) | 0.66396 | 1.218 | 0.5451 | 0 | 0 | 0 | Fail PCT | [11 empty] | Commercial | Facility Energy Management System | Grocery | New | N_GR_Facility Energy Management System | 11.6235 | 0.8373 | 13.8822 | 0 | 0 | 0 | Fail 2-year Threshold
[11 empty] | Commercial | Ceiling Insulation(R12 to R38) | Hospitals | New | N_HS_Ceiling Insulation(R12 to R38) | 0.66008 | 1.2109 | 0.5451 | 0 | 0 | 0 | Fail PCT | [11 empty] | Commercial | Facility Energy Management System | Institutional | New | N_IN_Facility Energy Management System | 4.6697 | 0.72993 | 6.3975 | 0 | 0 | 0 | Fail 2-year Threshold
[11 empty] | Commercial | Ceiling Insulation(R12 to R38) | Institutional | New | N_IN_Ceiling Insulation(R12 to R38) | 0.66396 | 1.218 | 0.5451 | 0 | 0 | 0 | Fail PCT | [11 empty] | Commercial | Facility Energy Management System | Restaurants | New | N_RS_Facility Energy Management System | 11.2341 | 0.8373 | 13.4171 | 0 | 0 | 0 | Fail 2-year Threshold
[11 empty] | Commercial | Ceiling Insulation(R12 to R38) | Lodging/Hospitality | New | N_LG_Ceiling Insulation(R12 to R38) | 0.66008 | 1.2109 | 0.5451 | 0 | 0 | 0 | Fail PCT | [11 empty] | Commercial | Facility Energy Management System | Warehouse | New | N_WR_Facility Energy Management System | 0.50217 | 0.72993 | 0.68797 | 0 | 0 | 0 | Fail TRC
[11 empty] | Commercial | Ceiling Insulation(R12 to R38) | Miscellaneous | New | N_MS_Ceiling Insulation(R12 to R38) | 0.66396 | 1.218 | 0.5451 | 0 | 0 | 0 | Fail PCT | [11 empty] | Commercial | Floor Insulation | Assembly | Existing | E_AS_Floor Insulation | 0.082711 | 1.218 | 0.067905 | 0 | 0 | 0 | Fail TRC
[11 empty] | Commercial | Ceiling Insulation(R12 to R38) | Offices | New | N_OF_Ceiling Insulation(R12 to R38) | 0.66396 | 1.218 | 0.5451 | 0 | 0 | 0 | Fail PCT | [11 empty] | Commercial | Floor Insulation | College and University | Existing | E_CU_Floor Insulation | 0.082228 | 1.2109 | 0.067905 | 0 | 0 | 0 | Fail TRC
[11 empty] | Commercial | Ceiling Insulation(R12 to R38) | Restaurants | New | N_RS_Ceiling Insulation(R12 to R38) | 0.68134 | 1.2499 | 0.5451 | 0 | 0 | 0 | Fail PCT | [11 empty] | Commercial | Floor Insulation | Grocery | Existing | E_GR_Floor Insulation | 0.084877 | 1.2499 | 0.067905 | 0 | 0 | 0 | Fail TRC
[11 empty] | Commercial | Ceiling Insulation(R12 to R38) | Retail | New | N_RT_Ceiling Insulation(R12 to R38) | 0.68134 | 1.2499 | 0.5451 | 0 | 0 | 0 | Fail PCT | [11 empty] | Commercial | Floor Insulation | Healthcare | Existing | E_HC_Floor Insulation | 0.082711 | 1.218 | 0.067905 | 0 | 0 | 0 | Fail TRC
[11 empty] | Commercial | Ceiling Insulation(R12 to R38) | Schools K-12 | New | N_SC_Ceiling Insulation(R12 to R38) | 0.66396 | 1.218 | 0.5451 | 0 | 0 | 0 | Fail PCT | [11 empty] | Commercial | Floor Insulation | Hospitals | Existing | E_HS_Floor Insulation | 0.082228 | 1.2109 | 0.067905 | 0 | 0 | 0 | Fail TRC
[11 empty] | Commercial | Ceiling Insulation(R12 to R38) | Warehouse | New | N_WR_Ceiling Insulation(R12 to R38) | 0.38729 | 0.71049 | 0.5451 | 0 | 0 | 0 | Fail RIM | [11 empty] | Commercial | Floor Insulation | Institutional | Existing | E_IN_Floor Insulation | 0.082711 | 1.218 | 0.067905 | 0 | 0 | 0 | Fail TRC
[11 empty] | Commercial | Ceiling Insulation(R19 to R38) | Assembly | Existing | E_AS_Ceiling Insulation(R19 to R38) | 0.36449 | 1.218 | 0.29925 | 0 | 0 | 0 | Fail PCT | [11 empty] | Commercial | Floor Insulation | Lodging/Hospitality | Existing | E_LG_Floor Insulation | 0.082228 | 1.2109 | 0.067905 | 0 | 0 | 0 | Fail TRC
[11 empty] | Commercial | Ceiling Insulation(R19 to R38) | College and University | Existing | E_CU_Ceiling Insulation(R19 to R38) | 0.36237 | 1.2109 | 0.29925 | 0 | 0 | 0 | Fail PCT | [11 empty] | Commercial | Floor Insulation | Miscellaneous | Existing | E_MS_Floor Insulation | 0.082711 | 1.218 | 0.067905 | 0 | 0 | 0 | Fail TRC
[11 empty] | Commercial | Ceiling Insulation(R19 to R38) | Grocery | Existing | E_GR_Ceiling Insulation(R19 to R38) | 0.37404 | 1.2499 | 0.29925 | 0 | 0 | 0 | Fail PCT | [11 empty] | Commercial | Floor Insulation | Offices | Existing | E_OF_Floor Insulation | 0.082711 | 1.218 | 0.067905 | 0 | 0 | 0 | Fail TRC
[11 empty] | Commercial | Ceiling Insulation(R19 to R38) | Healthcare | Existing | E_HC_Ceiling Insulation(R19 to R38) | 0.36449 | 1.218 | 0.29925 | 0 | 0 | 0 | Fail PCT | [11 empty] | Commercial | Floor Insulation | Restaurants | Existing | E_RS_Floor Insulation | 0.084877 | 1.2499 | 0.067905 | 0 | 0 | 0 | Fail TRC
[11 empty] | Commercial | Ceiling Insulation(R19 to R38) | Hospitals | Existing | E_HS_Ceiling Insulation(R19 to R38) | 0.36237 | 1.2109 | 0.29925 | 0 | 0 | 0 | Fail PCT | [11 empty] | Commercial | Floor Insulation | Retail | Existing | E_RT_Floor Insulation | 0.084877 | 1.2499 | 0.067905 | 0 | 0 | 0 | Fail TRC
[11 empty] | Commercial | Ceiling Insulation(R19 to R38) | Institutional | Existing | E_IN_Ceiling Insulation(R19 to R38) | 0.36449 | 1.218 | 0.29925 | 0 | 0 | 0 | Fail PCT | [11 empty] | Commercial | Floor Insulation | Schools K-12 | Existing | E_SC_Floor Insulation | 0.082711 | 1.218 | 0.067905 | 0 | 0 | 0 | Fail TRC
[11 empty] | Commercial | Ceiling Insulation(R19 to R38) | Lodging/Hospitality | Existing | E_LG_Ceiling Insulation(R19 to R38) | 0.36237 | 1.2109 | 0.29925 | 0 | 0 | 0 | Fail PCT | [11 empty] | Commercial | Floor Insulation | Warehouse | Existing | E_WR_Floor Insulation | 0.048246 | 0.71049 | 0.067905 | 0 | 0 | 0 | Fail TRC
[11 empty] | Commercial | Ceiling Insulation(R19 to R38) | Miscellaneous | Existing | E_MS_Ceiling Insulation(R19 to R38) | 0.36449 | 1.218 | 0.29925 | 0 | 0 | 0 | Fail PCT | [11 empty] | Commercial | Floor Insulation | Assembly | New | N_AS_Floor Insulation | 0.081146 | 1.218 | 0.06662 | 0 | 0 | 0 | Fail TRC
[11 empty] | Commercial | Ceiling Insulation(R19 to R38) | Offices | Existing | E_OF_Ceiling Insulation(R19 to R38) | 0.36449 | 1.218 | 0.29925 | 0 | 0 | 0 | Fail PCT | [11 empty] | Commercial | Floor Insulation | College and University | New | N_CU_Floor Insulation | 0.080672 | 1.2109 | 0.06662 | 0 | 0 | 0 | Fail TRC
[11 empty] | Commercial | Ceiling Insulation(R19 to R38) | Restaurants | Existing | E_RS_Ceiling Insulation(R19 to R38) | 0.37404 | 1.2499 | 0.29925 | 0 | 0 | 0 | Fail PCT | [11 empty] | Commercial | Floor Insulation | Grocery | New | N_GR_Floor Insulation | 0.083271 | 1.2499 | 0.06662 | 0 | 0 | 0 | Fail TRC
[11 empty] | Commercial | Ceiling Insulation(R19 to R38) | Retail | Existing | E_RT_Ceiling Insulation(R19 to R38) | 0.37404 | 1.2499 | 0.29925 | 0 | 0 | 0 | Fail PCT | [11 empty] | Commercial | Floor Insulation | Healthcare | New | N_HC_Floor Insulation | 0.081146 | 1.218 | 0.06662 | 0 | 0 | 0 | Fail TRC
[11 empty] | Commercial | Ceiling Insulation(R19 to R38) | Schools K-12 | Existing | E_SC_Ceiling Insulation(R19 to R38) | 0.36449 | 1.218 | 0.29925 | 0 | 0 | 0 | Fail PCT | [11 empty] | Commercial | Floor Insulation | Hospitals | New | N_HS_Floor Insulation | 0.080672 | 1.2109 | 0.06662 | 0 | 0 | 0 | Fail TRC
[11 empty] | Commercial | Ceiling Insulation(R19 to R38) | Warehouse | Existing | E_WR_Ceiling Insulation(R19 to R38) | 0.21261 | 0.71049 | 0.29925 | 0 | 0 | 0 | Fail RIM | [11 empty] | Commercial | Floor Insulation | Institutional | New | N_IN_Floor Insulation | 0.081146 | 1.218 | 0.06662 | 0 | 0 | 0 | Fail TRC
[11 empty] | Commercial | Ceiling Insulation(R19 to R38) | Assembly | New | N_AS_Ceiling Insulation(R19 to R38) | 0.3576 | 1.218 | 0.29359 | 0 | 0 | 0 | Fail PCT | [11 empty] | Commercial | Floor Insulation | Lodging/Hospitality | New | N_LG_Floor Insulation | 0.080672 | 1.2109 | 0.06662 | 0 | 0 | 0 | Fail TRC
[11 empty] | Commercial | Ceiling Insulation(R19 to R38) | College and University | New | N_CU_Ceiling Insulation(R19 to R38) | 0.35551 | 1.2109 | 0.29359 | 0 | 0 | 0 | Fail PCT | [11 empty] | Commercial | Floor Insulation | Miscellaneous | New | N_MS_Floor Insulation | 0.081146 | 1.218 | 0.06662 | 0 | 0 | 0 | Fail TRC
[11 empty] | Commercial | Ceiling Insulation(R19 to R38) | Grocery | New | N_GR_Ceiling Insulation(R19 to R38) | 0.36696 | 1.2499 | 0.29359 | 0 | 0 | 0 | Fail PCT | [11 empty] | Commercial | Floor Insulation | Offices | New | N_OF_Floor Insulation | 0.081146 | 1.218 | 0.06662 | 0 | 0 | 0 | Fail TRC
[11 empty] | Commercial | Ceiling Insulation(R19 to R38) | Healthcare | New | N_HC_Ceiling Insulation(R19 to R38) | 0.3576 | 1.218 | 0.29359 | 0 | 0 | 0 | Fail PCT | [11 empty] | Commercial | Floor Insulation | Restaurants | New | N_RS_Floor Insulation | 0.083271 | 1.2499 | 0.06662 | 0 | 0 | 0 | Fail TRC
[11 empty] | Commercial | Ceiling Insulation(R19 to R38) | Hospitals | New | N_HS_Ceiling Insulation(R19 to R38) | 0.35551 | 1.2109 | 0.29359 | 0 | 0 | 0 | Fail PCT | [11 empty] | Commercial | Floor Insulation | Retail | New | N_RT_Floor Insulation | 0.083271 | 1.2499 | 0.06662 | 0 | 0 | 0 | Fail TRC
[11 empty] | Commercial | Ceiling Insulation(R19 to R38) | Institutional | New | N_IN_Ceiling Insulation(R19 to R38) | 0.3576 | 1.218 | 0.29359 | 0 | 0 | 0 | Fail PCT | [11 empty] | Commercial | Floor Insulation | Schools K-12 | New | N_SC_Floor Insulation | 0.081146 | 1.218 | 0.06662 | 0 | 0 | 0 | Fail TRC
[11 empty] | Commercial | Ceiling Insulation(R19 to R38) | Lodging/Hospitality | New | N_LG_Ceiling Insulation(R19 to R38) | 0.35551 | 1.2109 | 0.29359 | 0 | 0 | 0 | Fail PCT | [11 empty] | Commercial | Floor Insulation | Warehouse | New | N_WR_Floor Insulation | 0.047333 | 0.71049 | 0.06662 | 0 | 0 | 0 | Fail TRC
[11 empty] | Commercial | Ceiling Insulation(R19 to R38) | Miscellaneous | New | N_MS_Ceiling Insulation(R19 to R38) | 0.3576 | 1.218 | 0.29359 | 0 | 0 | 0 | Fail PCT | [11 empty] | Commercial | Green Roof | Assembly | Existing | E_AS_Green Roof | 0.013293 | 1.1798 | 0.011267 | 0 | 0 | 0 | Fail TRC
[11 empty] | Commercial | Ceiling Insulation(R19 to R38) | Offices | New | N_OF_Ceiling Insulation(R19 to R38) | 0.3576 | 1.218 | 0.29359 | 0 | 0 | 0 | Fail PCT | [11 empty] | Commercial | Green Roof | College and University | Existing | E_CU_Green Roof | 0.013293 | 1.1798 | 0.011267 | 0 | 0 | 0 | Fail TRC
[11 empty] | Commercial | Ceiling Insulation(R19 to R38) | Restaurants | New | N_RS_Ceiling Insulation(R19 to R38) | 0.36696 | 1.2499 | 0.29359 | 0 | 0 | 0 | Fail PCT | [11 empty] | Commercial | Green Roof | Grocery | Existing | E_GR_Green Roof | 0.013293 | 1.1798 | 0.011267 | 0 | 0 | 0 | Fail TRC
[11 empty] | Commercial | Ceiling Insulation(R19 to R38) | Retail | New | N_RT_Ceiling Insulation(R19 to R38) | 0.36696 | 1.2499 | 0.29359 | 0 | 0 | 0 | Fail PCT | [11 empty] | Commercial | Green Roof | Healthcare | Existing | E_HC_Green Roof | 0.013293 | 1.1798 | 0.011267 | 0 | 0 | 0 | Fail TRC
[11 empty] | Commercial | Ceiling Insulation(R19 to R38) | Schools K-12 | New | N_SC_Ceiling Insulation(R19 to R38) | 0.3576 | 1.218 | 0.29359 | 0 | 0 | 0 | Fail PCT | [11 empty] | Commercial | Green Roof | Hospitals | Existing | E_HS_Green Roof | 0.013293 | 1.1798 | 0.011267 | 0 | 0 | 0 | Fail TRC
[11 empty] | Commercial | Ceiling Insulation(R19 to R38) | Warehouse | New | N_WR_Ceiling Insulation(R19 to R38) | 0.20859 | 0.71049 | 0.29359 | 0 | 0 | 0 | Fail RIM | [11 empty] | Commercial | Green Roof | Institutional | Existing | E_IN_Green Roof | 0.013293 | 1.1798 | 0.011267 | 0 | 0 | 0 | Fail TRC
[11 empty] | Commercial | Ceiling Insulation(R2 to R38) | Warehouse | Existing | E_WR_Ceiling Insulation(R2 to R38) | 2.0091 | 0.71049 | 2.8277 | 0 | 0 | 0 | Fail RIM | [11 empty] | Commercial | Green Roof | Lodging/Hospitality | Existing | E_LG_Green Roof | 0.016559 | 1.4697 | 0.011267 | 0 | 0 | 0 | Fail TRC
[11 empty] | Commercial | Ceiling Insulation(R2 to R38) | Warehouse | New | N_WR_Ceiling Insulation(R2 to R38) | 2.0091 | 0.71049 | 2.8277 | 0 | 0 | 0 | Fail RIM | [11 empty] | Commercial | Green Roof | Miscellaneous | Existing | E_MS_Green Roof | 0.0063264 | 0.56152 | 0.011267 | 0 | 0 | 0 | Fail TRC
[11 empty] | Commercial | Ceiling Insulation(R30 to R38) | Assembly | Existing | E_AS_Ceiling Insulation(R30 to R38) | 0.12764 | 1.218 | 0.10479 | 0 | 0 | 0 | Fail PCT | [11 empty] | Commercial | Green Roof | Offices | Existing | E_OF_Green Roof | 0.013293 | 1.1798 | 0.011267 | 0 | 0 | 0 | Fail TRC
[11 empty] | Commercial | Ceiling Insulation(R30 to R38) | College and University | Existing | E_CU_Ceiling Insulation(R30 to R38) | 0.12689 | 1.2109 | 0.10479 | 0 | 0 | 0 | Fail PCT | [11 empty] | Commercial | Green Roof | Restaurants | Existing | E_RS_Green Roof | 0.013293 | 1.1798 | 0.011267 | 0 | 0 | 0 | Fail TRC
[11 empty] | Commercial | Ceiling Insulation(R30 to R38) | Grocery | Existing | E_GR_Ceiling Insulation(R30 to R38) | 0.13098 | 1.2499 | 0.10479 | 0 | 0 | 0 | Fail PCT | [11 empty] | Commercial | Green Roof | Retail | Existing | E_RT_Green Roof | 0.013293 | 1.1798 | 0.011267 | 0 | 0 | 0 | Fail TRC
[11 empty] | Commercial | Ceiling Insulation(R30 to R38) | Healthcare | Existing | E_HC_Ceiling Insulation(R30 to R38) | 0.12764 | 1.218 | 0.10479 | 0 | 0 | 0 | Fail PCT | [11 empty] | Commercial | Green Roof | Schools K-12 | Existing | E_SC_Green Roof | 0.013293 | 1.1798 | 0.011267 | 0 | 0 | 0 | Fail TRC
[11 empty] | Commercial | Ceiling Insulation(R30 to R38) | Hospitals | Existing | E_HS_Ceiling Insulation(R30 to R38) | 0.12689 | 1.2109 | 0.10479 | 0 | 0 | 0 | Fail PCT | [11 empty] | Commercial | Green Roof | Warehouse | Existing | E_WR_Green Roof | 0.0063264 | 0.56152 | 0.011267 | 0 | 0 | 0 | Fail TRC
[11 empty] | Commercial | Ceiling Insulation(R30 to R38) | Institutional | Existing | E_IN_Ceiling Insulation(R30 to R38) | 0.12764 | 1.218 | 0.10479 | 0 | 0 | 0 | Fail PCT | [11 empty] | Commercial | Green Roof | Assembly | New | N_AS_Green Roof | 0.012978 | 1.1798 | 0.011 | 0 | 0 | 0 | Fail TRC
[11 empty] | Commercial | Ceiling Insulation(R30 to R38) | Lodging/Hospitality | Existing | E_LG_Ceiling Insulation(R30 to R38) | 0.12689 | 1.2109 | 0.10479 | 0 | 0 | 0 | Fail PCT | [11 empty] | Commercial | Green Roof | College and University | New | N_CU_Green Roof | 0.012978 | 1.1798 | 0.011 | 0 | 0 | 0 | Fail TRC
[11 empty] | Commercial | Ceiling Insulation(R30 to R38) | Miscellaneous | Existing | E_MS_Ceiling Insulation(R30 to R38) | 0.12764 | 1.218 | 0.10479 | 0 | 0 | 0 | Fail PCT | [11 empty] | Commercial | Green Roof | Grocery | New | N_GR_Green Roof | 0.012978 | 1.1798 | 0.011 | 0 | 0 | 0 | Fail TRC
[11 empty] | Commercial | Ceiling Insulation(R30 to R38) | Offices | Existing | E_OF_Ceiling Insulation(R30 to R38) | 0.12764 | 1.218 | 0.10479 | 0 | 0 | 0 | Fail PCT | [11 empty] | Commercial | Green Roof | Healthcare | New | N_HC_Green Roof | 0.012978 | 1.1798 | 0.011 | 0 | 0 | 0 | Fail TRC
[11 empty] | Commercial | Ceiling Insulation(R30 to R38) | Restaurants | Existing | E_RS_Ceiling Insulation(R30 to R38) | 0.13098 | 1.2499 | 0.10479 | 0 | 0 | 0 | Fail PCT | [11 empty] | Commercial | Green Roof | Hospitals | New | N_HS_Green Roof | 0.012978 | 1.1798 | 0.011 | 0 | 0 | 0 | Fail TRC
[11 empty] | Commercial | Ceiling Insulation(R30 to R38) | Retail | Existing | E_RT_Ceiling Insulation(R30 to R38) | 0.13098 | 1.2499 | 0.10479 | 0 | 0 | 0 | Fail PCT | [11 empty] | Commercial | Green Roof | Institutional | New | N_IN_Green Roof | 0.012978 | 1.1798 | 0.011 | 0 | 0 | 0 | Fail TRC
[11 empty] | Commercial | Ceiling Insulation(R30 to R38) | Schools K-12 | Existing | E_SC_Ceiling Insulation(R30 to R38) | 0.12764 | 1.218 | 0.10479 | 0 | 0 | 0 | Fail PCT | [11 empty] | Commercial | Green Roof | Lodging/Hospitality | New | N_LG_Green Roof | 0.016167 | 1.4697 | 0.011 | 0 | 0 | 0 | Fail TRC
[11 empty] | Commercial | Ceiling Insulation(R30 to R38) | Warehouse | Existing | E_WR_Ceiling Insulation(R30 to R38) | 0.074452 | 0.71049 | 0.10479 | 0 | 0 | 0 | Fail RIM | [11 empty] | Commercial | Green Roof | Miscellaneous | New | N_MS_Green Roof | 0.0061769 | 0.56152 | 0.011 | 0 | 0 | 0 | Fail TRC
[11 empty] | Commercial | Ceiling Insulation(R30 to R38) | Assembly | New | N_AS_Ceiling Insulation(R30 to R38) | 0.12522 | 1.218 | 0.10281 | 0 | 0 | 0 | Fail PCT | [11 empty] | Commercial | Green Roof | Offices | New | N_OF_Green Roof | 0.012978 | 1.1798 | 0.011 | 0 | 0 | 0 | Fail TRC
[11 empty] | Commercial | Ceiling Insulation(R30 to R38) | College and University | New | N_CU_Ceiling Insulation(R30 to R38) | 0.12449 | 1.2109 | 0.10281 | 0 | 0 | 0 | Fail PCT | [11 empty] | Commercial | Green Roof | Restaurants | New | N_RS_Green Roof | 0.012978 | 1.1798 | 0.011 | 0 | 0 | 0 | Fail TRC
[11 empty] | Commercial | Ceiling Insulation(R30 to R38) | Grocery | New | N_GR_Ceiling Insulation(R30 to R38) | 0.1285 | 1.2499 | 0.10281 | 0 | 0 | 0 | Fail PCT | [11 empty] | Commercial | Green Roof | Retail | New | N_RT_Green Roof | 0.012978 | 1.1798 | 0.011 | 0 | 0 | 0 | Fail TRC
[11 empty] | Commercial | Ceiling Insulation(R30 to R38) | Healthcare | New | N_HC_Ceiling Insulation(R30 to R38) | 0.12522 | 1.218 | 0.10281 | 0 | 0 | 0 | Fail PCT | [11 empty] | Commercial | Green Roof | Schools K-12 | New | N_SC_Green Roof | 0.012978 | 1.1798 | 0.011 | 0 | 0 | 0 | Fail TRC
[11 empty] | Commercial | Ceiling Insulation(R30 to R38) | Hospitals | New | N_HS_Ceiling Insulation(R30 to R38) | 0.12449 | 1.2109 | 0.10281 | 0 | 0 | 0 | Fail PCT | [11 empty] | Commercial | Green Roof | Warehouse | New | N_WR_Green Roof | 0.0061769 | 0.56152 | 0.011 | 0 | 0 | 0 | Fail TRC
[11 empty] | Commercial | Ceiling Insulation(R30 to R38) | Institutional | New | N_IN_Ceiling Insulation(R30 to R38) | 0.12522 | 1.218 | 0.10281 | 0 | 0 | 0 | Fail PCT | [11 empty] | Commercial | Hotel Card Energy Control Systems | Assembly | Existing | E_AS_Hotel Card Energy Control Systems | 0 | 0 | 0 | 0 | 0 | 0 | Fail TRC
[11 empty] | Commercial | Ceiling Insulation(R30 to R38) | Lodging/Hospitality | New | N_LG_Ceiling Insulation(R30 to R38) | 0.12449 | 1.2109 | 0.10281 | 0 | 0 | 0 | Fail PCT | [11 empty] | Commercial | Hotel Card Energy Control Systems | College and University | Existing | E_CU_Hotel Card Energy Control Systems | 0 | 0 | 0 | 0 | 0 | 0 | Fail TRC
[11 empty] | Commercial | Ceiling Insulation(R30 to R38) | Miscellaneous | New | N_MS_Ceiling Insulation(R30 to R38) | 0.12522 | 1.218 | 0.10281 | 0 | 0 | 0 | Fail PCT | [11 empty] | Commercial | Hotel Card Energy Control Systems | Grocery | Existing | E_GR_Hotel Card Energy Control Systems | 0 | 0 | 0 | 0 | 0 | 0 | Fail TRC
[11 empty] | Commercial | Ceiling Insulation(R30 to R38) | Offices | New | N_OF_Ceiling Insulation(R30 to R38) | 0.12522 | 1.218 | 0.10281 | 0 | 0 | 0 | Fail PCT | [11 empty] | Commercial | Hotel Card Energy Control Systems | Healthcare | Existing | E_HC_Hotel Card Energy Control Systems | 0 | 0 | 0 | 0 | 0 | 0 | Fail TRC
[11 empty] | Commercial | Ceiling Insulation(R30 to R38) | Restaurants | New | N_RS_Ceiling Insulation(R30 to R38) | 0.1285 | 1.2499 | 0.10281 | 0 | 0 | 0 | Fail PCT | [11 empty] | Commercial | Hotel Card Energy Control Systems | Hospitals | Existing | E_HS_Hotel Card Energy Control Systems | 0 | 0 | 0 | 0 | 0 | 0 | Fail TRC
[11 empty] | Commercial | Ceiling Insulation(R30 to R38) | Retail | New | N_RT_Ceiling Insulation(R30 to R38) | 0.1285 | 1.2499 | 0.10281 | 0 | 0 | 0 | Fail PCT | [11 empty] | Commercial | Hotel Card Energy Control Systems | Institutional | Existing | E_IN_Hotel Card Energy Control Systems | 0 | 0 | 0 | 0 | 0 | 0 | Fail TRC
[11 empty] | Commercial | Ceiling Insulation(R30 to R38) | Schools K-12 | New | N_SC_Ceiling Insulation(R30 to R38) | 0.12522 | 1.218 | 0.10281 | 0 | 0 | 0 | Fail PCT | [11 empty] | Commercial | Hotel Card Energy Control Systems | Lodging/Hospitality | Existing | E_LG_Hotel Card Energy Control Systems | 0.73779 | 0.30852 | 2.3914 | 0 | 0 | 0 | Fail TRC
[11 empty] | Commercial | Ceiling Insulation(R30 to R38) | Warehouse | New | N_WR_Ceiling Insulation(R30 to R38) | 0.073044 | 0.71049 | 0.10281 | 0 | 0 | 0 | Fail RIM | [11 empty] | Commercial | Hotel Card Energy Control Systems | Miscellaneous | Existing | E_MS_Hotel Card Energy Control Systems | 0 | 0 | 0 | 0 | 0 | 0 | Fail TRC
[11 empty] | Commercial | Chilled Water Controls Optimization | Assembly | Existing | E_AS_Chilled Water Controls Optimization | 17.5044 | 1.009 | 17.349 | 0 | 0 | 0 | Fail 2-year Threshold | [11 empty] | Commercial | Hotel Card Energy Control Systems | Offices | Existing | E_OF_Hotel Card Energy Control Systems | 0 | 0 | 0 | 0 | 0 | 0 | Fail TRC
[11 empty] | Commercial | Chilled Water Controls Optimization | College and University | Existing | E_CU_Chilled Water Controls Optimization | 38.9528 | 0.70145 | 55.5321 | 0 | 0 | 0 | Fail RIM | [11 empty] | Commercial | Hotel Card Energy Control Systems | Restaurants | Existing | E_RS_Hotel Card Energy Control Systems | 0 | 0 | 0 | 0 | 0 | 0 | Fail TRC
[11 empty] | Commercial | Chilled Water Controls Optimization | Grocery | Existing | E_GR_Chilled Water Controls Optimization | 0 | 0 | 0 | 0 | 0 | 0 | Fail RIM | [11 empty] | Commercial | Hotel Card Energy Control Systems | Retail | Existing | E_RT_Hotel Card Energy Control Systems | 0 | 0 | 0 | 0 | 0 | 0 | Fail TRC
[11 empty] | Commercial | Chilled Water Controls Optimization | Healthcare | Existing | E_HC_Chilled Water Controls Optimization | 26.7207 | 1.009 | 26.4835 | 0 | 0 | 0 | Fail 2-year Threshold | [11 empty] | Commercial | Hotel Card Energy Control Systems | Schools K-12 | Existing | E_SC_Hotel Card Energy Control Systems | 0 | 0 | 0 | 0 | 0 | 0 | Fail TRC
[11 empty] | Commercial | Chilled Water Controls Optimization | Hospitals | Existing | E_HS_Chilled Water Controls Optimization | 107.8857 | 0.70145 | 153.8044 | 0 | 0 | 0 | Fail RIM | [11 empty] | Commercial | Hotel Card Energy Control Systems | Warehouse | Existing | E_WR_Hotel Card Energy Control Systems | 0 | 0 | 0 | 0 | 0 | 0 | Fail TRC
[11 empty] | Commercial | Chilled Water Controls Optimization | Institutional | Existing | E_IN_Chilled Water Controls Optimization | 9.4553 | 1.009 | 9.3714 | 0 | 0 | 0 | Fail 2-year Threshold | [11 empty] | Commercial | Hotel Card Energy Control Systems | Assembly | New | N_AS_Hotel Card Energy Control Systems | 0 | 0 | 0 | 0 | 0 | 0 | Fail TRC
[11 empty] | Commercial | Chilled Water Controls Optimization | Lodging/Hospitality | Existing | E_LG_Chilled Water Controls Optimization | 72.7304 | 1.009 | 72.0847 | 0 | 0 | 0 | Fail 2-year Threshold | [11 empty] | Commercial | Hotel Card Energy Control Systems | College and University | New | N_CU_Hotel Card Energy Control Systems | 0 | 0 | 0 | 0 | 0 | 0 | Fail TRC
[11 empty] | Commercial | Chilled Water Controls Optimization | Miscellaneous | Existing | E_MS_Chilled Water Controls Optimization | 22.5215 | 1.009 | 22.3215 | 0 | 0 | 0 | Fail 2-year Threshold | [11 empty] | Commercial | Hotel Card Energy Control Systems | Grocery | New | N_GR_Hotel Card Energy Control Systems | 0 | 0 | 0 | 0 | 0 | 0 | Fail TRC
[11 empty] | Commercial | Chilled Water Controls Optimization | Offices | Existing | E_OF_Chilled Water Controls Optimization | 23.0681 | 1.009 | 22.8633 | 0 | 0 | 0 | Fail 2-year Threshold | [11 empty] | Commercial | Hotel Card Energy Control Systems | Healthcare | New | N_HC_Hotel Card Energy Control Systems | 0 | 0 | 0 | 0 | 0 | 0 | Fail TRC
[11 empty] | Commercial | Chilled Water Controls Optimization | Restaurants | Existing | E_RS_Chilled Water Controls Optimization | 28.366 | 1.009 | 28.1142 | 0 | 0 | 0 | Fail 2-year Threshold | [11 empty] | Commercial | Hotel Card Energy Control Systems | Hospitals | New | N_HS_Hotel Card Energy Control Systems | 0 | 0 | 0 | 0 | 0 | 0 | Fail TRC
[11 empty] | Commercial | Chilled Water Controls Optimization | Retail | Existing | E_RT_Chilled Water Controls Optimization | 20.7575 | 1.009 | 20.5732 | 0 | 0 | 0 | Fail 2-year Threshold | [11 empty] | Commercial | Hotel Card Energy Control Systems | Institutional | New | N_IN_Hotel Card Energy Control Systems | 0 | 0 | 0 | 0 | 0 | 0 | Fail TRC
[11 empty] | Commercial | Chilled Water Controls Optimization | Schools K-12 | Existing | E_SC_Chilled Water Controls Optimization | 15.9241 | 1.009 | 15.7827 | 0 | 0 | 0 | Fail 2-year Threshold | [11 empty] | Commercial | Hotel Card Energy Control Systems | Lodging/Hospitality | New | N_LG_Hotel Card Energy Control Systems | 0.73779 | 0.30852 | 2.3914 | 0 | 0 | 0 | Fail TRC
[11 empty] | Commercial | Chilled Water Controls Optimization | Warehouse | Existing | E_WR_Chilled Water Controls Optimization | 6.1517 | 1.009 | 6.0971 | 0 | 0 | 0 | Fail 2-year Threshold | [11 empty] | Commercial | Hotel Card Energy Control Systems | Miscellaneous | New | N_MS_Hotel Card Energy Control Systems | 0 | 0 | 0 | 0 | 0 | 0 | Fail TRC
[11 empty] | Commercial | Chilled Water Controls Optimization | Assembly | New | N_AS_Chilled Water Controls Optimization | 17.5044 | 1.009 | 17.349 | 0 | 0 | 0 | Fail 2-year Threshold | [11 empty] | Commercial | Hotel Card Energy Control Systems | Offices | New | N_OF_Hotel Card Energy Control Systems | 0 | 0 | 0 | 0 | 0 | 0 | Fail TRC
[11 empty] | Commercial | Chilled Water Controls Optimization | College and University | New | N_CU_Chilled Water Controls Optimization | 38.9528 | 0.70145 | 55.5321 | 0 | 0 | 0 | Fail RIM | [11 empty] | Commercial | Hotel Card Energy Control Systems | Restaurants | New | N_RS_Hotel Card Energy Control Systems | 0 | 0 | 0 | 0 | 0 | 0 | Fail TRC
[11 empty] | Commercial | Chilled Water Controls Optimization | Grocery | New | N_GR_Chilled Water Controls Optimization | 0 | 0 | 0 | 0 | 0 | 0 | Fail RIM | [11 empty] | Commercial | Hotel Card Energy Control Systems | Retail | New | N_RT_Hotel Card Energy Control Systems | 0 | 0 | 0 | 0 | 0 | 0 | Fail TRC
[11 empty] | Commercial | Chilled Water Controls Optimization | Healthcare | New | N_HC_Chilled Water Controls Optimization | 26.7207 | 1.009 | 26.4835 | 0 | 0 | 0 | Fail 2-year Threshold | [11 empty] | Commercial | Hotel Card Energy Control Systems | Schools K-12 | New | N_SC_Hotel Card Energy Control Systems | 0 | 0 | 0 | 0 | 0 | 0 | Fail TRC
[11 empty] | Commercial | Chilled Water Controls Optimization | Hospitals | New | N_HS_Chilled Water Controls Optimization | 107.8857 | 0.70145 | 153.8044 | 0 | 0 | 0 | Fail RIM | [11 empty] | Commercial | Hotel Card Energy Control Systems | Warehouse | New | N_WR_Hotel Card Energy Control Systems | 0 | 0 | 0 | 0 | 0 | 0 | Fail TRC
[11 empty] | Commercial | Chilled Water Controls Optimization | Institutional | New | N_IN_Chilled Water Controls Optimization | 9.4553 | 1.009 | 9.3714 | 0 | 0 | 0 | Fail 2-year Threshold | [11 empty] | Commercial | HVAC tune-up | College and University | Existing | E_CU_HVAC tune-up | 0.9198 | 0.65644 | 1.4012 | 0 | 0 | 0 | Fail TRC
[11 empty] | Commercial | Chilled Water Controls Optimization | Lodging/Hospitality | New | N_LG_Chilled Water Controls Optimization | 72.7304 | 1.009 | 72.0847 | 0 | 0 | 0 | Fail 2-year Threshold | [11 empty] | Commercial | HVAC tune-up | Grocery | Existing | E_GR_HVAC tune-up | 0.66503 | 0.95317 | 0.6977 | 0 | 0 | 0 | Fail TRC
[11 empty] | Commercial | Chilled Water Controls Optimization | Miscellaneous | New | N_MS_Chilled Water Controls Optimization | 22.5215 | 1.009 | 22.3215 | 0 | 0 | 0 | Fail 2-year Threshold | [11 empty] | Commercial | HVAC tune-up | Healthcare | Existing | E_HC_HVAC tune-up | 2.6196 | 0.95317 | 2.7483 | 0 | 0 | 0 | Fail 2-year Threshold
[11 empty] | Commercial | Chilled Water Controls Optimization | Offices | New | N_OF_Chilled Water Controls Optimization | 23.0681 | 1.009 | 22.8633 | 0 | 0 | 0 | Fail 2-year Threshold | [11 empty] | Commercial | HVAC tune-up | Hospitals | Existing | E_HS_HVAC tune-up | 1.7089 | 0.65644 | 2.6033 | 0 | 0 | 0 | Fail 2-year Threshold
[11 empty] | Commercial | Chilled Water Controls Optimization | Restaurants | New | N_RS_Chilled Water Controls Optimization | 28.366 | 1.009 | 28.1142 | 0 | 0 | 0 | Fail 2-year Threshold | [11 empty] | Commercial | HVAC tune-up | Institutional | Existing | E_IN_HVAC tune-up | 0.65029 | 0.95317 | 0.68224 | 0 | 0 | 0 | Fail TRC
[11 empty] | Commercial | Chilled Water Controls Optimization | Retail | New | N_RT_Chilled Water Controls Optimization | 20.7575 | 1.009 | 20.5732 | 0 | 0 | 0 | Fail 2-year Threshold | [11 empty] | Commercial | HVAC tune-up | Miscellaneous | Existing | E_MS_HVAC tune-up | 0.58988 | 0.8362 | 0.70543 | 0 | 0 | 0 | Fail TRC
[11 empty] | Commercial | Chilled Water Controls Optimization | Schools K-12 | New | N_SC_Chilled Water Controls Optimization | 15.9241 | 1.009 | 15.7827 | 0 | 0 | 0 | Fail 2-year Threshold | [11 empty] | Commercial | HVAC tune-up | Warehouse | Existing | E_WR_HVAC tune-up | 0.29199 | 0.95317 | 0.30633 | 0 | 0 | 0 | Fail TRC
[11 empty] | Commercial | Chilled Water Controls Optimization | Warehouse | New | N_WR_Chilled Water Controls Optimization | 6.1517 | 1.009 | 6.0971 | 0 | 0 | 0 | Fail 2-year Threshold | [11 empty] | Commercial | HVAC tune-up | College and University | New | N_CU_HVAC tune-up | 0.9198 | 0.65644 | 1.4012 | 0 | 0 | 0 | Fail TRC
[11 empty] | Commercial | Chilled Water System - Variable Speed Drives | Assembly | Existing | E_AS_Chilled Water System - Variable Speed Drives | 2.4314 | 0.5183 | 4.6911 | 0 | 0 | 0 | Fail RIM | [11 empty] | Commercial | HVAC tune-up | Grocery | New | N_GR_HVAC tune-up | 0.66503 | 0.95317 | 0.6977 | 0 | 0 | 0 | Fail TRC
[11 empty] | Commercial | Chilled Water System - Variable Speed Drives | College and University | Existing | E_CU_Chilled Water System - Variable Speed Drives | 2.4314 | 0.5183 | 4.6911 | 0 | 0 | 0 | Fail RIM | [11 empty] | Commercial | HVAC tune-up | Healthcare | New | N_HC_HVAC tune-up | 2.6196 | 0.95317 | 2.7483 | 0 | 0 | 0 | Fail 2-year Threshold
[11 empty] | Commercial | Chilled Water System - Variable Speed Drives | Grocery | Existing | E_GR_Chilled Water System - Variable Speed Drives | 2.4314 | 0.5183 | 4.6911 | 0 | 0 | 0 | Fail RIM | [11 empty] | Commercial | HVAC tune-up | Hospitals | New | N_HS_HVAC tune-up | 1.7089 | 0.65644 | 2.6033 | 0 | 0 | 0 | Fail 2-year Threshold
[11 empty] | Commercial | Chilled Water System - Variable Speed Drives | Healthcare | Existing | E_HC_Chilled Water System - Variable Speed Drives | 2.4314 | 0.5183 | 4.6911 | 0 | 0 | 0 | Fail RIM | [11 empty] | Commercial | HVAC tune-up | Institutional | New | N_IN_HVAC tune-up | 0.65029 | 0.95317 | 0.68224 | 0 | 0 | 0 | Fail TRC
[11 empty] | Commercial | Chilled Water System - Variable Speed Drives | Hospitals | Existing | E_HS_Chilled Water System - Variable Speed Drives | 2.4314 | 0.5183 | 4.6911 | 0 | 0 | 0 | Fail RIM | [11 empty] | Commercial | HVAC tune-up | Miscellaneous | New | N_MS_HVAC tune-up | 0.58988 | 0.8362 | 0.70543 | 0 | 0 | 0 | Fail TRC
[11 empty] | Commercial | Chilled Water System - Variable Speed Drives | Institutional | Existing | E_IN_Chilled Water System - Variable Speed Drives | 2.4314 | 0.5183 | 4.6911 | 0 | 0 | 0 | Fail RIM | [11 empty] | Commercial | HVAC tune-up | Warehouse | New | N_WR_HVAC tune-up | 0.29199 | 0.95317 | 0.30633 | 0 | 0 | 0 | Fail TRC
[11 empty] | Commercial | Chilled Water System - Variable Speed Drives | Lodging/Hospitality | Existing | E_LG_Chilled Water System - Variable Speed Drives | 2.4314 | 0.5183 | 4.6911 | 0 | 0 | 0 | Fail RIM | [11 empty] | Commercial | HVAC tune-up_RTU | Assembly | Existing | E_AS_HVAC tune-up_RTU | 0.79147 | 0.83554 | 0.94726 | 0 | 0 | 0 | Fail TRC
[11 empty] | Commercial | Chilled Water System - Variable Speed Drives | Miscellaneous | Existing | E_MS_Chilled Water System - Variable Speed Drives | 2.4314 | 0.5183 | 4.6911 | 0 | 0 | 0 | Fail RIM | [11 empty] | Commercial | HVAC tune-up_RTU | College and University | Existing | E_CU_HVAC tune-up_RTU | 0.87807 | 0.83554 | 1.0509 | 0 | 0 | 0 | Fail TRC
[11 empty] | Commercial | Chilled Water System - Variable Speed Drives | Offices | Existing | E_OF_Chilled Water System - Variable Speed Drives | 2.4314 | 0.5183 | 4.6911 | 0 | 0 | 0 | Fail RIM | [11 empty] | Commercial | HVAC tune-up_RTU | Grocery | Existing | E_GR_HVAC tune-up_RTU | 0.43722 | 0.83554 | 0.52328 | 0 | 0 | 0 | Fail TRC
[11 empty] | Commercial | Chilled Water System - Variable Speed Drives | Restaurants | Existing | E_RS_Chilled Water System - Variable Speed Drives | 2.4314 | 0.5183 | 4.6911 | 0 | 0 | 0 | Fail RIM | [11 empty] | Commercial | HVAC tune-up_RTU | Institutional | Existing | E_IN_HVAC tune-up_RTU | 0.42753 | 0.83554 | 0.51168 | 0 | 0 | 0 | Fail TRC
[11 empty] | Commercial | Chilled Water System - Variable Speed Drives | Retail | Existing | E_RT_Chilled Water System - Variable Speed Drives | 2.4314 | 0.5183 | 4.6911 | 0 | 0 | 0 | Fail RIM | [11 empty] | Commercial | HVAC tune-up_RTU | Miscellaneous | Existing | E_MS_HVAC tune-up_RTU | 0.44206 | 0.83554 | 0.52907 | 0 | 0 | 0 | Fail TRC
[11 empty] | Commercial | Chilled Water System - Variable Speed Drives | Schools K-12 | Existing | E_SC_Chilled Water System - Variable Speed Drives | 2.4314 | 0.5183 | 4.6911 | 0 | 0 | 0 | Fail RIM | [11 empty] | Commercial | HVAC tune-up_RTU | Offices | Existing | E_OF_HVAC tune-up_RTU | 0.89078 | 0.83554 | 1.0661 | 0 | 0 | 0 | Fail TRC
[11 empty] | Commercial | Chilled Water System - Variable Speed Drives | Warehouse | Existing | E_WR_Chilled Water System - Variable Speed Drives | 2.4314 | 0.5183 | 4.6911 | 0 | 0 | 0 | Fail RIM | [11 empty] | Commercial | HVAC tune-up_RTU | Schools K-12 | Existing | E_SC_HVAC tune-up_RTU | 0.87383 | 0.83554 | 1.0458 | 0 | 0 | 0 | Fail TRC
[11 empty] | Commercial | Chilled Water System - Variable Speed Drives | Assembly | New | N_AS_Chilled Water System - Variable Speed Drives | 2.4314 | 0.5183 | 4.6911 | 0 | 0 | 0 | Fail RIM | [11 empty] | Commercial | HVAC tune-up_RTU | Warehouse | Existing | E_WR_HVAC tune-up_RTU | 0.19196 | 0.83554 | 0.22975 | 0 | 0 | 0 | Fail TRC
[11 empty] | Commercial | Chilled Water System - Variable Speed Drives | College and University | New | N_CU_Chilled Water System - Variable Speed Drives | 2.4314 | 0.5183 | 4.6911 | 0 | 0 | 0 | Fail RIM | [11 empty] | Commercial | HVAC tune-up_RTU | Assembly | New | N_AS_HVAC tune-up_RTU | 0.79147 | 0.83554 | 0.94726 | 0 | 0 | 0 | Fail TRC
[11 empty] | Commercial | Chilled Water System - Variable Speed Drives | Grocery | New | N_GR_Chilled Water System - Variable Speed Drives | 2.4314 | 0.5183 | 4.6911 | 0 | 0 | 0 | Fail RIM | [11 empty] | Commercial | HVAC tune-up_RTU | College and University | New | N_CU_HVAC tune-up_RTU | 0.87807 | 0.83554 | 1.0509 | 0 | 0 | 0 | Fail TRC
[11 empty] | Commercial | Chilled Water System - Variable Speed Drives | Healthcare | New | N_HC_Chilled Water System - Variable Speed Drives | 2.4314 | 0.5183 | 4.6911 | 0 | 0 | 0 | Fail RIM | [11 empty] | Commercial | HVAC tune-up_RTU | Grocery | New | N_GR_HVAC tune-up_RTU | 0.43722 | 0.83554 | 0.52328 | 0 | 0 | 0 | Fail TRC
[11 empty] | Commercial | Chilled Water System - Variable Speed Drives | Hospitals | New | N_HS_Chilled Water System - Variable Speed Drives | 2.4314 | 0.5183 | 4.6911 | 0 | 0 | 0 | Fail RIM | [11 empty] | Commercial | HVAC tune-up_RTU | Institutional | New | N_IN_HVAC tune-up_RTU | 0.42753 | 0.83554 | 0.51168 | 0 | 0 | 0 | Fail TRC
[11 empty] | Commercial | Chilled Water System - Variable Speed Drives | Institutional | New | N_IN_Chilled Water System - Variable Speed Drives | 2.4314 | 0.5183 | 4.6911 | 0 | 0 | 0 | Fail RIM | [11 empty] | Commercial | HVAC tune-up_RTU | Miscellaneous | New | N_MS_HVAC tune-up_RTU | 0.44206 | 0.83554 | 0.52907 | 0 | 0 | 0 | Fail TRC
[11 empty] | Commercial | Chilled Water System - Variable Speed Drives | Lodging/Hospitality | New | N_LG_Chilled Water System - Variable Speed Drives | 2.4314 | 0.5183 | 4.6911 | 0 | 0 | 0 | Fail RIM | [11 empty] | Commercial | HVAC tune-up_RTU | Offices | New | N_OF_HVAC tune-up_RTU | 0.89078 | 0.83554 | 1.0661 | 0 | 0 | 0 | Fail TRC
[11 empty] | Commercial | Chilled Water System - Variable Speed Drives | Miscellaneous | New | N_MS_Chilled Water System - Variable Speed Drives | 2.4314 | 0.5183 | 4.6911 | 0 | 0 | 0 | Fail RIM | [11 empty] | Commercial | HVAC tune-up_RTU | Schools K-12 | New | N_SC_HVAC tune-up_RTU | 0.87383 | 0.83554 | 1.0458 | 0 | 0 | 0 | Fail TRC
[11 empty] | Commercial | Chilled Water System - Variable Speed Drives | Offices | New | N_OF_Chilled Water System - Variable Speed Drives | 2.4314 | 0.5183 | 4.6911 | 0 | 0 | 0 | Fail RIM | [11 empty] | Commercial | HVAC tune-up_RTU | Warehouse | New | N_WR_HVAC tune-up_RTU | 0.19196 | 0.83554 | 0.22975 | 0 | 0 | 0 | Fail TRC
[11 empty] | Commercial | Chilled Water System - Variable Speed Drives | Restaurants | New | N_RS_Chilled Water System - Variable Speed Drives | 2.4314 | 0.5183 | 4.6911 | 0 | 0 | 0 | Fail RIM | [11 empty] | Commercial | Infiltration Reduction - Air Sealing | Assembly | Existing | E_AS_Infiltration Reduction - Air Sealing | 0.15841 | 1.4379 | 0.11017 | 0 | 0 | 0 | Fail TRC
[11 empty] | Commercial | Chilled Water System - Variable Speed Drives | Retail | New | N_RT_Chilled Water System - Variable Speed Drives | 2.4314 | 0.5183 | 4.6911 | 0 | 0 | 0 | Fail RIM | [11 empty] | Commercial | Infiltration Reduction - Air Sealing | College and University | Existing | E_CU_Infiltration Reduction - Air Sealing | 0.077382 | 1.4379 | 0.053815 | 0 | 0 | 0 | Fail TRC
[11 empty] | Commercial | Chilled Water System - Variable Speed Drives | Schools K-12 | New | N_SC_Chilled Water System - Variable Speed Drives | 2.4314 | 0.5183 | 4.6911 | 0 | 0 | 0 | Fail RIM | [11 empty] | Commercial | Infiltration Reduction - Air Sealing | Grocery | Existing | E_GR_Infiltration Reduction - Air Sealing | 0.53869 | 1.4379 | 0.37463 | 0 | 0 | 0 | Fail TRC
[11 empty] | Commercial | Chilled Water System - Variable Speed Drives | Warehouse | New | N_WR_Chilled Water System - Variable Speed Drives | 2.4314 | 0.5183 | 4.6911 | 0 | 0 | 0 | Fail RIM | [11 empty] | Commercial | Infiltration Reduction - Air Sealing | Healthcare | Existing | E_HC_Infiltration Reduction - Air Sealing | 0.15011 | 1.4379 | 0.10439 | 0 | 0 | 0 | Fail TRC
[11 empty] | Commercial | Cool Roof | Assembly | Existing | E_AS_Cool Roof | 0.14616 | 1.1798 | 0.12388 | 0 | 0 | 0 | Fail PCT | [11 empty] | Commercial | Infiltration Reduction - Air Sealing | Hospitals | Existing | E_HS_Infiltration Reduction - Air Sealing | 0.077647 | 1.4379 | 0.054 | 0 | 0 | 0 | Fail TRC
[11 empty] | Commercial | Cool Roof | College and University | Existing | E_CU_Cool Roof | 0.14616 | 1.1798 | 0.12388 | 0 | 0 | 0 | Fail PCT | [11 empty] | Commercial | Infiltration Reduction - Air Sealing | Institutional | Existing | E_IN_Infiltration Reduction - Air Sealing | 0.48444 | 1.4379 | 0.33691 | 0 | 0 | 0 | Fail TRC
[11 empty] | Commercial | Cool Roof | Grocery | Existing | E_GR_Cool Roof | 0.14616 | 1.1798 | 0.12388 | 0 | 0 | 0 | Fail PCT | [11 empty] | Commercial | Infiltration Reduction - Air Sealing | Lodging/Hospitality | Existing | E_LG_Infiltration Reduction - Air Sealing | 0.36443 | 1.4379 | 0.25344 | 0 | 0 | 0 | Fail TRC
[11 empty] | Commercial | Cool Roof | Healthcare | Existing | E_HC_Cool Roof | 0.14616 | 1.1798 | 0.12388 | 0 | 0 | 0 | Fail PCT | [11 empty] | Commercial | Infiltration Reduction - Air Sealing | Miscellaneous | Existing | E_MS_Infiltration Reduction - Air Sealing | 0.096833 | 1.4379 | 0.067343 | 0 | 0 | 0 | Fail TRC
[11 empty] | Commercial | Cool Roof | Hospitals | Existing | E_HS_Cool Roof | 0.14616 | 1.1798 | 0.12388 | 0 | 0 | 0 | Fail PCT | [11 empty] | Commercial | Infiltration Reduction - Air Sealing | Offices | Existing | E_OF_Infiltration Reduction - Air Sealing | 0.70304 | 1.4379 | 0.48893 | 0 | 0 | 0 | Fail TRC
[11 empty] | Commercial | Cool Roof | Institutional | Existing | E_IN_Cool Roof | 0.14616 | 1.1798 | 0.12388 | 0 | 0 | 0 | Fail PCT | [11 empty] | Commercial | Infiltration Reduction - Air Sealing | Restaurants | Existing | E_RS_Infiltration Reduction - Air Sealing | 0.5227 | 1.4379 | 0.36351 | 0 | 0 | 0 | Fail TRC
[11 empty] | Commercial | Cool Roof | Lodging/Hospitality | Existing | E_LG_Cool Roof | 0.18207 | 1.4697 | 0.12388 | 0 | 0 | 0 | Fail PCT | [11 empty] | Commercial | Infiltration Reduction - Air Sealing | Retail | Existing | E_RT_Infiltration Reduction - Air Sealing | 0.22834 | 1.4379 | 0.1588 | 0 | 0 | 0 | Fail TRC
[11 empty] | Commercial | Cool Roof | Miscellaneous | Existing | E_MS_Cool Roof | 0.069564 | 0.56152 | 0.12388 | 0 | 0 | 0 | Fail RIM | [11 empty] | Commercial | Infiltration Reduction - Air Sealing | Schools K-12 | Existing | E_SC_Infiltration Reduction - Air Sealing | 0.052147 | 1.4379 | 0.036266 | 0 | 0 | 0 | Fail TRC
[11 empty] | Commercial | Cool Roof | Offices | Existing | E_OF_Cool Roof | 0.14616 | 1.1798 | 0.12388 | 0 | 0 | 0 | Fail PCT | [11 empty] | Commercial | Infiltration Reduction - Air Sealing | Warehouse | Existing | E_WR_Infiltration Reduction - Air Sealing | 0.1442 | 1.4379 | 0.10028 | 0 | 0 | 0 | Fail TRC
[11 empty] | Commercial | Cool Roof | Restaurants | Existing | E_RS_Cool Roof | 0.14616 | 1.1798 | 0.12388 | 0 | 0 | 0 | Fail PCT | [11 empty] | Commercial | Infiltration Reduction - Air Sealing | Assembly | New | N_AS_Infiltration Reduction - Air Sealing | 0.15542 | 1.4379 | 0.10808 | 0 | 0 | 0 | Fail TRC
[11 empty] | Commercial | Cool Roof | Retail | Existing | E_RT_Cool Roof | 0.14616 | 1.1798 | 0.12388 | 0 | 0 | 0 | Fail PCT | [11 empty] | Commercial | Infiltration Reduction - Air Sealing | College and University | New | N_CU_Infiltration Reduction - Air Sealing | 0.075918 | 1.4379 | 0.052797 | 0 | 0 | 0 | Fail TRC
[11 empty] | Commercial | Cool Roof | Schools K-12 | Existing | E_SC_Cool Roof | 0.14616 | 1.1798 | 0.12388 | 0 | 0 | 0 | Fail PCT | [11 empty] | Commercial | Infiltration Reduction - Air Sealing | Grocery | New | N_GR_Infiltration Reduction - Air Sealing | 0.5285 | 1.4379 | 0.36755 | 0 | 0 | 0 | Fail TRC
[11 empty] | Commercial | Cool Roof | Warehouse | Existing | E_WR_Cool Roof | 0.069564 | 0.56152 | 0.12388 | 0 | 0 | 0 | Fail RIM | [11 empty] | Commercial | Infiltration Reduction - Air Sealing | Healthcare | New | N_HC_Infiltration Reduction - Air Sealing | 0.14727 | 1.4379 | 0.10242 | 0 | 0 | 0 | Fail TRC
[11 empty] | Commercial | Cool Roof | Assembly | New | N_AS_Cool Roof | 0.1458 | 1.1798 | 0.12358 | 0 | 0 | 0 | Fail PCT | [11 empty] | Commercial | Infiltration Reduction - Air Sealing | Hospitals | New | N_HS_Infiltration Reduction - Air Sealing | 0.076178 | 1.4379 | 0.052978 | 0 | 0 | 0 | Fail TRC
[11 empty] | Commercial | Cool Roof | College and University | New | N_CU_Cool Roof | 0.1458 | 1.1798 | 0.12358 | 0 | 0 | 0 | Fail PCT | [11 empty] | Commercial | Infiltration Reduction - Air Sealing | Institutional | New | N_IN_Infiltration Reduction - Air Sealing | 0.47528 | 1.4379 | 0.33053 | 0 | 0 | 0 | Fail TRC
[11 empty] | Commercial | Cool Roof | Grocery | New | N_GR_Cool Roof | 0.1458 | 1.1798 | 0.12358 | 0 | 0 | 0 | Fail PCT | [11 empty] | Commercial | Infiltration Reduction - Air Sealing | Lodging/Hospitality | New | N_LG_Infiltration Reduction - Air Sealing | 0.35754 | 1.4379 | 0.24865 | 0 | 0 | 0 | Fail TRC
[11 empty] | Commercial | Cool Roof | Healthcare | New | N_HC_Cool Roof | 0.1458 | 1.1798 | 0.12358 | 0 | 0 | 0 | Fail PCT | [11 empty] | Commercial | Infiltration Reduction - Air Sealing | Miscellaneous | New | N_MS_Infiltration Reduction - Air Sealing | 0.095001 | 1.4379 | 0.066069 | 0 | 0 | 0 | Fail TRC
[11 empty] | Commercial | Cool Roof | Hospitals | New | N_HS_Cool Roof | 0.1458 | 1.1798 | 0.12358 | 0 | 0 | 0 | Fail PCT | [11 empty] | Commercial | Infiltration Reduction - Air Sealing | Offices | New | N_OF_Infiltration Reduction - Air Sealing | 0.68974 | 1.4379 | 0.47968 | 0 | 0 | 0 | Fail TRC
[11 empty] | Commercial | Cool Roof | Institutional | New | N_IN_Cool Roof | 0.1458 | 1.1798 | 0.12358 | 0 | 0 | 0 | Fail PCT | [11 empty] | Commercial | Infiltration Reduction - Air Sealing | Restaurants | New | N_RS_Infiltration Reduction - Air Sealing | 0.51281 | 1.4379 | 0.35664 | 0 | 0 | 0 | Fail TRC
[11 empty] | Commercial | Cool Roof | Lodging/Hospitality | New | N_LG_Cool Roof | 0.18163 | 1.4697 | 0.12358 | 0 | 0 | 0 | Fail PCT | [11 empty] | Commercial | Infiltration Reduction - Air Sealing | Retail | New | N_RT_Infiltration Reduction - Air Sealing | 0.22402 | 1.4379 | 0.15579 | 0 | 0 | 0 | Fail TRC
[11 empty] | Commercial | Cool Roof | Miscellaneous | New | N_MS_Cool Roof | 0.069393 | 0.56152 | 0.12358 | 0 | 0 | 0 | Fail RIM | [11 empty] | Commercial | Infiltration Reduction - Air Sealing | Schools K-12 | New | N_SC_Infiltration Reduction - Air Sealing | 0.05116 | 1.4379 | 0.03558 | 0 | 0 | 0 | Fail TRC
[11 empty] | Commercial | Cool Roof | Offices | New | N_OF_Cool Roof | 0.1458 | 1.1798 | 0.12358 | 0 | 0 | 0 | Fail PCT | [11 empty] | Commercial | Infiltration Reduction - Air Sealing | Warehouse | New | N_WR_Infiltration Reduction - Air Sealing | 0.14147 | 1.4379 | 0.098387 | 0 | 0 | 0 | Fail TRC
[11 empty] | Commercial | Cool Roof | Restaurants | New | N_RS_Cool Roof | 0.1458 | 1.1798 | 0.12358 | 0 | 0 | 0 | Fail PCT | [11 empty] | Commercial | Low U-Value Windows | Assembly | New | N_AS_Low U-Value Windows | 0.19078 | 1.1184 | 0.17059 | 0 | 0 | 0 | Fail TRC
[11 empty] | Commercial | Cool Roof | Retail | New | N_RT_Cool Roof | 0.1458 | 1.1798 | 0.12358 | 0 | 0 | 0 | Fail PCT | [11 empty] | Commercial | Low U-Value Windows | College and University | New | N_CU_Low U-Value Windows | 0.19078 | 1.1184 | 0.17059 | 0 | 0 | 0 | Fail TRC
[11 empty] | Commercial | Cool Roof | Schools K-12 | New | N_SC_Cool Roof | 0.1458 | 1.1798 | 0.12358 | 0 | 0 | 0 | Fail PCT | [11 empty] | Commercial | Low U-Value Windows | Grocery | New | N_GR_Low U-Value Windows | 0.19078 | 1.1184 | 0.17059 | 0 | 0 | 0 | Fail TRC
[11 empty] | Commercial | Cool Roof | Warehouse | New | N_WR_Cool Roof | 0.069393 | 0.56152 | 0.12358 | 0 | 0 | 0 | Fail RIM | [11 empty] | Commercial | Low U-Value Windows | Healthcare | New | N_HC_Low U-Value Windows | 0.19078 | 1.1184 | 0.17059 | 0 | 0 | 0 | Fail TRC
[11 empty] | Commercial | Dedicated Outdoor Air System on VRF unit | Assembly | Existing | E_AS_Dedicated Outdoor Air System on VRF unit | 0.78462 | 0.88597 | 0.88561 | 0 | 0 | 0 | Fail RIM | [11 empty] | Commercial | Low U-Value Windows | Hospitals | New | N_HS_Low U-Value Windows | 0.19078 | 1.1184 | 0.17059 | 0 | 0 | 0 | Fail TRC
[11 empty] | Commercial | Dedicated Outdoor Air System on VRF unit | College and University | Existing | E_CU_Dedicated Outdoor Air System on VRF unit | 0.71963 | 0.73531 | 0.97868 | 0 | 0 | 0 | Fail RIM | [11 empty] | Commercial | Low U-Value Windows | Institutional | New | N_IN_Low U-Value Windows | 0.19078 | 1.1184 | 0.17059 | 0 | 0 | 0 | Fail TRC
[11 empty] | Commercial | Dedicated Outdoor Air System on VRF unit | Grocery | Existing | E_GR_Dedicated Outdoor Air System on VRF unit | 0.46951 | 0.88597 | 0.52993 | 0 | 0 | 0 | Fail RIM | [11 empty] | Commercial | Low U-Value Windows | Lodging/Hospitality | New | N_LG_Low U-Value Windows | 0.217 | 1.2721 | 0.17059 | 0 | 0 | 0 | Fail TRC
[11 empty] | Commercial | Dedicated Outdoor Air System on VRF unit | Healthcare | Existing | E_HC_Dedicated Outdoor Air System on VRF unit | 1.6885 | 0.88597 | 1.9059 | 0 | 0 | 0 | Fail RIM | [11 empty] | Commercial | Low U-Value Windows | Miscellaneous | New | N_MS_Low U-Value Windows | 0.18044 | 1.0578 | 0.17059 | 0 | 0 | 0 | Fail TRC
[11 empty] | Commercial | Dedicated Outdoor Air System on VRF unit | Hospitals | Existing | E_HS_Dedicated Outdoor Air System on VRF unit | 1.6087 | 0.88597 | 1.8157 | 0 | 0 | 0 | Fail RIM | [11 empty] | Commercial | Low U-Value Windows | Offices | New | N_OF_Low U-Value Windows | 0.19078 | 1.1184 | 0.17059 | 0 | 0 | 0 | Fail TRC
[11 empty] | Commercial | Dedicated Outdoor Air System on VRF unit | Institutional | Existing | E_IN_Dedicated Outdoor Air System on VRF unit | 0.43408 | 0.88597 | 0.48995 | 0 | 0 | 0 | Fail RIM | [11 empty] | Commercial | Low U-Value Windows | Restaurants | New | N_RS_Low U-Value Windows | 0.19078 | 1.1184 | 0.17059 | 0 | 0 | 0 | Fail TRC
[11 empty] | Commercial | Dedicated Outdoor Air System on VRF unit | Lodging/Hospitality | Existing | E_LG_Dedicated Outdoor Air System on VRF unit | 1.0604 | 0.73531 | 1.4421 | 0 | 0 | 0 | Fail RIM | [11 empty] | Commercial | Low U-Value Windows | Retail | New | N_RT_Low U-Value Windows | 0.19078 | 1.1184 | 0.17059 | 0 | 0 | 0 | Fail TRC
[11 empty] | Commercial | Dedicated Outdoor Air System on VRF unit | Miscellaneous | Existing | E_MS_Dedicated Outdoor Air System on VRF unit | 0.43803 | 0.88597 | 0.49441 | 0 | 0 | 0 | Fail RIM | [11 empty] | Commercial | Low U-Value Windows | Schools K-12 | New | N_SC_Low U-Value Windows | 0.19078 | 1.1184 | 0.17059 | 0 | 0 | 0 | Fail TRC
[11 empty] | Commercial | Dedicated Outdoor Air System on VRF unit | Offices | Existing | E_OF_Dedicated Outdoor Air System on VRF unit | 0.86634 | 0.88597 | 0.97785 | 0 | 0 | 0 | Fail RIM | [11 empty] | Commercial | Low U-Value Windows | Warehouse | New | N_WR_Low U-Value Windows | 0.18044 | 1.0578 | 0.17059 | 0 | 0 | 0 | Fail TRC
[11 empty] | Commercial | Dedicated Outdoor Air System on VRF unit | Restaurants | Existing | E_RS_Dedicated Outdoor Air System on VRF unit | 1.3354 | 0.88597 | 1.5072 | 0 | 0 | 0 | Fail RIM | [11 empty] | Commercial | Programmable Thermostat | Assembly | Existing | E_AS_Programmable Thermostat | 0.16101 | 0.30406 | 0.52953 | 0 | 0 | 0 | Fail TRC
[11 empty] | Commercial | Dedicated Outdoor Air System on VRF unit | Retail | Existing | E_RT_Dedicated Outdoor Air System on VRF unit | 1.0287 | 0.88597 | 1.1611 | 0 | 0 | 0 | Fail RIM | [11 empty] | Commercial | Programmable Thermostat | College and University | Existing | E_CU_Programmable Thermostat | 0.36567 | 0.4408 | 0.82956 | 0 | 0 | 0 | Fail TRC
[11 empty] | Commercial | Dedicated Outdoor Air System on VRF unit | Schools K-12 | Existing | E_SC_Dedicated Outdoor Air System on VRF unit | 0.8979 | 0.88597 | 1.0135 | 0 | 0 | 0 | Fail RIM | [11 empty] | Commercial | Programmable Thermostat | Grocery | Existing | E_GR_Programmable Thermostat | 5.0386 | 0.98803 | 5.0996 | 0 | 0 | 0 | Fail 2-year Threshold
[11 empty] | Commercial | Dedicated Outdoor Air System on VRF unit | Warehouse | Existing | E_WR_Dedicated Outdoor Air System on VRF unit | 0.19986 | 0.88597 | 0.22559 | 0 | 0 | 0 | Fail RIM | [11 empty] | Commercial | Programmable Thermostat | Healthcare | Existing | E_HC_Programmable Thermostat | 0.63683 | 0.30406 | 2.0944 | 0 | 0 | 0 | Fail TRC
[11 empty] | Commercial | Dedicated Outdoor Air System on VRF unit | Assembly | New | N_AS_Dedicated Outdoor Air System on VRF unit | 0.78462 | 0.88597 | 0.88561 | 0 | 0 | 0 | Fail RIM | [11 empty] | Commercial | Programmable Thermostat | Hospitals | Existing | E_HS_Programmable Thermostat | 0.97344 | 0.4408 | 2.2084 | 0 | 0 | 0 | Fail TRC
[11 empty] | Commercial | Dedicated Outdoor Air System on VRF unit | College and University | New | N_CU_Dedicated Outdoor Air System on VRF unit | 0.71963 | 0.73531 | 0.97868 | 0 | 0 | 0 | Fail RIM | [11 empty] | Commercial | Programmable Thermostat | Institutional | Existing | E_IN_Programmable Thermostat | 0.73618 | 0.30406 | 2.4212 | 0 | 0 | 0 | Fail TRC
[11 empty] | Commercial | Dedicated Outdoor Air System on VRF unit | Grocery | New | N_GR_Dedicated Outdoor Air System on VRF unit | 0.46951 | 0.88597 | 0.52993 | 0 | 0 | 0 | Fail RIM | [11 empty] | Commercial | Programmable Thermostat | Miscellaneous | Existing | E_MS_Programmable Thermostat | 0.51651 | 0.30406 | 1.6987 | 0 | 0 | 0 | Fail TRC
[11 empty] | Commercial | Dedicated Outdoor Air System on VRF unit | Healthcare | New | N_HC_Dedicated Outdoor Air System on VRF unit | 1.6885 | 0.88597 | 1.9059 | 0 | 0 | 0 | Fail RIM | [11 empty] | Commercial | Programmable Thermostat | Offices | Existing | E_OF_Programmable Thermostat | 0.68606 | 0.30406 | 2.2564 | 0 | 0 | 0 | Fail TRC
[11 empty] | Commercial | Dedicated Outdoor Air System on VRF unit | Hospitals | New | N_HS_Dedicated Outdoor Air System on VRF unit | 1.6087 | 0.88597 | 1.8157 | 0 | 0 | 0 | Fail RIM | [11 empty] | Commercial | Programmable Thermostat | Retail | Existing | E_RT_Programmable Thermostat | 0.91727 | 0.98803 | 0.92838 | 0 | 0 | 0 | Fail TRC
[11 empty] | Commercial | Dedicated Outdoor Air System on VRF unit | Institutional | New | N_IN_Dedicated Outdoor Air System on VRF unit | 0.43408 | 0.88597 | 0.48995 | 0 | 0 | 0 | Fail RIM | [11 empty] | Commercial | Programmable Thermostat | Schools K-12 | Existing | E_SC_Programmable Thermostat | 0.25117 | 0.30406 | 0.82606 | 0 | 0 | 0 | Fail TRC
[11 empty] | Commercial | Dedicated Outdoor Air System on VRF unit | Lodging/Hospitality | New | N_LG_Dedicated Outdoor Air System on VRF unit | 1.0604 | 0.73531 | 1.4421 | 0 | 0 | 0 | Fail RIM | [11 empty] | Commercial | Programmable Thermostat | Warehouse | Existing | E_WR_Programmable Thermostat | 0.080611 | 0.30406 | 0.26512 | 0 | 0 | 0 | Fail TRC
[11 empty] | Commercial | Dedicated Outdoor Air System on VRF unit | Miscellaneous | New | N_MS_Dedicated Outdoor Air System on VRF unit | 0.43803 | 0.88597 | 0.49441 | 0 | 0 | 0 | Fail RIM | [11 empty] | Commercial | Programmable Thermostat | Assembly | New | N_AS_Programmable Thermostat | 0.16101 | 0.30406 | 0.52953 | 0 | 0 | 0 | Fail TRC
[11 empty] | Commercial | Dedicated Outdoor Air System on VRF unit | Offices | New | N_OF_Dedicated Outdoor Air System on VRF unit | 0.86634 | 0.88597 | 0.97785 | 0 | 0 | 0 | Fail RIM | [11 empty] | Commercial | Programmable Thermostat | College and University | New | N_CU_Programmable Thermostat | 0.36567 | 0.4408 | 0.82956 | 0 | 0 | 0 | Fail TRC
[11 empty] | Commercial | Dedicated Outdoor Air System on VRF unit | Restaurants | New | N_RS_Dedicated Outdoor Air System on VRF unit | 1.3354 | 0.88597 | 1.5072 | 0 | 0 | 0 | Fail RIM | [11 empty] | Commercial | Programmable Thermostat | Grocery | New | N_GR_Programmable Thermostat | 5.0386 | 0.98803 | 5.0996 | 0 | 0 | 0 | Fail 2-year Threshold
[11 empty] | Commercial | Dedicated Outdoor Air System on VRF unit | Retail | New | N_RT_Dedicated Outdoor Air System on VRF unit | 1.0287 | 0.88597 | 1.1611 | 0 | 0 | 0 | Fail RIM | [11 empty] | Commercial | Programmable Thermostat | Healthcare | New | N_HC_Programmable Thermostat | 0.63683 | 0.30406 | 2.0944 | 0 | 0 | 0 | Fail TRC
[11 empty] | Commercial | Dedicated Outdoor Air System on VRF unit | Schools K-12 | New | N_SC_Dedicated Outdoor Air System on VRF unit | 0.8979 | 0.88597 | 1.0135 | 0 | 0 | 0 | Fail RIM | [11 empty] | Commercial | Programmable Thermostat | Hospitals | New | N_HS_Programmable Thermostat | 0.97344 | 0.4408 | 2.2084 | 0 | 0 | 0 | Fail TRC
[11 empty] | Commercial | Dedicated Outdoor Air System on VRF unit | Warehouse | New | N_WR_Dedicated Outdoor Air System on VRF unit | 0.19986 | 0.88597 | 0.22559 | 0 | 0 | 0 | Fail RIM | [11 empty] | Commercial | Programmable Thermostat | Institutional | New | N_IN_Programmable Thermostat | 0.73618 | 0.30406 | 2.4212 | 0 | 0 | 0 | Fail TRC
[11 empty] | Commercial | Destratification Fans | Assembly | Existing | E_AS_Destratification Fans | 0.064285 | 0.61519 | 0.1045 | 0 | 0 | 0 | Fail RIM | [11 empty] | Commercial | Programmable Thermostat | Miscellaneous | New | N_MS_Programmable Thermostat | 0.51651 | 0.30406 | 1.6987 | 0 | 0 | 0 | Fail TRC
[11 empty] | Commercial | Destratification Fans | College and University | Existing | E_CU_Destratification Fans | 0.11694 | 0.61519 | 0.19009 | 0 | 0 | 0 | Fail RIM | [11 empty] | Commercial | Programmable Thermostat | Offices | New | N_OF_Programmable Thermostat | 0.68606 | 0.30406 | 2.2564 | 0 | 0 | 0 | Fail TRC
[11 empty] | Commercial | Destratification Fans | Grocery | Existing | E_GR_Destratification Fans | 0.042119 | 0.61519 | 0.068464 | 0 | 0 | 0 | Fail RIM | [11 empty] | Commercial | Programmable Thermostat | Retail | New | N_RT_Programmable Thermostat | 0.91727 | 0.98803 | 0.92838 | 0 | 0 | 0 | Fail TRC
[11 empty] | Commercial | Destratification Fans | Healthcare | Existing | E_HC_Destratification Fans | 0.10534 | 0.61519 | 0.17124 | 0 | 0 | 0 | Fail RIM | [11 empty] | Commercial | Programmable Thermostat | Schools K-12 | New | N_SC_Programmable Thermostat | 0.25117 | 0.30406 | 0.82606 | 0 | 0 | 0 | Fail TRC
[11 empty] | Commercial | Destratification Fans | Hospitals | Existing | E_HS_Destratification Fans | 0.20802 | 0.61519 | 0.33813 | 0 | 0 | 0 | Fail RIM | [11 empty] | Commercial | Programmable Thermostat | Warehouse | New | N_WR_Programmable Thermostat | 0.080611 | 0.30406 | 0.26512 | 0 | 0 | 0 | Fail TRC
[11 empty] | Commercial | Destratification Fans | Institutional | Existing | E_IN_Destratification Fans | 0.023156 | 0.61519 | 0.03764 | 0 | 0 | 0 | Fail RIM | [11 empty] | Commercial | Roof Insulation | Assembly | Existing | E_AS_Roof Insulation | 0.64714 | 1.218 | 0.5313 | 0 | 0 | 0 | Fail TRC
[11 empty] | Commercial | Destratification Fans | Lodging/Hospitality | Existing | E_LG_Destratification Fans | 0.034931 | 0.61519 | 0.056781 | 0 | 0 | 0 | Fail RIM | [11 empty] | Commercial | Roof Insulation | College and University | Existing | E_CU_Roof Insulation | 0.64336 | 1.2109 | 0.5313 | 0 | 0 | 0 | Fail TRC
[11 empty] | Commercial | Destratification Fans | Miscellaneous | Existing | E_MS_Destratification Fans | 0.053385 | 0.61519 | 0.086777 | 0 | 0 | 0 | Fail RIM | [11 empty] | Commercial | Roof Insulation | Grocery | Existing | E_GR_Roof Insulation | 0.66409 | 1.2499 | 0.5313 | 0 | 0 | 0 | Fail TRC
[11 empty] | Commercial | Destratification Fans | Offices | Existing | E_OF_Destratification Fans | 0.011692 | 0.61519 | 0.019005 | 0 | 0 | 0 | Fail RIM | [11 empty] | Commercial | Roof Insulation | Healthcare | Existing | E_HC_Roof Insulation | 0.64714 | 1.218 | 0.5313 | 0 | 0 | 0 | Fail TRC
[11 empty] | Commercial | Destratification Fans | Restaurants | Existing | E_RS_Destratification Fans | 0.092408 | 0.61519 | 0.15021 | 0 | 0 | 0 | Fail RIM | [11 empty] | Commercial | Roof Insulation | Hospitals | Existing | E_HS_Roof Insulation | 0.64336 | 1.2109 | 0.5313 | 0 | 0 | 0 | Fail TRC
[11 empty] | Commercial | Destratification Fans | Retail | Existing | E_RT_Destratification Fans | 0.11058 | 0.61519 | 0.17975 | 0 | 0 | 0 | Fail RIM | [11 empty] | Commercial | Roof Insulation | Institutional | Existing | E_IN_Roof Insulation | 0.64714 | 1.218 | 0.5313 | 0 | 0 | 0 | Fail TRC
[11 empty] | Commercial | Destratification Fans | Schools K-12 | Existing | E_SC_Destratification Fans | 0.34965 | 0.61519 | 0.56836 | 0 | 0 | 0 | Fail RIM | [11 empty] | Commercial | Roof Insulation | Lodging/Hospitality | Existing | E_LG_Roof Insulation | 0.64336 | 1.2109 | 0.5313 | 0 | 0 | 0 | Fail TRC
[11 empty] | Commercial | Destratification Fans | Warehouse | Existing | E_WR_Destratification Fans | 0.038328 | 0.61519 | 0.062303 | 0 | 0 | 0 | Fail RIM | [11 empty] | Commercial | Roof Insulation | Miscellaneous | Existing | E_MS_Roof Insulation | 0.64714 | 1.218 | 0.5313 | 0 | 0 | 0 | Fail TRC
[11 empty] | Commercial | Destratification Fans | Assembly | New | N_AS_Destratification Fans | 0.064285 | 0.61519 | 0.1045 | 0 | 0 | 0 | Fail RIM | [11 empty] | Commercial | Roof Insulation | Offices | Existing | E_OF_Roof Insulation | 0.64714 | 1.218 | 0.5313 | 0 | 0 | 0 | Fail TRC
[11 empty] | Commercial | Destratification Fans | College and University | New | N_CU_Destratification Fans | 0.11694 | 0.61519 | 0.19009 | 0 | 0 | 0 | Fail RIM | [11 empty] | Commercial | Roof Insulation | Restaurants | Existing | E_RS_Roof Insulation | 0.66409 | 1.2499 | 0.5313 | 0 | 0 | 0 | Fail TRC
[11 empty] | Commercial | Destratification Fans | Grocery | New | N_GR_Destratification Fans | 0.042119 | 0.61519 | 0.068464 | 0 | 0 | 0 | Fail RIM | [11 empty] | Commercial | Roof Insulation | Retail | Existing | E_RT_Roof Insulation | 0.66409 | 1.2499 | 0.5313 | 0 | 0 | 0 | Fail TRC
[11 empty] | Commercial | Destratification Fans | Healthcare | New | N_HC_Destratification Fans | 0.10534 | 0.61519 | 0.17124 | 0 | 0 | 0 | Fail RIM | [11 empty] | Commercial | Roof Insulation | Schools K-12 | Existing | E_SC_Roof Insulation | 0.64714 | 1.218 | 0.5313 | 0 | 0 | 0 | Fail TRC
[11 empty] | Commercial | Destratification Fans | Hospitals | New | N_HS_Destratification Fans | 0.20802 | 0.61519 | 0.33813 | 0 | 0 | 0 | Fail RIM | [11 empty] | Commercial | Roof Insulation | Warehouse | Existing | E_WR_Roof Insulation | 0.37748 | 0.71049 | 0.5313 | 0 | 0 | 0 | Fail TRC
[11 empty] | Commercial | Destratification Fans | Institutional | New | N_IN_Destratification Fans | 0.023156 | 0.61519 | 0.03764 | 0 | 0 | 0 | Fail RIM | [11 empty] | Commercial | Roof Insulation | Assembly | New | N_AS_Roof Insulation | 0.31745 | 1.218 | 0.26062 | 0 | 0 | 0 | Fail TRC
[11 empty] | Commercial | Destratification Fans | Lodging/Hospitality | New | N_LG_Destratification Fans | 0.034931 | 0.61519 | 0.056781 | 0 | 0 | 0 | Fail RIM | [11 empty] | Commercial | Roof Insulation | College and University | New | N_CU_Roof Insulation | 0.31559 | 1.2109 | 0.26062 | 0 | 0 | 0 | Fail TRC
[11 empty] | Commercial | Destratification Fans | Miscellaneous | New | N_MS_Destratification Fans | 0.053385 | 0.61519 | 0.086777 | 0 | 0 | 0 | Fail RIM | [11 empty] | Commercial | Roof Insulation | Grocery | New | N_GR_Roof Insulation | 0.32576 | 1.2499 | 0.26062 | 0 | 0 | 0 | Fail TRC
[11 empty] | Commercial | Destratification Fans | Offices | New | N_OF_Destratification Fans | 0.011692 | 0.61519 | 0.019005 | 0 | 0 | 0 | Fail RIM | [11 empty] | Commercial | Roof Insulation | Healthcare | New | N_HC_Roof Insulation | 0.31745 | 1.218 | 0.26062 | 0 | 0 | 0 | Fail TRC
[11 empty] | Commercial | Destratification Fans | Restaurants | New | N_RS_Destratification Fans | 0.092408 | 0.61519 | 0.15021 | 0 | 0 | 0 | Fail RIM | [11 empty] | Commercial | Roof Insulation | Hospitals | New | N_HS_Roof Insulation | 0.31559 | 1.2109 | 0.26062 | 0 | 0 | 0 | Fail TRC
[11 empty] | Commercial | Destratification Fans | Retail | New | N_RT_Destratification Fans | 0.11058 | 0.61519 | 0.17975 | 0 | 0 | 0 | Fail RIM | [11 empty] | Commercial | Roof Insulation | Institutional | New | N_IN_Roof Insulation | 0.31745 | 1.218 | 0.26062 | 0 | 0 | 0 | Fail TRC
[11 empty] | Commercial | Destratification Fans | Schools K-12 | New | N_SC_Destratification Fans | 0.34965 | 0.61519 | 0.56836 | 0 | 0 | 0 | Fail RIM | [11 empty] | Commercial | Roof Insulation | Lodging/Hospitality | New | N_LG_Roof Insulation | 0.31559 | 1.2109 | 0.26062 | 0 | 0 | 0 | Fail TRC
[11 empty] | Commercial | Destratification Fans | Warehouse | New | N_WR_Destratification Fans | 0.038328 | 0.61519 | 0.062303 | 0 | 0 | 0 | Fail RIM | [11 empty] | Commercial | Roof Insulation | Miscellaneous | New | N_MS_Roof Insulation | 0.31745 | 1.218 | 0.26062 | 0 | 0 | 0 | Fail TRC
[11 empty] | Commercial | Duct Insulation | Assembly | Existing | E_AS_Duct Insulation | 0.083479 | 1.4197 | 0.058799 | 0 | 0 | 0 | Fail PCT | [11 empty] | Commercial | Roof Insulation | Offices | New | N_OF_Roof Insulation | 0.31745 | 1.218 | 0.26062 | 0 | 0 | 0 | Fail TRC
[11 empty] | Commercial | Duct Insulation | College and University | Existing | E_CU_Duct Insulation | 0.12651 | 1.4197 | 0.089109 | 0 | 0 | 0 | Fail PCT | [11 empty] | Commercial | Roof Insulation | Restaurants | New | N_RS_Roof Insulation | 0.32576 | 1.2499 | 0.26062 | 0 | 0 | 0 | Fail TRC
[11 empty] | Commercial | Duct Insulation | Grocery | Existing | E_GR_Duct Insulation | 0.82187 | 1.4197 | 0.57889 | 0 | 0 | 0 | Fail PCT | [11 empty] | Commercial | Roof Insulation | Retail | New | N_RT_Roof Insulation | 0.32576 | 1.2499 | 0.26062 | 0 | 0 | 0 | Fail TRC
[11 empty] | Commercial | Duct Insulation | Healthcare | Existing | E_HC_Duct Insulation | 0.33594 | 1.4197 | 0.23662 | 0 | 0 | 0 | Fail PCT | [11 empty] | Commercial | Roof Insulation | Schools K-12 | New | N_SC_Roof Insulation | 0.31745 | 1.218 | 0.26062 | 0 | 0 | 0 | Fail TRC
[11 empty] | Commercial | Duct Insulation | Hospitals | Existing | E_HS_Duct Insulation | 0.33594 | 1.4197 | 0.23662 | 0 | 0 | 0 | Fail PCT | [11 empty] | Commercial | Roof Insulation | Warehouse | New | N_WR_Roof Insulation | 0.18517 | 0.71049 | 0.26062 | 0 | 0 | 0 | Fail TRC
[11 empty] | Commercial | Duct Insulation | Institutional | Existing | E_IN_Duct Insulation | 0.37875 | 1.4197 | 0.26678 | 0 | 0 | 0 | Fail PCT | [11 empty] | Commercial | Smart Thermostat | Assembly | Existing | E_AS_Smart Thermostat | 0.28563 | 0.30406 | 0.93941 | 0 | 0 | 0 | Fail TRC
[11 empty] | Commercial | Duct Insulation | Lodging/Hospitality | Existing | E_LG_Duct Insulation | 0.18961 | 1.4197 | 0.13355 | 0 | 0 | 0 | Fail PCT | [11 empty] | Commercial | Smart Thermostat | College and University | Existing | E_CU_Smart Thermostat | 0.6487 | 0.4408 | 1.4717 | 0 | 0 | 0 | Fail TRC
[11 empty] | Commercial | Duct Insulation | Miscellaneous | Existing | E_MS_Duct Insulation | 0.25804 | 1.4197 | 0.18175 | 0 | 0 | 0 | Fail PCT | [11 empty] | Commercial | Smart Thermostat | Grocery | Existing | E_GR_Smart Thermostat | 8.9385 | 0.98803 | 9.0469 | 0 | 0 | 0 | Fail 2-year Threshold
[11 empty] | Commercial | Duct Insulation | Offices | Existing | E_OF_Duct Insulation | 0.34662 | 1.4197 | 0.24415 | 0 | 0 | 0 | Fail PCT | [11 empty] | Commercial | Smart Thermostat | Miscellaneous | Existing | E_MS_Smart Thermostat | 0.91631 | 0.30406 | 3.0136 | 0 | 0 | 0 | Fail TRC
[11 empty] | Commercial | Duct Insulation | Restaurants | Existing | E_RS_Duct Insulation | 0.79434 | 1.4197 | 0.5595 | 0 | 0 | 0 | Fail PCT | [11 empty] | Commercial | Smart Thermostat | Restaurants | Existing | E_RS_Smart Thermostat | 7.4512 | 0.98803 | 7.5415 | 0 | 0 | 0 | Fail 2-year Threshold
[11 empty] | Commercial | Duct Insulation | Retail | Existing | E_RT_Duct Insulation | 0.15401 | 1.4197 | 0.10848 | 0 | 0 | 0 | Fail PCT | [11 empty] | Commercial | Smart Thermostat | Schools K-12 | Existing | E_SC_Smart Thermostat | 0.44558 | 0.30406 | 1.4654 | 0 | 0 | 0 | Fail TRC
[11 empty] | Commercial | Duct Insulation | Schools K-12 | Existing | E_SC_Duct Insulation | 0.12651 | 1.4197 | 0.089109 | 0 | 0 | 0 | Fail PCT | [11 empty] | Commercial | Smart Thermostat | Warehouse | Existing | E_WR_Smart Thermostat | 0.14301 | 0.30406 | 0.47033 | 0 | 0 | 0 | Fail TRC
[11 empty] | Commercial | Duct Insulation | Warehouse | Existing | E_WR_Duct Insulation | 0.04073 | 1.4197 | 0.028689 | 0 | 0 | 0 | Fail PCT | [11 empty] | Commercial | Smart Thermostat | Assembly | New | N_AS_Smart Thermostat | 0.28563 | 0.30406 | 0.93941 | 0 | 0 | 0 | Fail TRC
[11 empty] | Commercial | Duct Insulation | Assembly | New | N_AS_Duct Insulation | 0.083479 | 1.4197 | 0.058799 | 0 | 0 | 0 | Fail PCT | [11 empty] | Commercial | Smart Thermostat | College and University | New | N_CU_Smart Thermostat | 0.6487 | 0.4408 | 1.4717 | 0 | 0 | 0 | Fail TRC
[11 empty] | Commercial | Duct Insulation | College and University | New | N_CU_Duct Insulation | 0.12651 | 1.4197 | 0.089109 | 0 | 0 | 0 | Fail PCT | [11 empty] | Commercial | Smart Thermostat | Grocery | New | N_GR_Smart Thermostat | 8.9385 | 0.98803 | 9.0469 | 0 | 0 | 0 | Fail 2-year Threshold
[11 empty] | Commercial | Duct Insulation | Grocery | New | N_GR_Duct Insulation | 0.82187 | 1.4197 | 0.57889 | 0 | 0 | 0 | Fail PCT | [11 empty] | Commercial | Smart Thermostat | Miscellaneous | New | N_MS_Smart Thermostat | 0.91631 | 0.30406 | 3.0136 | 0 | 0 | 0 | Fail TRC
[11 empty] | Commercial | Duct Insulation | Healthcare | New | N_HC_Duct Insulation | 0.33594 | 1.4197 | 0.23662 | 0 | 0 | 0 | Fail PCT | [11 empty] | Commercial | Smart Thermostat | Restaurants | New | N_RS_Smart Thermostat | 7.4512 | 0.98803 | 7.5415 | 0 | 0 | 0 | Fail 2-year Threshold
[11 empty] | Commercial | Duct Insulation | Hospitals | New | N_HS_Duct Insulation | 0.33594 | 1.4197 | 0.23662 | 0 | 0 | 0 | Fail PCT | [11 empty] | Commercial | Smart Thermostat | Schools K-12 | New | N_SC_Smart Thermostat | 0.44558 | 0.30406 | 1.4654 | 0 | 0 | 0 | Fail TRC
[11 empty] | Commercial | Duct Insulation | Institutional | New | N_IN_Duct Insulation | 0.37875 | 1.4197 | 0.26678 | 0 | 0 | 0 | Fail PCT | [11 empty] | Commercial | Smart Thermostat | Warehouse | New | N_WR_Smart Thermostat | 0.14301 | 0.30406 | 0.47033 | 0 | 0 | 0 | Fail TRC
[11 empty] | Commercial | Duct Insulation | Lodging/Hospitality | New | N_LG_Duct Insulation | 0.18961 | 1.4197 | 0.13355 | 0 | 0 | 0 | Fail PCT | [11 empty] | Commercial | Wall Insulation | Assembly | New | N_AS_Wall Insulation | 0 | 0 | 0 | 0 | 0 | 0 | Fail TRC
[11 empty] | Commercial | Duct Insulation | Miscellaneous | New | N_MS_Duct Insulation | 0.25804 | 1.4197 | 0.18175 | 0 | 0 | 0 | Fail PCT | [11 empty] | Commercial | Wall Insulation | College and University | New | N_CU_Wall Insulation | 0 | 0 | 0 | 0 | 0 | 0 | Fail TRC
[11 empty] | Commercial | Duct Insulation | Offices | New | N_OF_Duct Insulation | 0.34662 | 1.4197 | 0.24415 | 0 | 0 | 0 | Fail PCT | [11 empty] | Commercial | Wall Insulation | Grocery | New | N_GR_Wall Insulation | 0 | 0 | 0 | 0 | 0 | 0 | Fail TRC
[11 empty] | Commercial | Duct Insulation | Restaurants | New | N_RS_Duct Insulation | 0.79434 | 1.4197 | 0.5595 | 0 | 0 | 0 | Fail PCT | [11 empty] | Commercial | Wall Insulation | Healthcare | New | N_HC_Wall Insulation | 0 | 0 | 0 | 0 | 0 | 0 | Fail TRC
[11 empty] | Commercial | Duct Insulation | Retail | New | N_RT_Duct Insulation | 0.15401 | 1.4197 | 0.10848 | 0 | 0 | 0 | Fail PCT | [11 empty] | Commercial | Wall Insulation | Hospitals | New | N_HS_Wall Insulation | 0 | 0 | 0 | 0 | 0 | 0 | Fail TRC
[11 empty] | Commercial | Duct Insulation | Schools K-12 | New | N_SC_Duct Insulation | 0.12651 | 1.4197 | 0.089109 | 0 | 0 | 0 | Fail PCT | [11 empty] | Commercial | Wall Insulation | Institutional | New | N_IN_Wall Insulation | 0 | 0 | 0 | 0 | 0 | 0 | Fail TRC
[11 empty] | Commercial | Duct Insulation | Warehouse | New | N_WR_Duct Insulation | 0.04073 | 1.4197 | 0.028689 | 0 | 0 | 0 | Fail PCT | [11 empty] | Commercial | Wall Insulation | Lodging/Hospitality | New | N_LG_Wall Insulation | 0 | 0 | 0 | 0 | 0 | 0 | Fail TRC
[11 empty] | Commercial | Duct Sealing Repair | Grocery | Existing | E_GR_Duct Sealing Repair | 48.672 | 1.6399 | 29.6807 | 0 | 0 | 0 | Fail 2-year Threshold | [11 empty] | Commercial | Wall Insulation | Miscellaneous | New | N_MS_Wall Insulation | 0 | 0 | 0 | 0 | 0 | 0 | Fail TRC
[11 empty] | Commercial | Duct Sealing Repair | Healthcare | Existing | E_HC_Duct Sealing Repair | 19.8945 | 1.6399 | 12.1319 | 0 | 0 | 0 | Fail 2-year Threshold | [11 empty] | Commercial | Wall Insulation | Offices | New | N_OF_Wall Insulation | 0 | 0 | 0 | 0 | 0 | 0 | Fail TRC
[11 empty] | Commercial | Duct Sealing Repair | Hospitals | Existing | E_HS_Duct Sealing Repair | 19.8945 | 1.6399 | 12.1319 | 0 | 0 | 0 | Fail 2-year Threshold | [11 empty] | Commercial | Wall Insulation | Restaurants | New | N_RS_Wall Insulation | 0 | 0 | 0 | 0 | 0 | 0 | Fail TRC
[11 empty] | Commercial | Duct Sealing Repair | Institutional | Existing | E_IN_Duct Sealing Repair | 22.4302 | 1.6399 | 13.6782 | 0 | 0 | 0 | Fail 2-year Threshold | [11 empty] | Commercial | Wall Insulation | Retail | New | N_RT_Wall Insulation | 0 | 0 | 0 | 0 | 0 | 0 | Fail TRC
[11 empty] | Commercial | Duct Sealing Repair | Lodging/Hospitality | Existing | E_LG_Duct Sealing Repair | 11.229 | 1.6399 | 6.8475 | 0 | 0 | 0 | Fail 2-year Threshold | [11 empty] | Commercial | Wall Insulation | Schools K-12 | New | N_SC_Wall Insulation | 0 | 0 | 0 | 0 | 0 | 0 | Fail TRC
[11 empty] | Commercial | Duct Sealing Repair | Miscellaneous | Existing | E_MS_Duct Sealing Repair | 15.2814 | 1.6399 | 9.3188 | 0 | 0 | 0 | Fail 2-year Threshold | [11 empty] | Commercial | Wall Insulation | Warehouse | New | N_WR_Wall Insulation | 0 | 0 | 0 | 0 | 0 | 0 | Fail TRC
[11 empty] | Commercial | Duct Sealing Repair | Offices | Existing | E_OF_Duct Sealing Repair | 20.5273 | 1.6399 | 12.5178 | 0 | 0 | 0 | Fail 2-year Threshold | [11 empty] | Commercial | Warehouse Loading Dock Seals | Assembly | Existing | E_AS_Warehouse Loading Dock Seals | 0.21055 | 0.70389 | 0.29912 | 0 | 0 | 0 | Fail TRC
[11 empty] | Commercial | Duct Sealing Repair | Restaurants | Existing | E_RS_Duct Sealing Repair | 47.0415 | 1.6399 | 28.6864 | 0 | 0 | 0 | Fail 2-year Threshold | [11 empty] | Commercial | Warehouse Loading Dock Seals | College and University | Existing | E_CU_Warehouse Loading Dock Seals | 0.10285 | 0.70389 | 0.14612 | 0 | 0 | 0 | Fail TRC
[11 empty] | Commercial | Duct Sealing Repair | Grocery | New | N_GR_Duct Sealing Repair | 48.672 | 1.6399 | 29.6807 | 0 | 0 | 0 | Fail 2-year Threshold | [11 empty] | Commercial | Warehouse Loading Dock Seals | Grocery | Existing | E_GR_Warehouse Loading Dock Seals | 0.71598 | 0.70389 | 1.0172 | 0 | 0 | 0 | Fail TRC
[11 empty] | Commercial | Duct Sealing Repair | Healthcare | New | N_HC_Duct Sealing Repair | 19.8945 | 1.6399 | 12.1319 | 0 | 0 | 0 | Fail 2-year Threshold | [11 empty] | Commercial | Warehouse Loading Dock Seals | Healthcare | Existing | E_HC_Warehouse Loading Dock Seals | 0.19951 | 0.70389 | 0.28344 | 0 | 0 | 0 | Fail TRC
[11 empty] | Commercial | Duct Sealing Repair | Hospitals | New | N_HS_Duct Sealing Repair | 19.8945 | 1.6399 | 12.1319 | 0 | 0 | 0 | Fail 2-year Threshold | [11 empty] | Commercial | Warehouse Loading Dock Seals | Hospitals | Existing | E_HS_Warehouse Loading Dock Seals | 0.1032 | 0.70389 | 0.14662 | 0 | 0 | 0 | Fail TRC
[11 empty] | Commercial | Duct Sealing Repair | Institutional | New | N_IN_Duct Sealing Repair | 22.4302 | 1.6399 | 13.6782 | 0 | 0 | 0 | Fail 2-year Threshold | [11 empty] | Commercial | Warehouse Loading Dock Seals | Institutional | Existing | E_IN_Warehouse Loading Dock Seals | 0.64388 | 0.70389 | 0.91475 | 0 | 0 | 0 | Fail TRC
[11 empty] | Commercial | Duct Sealing Repair | Lodging/Hospitality | New | N_LG_Duct Sealing Repair | 11.229 | 1.6399 | 6.8475 | 0 | 0 | 0 | Fail 2-year Threshold | [11 empty] | Commercial | Warehouse Loading Dock Seals | Lodging/Hospitality | Existing | E_LG_Warehouse Loading Dock Seals | 0.48437 | 0.70389 | 0.68813 | 0 | 0 | 0 | Fail TRC
[11 empty] | Commercial | Duct Sealing Repair | Miscellaneous | New | N_MS_Duct Sealing Repair | 15.2814 | 1.6399 | 9.3188 | 0 | 0 | 0 | Fail 2-year Threshold | [11 empty] | Commercial | Warehouse Loading Dock Seals | Miscellaneous | Existing | E_MS_Warehouse Loading Dock Seals | 0.1287 | 0.70389 | 0.18284 | 0 | 0 | 0 | Fail TRC
[11 empty] | Commercial | Duct Sealing Repair | Offices | New | N_OF_Duct Sealing Repair | 20.5273 | 1.6399 | 12.5178 | 0 | 0 | 0 | Fail 2-year Threshold | [11 empty] | Commercial | Warehouse Loading Dock Seals | Offices | Existing | E_OF_Warehouse Loading Dock Seals | 0.93442 | 0.70389 | 1.3275 | 0 | 0 | 0 | Fail TRC
[11 empty] | Commercial | Duct Sealing Repair | Restaurants | New | N_RS_Duct Sealing Repair | 47.0415 | 1.6399 | 28.6864 | 0 | 0 | 0 | Fail 2-year Threshold | [11 empty] | Commercial | Warehouse Loading Dock Seals | Restaurants | Existing | E_RS_Warehouse Loading Dock Seals | 0.69473 | 0.70389 | 0.98699 | 0 | 0 | 0 | Fail TRC
[11 empty] | Commercial | ECM Motors on Furnaces | Assembly | Existing | E_AS_ECM Motors on Furnaces | 0.57618 | 0.26329 | 2.1884 | 0 | 0 | 0 | Fail RIM | [11 empty] | Commercial | Warehouse Loading Dock Seals | Retail | Existing | E_RT_Warehouse Loading Dock Seals | 0.30348 | 0.70389 | 0.43116 | 0 | 0 | 0 | Fail TRC
[11 empty] | Commercial | ECM Motors on Furnaces | College and University | Existing | E_CU_ECM Motors on Furnaces | 1.2213 | 0.55807 | 2.1884 | 0 | 0 | 0 | Fail RIM | [11 empty] | Commercial | Warehouse Loading Dock Seals | Schools K-12 | Existing | E_SC_Warehouse Loading Dock Seals | 0.069309 | 0.70389 | 0.098466 | 0 | 0 | 0 | Fail TRC
[11 empty] | Commercial | ECM Motors on Furnaces | Grocery | Existing | E_GR_ECM Motors on Furnaces | 1.8211 | 0.48382 | 3.7641 | 0 | 0 | 0 | Fail RIM | [11 empty] | Commercial | Warehouse Loading Dock Seals | Warehouse | Existing | E_WR_Warehouse Loading Dock Seals | 0.19166 | 0.70389 | 0.27228 | 0 | 0 | 0 | Fail TRC
[11 empty] | Commercial | ECM Motors on Furnaces | Healthcare | Existing | E_HC_ECM Motors on Furnaces | 0.90345 | 0.26329 | 3.4314 | 0 | 0 | 0 | Fail RIM | [11 empty] | Commercial | Warehouse Loading Dock Seals | Assembly | New | N_AS_Warehouse Loading Dock Seals | 0.20656 | 0.70389 | 0.29346 | 0 | 0 | 0 | Fail TRC
[11 empty] | Commercial | ECM Motors on Furnaces | Hospitals | Existing | E_HS_ECM Motors on Furnaces | 2.1788 | 0.55807 | 3.9041 | 0 | 0 | 0 | Fail RIM | [11 empty] | Commercial | Warehouse Loading Dock Seals | College and University | New | N_CU_Warehouse Loading Dock Seals | 0.1009 | 0.70389 | 0.14335 | 0 | 0 | 0 | Fail TRC
[11 empty] | Commercial | ECM Motors on Furnaces | Institutional | Existing | E_IN_ECM Motors on Furnaces | 0.50243 | 0.26329 | 1.9083 | 0 | 0 | 0 | Fail RIM | [11 empty] | Commercial | Warehouse Loading Dock Seals | Grocery | New | N_GR_Warehouse Loading Dock Seals | 0.70243 | 0.70389 | 0.99794 | 0 | 0 | 0 | Fail TRC
[11 empty] | Commercial | ECM Motors on Furnaces | Lodging/Hospitality | Existing | E_LG_ECM Motors on Furnaces | 1.1181 | 0.48382 | 2.311 | 0 | 0 | 0 | Fail RIM | [11 empty] | Commercial | Warehouse Loading Dock Seals | Healthcare | New | N_HC_Warehouse Loading Dock Seals | 0.19573 | 0.70389 | 0.27807 | 0 | 0 | 0 | Fail TRC
[11 empty] | Commercial | ECM Motors on Furnaces | Miscellaneous | Existing | E_MS_ECM Motors on Furnaces | 0.31805 | 0.26329 | 1.208 | 0 | 0 | 0 | Fail RIM | [11 empty] | Commercial | Warehouse Loading Dock Seals | Hospitals | New | N_HS_Warehouse Loading Dock Seals | 0.10125 | 0.70389 | 0.14384 | 0 | 0 | 0 | Fail TRC
[11 empty] | Commercial | ECM Motors on Furnaces | Offices | Existing | E_OF_ECM Motors on Furnaces | 0.33649 | 0.26329 | 1.278 | 0 | 0 | 0 | Fail RIM | [11 empty] | Commercial | Warehouse Loading Dock Seals | Institutional | New | N_IN_Warehouse Loading Dock Seals | 0.6317 | 0.70389 | 0.89744 | 0 | 0 | 0 | Fail TRC
[11 empty] | Commercial | ECM Motors on Furnaces | Restaurants | Existing | E_RS_ECM Motors on Furnaces | 3.9048 | 0.48382 | 8.0708 | 0 | 0 | 0 | Fail RIM | [11 empty] | Commercial | Warehouse Loading Dock Seals | Lodging/Hospitality | New | N_LG_Warehouse Loading Dock Seals | 0.4752 | 0.70389 | 0.67512 | 0 | 0 | 0 | Fail TRC
[11 empty] | Commercial | ECM Motors on Furnaces | Retail | Existing | E_RT_ECM Motors on Furnaces | 2.4479 | 0.48382 | 5.0596 | 0 | 0 | 0 | Fail RIM | [11 empty] | Commercial | Warehouse Loading Dock Seals | Miscellaneous | New | N_MS_Warehouse Loading Dock Seals | 0.12627 | 0.70389 | 0.17938 | 0 | 0 | 0 | Fail TRC
[11 empty] | Commercial | ECM Motors on Furnaces | Schools K-12 | Existing | E_SC_ECM Motors on Furnaces | 1.2261 | 0.26329 | 4.6569 | 0 | 0 | 0 | Fail RIM | [11 empty] | Commercial | Warehouse Loading Dock Seals | Offices | New | N_OF_Warehouse Loading Dock Seals | 0.91674 | 0.70389 | 1.3024 | 0 | 0 | 0 | Fail TRC
[11 empty] | Commercial | ECM Motors on Furnaces | Warehouse | Existing | E_WR_ECM Motors on Furnaces | 0.31805 | 0.26329 | 1.208 | 0 | 0 | 0 | Fail RIM | [11 empty] | Commercial | Warehouse Loading Dock Seals | Restaurants | New | N_RS_Warehouse Loading Dock Seals | 0.68158 | 0.70389 | 0.96832 | 0 | 0 | 0 | Fail TRC
[11 empty] | Commercial | ECM Motors on Furnaces | Assembly | New | N_AS_ECM Motors on Furnaces | 0.57618 | 0.26329 | 2.1884 | 0 | 0 | 0 | Fail RIM | [11 empty] | Commercial | Warehouse Loading Dock Seals | Retail | New | N_RT_Warehouse Loading Dock Seals | 0.29774 | 0.70389 | 0.423 | 0 | 0 | 0 | Fail TRC
[11 empty] | Commercial | ECM Motors on Furnaces | College and University | New | N_CU_ECM Motors on Furnaces | 1.2213 | 0.55807 | 2.1884 | 0 | 0 | 0 | Fail RIM | [11 empty] | Commercial | Warehouse Loading Dock Seals | Schools K-12 | New | N_SC_Warehouse Loading Dock Seals | 0.067998 | 0.70389 | 0.096603 | 0 | 0 | 0 | Fail TRC
[11 empty] | Commercial | ECM Motors on Furnaces | Grocery | New | N_GR_ECM Motors on Furnaces | 1.8211 | 0.48382 | 3.7641 | 0 | 0 | 0 | Fail RIM | [11 empty] | Commercial | Warehouse Loading Dock Seals | Warehouse | New | N_WR_Warehouse Loading Dock Seals | 0.18803 | 0.70389 | 0.26713 | 0 | 0 | 0 | Fail TRC
[11 empty] | Commercial | ECM Motors on Furnaces | Healthcare | New | N_HC_ECM Motors on Furnaces | 0.90345 | 0.26329 | 3.4314 | 0 | 0 | 0 | Fail RIM | [11 empty] | Commercial | Water Cooled Refrigeration Heat Recovery | Assembly | Existing | E_AS_Water Cooled Refrigeration Heat Recovery | 0.03647 | 0.43362 | 0.084107 | 0 | 0 | 0 | Fail TRC
[11 empty] | Commercial | ECM Motors on Furnaces | Hospitals | New | N_HS_ECM Motors on Furnaces | 2.1788 | 0.55807 | 3.9041 | 0 | 0 | 0 | Fail RIM | [11 empty] | Commercial | Water Cooled Refrigeration Heat Recovery | College and University | Existing | E_CU_Water Cooled Refrigeration Heat Recovery | 0.066135 | 0.51886 | 0.12746 | 0 | 0 | 0 | Fail TRC
[11 empty] | Commercial | ECM Motors on Furnaces | Institutional | New | N_IN_ECM Motors on Furnaces | 0.50243 | 0.26329 | 1.9083 | 0 | 0 | 0 | Fail RIM | [11 empty] | Commercial | Water Cooled Refrigeration Heat Recovery | Grocery | Existing | E_GR_Water Cooled Refrigeration Heat Recovery | 0.35906 | 0.43362 | 0.82805 | 0 | 0 | 0 | Fail TRC
[11 empty] | Commercial | ECM Motors on Furnaces | Lodging/Hospitality | New | N_LG_ECM Motors on Furnaces | 1.1181 | 0.48382 | 2.311 | 0 | 0 | 0 | Fail RIM | [11 empty] | Commercial | Water Cooled Refrigeration Heat Recovery | Healthcare | Existing | E_HC_Water Cooled Refrigeration Heat Recovery | 0.17561 | 0.51886 | 0.33846 | 0 | 0 | 0 | Fail TRC
[11 empty] | Commercial | ECM Motors on Furnaces | Miscellaneous | New | N_MS_ECM Motors on Furnaces | 0.31805 | 0.26329 | 1.208 | 0 | 0 | 0 | Fail RIM | [11 empty] | Commercial | Water Cooled Refrigeration Heat Recovery | Hospitals | Existing | E_HS_Water Cooled Refrigeration Heat Recovery | 0.17561 | 0.51886 | 0.33846 | 0 | 0 | 0 | Fail TRC
[11 empty] | Commercial | ECM Motors on Furnaces | Offices | New | N_OF_ECM Motors on Furnaces | 0.33649 | 0.26329 | 1.278 | 0 | 0 | 0 | Fail RIM | [11 empty] | Commercial | Water Cooled Refrigeration Heat Recovery | Institutional | Existing | E_IN_Water Cooled Refrigeration Heat Recovery | 0.16547 | 0.43362 | 0.3816 | 0 | 0 | 0 | Fail TRC
[11 empty] | Commercial | ECM Motors on Furnaces | Restaurants | New | N_RS_ECM Motors on Furnaces | 3.9048 | 0.48382 | 8.0708 | 0 | 0 | 0 | Fail RIM | [11 empty] | Commercial | Water Cooled Refrigeration Heat Recovery | Lodging/Hospitality | Existing | E_LG_Water Cooled Refrigeration Heat Recovery | 0.099121 | 0.51886 | 0.19104 | 0 | 0 | 0 | Fail TRC
[11 empty] | Commercial | ECM Motors on Furnaces | Retail | New | N_RT_ECM Motors on Furnaces | 2.4479 | 0.48382 | 5.0596 | 0 | 0 | 0 | Fail RIM | [11 empty] | Commercial | Water Cooled Refrigeration Heat Recovery | Offices | Existing | E_OF_Water Cooled Refrigeration Heat Recovery | 0.15143 | 0.43362 | 0.34923 | 0 | 0 | 0 | Fail TRC
[11 empty] | Commercial | ECM Motors on Furnaces | Schools K-12 | New | N_SC_ECM Motors on Furnaces | 1.2261 | 0.26329 | 4.6569 | 0 | 0 | 0 | Fail RIM | [11 empty] | Commercial | Water Cooled Refrigeration Heat Recovery | Restaurants | Existing | E_RS_Water Cooled Refrigeration Heat Recovery | 0.41525 | 0.51886 | 0.80031 | 0 | 0 | 0 | Fail TRC
[11 empty] | Commercial | ECM Motors on Furnaces | Warehouse | New | N_WR_ECM Motors on Furnaces | 0.31805 | 0.26329 | 1.208 | 0 | 0 | 0 | Fail RIM | [11 empty] | Commercial | Water Cooled Refrigeration Heat Recovery | Retail | Existing | E_RT_Water Cooled Refrigeration Heat Recovery | 0.067282 | 0.43362 | 0.15516 | 0 | 0 | 0 | Fail TRC
[11 empty] | Commercial | Energy Recovery Ventilation System (ERV) | Assembly | Existing | E_AS_Energy Recovery Ventilation System (ERV) | 0.28727 | 4.0534 | 0.07087 | 0 | 0 | 0 | Fail PCT | [11 empty] | Commercial | Water Cooled Refrigeration Heat Recovery | Schools K-12 | Existing | E_SC_Water Cooled Refrigeration Heat Recovery | 0.066135 | 0.51886 | 0.12746 | 0 | 0 | 0 | Fail TRC
[11 empty] | Commercial | Energy Recovery Ventilation System (ERV) | College and University | Existing | E_CU_Energy Recovery Ventilation System (ERV) | 0.24441 | 4.0534 | 0.060296 | 0 | 0 | 0 | Fail PCT | [11 empty] | Commercial | Water Cooled Refrigeration Heat Recovery | Warehouse | Existing | E_WR_Water Cooled Refrigeration Heat Recovery | 0.017794 | 0.43362 | 0.041036 | 0 | 0 | 0 | Fail TRC
[11 empty] | Commercial | Energy Recovery Ventilation System (ERV) | Grocery | Existing | E_GR_Energy Recovery Ventilation System (ERV) | 1.5405 | 4.0534 | 0.38004 | 0 | 0 | 0 | Fail PCT | [11 empty] | Commercial | Water Cooled Refrigeration Heat Recovery | Assembly | New | N_AS_Water Cooled Refrigeration Heat Recovery | 0.03647 | 0.43362 | 0.084107 | 0 | 0 | 0 | Fail TRC
[11 empty] | Commercial | Energy Recovery Ventilation System (ERV) | Healthcare | Existing | E_HC_Energy Recovery Ventilation System (ERV) | 0.62966 | 4.0534 | 0.15534 | 0 | 0 | 0 | Fail PCT | [11 empty] | Commercial | Water Cooled Refrigeration Heat Recovery | College and University | New | N_CU_Water Cooled Refrigeration Heat Recovery | 0.066135 | 0.51886 | 0.12746 | 0 | 0 | 0 | Fail TRC
[11 empty] | Commercial | Energy Recovery Ventilation System (ERV) | Hospitals | Existing | E_HS_Energy Recovery Ventilation System (ERV) | 0.62966 | 4.0534 | 0.15534 | 0 | 0 | 0 | Fail PCT | [11 empty] | Commercial | Water Cooled Refrigeration Heat Recovery | Grocery | New | N_GR_Water Cooled Refrigeration Heat Recovery | 0.35906 | 0.43362 | 0.82805 | 0 | 0 | 0 | Fail TRC
[11 empty] | Commercial | Energy Recovery Ventilation System (ERV) | Institutional | Existing | E_IN_Energy Recovery Ventilation System (ERV) | 0.70992 | 4.0534 | 0.17514 | 0 | 0 | 0 | Fail PCT | [11 empty] | Commercial | Water Cooled Refrigeration Heat Recovery | Healthcare | New | N_HC_Water Cooled Refrigeration Heat Recovery | 0.17561 | 0.51886 | 0.33846 | 0 | 0 | 0 | Fail TRC
[11 empty] | Commercial | Energy Recovery Ventilation System (ERV) | Lodging/Hospitality | Existing | E_LG_Energy Recovery Ventilation System (ERV) | 0.3554 | 4.0534 | 0.087678 | 0 | 0 | 0 | Fail PCT | [11 empty] | Commercial | Water Cooled Refrigeration Heat Recovery | Hospitals | New | N_HS_Water Cooled Refrigeration Heat Recovery | 0.17561 | 0.51886 | 0.33846 | 0 | 0 | 0 | Fail TRC
[11 empty] | Commercial | Energy Recovery Ventilation System (ERV) | Miscellaneous | Existing | E_MS_Energy Recovery Ventilation System (ERV) | 0.48382 | 4.0534 | 0.11936 | 0 | 0 | 0 | Fail PCT | [11 empty] | Commercial | Water Cooled Refrigeration Heat Recovery | Institutional | New | N_IN_Water Cooled Refrigeration Heat Recovery | 0.16547 | 0.43362 | 0.3816 | 0 | 0 | 0 | Fail TRC
[11 empty] | Commercial | Energy Recovery Ventilation System (ERV) | Offices | Existing | E_OF_Energy Recovery Ventilation System (ERV) | 0.40021 | 4.0534 | 0.098734 | 0 | 0 | 0 | Fail PCT | [11 empty] | Commercial | Water Cooled Refrigeration Heat Recovery | Lodging/Hospitality | New | N_LG_Water Cooled Refrigeration Heat Recovery | 0.099121 | 0.51886 | 0.19104 | 0 | 0 | 0 | Fail TRC
[11 empty] | Commercial | Energy Recovery Ventilation System (ERV) | Restaurants | Existing | E_RS_Energy Recovery Ventilation System (ERV) | 1.6335 | 4.0534 | 0.40299 | 0 | 0 | 0 | Fail PCT | [11 empty] | Commercial | Water Cooled Refrigeration Heat Recovery | Offices | New | N_OF_Water Cooled Refrigeration Heat Recovery | 0.15143 | 0.43362 | 0.34923 | 0 | 0 | 0 | Fail TRC
[11 empty] | Commercial | Energy Recovery Ventilation System (ERV) | Retail | Existing | E_RT_Energy Recovery Ventilation System (ERV) | 0.36261 | 4.0534 | 0.089457 | 0 | 0 | 0 | Fail PCT | [11 empty] | Commercial | Water Cooled Refrigeration Heat Recovery | Restaurants | New | N_RS_Water Cooled Refrigeration Heat Recovery | 0.41525 | 0.51886 | 0.80031 | 0 | 0 | 0 | Fail TRC
[11 empty] | Commercial | Energy Recovery Ventilation System (ERV) | Schools K-12 | Existing | E_SC_Energy Recovery Ventilation System (ERV) | 0.24441 | 4.0534 | 0.060296 | 0 | 0 | 0 | Fail PCT | [11 empty] | Commercial | Water Cooled Refrigeration Heat Recovery | Retail | New | N_RT_Water Cooled Refrigeration Heat Recovery | 0.067282 | 0.43362 | 0.15516 | 0 | 0 | 0 | Fail TRC
[11 empty] | Commercial | Energy Recovery Ventilation System (ERV) | Warehouse | Existing | E_WR_Energy Recovery Ventilation System (ERV) | 0.076342 | 4.0534 | 0.018834 | 0 | 0 | 0 | Fail PCT | [11 empty] | Commercial | Water Cooled Refrigeration Heat Recovery | Schools K-12 | New | N_SC_Water Cooled Refrigeration Heat Recovery | 0.066135 | 0.51886 | 0.12746 | 0 | 0 | 0 | Fail TRC
[11 empty] | Commercial | Energy Recovery Ventilation System (ERV) | Assembly | New | N_AS_Energy Recovery Ventilation System (ERV) | 0.28727 | 4.0534 | 0.07087 | 0 | 0 | 0 | Fail PCT | [11 empty] | Commercial | Water Cooled Refrigeration Heat Recovery | Warehouse | New | N_WR_Water Cooled Refrigeration Heat Recovery | 0.017794 | 0.43362 | 0.041036 | 0 | 0 | 0 | Fail TRC
[11 empty] | Commercial | Energy Recovery Ventilation System (ERV) | College and University | New | N_CU_Energy Recovery Ventilation System (ERV) | 0.24441 | 4.0534 | 0.060296 | 0 | 0 | 0 | Fail PCT | [11 empty] | Commercial | Waterside Economizer | Assembly | Existing | E_AS_Waterside Economizer | 0.055309 | 1.1941 | 0.046319 | 0 | 0 | 0 | Fail TRC
[11 empty] | Commercial | Energy Recovery Ventilation System (ERV) | Grocery | New | N_GR_Energy Recovery Ventilation System (ERV) | 1.5405 | 4.0534 | 0.38004 | 0 | 0 | 0 | Fail PCT | [11 empty] | Commercial | Waterside Economizer | College and University | Existing | E_CU_Waterside Economizer | 0.06136 | 1.1941 | 0.051386 | 0 | 0 | 0 | Fail TRC
[11 empty] | Commercial | Energy Recovery Ventilation System (ERV) | Healthcare | New | N_HC_Energy Recovery Ventilation System (ERV) | 0.62966 | 4.0534 | 0.15534 | 0 | 0 | 0 | Fail PCT | [11 empty] | Commercial | Waterside Economizer | Grocery | Existing | E_GR_Waterside Economizer | 0.030553 | 1.1941 | 0.025587 | 0 | 0 | 0 | Fail TRC
[11 empty] | Commercial | Energy Recovery Ventilation System (ERV) | Hospitals | New | N_HS_Energy Recovery Ventilation System (ERV) | 0.62966 | 4.0534 | 0.15534 | 0 | 0 | 0 | Fail PCT | [11 empty] | Commercial | Waterside Economizer | Healthcare | Existing | E_HC_Waterside Economizer | 0.12035 | 1.1941 | 0.10079 | 0 | 0 | 0 | Fail TRC
[11 empty] | Commercial | Energy Recovery Ventilation System (ERV) | Institutional | New | N_IN_Energy Recovery Ventilation System (ERV) | 0.70992 | 4.0534 | 0.17514 | 0 | 0 | 0 | Fail PCT | [11 empty] | Commercial | Waterside Economizer | Hospitals | Existing | E_HS_Waterside Economizer | 0.114 | 1.1941 | 0.095472 | 0 | 0 | 0 | Fail TRC
[11 empty] | Commercial | Energy Recovery Ventilation System (ERV) | Lodging/Hospitality | New | N_LG_Energy Recovery Ventilation System (ERV) | 0.3554 | 4.0534 | 0.087678 | 0 | 0 | 0 | Fail PCT | [11 empty] | Commercial | Waterside Economizer | Institutional | Existing | E_IN_Waterside Economizer | 0.029876 | 1.1941 | 0.02502 | 0 | 0 | 0 | Fail TRC
[11 empty] | Commercial | Energy Recovery Ventilation System (ERV) | Miscellaneous | New | N_MS_Energy Recovery Ventilation System (ERV) | 0.48382 | 4.0534 | 0.11936 | 0 | 0 | 0 | Fail PCT | [11 empty] | Commercial | Waterside Economizer | Lodging/Hospitality | Existing | E_LG_Waterside Economizer | 0.091363 | 1.1941 | 0.076513 | 0 | 0 | 0 | Fail TRC
[11 empty] | Commercial | Energy Recovery Ventilation System (ERV) | Offices | New | N_OF_Energy Recovery Ventilation System (ERV) | 0.40021 | 4.0534 | 0.098734 | 0 | 0 | 0 | Fail PCT | [11 empty] | Commercial | Waterside Economizer | Miscellaneous | Existing | E_MS_Waterside Economizer | 0.030892 | 1.1941 | 0.02587 | 0 | 0 | 0 | Fail TRC
[11 empty] | Commercial | Energy Recovery Ventilation System (ERV) | Restaurants | New | N_RS_Energy Recovery Ventilation System (ERV) | 1.6335 | 4.0534 | 0.40299 | 0 | 0 | 0 | Fail PCT | [11 empty] | Commercial | Waterside Economizer | Offices | Existing | E_OF_Waterside Economizer | 0.062249 | 1.1941 | 0.052131 | 0 | 0 | 0 | Fail TRC
[11 empty] | Commercial | Energy Recovery Ventilation System (ERV) | Retail | New | N_RT_Energy Recovery Ventilation System (ERV) | 0.36261 | 4.0534 | 0.089457 | 0 | 0 | 0 | Fail PCT | [11 empty] | Commercial | Waterside Economizer | Restaurants | Existing | E_RS_Waterside Economizer | 0.089628 | 1.1941 | 0.07506 | 0 | 0 | 0 | Fail TRC
[11 empty] | Commercial | Energy Recovery Ventilation System (ERV) | Schools K-12 | New | N_SC_Energy Recovery Ventilation System (ERV) | 0.24441 | 4.0534 | 0.060296 | 0 | 0 | 0 | Fail PCT | [11 empty] | Commercial | Waterside Economizer | Retail | Existing | E_RT_Waterside Economizer | 0.070247 | 1.1941 | 0.058829 | 0 | 0 | 0 | Fail TRC
[11 empty] | Commercial | Energy Recovery Ventilation System (ERV) | Warehouse | New | N_WR_Energy Recovery Ventilation System (ERV) | 0.076342 | 4.0534 | 0.018834 | 0 | 0 | 0 | Fail PCT | [11 empty] | Commercial | Waterside Economizer | Schools K-12 | Existing | E_SC_Waterside Economizer | 0.061064 | 1.1941 | 0.051138 | 0 | 0 | 0 | Fail TRC
[11 empty] | Commercial | Facility Commissioning | Assembly | Existing | E_AS_Facility Commissioning | 0 | 0 | 0 | 0 | 0 | 0 | Fail RIM | [11 empty] | Commercial | Waterside Economizer | Warehouse | Existing | E_WR_Waterside Economizer | 0.013415 | 1.1941 | 0.011234 | 0 | 0 | 0 | Fail TRC
[11 empty] | Commercial | Facility Commissioning | College and University | Existing | E_CU_Facility Commissioning | 0 | 0 | 0 | 0 | 0 | 0 | Fail RIM | [11 empty] | Commercial | Waterside Economizer | Assembly | New | N_AS_Waterside Economizer | 0.055309 | 1.1941 | 0.046319 | 0 | 0 | 0 | Fail TRC
[11 empty] | Commercial | Facility Commissioning | Grocery | Existing | E_GR_Facility Commissioning | 0 | 0 | 0 | 0 | 0 | 0 | Fail RIM | [11 empty] | Commercial | Waterside Economizer | College and University | New | N_CU_Waterside Economizer | 0.06136 | 1.1941 | 0.051386 | 0 | 0 | 0 | Fail TRC
[11 empty] | Commercial | Facility Commissioning | Healthcare | Existing | E_HC_Facility Commissioning | 0 | 0 | 0 | 0 | 0 | 0 | Fail RIM | [11 empty] | Commercial | Waterside Economizer | Grocery | New | N_GR_Waterside Economizer | 0.030553 | 1.1941 | 0.025587 | 0 | 0 | 0 | Fail TRC
[11 empty] | Commercial | Facility Commissioning | Hospitals | Existing | E_HS_Facility Commissioning | 0 | 0 | 0 | 0 | 0 | 0 | Fail RIM | [11 empty] | Commercial | Waterside Economizer | Healthcare | New | N_HC_Waterside Economizer | 0.12035 | 1.1941 | 0.10079 | 0 | 0 | 0 | Fail TRC
[11 empty] | Commercial | Facility Commissioning | Institutional | Existing | E_IN_Facility Commissioning | 0 | 0 | 0 | 0 | 0 | 0 | Fail RIM | [11 empty] | Commercial | Waterside Economizer | Hospitals | New | N_HS_Waterside Economizer | 0.114 | 1.1941 | 0.095472 | 0 | 0 | 0 | Fail TRC
[11 empty] | Commercial | Facility Commissioning | Lodging/Hospitality | Existing | E_LG_Facility Commissioning | 0 | 0 | 0 | 0 | 0 | 0 | Fail RIM | [11 empty] | Commercial | Waterside Economizer | Institutional | New | N_IN_Waterside Economizer | 0.029876 | 1.1941 | 0.02502 | 0 | 0 | 0 | Fail TRC
[11 empty] | Commercial | Facility Commissioning | Miscellaneous | Existing | E_MS_Facility Commissioning | 0 | 0 | 0 | 0 | 0 | 0 | Fail RIM | [11 empty] | Commercial | Waterside Economizer | Lodging/Hospitality | New | N_LG_Waterside Economizer | 0.091363 | 1.1941 | 0.076513 | 0 | 0 | 0 | Fail TRC
[11 empty] | Commercial | Facility Commissioning | Offices | Existing | E_OF_Facility Commissioning | 0 | 0 | 0 | 0 | 0 | 0 | Fail RIM | [11 empty] | Commercial | Waterside Economizer | Miscellaneous | New | N_MS_Waterside Economizer | 0.030892 | 1.1941 | 0.02587 | 0 | 0 | 0 | Fail TRC
[11 empty] | Commercial | Facility Commissioning | Restaurants | Existing | E_RS_Facility Commissioning | 0 | 0 | 0 | 0 | 0 | 0 | Fail RIM | [11 empty] | Commercial | Waterside Economizer | Offices | New | N_OF_Waterside Economizer | 0.062249 | 1.1941 | 0.052131 | 0 | 0 | 0 | Fail TRC
[11 empty] | Commercial | Facility Commissioning | Retail | Existing | E_RT_Facility Commissioning | 0 | 0 | 0 | 0 | 0 | 0 | Fail RIM | [11 empty] | Commercial | Waterside Economizer | Restaurants | New | N_RS_Waterside Economizer | 0.089628 | 1.1941 | 0.07506 | 0 | 0 | 0 | Fail TRC
[11 empty] | Commercial | Facility Commissioning | Schools K-12 | Existing | E_SC_Facility Commissioning | 0 | 0 | 0 | 0 | 0 | 0 | Fail RIM | [11 empty] | Commercial | Waterside Economizer | Retail | New | N_RT_Waterside Economizer | 0.070247 | 1.1941 | 0.058829 | 0 | 0 | 0 | Fail TRC
[11 empty] | Commercial | Facility Commissioning | Warehouse | Existing | E_WR_Facility Commissioning | 0 | 0 | 0 | 0 | 0 | 0 | Fail RIM | [11 empty] | Commercial | Waterside Economizer | Schools K-12 | New | N_SC_Waterside Economizer | 0.061064 | 1.1941 | 0.051138 | 0 | 0 | 0 | Fail TRC
[11 empty] | Commercial | Facility Commissioning | Assembly | New | N_AS_Facility Commissioning | 0.15225 | 0.66503 | 0.22894 | 0 | 0 | 0 | Fail RIM | [11 empty] | Commercial | Waterside Economizer | Warehouse | New | N_WR_Waterside Economizer | 0.013415 | 1.1941 | 0.011234 | 0 | 0 | 0 | Fail TRC
[11 empty] | Commercial | Facility Commissioning | College and University | New | N_CU_Facility Commissioning | 0.21215 | 0.61149 | 0.34695 | 0 | 0 | 0 | Fail RIM | [11 empty] | Commercial | Window Sun Protection | Assembly | Existing | E_AS_Window Sun Protection | 0.21853 | 0.96651 | 0.2261 | 0 | 0 | 0 | Fail TRC
[11 empty] | Commercial | Facility Commissioning | Grocery | New | N_GR_Facility Commissioning | 1.4989 | 0.66503 | 2.2539 | 0 | 0 | 0 | Fail RIM | [11 empty] | Commercial | Window Sun Protection | College and University | Existing | E_CU_Window Sun Protection | 0.21853 | 0.96651 | 0.2261 | 0 | 0 | 0 | Fail TRC
[11 empty] | Commercial | Facility Commissioning | Healthcare | New | N_HC_Facility Commissioning | 0.61268 | 0.66503 | 0.92128 | 0 | 0 | 0 | Fail RIM | [11 empty] | Commercial | Window Sun Protection | Grocery | Existing | E_GR_Window Sun Protection | 0.21853 | 0.96651 | 0.2261 | 0 | 0 | 0 | Fail TRC
[11 empty] | Commercial | Facility Commissioning | Hospitals | New | N_HS_Facility Commissioning | 0.56335 | 0.61149 | 0.92128 | 0 | 0 | 0 | Fail RIM | [11 empty] | Commercial | Window Sun Protection | Healthcare | Existing | E_HC_Window Sun Protection | 0.21853 | 0.96651 | 0.2261 | 0 | 0 | 0 | Fail TRC
[11 empty] | Commercial | Facility Commissioning | Institutional | New | N_IN_Facility Commissioning | 0.69077 | 0.66503 | 1.0387 | 0 | 0 | 0 | Fail RIM | [11 empty] | Commercial | Window Sun Protection | Hospitals | Existing | E_HS_Window Sun Protection | 0.21853 | 0.96651 | 0.2261 | 0 | 0 | 0 | Fail TRC
[11 empty] | Commercial | Facility Commissioning | Lodging/Hospitality | New | N_LG_Facility Commissioning | 0.34581 | 0.66503 | 0.52 | 0 | 0 | 0 | Fail RIM | [11 empty] | Commercial | Window Sun Protection | Institutional | Existing | E_IN_Window Sun Protection | 0.21853 | 0.96651 | 0.2261 | 0 | 0 | 0 | Fail TRC
[11 empty] | Commercial | Facility Commissioning | Miscellaneous | New | N_MS_Facility Commissioning | 0.47178 | 0.66503 | 0.70941 | 0 | 0 | 0 | Fail RIM | [11 empty] | Commercial | Window Sun Protection | Lodging/Hospitality | Existing | E_LG_Window Sun Protection | 0.24472 | 1.0823 | 0.2261 | 0 | 0 | 0 | Fail TRC
[11 empty] | Commercial | Facility Commissioning | Offices | New | N_OF_Facility Commissioning | 0.63217 | 0.66503 | 0.95059 | 0 | 0 | 0 | Fail RIM | [11 empty] | Commercial | Window Sun Protection | Miscellaneous | Existing | E_MS_Window Sun Protection | 0.27693 | 1.2248 | 0.2261 | 0 | 0 | 0 | Fail TRC
[11 empty] | Commercial | Facility Commissioning | Restaurants | New | N_RS_Facility Commissioning | 1.4487 | 0.66503 | 2.1784 | 0 | 0 | 0 | Fail RIM | [11 empty] | Commercial | Window Sun Protection | Offices | Existing | E_OF_Window Sun Protection | 0.21853 | 0.96651 | 0.2261 | 0 | 0 | 0 | Fail TRC
[11 empty] | Commercial | Facility Commissioning | Retail | New | N_RT_Facility Commissioning | 0.28087 | 0.66503 | 0.42235 | 0 | 0 | 0 | Fail RIM | [11 empty] | Commercial | Window Sun Protection | Restaurants | Existing | E_RS_Window Sun Protection | 0.21853 | 0.96651 | 0.2261 | 0 | 0 | 0 | Fail TRC
[11 empty] | Commercial | Facility Commissioning | Schools K-12 | New | N_SC_Facility Commissioning | 0.23073 | 0.66503 | 0.34695 | 0 | 0 | 0 | Fail RIM | [11 empty] | Commercial | Window Sun Protection | Retail | Existing | E_RT_Window Sun Protection | 0.21853 | 0.96651 | 0.2261 | 0 | 0 | 0 | Fail TRC
[11 empty] | Commercial | Facility Commissioning | Warehouse | New | N_WR_Facility Commissioning | 0.074283 | 0.66503 | 0.1117 | 0 | 0 | 0 | Fail RIM | [11 empty] | Commercial | Window Sun Protection | Schools K-12 | Existing | E_SC_Window Sun Protection | 0.21853 | 0.96651 | 0.2261 | 0 | 0 | 0 | Fail TRC
[11 empty] | Commercial | Facility Energy Management System | Assembly | Existing | E_AS_Facility Energy Management System | 1.0292 | 0.72993 | 1.41 | 0 | 0 | 0 | Fail RIM | [11 empty] | Commercial | Window Sun Protection | Warehouse | Existing | E_WR_Window Sun Protection | 0.27693 | 1.2248 | 0.2261 | 0 | 0 | 0 | Fail TRC
[11 empty] | Commercial | Facility Energy Management System | College and University | Existing | E_CU_Facility Energy Management System | 1.2848 | 0.60126 | 2.1369 | 0 | 0 | 0 | Fail RIM | [11 empty] | Commercial | Window Sun Protection | Assembly | New | N_AS_Window Sun Protection | 0.13112 | 0.96651 | 0.13566 | 0 | 0 | 0 | Fail TRC
[11 empty] | Commercial | Facility Energy Management System | Grocery | Existing | E_GR_Facility Energy Management System | 11.6235 | 0.8373 | 13.8822 | 0 | 0 | 0 | Fail RIM | [11 empty] | Commercial | Window Sun Protection | College and University | New | N_CU_Window Sun Protection | 0.13112 | 0.96651 | 0.13566 | 0 | 0 | 0 | Fail TRC
[11 empty] | Commercial | Facility Energy Management System | Healthcare | Existing | E_HC_Facility Energy Management System | 4.1418 | 0.72993 | 5.6743 | 0 | 0 | 0 | Fail RIM | [11 empty] | Commercial | Window Sun Protection | Grocery | New | N_GR_Window Sun Protection | 0.13112 | 0.96651 | 0.13566 | 0 | 0 | 0 | Fail TRC
[11 empty] | Commercial | Facility Energy Management System | Hospitals | Existing | E_HS_Facility Energy Management System | 3.4117 | 0.60126 | 5.6743 | 0 | 0 | 0 | Fail RIM | [11 empty] | Commercial | Window Sun Protection | Healthcare | New | N_HC_Window Sun Protection | 0.13112 | 0.96651 | 0.13566 | 0 | 0 | 0 | Fail TRC
[11 empty] | Commercial | Facility Energy Management System | Institutional | Existing | E_IN_Facility Energy Management System | 4.6697 | 0.72993 | 6.3975 | 0 | 0 | 0 | Fail RIM | [11 empty] | Commercial | Window Sun Protection | Hospitals | New | N_HS_Window Sun Protection | 0.13112 | 0.96651 | 0.13566 | 0 | 0 | 0 | Fail TRC
[11 empty] | Commercial | Facility Energy Management System | Lodging/Hospitality | Existing | E_LG_Facility Energy Management System | 2.6816 | 0.8373 | 3.2027 | 0 | 0 | 0 | Fail RIM | [11 empty] | Commercial | Window Sun Protection | Institutional | New | N_IN_Window Sun Protection | 0.13112 | 0.96651 | 0.13566 | 0 | 0 | 0 | Fail TRC
[11 empty] | Commercial | Facility Energy Management System | Miscellaneous | Existing | E_MS_Facility Energy Management System | 3.1814 | 0.72993 | 4.3585 | 0 | 0 | 0 | Fail RIM | [11 empty] | Commercial | Window Sun Protection | Lodging/Hospitality | New | N_LG_Window Sun Protection | 0.14683 | 1.0823 | 0.13566 | 0 | 0 | 0 | Fail TRC
[11 empty] | Commercial | Facility Energy Management System | Offices | Existing | E_OF_Facility Energy Management System | 4.2735 | 0.72993 | 5.8548 | 0 | 0 | 0 | Fail RIM | [11 empty] | Commercial | Window Sun Protection | Miscellaneous | New | N_MS_Window Sun Protection | 0.16616 | 1.2248 | 0.13566 | 0 | 0 | 0 | Fail TRC
[11 empty] | Commercial | Facility Energy Management System | Restaurants | Existing | E_RS_Facility Energy Management System | 11.2341 | 0.8373 | 13.4171 | 0 | 0 | 0 | Fail RIM | [11 empty] | Commercial | Window Sun Protection | Offices | New | N_OF_Window Sun Protection | 0.13112 | 0.96651 | 0.13566 | 0 | 0 | 0 | Fail TRC
[11 empty] | Commercial | Facility Energy Management System | Retail | Existing | E_RT_Facility Energy Management System | 2.1781 | 0.8373 | 2.6013 | 0 | 0 | 0 | Fail RIM | [11 empty] | Commercial | Window Sun Protection | Restaurants | New | N_RS_Window Sun Protection | 0.13112 | 0.96651 | 0.13566 | 0 | 0 | 0 | Fail TRC
[11 empty] | Commercial | Facility Energy Management System | Schools K-12 | Existing | E_SC_Facility Energy Management System | 1.5598 | 0.72993 | 2.1369 | 0 | 0 | 0 | Fail RIM | [11 empty] | Commercial | Window Sun Protection | Retail | New | N_RT_Window Sun Protection | 0.13112 | 0.96651 | 0.13566 | 0 | 0 | 0 | Fail TRC
[11 empty] | Commercial | Facility Energy Management System | Warehouse | Existing | E_WR_Facility Energy Management System | 0.50217 | 0.72993 | 0.68797 | 0 | 0 | 0 | Fail RIM | [11 empty] | Commercial | Window Sun Protection | Schools K-12 | New | N_SC_Window Sun Protection | 0.13112 | 0.96651 | 0.13566 | 0 | 0 | 0 | Fail TRC
[11 empty] | Commercial | Facility Energy Management System | Assembly | New | N_AS_Facility Energy Management System | 1.0292 | 0.72993 | 1.41 | 0 | 0 | 0 | Fail RIM | [11 empty] | Commercial | Window Sun Protection | Warehouse | New | N_WR_Window Sun Protection | 0.16616 | 1.2248 | 0.13566 | 0 | 0 | 0 | Fail TRC
[11 empty] | Commercial | Facility Energy Management System | College and University | New | N_CU_Facility Energy Management System | 1.2848 | 0.60126 | 2.1369 | 0 | 0 | 0 | Fail RIM | [11 empty] | Commercial | Bi-Level Lighting Control (Interior) | Assembly | Existing | E_AS_Bi-Level Lighting Control (Interior) | 0.21286 | 0.27498 | 0.77409 | 0 | 0 | 0 | Fail TRC
[11 empty] | Commercial | Facility Energy Management System | Grocery | New | N_GR_Facility Energy Management System | 11.6235 | 0.8373 | 13.8822 | 0 | 0 | 0 | Fail RIM | [11 empty] | Commercial | Bi-Level Lighting Control (Interior) | College and University | Existing | E_CU_Bi-Level Lighting Control (Interior) | 0.32624 | 0.27498 | 1.1864 | 0 | 0 | 0 | Fail TRC
[11 empty] | Commercial | Facility Energy Management System | Healthcare | New | N_HC_Facility Energy Management System | 4.1418 | 0.72993 | 5.6743 | 0 | 0 | 0 | Fail RIM | [11 empty] | Commercial | Bi-Level Lighting Control (Interior) | Grocery | Existing | E_GR_Bi-Level Lighting Control (Interior) | 0.43245 | 0.28981 | 1.4922 | 0 | 0 | 0 | Fail TRC
[11 empty] | Commercial | Facility Energy Management System | Hospitals | New | N_HS_Facility Energy Management System | 3.4117 | 0.60126 | 5.6743 | 0 | 0 | 0 | Fail RIM | [11 empty] | Commercial | Bi-Level Lighting Control (Interior) | Healthcare | Existing | E_HC_Bi-Level Lighting Control (Interior) | 0.37213 | 0.27498 | 1.3533 | 0 | 0 | 0 | Fail TRC
[11 empty] | Commercial | Facility Energy Management System | Institutional | New | N_IN_Facility Energy Management System | 4.6697 | 0.72993 | 6.3975 | 0 | 0 | 0 | Fail RIM | [11 empty] | Commercial | Bi-Level Lighting Control (Interior) | Hospitals | Existing | E_HS_Bi-Level Lighting Control (Interior) | 0.50342 | 0.27498 | 1.8308 | 0 | 0 | 0 | Fail TRC
[11 empty] | Commercial | Facility Energy Management System | Lodging/Hospitality | New | N_LG_Facility Energy Management System | 2.6816 | 0.8373 | 3.2027 | 0 | 0 | 0 | Fail RIM | [11 empty] | Commercial | Bi-Level Lighting Control (Interior) | Institutional | Existing | E_IN_Bi-Level Lighting Control (Interior) | 0.24416 | 0.27498 | 0.88794 | 0 | 0 | 0 | Fail TRC
[11 empty] | Commercial | Facility Energy Management System | Miscellaneous | New | N_MS_Facility Energy Management System | 3.1814 | 0.72993 | 4.3585 | 0 | 0 | 0 | Fail RIM | [11 empty] | Commercial | Bi-Level Lighting Control (Interior) | Lodging/Hospitality | Existing | E_LG_Bi-Level Lighting Control (Interior) | 0.29283 | 0.28981 | 1.0104 | 0 | 0 | 0 | Fail TRC
[11 empty] | Commercial | Facility Energy Management System | Offices | New | N_OF_Facility Energy Management System | 4.2735 | 0.72993 | 5.8548 | 0 | 0 | 0 | Fail RIM | [11 empty] | Commercial | Bi-Level Lighting Control (Interior) | Miscellaneous | Existing | E_MS_Bi-Level Lighting Control (Interior) | 0.32624 | 0.27498 | 1.1864 | 0 | 0 | 0 | Fail TRC
[11 empty] | Commercial | Facility Energy Management System | Restaurants | New | N_RS_Facility Energy Management System | 11.2341 | 0.8373 | 13.4171 | 0 | 0 | 0 | Fail RIM | [11 empty] | Commercial | Bi-Level Lighting Control (Interior) | Offices | Existing | E_OF_Bi-Level Lighting Control (Interior) | 0.24076 | 0.27498 | 0.87556 | 0 | 0 | 0 | Fail TRC
[11 empty] | Commercial | Facility Energy Management System | Retail | New | N_RT_Facility Energy Management System | 2.1781 | 0.8373 | 2.6013 | 0 | 0 | 0 | Fail RIM | [11 empty] | Commercial | Bi-Level Lighting Control (Interior) | Restaurants | Existing | E_RS_Bi-Level Lighting Control (Interior) | 0.26186 | 0.28981 | 0.90355 | 0 | 0 | 0 | Fail TRC
[11 empty] | Commercial | Facility Energy Management System | Schools K-12 | New | N_SC_Facility Energy Management System | 1.5598 | 0.72993 | 2.1369 | 0 | 0 | 0 | Fail RIM | [11 empty] | Commercial | Bi-Level Lighting Control (Interior) | Retail | Existing | E_RT_Bi-Level Lighting Control (Interior) | 0.38877 | 0.28981 | 1.3415 | 0 | 0 | 0 | Fail TRC
[11 empty] | Commercial | Facility Energy Management System | Warehouse | New | N_WR_Facility Energy Management System | 0.50217 | 0.72993 | 0.68797 | 0 | 0 | 0 | Fail RIM | [11 empty] | Commercial | Bi-Level Lighting Control (Interior) | Schools K-12 | Existing | E_SC_Bi-Level Lighting Control (Interior) | 0.17607 | 0.27498 | 0.64032 | 0 | 0 | 0 | Fail TRC
[11 empty] | Commercial | Floor Insulation | Assembly | Existing | E_AS_Floor Insulation | 0.082711 | 1.218 | 0.067905 | 0 | 0 | 0 | Fail PCT | [11 empty] | Commercial | Bi-Level Lighting Control (Interior) | Warehouse | Existing | E_WR_Bi-Level Lighting Control (Interior) | 0.28302 | 0.27498 | 1.0292 | 0 | 0 | 0 | Fail TRC
[11 empty] | Commercial | Floor Insulation | College and University | Existing | E_CU_Floor Insulation | 0.082228 | 1.2109 | 0.067905 | 0 | 0 | 0 | Fail PCT | [11 empty] | Commercial | Bi-Level Lighting Control (Interior) | Assembly | New | N_AS_Bi-Level Lighting Control (Interior) | 0.21286 | 0.27498 | 0.77409 | 0 | 0 | 0 | Fail TRC
[11 empty] | Commercial | Floor Insulation | Grocery | Existing | E_GR_Floor Insulation | 0.084877 | 1.2499 | 0.067905 | 0 | 0 | 0 | Fail PCT | [11 empty] | Commercial | Bi-Level Lighting Control (Interior) | College and University | New | N_CU_Bi-Level Lighting Control (Interior) | 0.32624 | 0.27498 | 1.1864 | 0 | 0 | 0 | Fail TRC
[11 empty] | Commercial | Floor Insulation | Healthcare | Existing | E_HC_Floor Insulation | 0.082711 | 1.218 | 0.067905 | 0 | 0 | 0 | Fail PCT | [11 empty] | Commercial | Bi-Level Lighting Control (Interior) | Grocery | New | N_GR_Bi-Level Lighting Control (Interior) | 0.43245 | 0.28981 | 1.4922 | 0 | 0 | 0 | Fail TRC
[11 empty] | Commercial | Floor Insulation | Hospitals | Existing | E_HS_Floor Insulation | 0.082228 | 1.2109 | 0.067905 | 0 | 0 | 0 | Fail PCT | [11 empty] | Commercial | Bi-Level Lighting Control (Interior) | Healthcare | New | N_HC_Bi-Level Lighting Control (Interior) | 0.37213 | 0.27498 | 1.3533 | 0 | 0 | 0 | Fail TRC
[11 empty] | Commercial | Floor Insulation | Institutional | Existing | E_IN_Floor Insulation | 0.082711 | 1.218 | 0.067905 | 0 | 0 | 0 | Fail PCT | [11 empty] | Commercial | Bi-Level Lighting Control (Interior) | Hospitals | New | N_HS_Bi-Level Lighting Control (Interior) | 0.50342 | 0.27498 | 1.8308 | 0 | 0 | 0 | Fail TRC
[11 empty] | Commercial | Floor Insulation | Lodging/Hospitality | Existing | E_LG_Floor Insulation | 0.082228 | 1.2109 | 0.067905 | 0 | 0 | 0 | Fail PCT | [11 empty] | Commercial | Bi-Level Lighting Control (Interior) | Institutional | New | N_IN_Bi-Level Lighting Control (Interior) | 0.24416 | 0.27498 | 0.88794 | 0 | 0 | 0 | Fail TRC
[11 empty] | Commercial | Floor Insulation | Miscellaneous | Existing | E_MS_Floor Insulation | 0.082711 | 1.218 | 0.067905 | 0 | 0 | 0 | Fail PCT | [11 empty] | Commercial | Bi-Level Lighting Control (Interior) | Lodging/Hospitality | New | N_LG_Bi-Level Lighting Control (Interior) | 0.29283 | 0.28981 | 1.0104 | 0 | 0 | 0 | Fail TRC
[11 empty] | Commercial | Floor Insulation | Offices | Existing | E_OF_Floor Insulation | 0.082711 | 1.218 | 0.067905 | 0 | 0 | 0 | Fail PCT | [11 empty] | Commercial | Bi-Level Lighting Control (Interior) | Miscellaneous | New | N_MS_Bi-Level Lighting Control (Interior) | 0.32624 | 0.27498 | 1.1864 | 0 | 0 | 0 | Fail TRC
[11 empty] | Commercial | Floor Insulation | Restaurants | Existing | E_RS_Floor Insulation | 0.084877 | 1.2499 | 0.067905 | 0 | 0 | 0 | Fail PCT | [11 empty] | Commercial | Bi-Level Lighting Control (Interior) | Offices | New | N_OF_Bi-Level Lighting Control (Interior) | 0.24076 | 0.27498 | 0.87556 | 0 | 0 | 0 | Fail TRC
[11 empty] | Commercial | Floor Insulation | Retail | Existing | E_RT_Floor Insulation | 0.084877 | 1.2499 | 0.067905 | 0 | 0 | 0 | Fail PCT | [11 empty] | Commercial | Bi-Level Lighting Control (Interior) | Restaurants | New | N_RS_Bi-Level Lighting Control (Interior) | 0.26186 | 0.28981 | 0.90355 | 0 | 0 | 0 | Fail TRC
[11 empty] | Commercial | Floor Insulation | Schools K-12 | Existing | E_SC_Floor Insulation | 0.082711 | 1.218 | 0.067905 | 0 | 0 | 0 | Fail PCT | [11 empty] | Commercial | Bi-Level Lighting Control (Interior) | Retail | New | N_RT_Bi-Level Lighting Control (Interior) | 0.38877 | 0.28981 | 1.3415 | 0 | 0 | 0 | Fail TRC
[11 empty] | Commercial | Floor Insulation | Warehouse | Existing | E_WR_Floor Insulation | 0.048246 | 0.71049 | 0.067905 | 0 | 0 | 0 | Fail RIM | [11 empty] | Commercial | Bi-Level Lighting Control (Interior) | Schools K-12 | New | N_SC_Bi-Level Lighting Control (Interior) | 0.17607 | 0.27498 | 0.64032 | 0 | 0 | 0 | Fail TRC
[11 empty] | Commercial | Floor Insulation | Assembly | New | N_AS_Floor Insulation | 0.081146 | 1.218 | 0.06662 | 0 | 0 | 0 | Fail PCT | [11 empty] | Commercial | Bi-Level Lighting Control (Interior) | Warehouse | New | N_WR_Bi-Level Lighting Control (Interior) | 0.28302 | 0.27498 | 1.0292 | 0 | 0 | 0 | Fail TRC
[11 empty] | Commercial | Floor Insulation | College and University | New | N_CU_Floor Insulation | 0.080672 | 1.2109 | 0.06662 | 0 | 0 | 0 | Fail PCT | [11 empty] | Commercial | Interior Lighting Controls | Assembly | Existing | E_AS_Interior Lighting Controls | 0.45149 | 0.27073 | 1.6677 | 0 | 0 | 0 | Fail TRC
[11 empty] | Commercial | Floor Insulation | Grocery | New | N_GR_Floor Insulation | 0.083271 | 1.2499 | 0.06662 | 0 | 0 | 0 | Fail PCT | [11 empty] | Commercial | Interior Lighting Controls | College and University | Existing | E_CU_Interior Lighting Controls | 0.692 | 0.27073 | 2.556 | 0 | 0 | 0 | Fail TRC
[11 empty] | Commercial | Floor Insulation | Healthcare | New | N_HC_Floor Insulation | 0.081146 | 1.218 | 0.06662 | 0 | 0 | 0 | Fail PCT | [11 empty] | Commercial | Interior Lighting Controls | Grocery | Existing | E_GR_Interior Lighting Controls | 0.87034 | 0.27073 | 3.2148 | 0 | 0 | 0 | Fail TRC
[11 empty] | Commercial | Floor Insulation | Hospitals | New | N_HS_Floor Insulation | 0.080672 | 1.2109 | 0.06662 | 0 | 0 | 0 | Fail PCT | [11 empty] | Commercial | Interior Lighting Controls | Healthcare | Existing | E_HC_Interior Lighting Controls | 0.78933 | 0.27073 | 2.9156 | 0 | 0 | 0 | Fail TRC
[11 empty] | Commercial | Floor Insulation | Institutional | New | N_IN_Floor Insulation | 0.081146 | 1.218 | 0.06662 | 0 | 0 | 0 | Fail PCT | [11 empty] | Commercial | Interior Lighting Controls | Hospitals | Existing | E_HS_Interior Lighting Controls | 1.0678 | 0.27073 | 3.9442 | 0 | 0 | 0 | Fail 2-year Threshold
[11 empty] | Commercial | Floor Insulation | Lodging/Hospitality | New | N_LG_Floor Insulation | 0.080672 | 1.2109 | 0.06662 | 0 | 0 | 0 | Fail PCT | [11 empty] | Commercial | Interior Lighting Controls | Institutional | Existing | E_IN_Interior Lighting Controls | 0.5179 | 0.27073 | 1.913 | 0 | 0 | 0 | Fail TRC
[11 empty] | Commercial | Floor Insulation | Miscellaneous | New | N_MS_Floor Insulation | 0.081146 | 1.218 | 0.06662 | 0 | 0 | 0 | Fail PCT | [11 empty] | Commercial | Interior Lighting Controls | Lodging/Hospitality | Existing | E_LG_Interior Lighting Controls | 0.58933 | 0.27073 | 2.1768 | 0 | 0 | 0 | Fail TRC
[11 empty] | Commercial | Floor Insulation | Offices | New | N_OF_Floor Insulation | 0.081146 | 1.218 | 0.06662 | 0 | 0 | 0 | Fail PCT | [11 empty] | Commercial | Interior Lighting Controls | Miscellaneous | Existing | E_MS_Interior Lighting Controls | 0.692 | 0.27073 | 2.556 | 0 | 0 | 0 | Fail TRC
[11 empty] | Commercial | Floor Insulation | Restaurants | New | N_RS_Floor Insulation | 0.083271 | 1.2499 | 0.06662 | 0 | 0 | 0 | Fail PCT | [11 empty] | Commercial | Interior Lighting Controls | Offices | Existing | E_OF_Interior Lighting Controls | 0.51068 | 0.27073 | 1.8863 | 0 | 0 | 0 | Fail TRC
[11 empty] | Commercial | Floor Insulation | Retail | New | N_RT_Floor Insulation | 0.083271 | 1.2499 | 0.06662 | 0 | 0 | 0 | Fail PCT | [11 empty] | Commercial | Interior Lighting Controls | Restaurants | Existing | E_RS_Interior Lighting Controls | 0.52701 | 0.27073 | 1.9466 | 0 | 0 | 0 | Fail TRC
[11 empty] | Commercial | Floor Insulation | Schools K-12 | New | N_SC_Floor Insulation | 0.081146 | 1.218 | 0.06662 | 0 | 0 | 0 | Fail PCT | [11 empty] | Commercial | Interior Lighting Controls | Retail | Existing | E_RT_Interior Lighting Controls | 0.78242 | 0.27073 | 2.89 | 0 | 0 | 0 | Fail TRC
[11 empty] | Commercial | Floor Insulation | Warehouse | New | N_WR_Floor Insulation | 0.047333 | 0.71049 | 0.06662 | 0 | 0 | 0 | Fail RIM | [11 empty] | Commercial | Interior Lighting Controls | Schools K-12 | Existing | E_SC_Interior Lighting Controls | 0.37347 | 0.27073 | 1.3795 | 0 | 0 | 0 | Fail TRC
[11 empty] | Commercial | Green Roof | Assembly | Existing | E_AS_Green Roof | 0.013293 | 1.1798 | 0.011267 | 0 | 0 | 0 | Fail PCT | [11 empty] | Commercial | Interior Lighting Controls | Warehouse | Existing | E_WR_Interior Lighting Controls | 0.60032 | 0.27073 | 2.2174 | 0 | 0 | 0 | Fail TRC
[11 empty] | Commercial | Green Roof | College and University | Existing | E_CU_Green Roof | 0.013293 | 1.1798 | 0.011267 | 0 | 0 | 0 | Fail PCT | [11 empty] | Commercial | Interior Lighting Controls | Assembly | New | N_AS_Interior Lighting Controls | 0.45149 | 0.27073 | 1.6677 | 0 | 0 | 0 | Fail TRC
[11 empty] | Commercial | Green Roof | Grocery | Existing | E_GR_Green Roof | 0.013293 | 1.1798 | 0.011267 | 0 | 0 | 0 | Fail PCT | [11 empty] | Commercial | Interior Lighting Controls | College and University | New | N_CU_Interior Lighting Controls | 0.692 | 0.27073 | 2.556 | 0 | 0 | 0 | Fail TRC
[11 empty] | Commercial | Green Roof | Healthcare | Existing | E_HC_Green Roof | 0.013293 | 1.1798 | 0.011267 | 0 | 0 | 0 | Fail PCT | [11 empty] | Commercial | Interior Lighting Controls | Grocery | New | N_GR_Interior Lighting Controls | 0.87034 | 0.27073 | 3.2148 | 0 | 0 | 0 | Fail TRC
[11 empty] | Commercial | Green Roof | Hospitals | Existing | E_HS_Green Roof | 0.013293 | 1.1798 | 0.011267 | 0 | 0 | 0 | Fail PCT | [11 empty] | Commercial | Interior Lighting Controls | Healthcare | New | N_HC_Interior Lighting Controls | 0.78933 | 0.27073 | 2.9156 | 0 | 0 | 0 | Fail TRC
[11 empty] | Commercial | Green Roof | Institutional | Existing | E_IN_Green Roof | 0.013293 | 1.1798 | 0.011267 | 0 | 0 | 0 | Fail PCT | [11 empty] | Commercial | Interior Lighting Controls | Hospitals | New | N_HS_Interior Lighting Controls | 1.0678 | 0.27073 | 3.9442 | 0 | 0 | 0 | Fail 2-year Threshold
[11 empty] | Commercial | Green Roof | Lodging/Hospitality | Existing | E_LG_Green Roof | 0.016559 | 1.4697 | 0.011267 | 0 | 0 | 0 | Fail PCT | [11 empty] | Commercial | Interior Lighting Controls | Institutional | New | N_IN_Interior Lighting Controls | 0.5179 | 0.27073 | 1.913 | 0 | 0 | 0 | Fail TRC
[11 empty] | Commercial | Green Roof | Miscellaneous | Existing | E_MS_Green Roof | 0.0063264 | 0.56152 | 0.011267 | 0 | 0 | 0 | Fail RIM | [11 empty] | Commercial | Interior Lighting Controls | Lodging/Hospitality | New | N_LG_Interior Lighting Controls | 0.58933 | 0.27073 | 2.1768 | 0 | 0 | 0 | Fail TRC
[11 empty] | Commercial | Green Roof | Offices | Existing | E_OF_Green Roof | 0.013293 | 1.1798 | 0.011267 | 0 | 0 | 0 | Fail PCT | [11 empty] | Commercial | Interior Lighting Controls | Miscellaneous | New | N_MS_Interior Lighting Controls | 0.692 | 0.27073 | 2.556 | 0 | 0 | 0 | Fail TRC
[11 empty] | Commercial | Green Roof | Restaurants | Existing | E_RS_Green Roof | 0.013293 | 1.1798 | 0.011267 | 0 | 0 | 0 | Fail PCT | [11 empty] | Commercial | Interior Lighting Controls | Offices | New | N_OF_Interior Lighting Controls | 0.51068 | 0.27073 | 1.8863 | 0 | 0 | 0 | Fail TRC
[11 empty] | Commercial | Green Roof | Retail | Existing | E_RT_Green Roof | 0.013293 | 1.1798 | 0.011267 | 0 | 0 | 0 | Fail PCT | [11 empty] | Commercial | Interior Lighting Controls | Restaurants | New | N_RS_Interior Lighting Controls | 0.52701 | 0.27073 | 1.9466 | 0 | 0 | 0 | Fail TRC
[11 empty] | Commercial | Green Roof | Schools K-12 | Existing | E_SC_Green Roof | 0.013293 | 1.1798 | 0.011267 | 0 | 0 | 0 | Fail PCT | [11 empty] | Commercial | Interior Lighting Controls | Retail | New | N_RT_Interior Lighting Controls | 0.78242 | 0.27073 | 2.89 | 0 | 0 | 0 | Fail TRC
[11 empty] | Commercial | Green Roof | Warehouse | Existing | E_WR_Green Roof | 0.0063264 | 0.56152 | 0.011267 | 0 | 0 | 0 | Fail RIM | [11 empty] | Commercial | Interior Lighting Controls | Schools K-12 | New | N_SC_Interior Lighting Controls | 0.37347 | 0.27073 | 1.3795 | 0 | 0 | 0 | Fail TRC
[11 empty] | Commercial | Green Roof | Assembly | New | N_AS_Green Roof | 0.012978 | 1.1798 | 0.011 | 0 | 0 | 0 | Fail PCT | [11 empty] | Commercial | Interior Lighting Controls | Warehouse | New | N_WR_Interior Lighting Controls | 0.60032 | 0.27073 | 2.2174 | 0 | 0 | 0 | Fail TRC
[11 empty] | Commercial | Green Roof | College and University | New | N_CU_Green Roof | 0.012978 | 1.1798 | 0.011 | 0 | 0 | 0 | Fail PCT | [11 empty] | Commercial | Efficient Motor Belts | Assembly | Existing | E_AS_Efficient Motor Belts | 0.098942 | 0.52481 | 0.18853 | 0 | 0 | 0 | Fail TRC
[11 empty] | Commercial | Green Roof | Grocery | New | N_GR_Green Roof | 0.012978 | 1.1798 | 0.011 | 0 | 0 | 0 | Fail PCT | [11 empty] | Commercial | Efficient Motor Belts | College and University | Existing | E_CU_Efficient Motor Belts | 0.096417 | 0.51142 | 0.18853 | 0 | 0 | 0 | Fail TRC
[11 empty] | Commercial | Green Roof | Healthcare | New | N_HC_Green Roof | 0.012978 | 1.1798 | 0.011 | 0 | 0 | 0 | Fail PCT | [11 empty] | Commercial | Efficient Motor Belts | Grocery | Existing | E_GR_Efficient Motor Belts | 0.098942 | 0.52481 | 0.18853 | 0 | 0 | 0 | Fail TRC
[11 empty] | Commercial | Green Roof | Hospitals | New | N_HS_Green Roof | 0.012978 | 1.1798 | 0.011 | 0 | 0 | 0 | Fail PCT | [11 empty] | Commercial | Efficient Motor Belts | Healthcare | Existing | E_HC_Efficient Motor Belts | 0.096417 | 0.51142 | 0.18853 | 0 | 0 | 0 | Fail TRC
[11 empty] | Commercial | Green Roof | Institutional | New | N_IN_Green Roof | 0.012978 | 1.1798 | 0.011 | 0 | 0 | 0 | Fail PCT | [11 empty] | Commercial | Efficient Motor Belts | Hospitals | Existing | E_HS_Efficient Motor Belts | 0.096417 | 0.51142 | 0.18853 | 0 | 0 | 0 | Fail TRC
[11 empty] | Commercial | Green Roof | Lodging/Hospitality | New | N_LG_Green Roof | 0.016167 | 1.4697 | 0.011 | 0 | 0 | 0 | Fail PCT | [11 empty] | Commercial | Efficient Motor Belts | Institutional | Existing | E_IN_Efficient Motor Belts | 0.098942 | 0.52481 | 0.18853 | 0 | 0 | 0 | Fail TRC
[11 empty] | Commercial | Green Roof | Miscellaneous | New | N_MS_Green Roof | 0.0061769 | 0.56152 | 0.011 | 0 | 0 | 0 | Fail RIM | [11 empty] | Commercial | Efficient Motor Belts | Lodging/Hospitality | Existing | E_LG_Efficient Motor Belts | 0.096417 | 0.51142 | 0.18853 | 0 | 0 | 0 | Fail TRC
[11 empty] | Commercial | Green Roof | Offices | New | N_OF_Green Roof | 0.012978 | 1.1798 | 0.011 | 0 | 0 | 0 | Fail PCT | [11 empty] | Commercial | Efficient Motor Belts | Miscellaneous | Existing | E_MS_Efficient Motor Belts | 0.098942 | 0.52481 | 0.18853 | 0 | 0 | 0 | Fail TRC
[11 empty] | Commercial | Green Roof | Restaurants | New | N_RS_Green Roof | 0.012978 | 1.1798 | 0.011 | 0 | 0 | 0 | Fail PCT | [11 empty] | Commercial | Efficient Motor Belts | Offices | Existing | E_OF_Efficient Motor Belts | 0.098942 | 0.52481 | 0.18853 | 0 | 0 | 0 | Fail TRC
[11 empty] | Commercial | Green Roof | Retail | New | N_RT_Green Roof | 0.012978 | 1.1798 | 0.011 | 0 | 0 | 0 | Fail PCT | [11 empty] | Commercial | Efficient Motor Belts | Restaurants | Existing | E_RS_Efficient Motor Belts | 0.096417 | 0.51142 | 0.18853 | 0 | 0 | 0 | Fail TRC
[11 empty] | Commercial | Green Roof | Schools K-12 | New | N_SC_Green Roof | 0.012978 | 1.1798 | 0.011 | 0 | 0 | 0 | Fail PCT | [11 empty] | Commercial | Efficient Motor Belts | Retail | Existing | E_RT_Efficient Motor Belts | 0.098942 | 0.52481 | 0.18853 | 0 | 0 | 0 | Fail TRC
[11 empty] | Commercial | Green Roof | Warehouse | New | N_WR_Green Roof | 0.0061769 | 0.56152 | 0.011 | 0 | 0 | 0 | Fail RIM | [11 empty] | Commercial | Efficient Motor Belts | Schools K-12 | Existing | E_SC_Efficient Motor Belts | 0.096417 | 0.51142 | 0.18853 | 0 | 0 | 0 | Fail TRC
[11 empty] | Commercial | Hotel Card Energy Control Systems | Assembly | Existing | E_AS_Hotel Card Energy Control Systems | 0 | 0 | 0 | 0 | 0 | 0 | Fail RIM | [11 empty] | Commercial | Efficient Motor Belts | Warehouse | Existing | E_WR_Efficient Motor Belts | 0.098942 | 0.52481 | 0.18853 | 0 | 0 | 0 | Fail TRC
[11 empty] | Commercial | Hotel Card Energy Control Systems | College and University | Existing | E_CU_Hotel Card Energy Control Systems | 0 | 0 | 0 | 0 | 0 | 0 | Fail RIM | [11 empty] | Commercial | Efficient Motor Belts | Assembly | New | N_AS_Efficient Motor Belts | 0.098942 | 0.52481 | 0.18853 | 0 | 0 | 0 | Fail TRC
[11 empty] | Commercial | Hotel Card Energy Control Systems | Grocery | Existing | E_GR_Hotel Card Energy Control Systems | 0 | 0 | 0 | 0 | 0 | 0 | Fail RIM | [11 empty] | Commercial | Efficient Motor Belts | College and University | New | N_CU_Efficient Motor Belts | 0.096417 | 0.51142 | 0.18853 | 0 | 0 | 0 | Fail TRC
[11 empty] | Commercial | Hotel Card Energy Control Systems | Healthcare | Existing | E_HC_Hotel Card Energy Control Systems | 0 | 0 | 0 | 0 | 0 | 0 | Fail RIM | [11 empty] | Commercial | Efficient Motor Belts | Grocery | New | N_GR_Efficient Motor Belts | 0.098942 | 0.52481 | 0.18853 | 0 | 0 | 0 | Fail TRC
[11 empty] | Commercial | Hotel Card Energy Control Systems | Hospitals | Existing | E_HS_Hotel Card Energy Control Systems | 0 | 0 | 0 | 0 | 0 | 0 | Fail RIM | [11 empty] | Commercial | Efficient Motor Belts | Healthcare | New | N_HC_Efficient Motor Belts | 0.096417 | 0.51142 | 0.18853 | 0 | 0 | 0 | Fail TRC
[11 empty] | Commercial | Hotel Card Energy Control Systems | Institutional | Existing | E_IN_Hotel Card Energy Control Systems | 0 | 0 | 0 | 0 | 0 | 0 | Fail RIM | [11 empty] | Commercial | Efficient Motor Belts | Hospitals | New | N_HS_Efficient Motor Belts | 0.096417 | 0.51142 | 0.18853 | 0 | 0 | 0 | Fail TRC
[11 empty] | Commercial | Hotel Card Energy Control Systems | Lodging/Hospitality | Existing | E_LG_Hotel Card Energy Control Systems | 0.73779 | 0.30852 | 2.3914 | 0 | 0 | 0 | Fail RIM | [11 empty] | Commercial | Efficient Motor Belts | Institutional | New | N_IN_Efficient Motor Belts | 0.098942 | 0.52481 | 0.18853 | 0 | 0 | 0 | Fail TRC
[11 empty] | Commercial | Hotel Card Energy Control Systems | Miscellaneous | Existing | E_MS_Hotel Card Energy Control Systems | 0 | 0 | 0 | 0 | 0 | 0 | Fail RIM | [11 empty] | Commercial | Efficient Motor Belts | Lodging/Hospitality | New | N_LG_Efficient Motor Belts | 0.096417 | 0.51142 | 0.18853 | 0 | 0 | 0 | Fail TRC
[11 empty] | Commercial | Hotel Card Energy Control Systems | Offices | Existing | E_OF_Hotel Card Energy Control Systems | 0 | 0 | 0 | 0 | 0 | 0 | Fail RIM | [11 empty] | Commercial | Efficient Motor Belts | Miscellaneous | New | N_MS_Efficient Motor Belts | 0.098942 | 0.52481 | 0.18853 | 0 | 0 | 0 | Fail TRC
[11 empty] | Commercial | Hotel Card Energy Control Systems | Restaurants | Existing | E_RS_Hotel Card Energy Control Systems | 0 | 0 | 0 | 0 | 0 | 0 | Fail RIM | [11 empty] | Commercial | Efficient Motor Belts | Offices | New | N_OF_Efficient Motor Belts | 0.098942 | 0.52481 | 0.18853 | 0 | 0 | 0 | Fail TRC
[11 empty] | Commercial | Hotel Card Energy Control Systems | Retail | Existing | E_RT_Hotel Card Energy Control Systems | 0 | 0 | 0 | 0 | 0 | 0 | Fail RIM | [11 empty] | Commercial | Efficient Motor Belts | Restaurants | New | N_RS_Efficient Motor Belts | 0.096417 | 0.51142 | 0.18853 | 0 | 0 | 0 | Fail TRC
[11 empty] | Commercial | Hotel Card Energy Control Systems | Schools K-12 | Existing | E_SC_Hotel Card Energy Control Systems | 0 | 0 | 0 | 0 | 0 | 0 | Fail RIM | [11 empty] | Commercial | Efficient Motor Belts | Retail | New | N_RT_Efficient Motor Belts | 0.098942 | 0.52481 | 0.18853 | 0 | 0 | 0 | Fail TRC
[11 empty] | Commercial | Hotel Card Energy Control Systems | Warehouse | Existing | E_WR_Hotel Card Energy Control Systems | 0 | 0 | 0 | 0 | 0 | 0 | Fail RIM | [11 empty] | Commercial | Efficient Motor Belts | Schools K-12 | New | N_SC_Efficient Motor Belts | 0.096417 | 0.51142 | 0.18853 | 0 | 0 | 0 | Fail TRC
[11 empty] | Commercial | Hotel Card Energy Control Systems | Assembly | New | N_AS_Hotel Card Energy Control Systems | 0 | 0 | 0 | 0 | 0 | 0 | Fail RIM | [11 empty] | Commercial | Efficient Motor Belts | Warehouse | New | N_WR_Efficient Motor Belts | 0.098942 | 0.52481 | 0.18853 | 0 | 0 | 0 | Fail TRC
[11 empty] | Commercial | Hotel Card Energy Control Systems | College and University | New | N_CU_Hotel Card Energy Control Systems | 0 | 0 | 0 | 0 | 0 | 0 | Fail RIM | [11 empty] | Commercial | Engine Block Timer | Assembly | Existing | E_AS_Engine Block Timer | 0.35798 | 0.25644 | 1.3959 | 0 | 0 | 0 | Fail TRC
[11 empty] | Commercial | Hotel Card Energy Control Systems | Grocery | New | N_GR_Hotel Card Energy Control Systems | 0 | 0 | 0 | 0 | 0 | 0 | Fail RIM | [11 empty] | Commercial | Engine Block Timer | College and University | Existing | E_CU_Engine Block Timer | 0.60143 | 0.43084 | 1.3959 | 0 | 0 | 0 | Fail TRC
[11 empty] | Commercial | Hotel Card Energy Control Systems | Healthcare | New | N_HC_Hotel Card Energy Control Systems | 0 | 0 | 0 | 0 | 0 | 0 | Fail RIM | [11 empty] | Commercial | Engine Block Timer | Grocery | Existing | E_GR_Engine Block Timer | 0.35798 | 0.25644 | 1.3959 | 0 | 0 | 0 | Fail TRC
[11 empty] | Commercial | Hotel Card Energy Control Systems | Hospitals | New | N_HS_Hotel Card Energy Control Systems | 0 | 0 | 0 | 0 | 0 | 0 | Fail RIM | [11 empty] | Commercial | Engine Block Timer | Healthcare | Existing | E_HC_Engine Block Timer | 0.35798 | 0.25644 | 1.3959 | 0 | 0 | 0 | Fail TRC
[11 empty] | Commercial | Hotel Card Energy Control Systems | Institutional | New | N_IN_Hotel Card Energy Control Systems | 0 | 0 | 0 | 0 | 0 | 0 | Fail RIM | [11 empty] | Commercial | Engine Block Timer | Hospitals | Existing | E_HS_Engine Block Timer | 0.60143 | 0.43084 | 1.3959 | 0 | 0 | 0 | Fail TRC
[11 empty] | Commercial | Hotel Card Energy Control Systems | Lodging/Hospitality | New | N_LG_Hotel Card Energy Control Systems | 0.73779 | 0.30852 | 2.3914 | 0 | 0 | 0 | Fail RIM | [11 empty] | Commercial | Engine Block Timer | Institutional | Existing | E_IN_Engine Block Timer | 0.44828 | 0.32113 | 1.3959 | 0 | 0 | 0 | Fail TRC
[11 empty] | Commercial | Hotel Card Energy Control Systems | Miscellaneous | New | N_MS_Hotel Card Energy Control Systems | 0 | 0 | 0 | 0 | 0 | 0 | Fail RIM | [11 empty] | Commercial | Engine Block Timer | Lodging/Hospitality | Existing | E_LG_Engine Block Timer | 0.35798 | 0.25644 | 1.3959 | 0 | 0 | 0 | Fail TRC
[11 empty] | Commercial | Hotel Card Energy Control Systems | Offices | New | N_OF_Hotel Card Energy Control Systems | 0 | 0 | 0 | 0 | 0 | 0 | Fail RIM | [11 empty] | Commercial | Engine Block Timer | Miscellaneous | Existing | E_MS_Engine Block Timer | 0.44828 | 0.32113 | 1.3959 | 0 | 0 | 0 | Fail TRC
[11 empty] | Commercial | Hotel Card Energy Control Systems | Restaurants | New | N_RS_Hotel Card Energy Control Systems | 0 | 0 | 0 | 0 | 0 | 0 | Fail RIM | [11 empty] | Commercial | Engine Block Timer | Offices | Existing | E_OF_Engine Block Timer | 0.44828 | 0.32113 | 1.3959 | 0 | 0 | 0 | Fail TRC
[11 empty] | Commercial | Hotel Card Energy Control Systems | Retail | New | N_RT_Hotel Card Energy Control Systems | 0 | 0 | 0 | 0 | 0 | 0 | Fail RIM | [11 empty] | Commercial | Engine Block Timer | Restaurants | Existing | E_RS_Engine Block Timer | 0.44828 | 0.32113 | 1.3959 | 0 | 0 | 0 | Fail TRC
[11 empty] | Commercial | Hotel Card Energy Control Systems | Schools K-12 | New | N_SC_Hotel Card Energy Control Systems | 0 | 0 | 0 | 0 | 0 | 0 | Fail RIM | [11 empty] | Commercial | Engine Block Timer | Retail | Existing | E_RT_Engine Block Timer | 0.44828 | 0.32113 | 1.3959 | 0 | 0 | 0 | Fail TRC
[11 empty] | Commercial | Hotel Card Energy Control Systems | Warehouse | New | N_WR_Hotel Card Energy Control Systems | 0 | 0 | 0 | 0 | 0 | 0 | Fail RIM | [11 empty] | Commercial | Engine Block Timer | Schools K-12 | Existing | E_SC_Engine Block Timer | 0.44828 | 0.32113 | 1.3959 | 0 | 0 | 0 | Fail TRC
[11 empty] | Commercial | HVAC tune-up | Assembly | Existing | E_AS_HVAC tune-up | 1.2039 | 0.95317 | 1.263 | 0 | 0 | 0 | Fail RIM | [11 empty] | Commercial | Engine Block Timer | Warehouse | Existing | E_WR_Engine Block Timer | 0.44828 | 0.32113 | 1.3959 | 0 | 0 | 0 | Fail TRC
[11 empty] | Commercial | HVAC tune-up | College and University | Existing | E_CU_HVAC tune-up | 0.9198 | 0.65644 | 1.4012 | 0 | 0 | 0 | Fail RIM | [11 empty] | Commercial | Engine Block Timer | Assembly | New | N_AS_Engine Block Timer | 0.35798 | 0.25644 | 1.3959 | 0 | 0 | 0 | Fail TRC
[11 empty] | Commercial | HVAC tune-up | Grocery | Existing | E_GR_HVAC tune-up | 0.66503 | 0.95317 | 0.6977 | 0 | 0 | 0 | Fail RIM | [11 empty] | Commercial | Engine Block Timer | College and University | New | N_CU_Engine Block Timer | 0.60143 | 0.43084 | 1.3959 | 0 | 0 | 0 | Fail TRC
[11 empty] | Commercial | HVAC tune-up | Healthcare | Existing | E_HC_HVAC tune-up | 2.6196 | 0.95317 | 2.7483 | 0 | 0 | 0 | Fail RIM | [11 empty] | Commercial | Engine Block Timer | Grocery | New | N_GR_Engine Block Timer | 0.35798 | 0.25644 | 1.3959 | 0 | 0 | 0 | Fail TRC
[11 empty] | Commercial | HVAC tune-up | Hospitals | Existing | E_HS_HVAC tune-up | 1.7089 | 0.65644 | 2.6033 | 0 | 0 | 0 | Fail RIM | [11 empty] | Commercial | Engine Block Timer | Healthcare | New | N_HC_Engine Block Timer | 0.35798 | 0.25644 | 1.3959 | 0 | 0 | 0 | Fail TRC
[11 empty] | Commercial | HVAC tune-up | Institutional | Existing | E_IN_HVAC tune-up | 0.65029 | 0.95317 | 0.68224 | 0 | 0 | 0 | Fail RIM | [11 empty] | Commercial | Engine Block Timer | Hospitals | New | N_HS_Engine Block Timer | 0.60143 | 0.43084 | 1.3959 | 0 | 0 | 0 | Fail TRC
[11 empty] | Commercial | HVAC tune-up | Lodging/Hospitality | Existing | E_LG_HVAC tune-up | 1.9886 | 0.95317 | 2.0863 | 0 | 0 | 0 | Fail RIM | [11 empty] | Commercial | Engine Block Timer | Institutional | New | N_IN_Engine Block Timer | 0.44828 | 0.32113 | 1.3959 | 0 | 0 | 0 | Fail TRC
[11 empty] | Commercial | HVAC tune-up | Miscellaneous | Existing | E_MS_HVAC tune-up | 0.58988 | 0.8362 | 0.70543 | 0 | 0 | 0 | Fail RIM | [11 empty] | Commercial | Engine Block Timer | Lodging/Hospitality | New | N_LG_Engine Block Timer | 0.35798 | 0.25644 | 1.3959 | 0 | 0 | 0 | Fail TRC
[11 empty] | Commercial | HVAC tune-up | Offices | Existing | E_OF_HVAC tune-up | 1.1887 | 0.8362 | 1.4215 | 0 | 0 | 0 | Fail RIM | [11 empty] | Commercial | Engine Block Timer | Miscellaneous | New | N_MS_Engine Block Timer | 0.44828 | 0.32113 | 1.3959 | 0 | 0 | 0 | Fail TRC
[11 empty] | Commercial | HVAC tune-up | Restaurants | Existing | E_RS_HVAC tune-up | 1.9509 | 0.95317 | 2.0467 | 0 | 0 | 0 | Fail RIM | [11 empty] | Commercial | Engine Block Timer | Offices | New | N_OF_Engine Block Timer | 0.44828 | 0.32113 | 1.3959 | 0 | 0 | 0 | Fail TRC
[11 empty] | Commercial | HVAC tune-up | Retail | Existing | E_RT_HVAC tune-up | 1.529 | 0.95317 | 1.6041 | 0 | 0 | 0 | Fail RIM | [11 empty] | Commercial | Engine Block Timer | Restaurants | New | N_RS_Engine Block Timer | 0.44828 | 0.32113 | 1.3959 | 0 | 0 | 0 | Fail TRC
[11 empty] | Commercial | HVAC tune-up | Schools K-12 | Existing | E_SC_HVAC tune-up | 1.3291 | 0.95317 | 1.3944 | 0 | 0 | 0 | Fail RIM | [11 empty] | Commercial | Engine Block Timer | Retail | New | N_RT_Engine Block Timer | 0.44828 | 0.32113 | 1.3959 | 0 | 0 | 0 | Fail TRC
[11 empty] | Commercial | HVAC tune-up | Warehouse | Existing | E_WR_HVAC tune-up | 0.29199 | 0.95317 | 0.30633 | 0 | 0 | 0 | Fail RIM | [11 empty] | Commercial | Engine Block Timer | Schools K-12 | New | N_SC_Engine Block Timer | 0.44828 | 0.32113 | 1.3959 | 0 | 0 | 0 | Fail TRC
[11 empty] | Commercial | HVAC tune-up | Assembly | New | N_AS_HVAC tune-up | 1.2039 | 0.95317 | 1.263 | 0 | 0 | 0 | Fail RIM | [11 empty] | Commercial | Engine Block Timer | Warehouse | New | N_WR_Engine Block Timer | 0.44828 | 0.32113 | 1.3959 | 0 | 0 | 0 | Fail TRC
[11 empty] | Commercial | HVAC tune-up | College and University | New | N_CU_HVAC tune-up | 0.9198 | 0.65644 | 1.4012 | 0 | 0 | 0 | Fail RIM | [11 empty] | Commercial | Regenerative Drive Elevator Motor | Assembly | Existing | E_AS_Regenerative Drive Elevator Motor | 0.11381 | 0.56901 | 0.20002 | 0 | 0 | 0 | Fail TRC
[11 empty] | Commercial | HVAC tune-up | Grocery | New | N_GR_HVAC tune-up | 0.66503 | 0.95317 | 0.6977 | 0 | 0 | 0 | Fail RIM | [11 empty] | Commercial | Regenerative Drive Elevator Motor | College and University | Existing | E_CU_Regenerative Drive Elevator Motor | 0.10995 | 0.5497 | 0.20002 | 0 | 0 | 0 | Fail TRC
[11 empty] | Commercial | HVAC tune-up | Healthcare | New | N_HC_HVAC tune-up | 2.6196 | 0.95317 | 2.7483 | 0 | 0 | 0 | Fail RIM | [11 empty] | Commercial | Regenerative Drive Elevator Motor | Grocery | Existing | E_GR_Regenerative Drive Elevator Motor | 0.11381 | 0.56901 | 0.20002 | 0 | 0 | 0 | Fail TRC
[11 empty] | Commercial | HVAC tune-up | Hospitals | New | N_HS_HVAC tune-up | 1.7089 | 0.65644 | 2.6033 | 0 | 0 | 0 | Fail RIM | [11 empty] | Commercial | Regenerative Drive Elevator Motor | Healthcare | Existing | E_HC_Regenerative Drive Elevator Motor | 0.10995 | 0.5497 | 0.20002 | 0 | 0 | 0 | Fail TRC
[11 empty] | Commercial | HVAC tune-up | Institutional | New | N_IN_HVAC tune-up | 0.65029 | 0.95317 | 0.68224 | 0 | 0 | 0 | Fail RIM | [11 empty] | Commercial | Regenerative Drive Elevator Motor | Hospitals | Existing | E_HS_Regenerative Drive Elevator Motor | 0.10995 | 0.5497 | 0.20002 | 0 | 0 | 0 | Fail TRC
[11 empty] | Commercial | HVAC tune-up | Lodging/Hospitality | New | N_LG_HVAC tune-up | 1.9886 | 0.95317 | 2.0863 | 0 | 0 | 0 | Fail RIM | [11 empty] | Commercial | Regenerative Drive Elevator Motor | Institutional | Existing | E_IN_Regenerative Drive Elevator Motor | 0.11381 | 0.56901 | 0.20002 | 0 | 0 | 0 | Fail TRC
[11 empty] | Commercial | HVAC tune-up | Miscellaneous | New | N_MS_HVAC tune-up | 0.58988 | 0.8362 | 0.70543 | 0 | 0 | 0 | Fail RIM | [11 empty] | Commercial | Regenerative Drive Elevator Motor | Lodging/Hospitality | Existing | E_LG_Regenerative Drive Elevator Motor | 0.10995 | 0.5497 | 0.20002 | 0 | 0 | 0 | Fail TRC
[11 empty] | Commercial | HVAC tune-up | Offices | New | N_OF_HVAC tune-up | 1.1887 | 0.8362 | 1.4215 | 0 | 0 | 0 | Fail RIM | [11 empty] | Commercial | Regenerative Drive Elevator Motor | Miscellaneous | Existing | E_MS_Regenerative Drive Elevator Motor | 0.11381 | 0.56901 | 0.20002 | 0 | 0 | 0 | Fail TRC
[11 empty] | Commercial | HVAC tune-up | Restaurants | New | N_RS_HVAC tune-up | 1.9509 | 0.95317 | 2.0467 | 0 | 0 | 0 | Fail RIM | [11 empty] | Commercial | Regenerative Drive Elevator Motor | Offices | Existing | E_OF_Regenerative Drive Elevator Motor | 0.11381 | 0.56901 | 0.20002 | 0 | 0 | 0 | Fail TRC
[11 empty] | Commercial | HVAC tune-up | Retail | New | N_RT_HVAC tune-up | 1.529 | 0.95317 | 1.6041 | 0 | 0 | 0 | Fail RIM | [11 empty] | Commercial | Regenerative Drive Elevator Motor | Restaurants | Existing | E_RS_Regenerative Drive Elevator Motor | 0.10995 | 0.5497 | 0.20002 | 0 | 0 | 0 | Fail TRC
[11 empty] | Commercial | HVAC tune-up | Schools K-12 | New | N_SC_HVAC tune-up | 1.3291 | 0.95317 | 1.3944 | 0 | 0 | 0 | Fail RIM | [11 empty] | Commercial | Regenerative Drive Elevator Motor | Retail | Existing | E_RT_Regenerative Drive Elevator Motor | 0.11381 | 0.56901 | 0.20002 | 0 | 0 | 0 | Fail TRC
[11 empty] | Commercial | HVAC tune-up | Warehouse | New | N_WR_HVAC tune-up | 0.29199 | 0.95317 | 0.30633 | 0 | 0 | 0 | Fail RIM | [11 empty] | Commercial | Regenerative Drive Elevator Motor | Schools K-12 | Existing | E_SC_Regenerative Drive Elevator Motor | 0.10995 | 0.5497 | 0.20002 | 0 | 0 | 0 | Fail TRC
[11 empty] | Commercial | HVAC tune-up_RTU | Assembly | Existing | E_AS_HVAC tune-up_RTU | 0.79147 | 0.83554 | 0.94726 | 0 | 0 | 0 | Fail RIM | [11 empty] | Commercial | Regenerative Drive Elevator Motor | Warehouse | Existing | E_WR_Regenerative Drive Elevator Motor | 0.11381 | 0.56901 | 0.20002 | 0 | 0 | 0 | Fail TRC
[11 empty] | Commercial | HVAC tune-up_RTU | College and University | Existing | E_CU_HVAC tune-up_RTU | 0.87807 | 0.83554 | 1.0509 | 0 | 0 | 0 | Fail RIM | [11 empty] | Commercial | Regenerative Drive Elevator Motor | Assembly | New | N_AS_Regenerative Drive Elevator Motor | 0.11381 | 0.56901 | 0.20002 | 0 | 0 | 0 | Fail TRC
[11 empty] | Commercial | HVAC tune-up_RTU | Grocery | Existing | E_GR_HVAC tune-up_RTU | 0.43722 | 0.83554 | 0.52328 | 0 | 0 | 0 | Fail RIM | [11 empty] | Commercial | Regenerative Drive Elevator Motor | College and University | New | N_CU_Regenerative Drive Elevator Motor | 0.10995 | 0.5497 | 0.20002 | 0 | 0 | 0 | Fail TRC
[11 empty] | Commercial | HVAC tune-up_RTU | Healthcare | Existing | E_HC_HVAC tune-up_RTU | 1.7222 | 0.83554 | 2.0612 | 0 | 0 | 0 | Fail RIM | [11 empty] | Commercial | Regenerative Drive Elevator Motor | Grocery | New | N_GR_Regenerative Drive Elevator Motor | 0.11381 | 0.56901 | 0.20002 | 0 | 0 | 0 | Fail TRC
[11 empty] | Commercial | HVAC tune-up_RTU | Hospitals | Existing | E_HS_HVAC tune-up_RTU | 1.6314 | 0.83554 | 1.9525 | 0 | 0 | 0 | Fail RIM | [11 empty] | Commercial | Regenerative Drive Elevator Motor | Healthcare | New | N_HC_Regenerative Drive Elevator Motor | 0.10995 | 0.5497 | 0.20002 | 0 | 0 | 0 | Fail TRC
[11 empty] | Commercial | HVAC tune-up_RTU | Institutional | Existing | E_IN_HVAC tune-up_RTU | 0.42753 | 0.83554 | 0.51168 | 0 | 0 | 0 | Fail RIM | [11 empty] | Commercial | Regenerative Drive Elevator Motor | Hospitals | New | N_HS_Regenerative Drive Elevator Motor | 0.10995 | 0.5497 | 0.20002 | 0 | 0 | 0 | Fail TRC
[11 empty] | Commercial | HVAC tune-up_RTU | Lodging/Hospitality | Existing | E_LG_HVAC tune-up_RTU | 1.3074 | 0.83554 | 1.5648 | 0 | 0 | 0 | Fail RIM | [11 empty] | Commercial | Regenerative Drive Elevator Motor | Institutional | New | N_IN_Regenerative Drive Elevator Motor | 0.11381 | 0.56901 | 0.20002 | 0 | 0 | 0 | Fail TRC
[11 empty] | Commercial | HVAC tune-up_RTU | Miscellaneous | Existing | E_MS_HVAC tune-up_RTU | 0.44206 | 0.83554 | 0.52907 | 0 | 0 | 0 | Fail RIM | [11 empty] | Commercial | Regenerative Drive Elevator Motor | Lodging/Hospitality | New | N_LG_Regenerative Drive Elevator Motor | 0.10995 | 0.5497 | 0.20002 | 0 | 0 | 0 | Fail TRC
[11 empty] | Commercial | HVAC tune-up_RTU | Offices | Existing | E_OF_HVAC tune-up_RTU | 0.89078 | 0.83554 | 1.0661 | 0 | 0 | 0 | Fail RIM | [11 empty] | Commercial | Regenerative Drive Elevator Motor | Miscellaneous | New | N_MS_Regenerative Drive Elevator Motor | 0.11381 | 0.56901 | 0.20002 | 0 | 0 | 0 | Fail TRC
[11 empty] | Commercial | HVAC tune-up_RTU | Restaurants | Existing | E_RS_HVAC tune-up_RTU | 1.2826 | 0.83554 | 1.535 | 0 | 0 | 0 | Fail RIM | [11 empty] | Commercial | Regenerative Drive Elevator Motor | Offices | New | N_OF_Regenerative Drive Elevator Motor | 0.11381 | 0.56901 | 0.20002 | 0 | 0 | 0 | Fail TRC
[11 empty] | Commercial | HVAC tune-up_RTU | Retail | Existing | E_RT_HVAC tune-up_RTU | 1.0052 | 0.83554 | 1.2031 | 0 | 0 | 0 | Fail RIM | [11 empty] | Commercial | Regenerative Drive Elevator Motor | Restaurants | New | N_RS_Regenerative Drive Elevator Motor | 0.10995 | 0.5497 | 0.20002 | 0 | 0 | 0 | Fail TRC
[11 empty] | Commercial | HVAC tune-up_RTU | Schools K-12 | Existing | E_SC_HVAC tune-up_RTU | 0.87383 | 0.83554 | 1.0458 | 0 | 0 | 0 | Fail RIM | [11 empty] | Commercial | Regenerative Drive Elevator Motor | Retail | New | N_RT_Regenerative Drive Elevator Motor | 0.11381 | 0.56901 | 0.20002 | 0 | 0 | 0 | Fail TRC
[11 empty] | Commercial | HVAC tune-up_RTU | Warehouse | Existing | E_WR_HVAC tune-up_RTU | 0.19196 | 0.83554 | 0.22975 | 0 | 0 | 0 | Fail RIM | [11 empty] | Commercial | Regenerative Drive Elevator Motor | Schools K-12 | New | N_SC_Regenerative Drive Elevator Motor | 0.10995 | 0.5497 | 0.20002 | 0 | 0 | 0 | Fail TRC
[11 empty] | Commercial | HVAC tune-up_RTU | Assembly | New | N_AS_HVAC tune-up_RTU | 0.79147 | 0.83554 | 0.94726 | 0 | 0 | 0 | Fail RIM | [11 empty] | Commercial | Regenerative Drive Elevator Motor | Warehouse | New | N_WR_Regenerative Drive Elevator Motor | 0.11381 | 0.56901 | 0.20002 | 0 | 0 | 0 | Fail TRC
[11 empty] | Commercial | HVAC tune-up_RTU | College and University | New | N_CU_HVAC tune-up_RTU | 0.87807 | 0.83554 | 1.0509 | 0 | 0 | 0 | Fail RIM | [11 empty] | Commercial | Network PC Power Management | Assembly | Existing | E_AS_Network PC Power Management | 0.81941 | 0.46476 | 1.7631 | 0 | 0 | 0 | Fail TRC
[11 empty] | Commercial | HVAC tune-up_RTU | Grocery | New | N_GR_HVAC tune-up_RTU | 0.43722 | 0.83554 | 0.52328 | 0 | 0 | 0 | Fail RIM | [11 empty] | Commercial | Network PC Power Management | College and University | Existing | E_CU_Network PC Power Management | 0.79503 | 0.44462 | 1.7881 | 0 | 0 | 0 | Fail TRC
[11 empty] | Commercial | HVAC tune-up_RTU | Healthcare | New | N_HC_HVAC tune-up_RTU | 1.7222 | 0.83554 | 2.0612 | 0 | 0 | 0 | Fail RIM | [11 empty] | Commercial | Network PC Power Management | Grocery | Existing | E_GR_Network PC Power Management | 0.81928 | 0.46476 | 1.7628 | 0 | 0 | 0 | Fail TRC
[11 empty] | Commercial | HVAC tune-up_RTU | Hospitals | New | N_HS_HVAC tune-up_RTU | 1.6314 | 0.83554 | 1.9525 | 0 | 0 | 0 | Fail RIM | [11 empty] | Commercial | Network PC Power Management | Healthcare | Existing | E_HC_Network PC Power Management | 0.82665 | 0.46476 | 1.7787 | 0 | 0 | 0 | Fail TRC
[11 empty] | Commercial | HVAC tune-up_RTU | Institutional | New | N_IN_HVAC tune-up_RTU | 0.42753 | 0.83554 | 0.51168 | 0 | 0 | 0 | Fail RIM | [11 empty] | Commercial | Network PC Power Management | Hospitals | Existing | E_HS_Network PC Power Management | 0.80276 | 0.44462 | 1.8055 | 0 | 0 | 0 | Fail TRC
[11 empty] | Commercial | HVAC tune-up_RTU | Lodging/Hospitality | New | N_LG_HVAC tune-up_RTU | 1.3074 | 0.83554 | 1.5648 | 0 | 0 | 0 | Fail RIM | [11 empty] | Commercial | Network PC Power Management | Institutional | Existing | E_IN_Network PC Power Management | 0.81751 | 0.46476 | 1.759 | 0 | 0 | 0 | Fail TRC
[11 empty] | Commercial | HVAC tune-up_RTU | Miscellaneous | New | N_MS_HVAC tune-up_RTU | 0.44206 | 0.83554 | 0.52907 | 0 | 0 | 0 | Fail RIM | [11 empty] | Commercial | Network PC Power Management | Lodging/Hospitality | Existing | E_LG_Network PC Power Management | 0.82724 | 0.46476 | 1.7799 | 0 | 0 | 0 | Fail TRC
[11 empty] | Commercial | HVAC tune-up_RTU | Offices | New | N_OF_HVAC tune-up_RTU | 0.89078 | 0.83554 | 1.0661 | 0 | 0 | 0 | Fail RIM | [11 empty] | Commercial | Network PC Power Management | Miscellaneous | Existing | E_MS_Network PC Power Management | 0.83898 | 0.46476 | 1.8052 | 0 | 0 | 0 | Fail TRC
[11 empty] | Commercial | HVAC tune-up_RTU | Restaurants | New | N_RS_HVAC tune-up_RTU | 1.2826 | 0.83554 | 1.535 | 0 | 0 | 0 | Fail RIM | [11 empty] | Commercial | Network PC Power Management | Offices | Existing | E_OF_Network PC Power Management | 0.82863 | 0.46476 | 1.7829 | 0 | 0 | 0 | Fail TRC
[11 empty] | Commercial | HVAC tune-up_RTU | Retail | New | N_RT_HVAC tune-up_RTU | 1.0052 | 0.83554 | 1.2031 | 0 | 0 | 0 | Fail RIM | [11 empty] | Commercial | Network PC Power Management | Restaurants | Existing | E_RS_Network PC Power Management | 0.82956 | 0.46476 | 1.7849 | 0 | 0 | 0 | Fail TRC
[11 empty] | Commercial | HVAC tune-up_RTU | Schools K-12 | New | N_SC_HVAC tune-up_RTU | 0.87383 | 0.83554 | 1.0458 | 0 | 0 | 0 | Fail RIM | [11 empty] | Commercial | Network PC Power Management | Retail | Existing | E_RT_Network PC Power Management | 0.81327 | 0.46476 | 1.7499 | 0 | 0 | 0 | Fail TRC
[11 empty] | Commercial | HVAC tune-up_RTU | Warehouse | New | N_WR_HVAC tune-up_RTU | 0.19196 | 0.83554 | 0.22975 | 0 | 0 | 0 | Fail RIM | [11 empty] | Commercial | Network PC Power Management | Schools K-12 | Existing | E_SC_Network PC Power Management | 0.83275 | 0.46476 | 1.7918 | 0 | 0 | 0 | Fail TRC
[11 empty] | Commercial | Infiltration Reduction - Air Sealing | Assembly | Existing | E_AS_Infiltration Reduction - Air Sealing | 0.15841 | 1.4379 | 0.11017 | 0 | 0 | 0 | Fail PCT | [11 empty] | Commercial | Network PC Power Management | Warehouse | Existing | E_WR_Network PC Power Management | 0.66315 | 0.46476 | 1.4269 | 0 | 0 | 0 | Fail TRC
[11 empty] | Commercial | Infiltration Reduction - Air Sealing | College and University | Existing | E_CU_Infiltration Reduction - Air Sealing | 0.077382 | 1.4379 | 0.053815 | 0 | 0 | 0 | Fail PCT | [11 empty] | Commercial | Network PC Power Management | Assembly | New | N_AS_Network PC Power Management | 0.81941 | 0.46476 | 1.7631 | 0 | 0 | 0 | Fail TRC
[11 empty] | Commercial | Infiltration Reduction - Air Sealing | Grocery | Existing | E_GR_Infiltration Reduction - Air Sealing | 0.53869 | 1.4379 | 0.37463 | 0 | 0 | 0 | Fail PCT | [11 empty] | Commercial | Network PC Power Management | College and University | New | N_CU_Network PC Power Management | 0.79503 | 0.44462 | 1.7881 | 0 | 0 | 0 | Fail TRC
[11 empty] | Commercial | Infiltration Reduction - Air Sealing | Healthcare | Existing | E_HC_Infiltration Reduction - Air Sealing | 0.15011 | 1.4379 | 0.10439 | 0 | 0 | 0 | Fail PCT | [11 empty] | Commercial | Network PC Power Management | Grocery | New | N_GR_Network PC Power Management | 0.81928 | 0.46476 | 1.7628 | 0 | 0 | 0 | Fail TRC
[11 empty] | Commercial | Infiltration Reduction - Air Sealing | Hospitals | Existing | E_HS_Infiltration Reduction - Air Sealing | 0.077647 | 1.4379 | 0.054 | 0 | 0 | 0 | Fail PCT | [11 empty] | Commercial | Network PC Power Management | Healthcare | New | N_HC_Network PC Power Management | 0.82665 | 0.46476 | 1.7787 | 0 | 0 | 0 | Fail TRC
[11 empty] | Commercial | Infiltration Reduction - Air Sealing | Institutional | Existing | E_IN_Infiltration Reduction - Air Sealing | 0.48444 | 1.4379 | 0.33691 | 0 | 0 | 0 | Fail PCT | [11 empty] | Commercial | Network PC Power Management | Hospitals | New | N_HS_Network PC Power Management | 0.80276 | 0.44462 | 1.8055 | 0 | 0 | 0 | Fail TRC
[11 empty] | Commercial | Infiltration Reduction - Air Sealing | Lodging/Hospitality | Existing | E_LG_Infiltration Reduction - Air Sealing | 0.36443 | 1.4379 | 0.25344 | 0 | 0 | 0 | Fail PCT | [11 empty] | Commercial | Network PC Power Management | Institutional | New | N_IN_Network PC Power Management | 0.81751 | 0.46476 | 1.759 | 0 | 0 | 0 | Fail TRC
[11 empty] | Commercial | Infiltration Reduction - Air Sealing | Miscellaneous | Existing | E_MS_Infiltration Reduction - Air Sealing | 0.096833 | 1.4379 | 0.067343 | 0 | 0 | 0 | Fail PCT | [11 empty] | Commercial | Network PC Power Management | Lodging/Hospitality | New | N_LG_Network PC Power Management | 0.82724 | 0.46476 | 1.7799 | 0 | 0 | 0 | Fail TRC
[11 empty] | Commercial | Infiltration Reduction - Air Sealing | Offices | Existing | E_OF_Infiltration Reduction - Air Sealing | 0.70304 | 1.4379 | 0.48893 | 0 | 0 | 0 | Fail PCT | [11 empty] | Commercial | Network PC Power Management | Miscellaneous | New | N_MS_Network PC Power Management | 0.83898 | 0.46476 | 1.8052 | 0 | 0 | 0 | Fail TRC
[11 empty] | Commercial | Infiltration Reduction - Air Sealing | Restaurants | Existing | E_RS_Infiltration Reduction - Air Sealing | 0.5227 | 1.4379 | 0.36351 | 0 | 0 | 0 | Fail PCT | [11 empty] | Commercial | Network PC Power Management | Offices | New | N_OF_Network PC Power Management | 0.82863 | 0.46476 | 1.7829 | 0 | 0 | 0 | Fail TRC
[11 empty] | Commercial | Infiltration Reduction - Air Sealing | Retail | Existing | E_RT_Infiltration Reduction - Air Sealing | 0.22834 | 1.4379 | 0.1588 | 0 | 0 | 0 | Fail PCT | [11 empty] | Commercial | Network PC Power Management | Restaurants | New | N_RS_Network PC Power Management | 0.82956 | 0.46476 | 1.7849 | 0 | 0 | 0 | Fail TRC
[11 empty] | Commercial | Infiltration Reduction - Air Sealing | Schools K-12 | Existing | E_SC_Infiltration Reduction - Air Sealing | 0.052147 | 1.4379 | 0.036266 | 0 | 0 | 0 | Fail PCT | [11 empty] | Commercial | Network PC Power Management | Retail | New | N_RT_Network PC Power Management | 0.81327 | 0.46476 | 1.7499 | 0 | 0 | 0 | Fail TRC
[11 empty] | Commercial | Infiltration Reduction - Air Sealing | Warehouse | Existing | E_WR_Infiltration Reduction - Air Sealing | 0.1442 | 1.4379 | 0.10028 | 0 | 0 | 0 | Fail PCT | [11 empty] | Commercial | Network PC Power Management | Schools K-12 | New | N_SC_Network PC Power Management | 0.83275 | 0.46476 | 1.7918 | 0 | 0 | 0 | Fail TRC
[11 empty] | Commercial | Infiltration Reduction - Air Sealing | Assembly | New | N_AS_Infiltration Reduction - Air Sealing | 0.15542 | 1.4379 | 0.10808 | 0 | 0 | 0 | Fail PCT | [11 empty] | Commercial | Network PC Power Management | Warehouse | New | N_WR_Network PC Power Management | 0.66315 | 0.46476 | 1.4269 | 0 | 0 | 0 | Fail TRC
[11 empty] | Commercial | Infiltration Reduction - Air Sealing | College and University | New | N_CU_Infiltration Reduction - Air Sealing | 0.075918 | 1.4379 | 0.052797 | 0 | 0 | 0 | Fail PCT | [11 empty] | Commercial | Smart Strip Plug Outlet | Assembly | Existing | E_AS_Smart Strip Plug Outlet | 0.89411 | 0.46235 | 1.9339 | 0 | 0 | 0 | Fail TRC
[11 empty] | Commercial | Infiltration Reduction - Air Sealing | Grocery | New | N_GR_Infiltration Reduction - Air Sealing | 0.5285 | 1.4379 | 0.36755 | 0 | 0 | 0 | Fail PCT | [11 empty] | Commercial | Smart Strip Plug Outlet | College and University | Existing | E_CU_Smart Strip Plug Outlet | 1.1747 | 0.46235 | 2.5408 | 0 | 0 | 0 | Fail 2-year Threshold
[11 empty] | Commercial | Infiltration Reduction - Air Sealing | Healthcare | New | N_HC_Infiltration Reduction - Air Sealing | 0.14727 | 1.4379 | 0.10242 | 0 | 0 | 0 | Fail PCT | [11 empty] | Commercial | Smart Strip Plug Outlet | Grocery | Existing | E_GR_Smart Strip Plug Outlet | 1.1378 | 0.46235 | 2.4609 | 0 | 0 | 0 | Fail 2-year Threshold
[11 empty] | Commercial | Infiltration Reduction - Air Sealing | Hospitals | New | N_HS_Infiltration Reduction - Air Sealing | 0.076178 | 1.4379 | 0.052978 | 0 | 0 | 0 | Fail PCT | [11 empty] | Commercial | Smart Strip Plug Outlet | Healthcare | Existing | E_HC_Smart Strip Plug Outlet | 1.599 | 0.46235 | 3.4585 | 0 | 0 | 0 | Fail 2-year Threshold
[11 empty] | Commercial | Infiltration Reduction - Air Sealing | Institutional | New | N_IN_Infiltration Reduction - Air Sealing | 0.47528 | 1.4379 | 0.33053 | 0 | 0 | 0 | Fail PCT | [11 empty] | Commercial | Smart Strip Plug Outlet | Hospitals | Existing | E_HS_Smart Strip Plug Outlet | 1.7532 | 0.46235 | 3.792 | 0 | 0 | 0 | Fail 2-year Threshold
[11 empty] | Commercial | Infiltration Reduction - Air Sealing | Lodging/Hospitality | New | N_LG_Infiltration Reduction - Air Sealing | 0.35754 | 1.4379 | 0.24865 | 0 | 0 | 0 | Fail PCT | [11 empty] | Commercial | Smart Strip Plug Outlet | Institutional | Existing | E_IN_Smart Strip Plug Outlet | 1.4597 | 0.46235 | 3.1572 | 0 | 0 | 0 | Fail 2-year Threshold
[11 empty] | Commercial | Infiltration Reduction - Air Sealing | Miscellaneous | New | N_MS_Infiltration Reduction - Air Sealing | 0.095001 | 1.4379 | 0.066069 | 0 | 0 | 0 | Fail PCT | [11 empty] | Commercial | Smart Strip Plug Outlet | Lodging/Hospitality | Existing | E_LG_Smart Strip Plug Outlet | 1.313 | 0.46235 | 2.8398 | 0 | 0 | 0 | Fail 2-year Threshold
[11 empty] | Commercial | Infiltration Reduction - Air Sealing | Offices | New | N_OF_Infiltration Reduction - Air Sealing | 0.68974 | 1.4379 | 0.47968 | 0 | 0 | 0 | Fail PCT | [11 empty] | Commercial | Smart Strip Plug Outlet | Miscellaneous | Existing | E_MS_Smart Strip Plug Outlet | 1.7818 | 0.46235 | 3.8537 | 0 | 0 | 0 | Fail 2-year Threshold
[11 empty] | Commercial | Infiltration Reduction - Air Sealing | Restaurants | New | N_RS_Infiltration Reduction - Air Sealing | 0.51281 | 1.4379 | 0.35664 | 0 | 0 | 0 | Fail PCT | [11 empty] | Commercial | Smart Strip Plug Outlet | Offices | Existing | E_OF_Smart Strip Plug Outlet | 1.1097 | 0.46235 | 2.4001 | 0 | 0 | 0 | Fail 2-year Threshold
[11 empty] | Commercial | Infiltration Reduction - Air Sealing | Retail | New | N_RT_Infiltration Reduction - Air Sealing | 0.22402 | 1.4379 | 0.15579 | 0 | 0 | 0 | Fail PCT | [11 empty] | Commercial | Smart Strip Plug Outlet | Restaurants | Existing | E_RS_Smart Strip Plug Outlet | 1.0698 | 0.46235 | 2.3138 | 0 | 0 | 0 | Fail 2-year Threshold
[11 empty] | Commercial | Infiltration Reduction - Air Sealing | Schools K-12 | New | N_SC_Infiltration Reduction - Air Sealing | 0.05116 | 1.4379 | 0.03558 | 0 | 0 | 0 | Fail PCT | [11 empty] | Commercial | Smart Strip Plug Outlet | Retail | Existing | E_RT_Smart Strip Plug Outlet | 0.48405 | 0.46235 | 1.0469 | 0 | 0 | 0 | Fail TRC
[11 empty] | Commercial | Infiltration Reduction - Air Sealing | Warehouse | New | N_WR_Infiltration Reduction - Air Sealing | 0.14147 | 1.4379 | 0.098387 | 0 | 0 | 0 | Fail PCT | [11 empty] | Commercial | Smart Strip Plug Outlet | Schools K-12 | Existing | E_SC_Smart Strip Plug Outlet | 1.6108 | 0.46235 | 3.484 | 0 | 0 | 0 | Fail 2-year Threshold
[11 empty] | Commercial | Low U-Value Windows | Assembly | New | N_AS_Low U-Value Windows | 0.19078 | 1.1184 | 0.17059 | 0 | 0 | 0 | Fail PCT | [11 empty] | Commercial | Smart Strip Plug Outlet | Warehouse | Existing | E_WR_Smart Strip Plug Outlet | 0.13157 | 0.46235 | 0.28456 | 0 | 0 | 0 | Fail TRC
[11 empty] | Commercial | Low U-Value Windows | College and University | New | N_CU_Low U-Value Windows | 0.19078 | 1.1184 | 0.17059 | 0 | 0 | 0 | Fail PCT | [11 empty] | Commercial | Smart Strip Plug Outlet | Assembly | New | N_AS_Smart Strip Plug Outlet | 0.89411 | 0.46235 | 1.9339 | 0 | 0 | 0 | Fail TRC
[11 empty] | Commercial | Low U-Value Windows | Grocery | New | N_GR_Low U-Value Windows | 0.19078 | 1.1184 | 0.17059 | 0 | 0 | 0 | Fail PCT | [11 empty] | Commercial | Smart Strip Plug Outlet | College and University | New | N_CU_Smart Strip Plug Outlet | 1.1747 | 0.46235 | 2.5408 | 0 | 0 | 0 | Fail 2-year Threshold
[11 empty] | Commercial | Low U-Value Windows | Healthcare | New | N_HC_Low U-Value Windows | 0.19078 | 1.1184 | 0.17059 | 0 | 0 | 0 | Fail PCT | [11 empty] | Commercial | Smart Strip Plug Outlet | Grocery | New | N_GR_Smart Strip Plug Outlet | 1.1378 | 0.46235 | 2.4609 | 0 | 0 | 0 | Fail 2-year Threshold
[11 empty] | Commercial | Low U-Value Windows | Hospitals | New | N_HS_Low U-Value Windows | 0.19078 | 1.1184 | 0.17059 | 0 | 0 | 0 | Fail PCT | [11 empty] | Commercial | Smart Strip Plug Outlet | Healthcare | New | N_HC_Smart Strip Plug Outlet | 1.599 | 0.46235 | 3.4585 | 0 | 0 | 0 | Fail 2-year Threshold
[11 empty] | Commercial | Low U-Value Windows | Institutional | New | N_IN_Low U-Value Windows | 0.19078 | 1.1184 | 0.17059 | 0 | 0 | 0 | Fail PCT | [11 empty] | Commercial | Smart Strip Plug Outlet | Hospitals | New | N_HS_Smart Strip Plug Outlet | 1.7532 | 0.46235 | 3.792 | 0 | 0 | 0 | Fail 2-year Threshold
[11 empty] | Commercial | Low U-Value Windows | Lodging/Hospitality | New | N_LG_Low U-Value Windows | 0.217 | 1.2721 | 0.17059 | 0 | 0 | 0 | Fail PCT | [11 empty] | Commercial | Smart Strip Plug Outlet | Institutional | New | N_IN_Smart Strip Plug Outlet | 1.4597 | 0.46235 | 3.1572 | 0 | 0 | 0 | Fail 2-year Threshold
[11 empty] | Commercial | Low U-Value Windows | Miscellaneous | New | N_MS_Low U-Value Windows | 0.18044 | 1.0578 | 0.17059 | 0 | 0 | 0 | Fail PCT | [11 empty] | Commercial | Smart Strip Plug Outlet | Lodging/Hospitality | New | N_LG_Smart Strip Plug Outlet | 1.313 | 0.46235 | 2.8398 | 0 | 0 | 0 | Fail 2-year Threshold
[11 empty] | Commercial | Low U-Value Windows | Offices | New | N_OF_Low U-Value Windows | 0.19078 | 1.1184 | 0.17059 | 0 | 0 | 0 | Fail PCT | [11 empty] | Commercial | Smart Strip Plug Outlet | Miscellaneous | New | N_MS_Smart Strip Plug Outlet | 1.7818 | 0.46235 | 3.8537 | 0 | 0 | 0 | Fail 2-year Threshold
[11 empty] | Commercial | Low U-Value Windows | Restaurants | New | N_RS_Low U-Value Windows | 0.19078 | 1.1184 | 0.17059 | 0 | 0 | 0 | Fail PCT | [11 empty] | Commercial | Smart Strip Plug Outlet | Offices | New | N_OF_Smart Strip Plug Outlet | 1.1097 | 0.46235 | 2.4001 | 0 | 0 | 0 | Fail 2-year Threshold
[11 empty] | Commercial | Low U-Value Windows | Retail | New | N_RT_Low U-Value Windows | 0.19078 | 1.1184 | 0.17059 | 0 | 0 | 0 | Fail PCT | [11 empty] | Commercial | Smart Strip Plug Outlet | Restaurants | New | N_RS_Smart Strip Plug Outlet | 1.0698 | 0.46235 | 2.3138 | 0 | 0 | 0 | Fail 2-year Threshold
[11 empty] | Commercial | Low U-Value Windows | Schools K-12 | New | N_SC_Low U-Value Windows | 0.19078 | 1.1184 | 0.17059 | 0 | 0 | 0 | Fail PCT | [11 empty] | Commercial | Smart Strip Plug Outlet | Retail | New | N_RT_Smart Strip Plug Outlet | 0.48405 | 0.46235 | 1.0469 | 0 | 0 | 0 | Fail TRC
[11 empty] | Commercial | Low U-Value Windows | Warehouse | New | N_WR_Low U-Value Windows | 0.18044 | 1.0578 | 0.17059 | 0 | 0 | 0 | Fail PCT | [11 empty] | Commercial | Smart Strip Plug Outlet | Schools K-12 | New | N_SC_Smart Strip Plug Outlet | 1.6108 | 0.46235 | 3.484 | 0 | 0 | 0 | Fail 2-year Threshold
[11 empty] | Commercial | Programmable Thermostat | Assembly | Existing | E_AS_Programmable Thermostat | 0.16101 | 0.30406 | 0.52953 | 0 | 0 | 0 | Fail RIM | [11 empty] | Commercial | Smart Strip Plug Outlet | Warehouse | New | N_WR_Smart Strip Plug Outlet | 0.13157 | 0.46235 | 0.28456 | 0 | 0 | 0 | Fail TRC
[11 empty] | Commercial | Programmable Thermostat | College and University | Existing | E_CU_Programmable Thermostat | 0.36567 | 0.4408 | 0.82956 | 0 | 0 | 0 | Fail RIM | [11 empty] | Commercial | Anti-Sweat Controls | Assembly | Existing | E_AS_Anti-Sweat Controls | 1.4937 | 0.38563 | 3.8735 | 0 | 0 | 0 | Fail 2-year Threshold
[11 empty] | Commercial | Programmable Thermostat | Grocery | Existing | E_GR_Programmable Thermostat | 5.0386 | 0.98803 | 5.0996 | 0 | 0 | 0 | Fail RIM | [11 empty] | Commercial | Anti-Sweat Controls | College and University | Existing | E_CU_Anti-Sweat Controls | 1.8244 | 0.47099 | 3.8735 | 0 | 0 | 0 | Fail 2-year Threshold
[11 empty] | Commercial | Programmable Thermostat | Healthcare | Existing | E_HC_Programmable Thermostat | 0.63683 | 0.30406 | 2.0944 | 0 | 0 | 0 | Fail RIM | [11 empty] | Commercial | Anti-Sweat Controls | Grocery | Existing | E_GR_Anti-Sweat Controls | 1.4937 | 0.38563 | 3.8735 | 0 | 0 | 0 | Fail 2-year Threshold
[11 empty] | Commercial | Programmable Thermostat | Hospitals | Existing | E_HS_Programmable Thermostat | 0.97344 | 0.4408 | 2.2084 | 0 | 0 | 0 | Fail RIM | [11 empty] | Commercial | Anti-Sweat Controls | Healthcare | Existing | E_HC_Anti-Sweat Controls | 1.8244 | 0.47099 | 3.8735 | 0 | 0 | 0 | Fail 2-year Threshold
[11 empty] | Commercial | Programmable Thermostat | Institutional | Existing | E_IN_Programmable Thermostat | 0.73618 | 0.30406 | 2.4212 | 0 | 0 | 0 | Fail RIM | [11 empty] | Commercial | Anti-Sweat Controls | Hospitals | Existing | E_HS_Anti-Sweat Controls | 1.8244 | 0.47099 | 3.8735 | 0 | 0 | 0 | Fail 2-year Threshold
[11 empty] | Commercial | Programmable Thermostat | Miscellaneous | Existing | E_MS_Programmable Thermostat | 0.51651 | 0.30406 | 1.6987 | 0 | 0 | 0 | Fail RIM | [11 empty] | Commercial | Anti-Sweat Controls | Institutional | Existing | E_IN_Anti-Sweat Controls | 1.4937 | 0.38563 | 3.8735 | 0 | 0 | 0 | Fail 2-year Threshold
[11 empty] | Commercial | Programmable Thermostat | Offices | Existing | E_OF_Programmable Thermostat | 0.68606 | 0.30406 | 2.2564 | 0 | 0 | 0 | Fail RIM | [11 empty] | Commercial | Anti-Sweat Controls | Lodging/Hospitality | Existing | E_LG_Anti-Sweat Controls | 1.8244 | 0.47099 | 3.8735 | 0 | 0 | 0 | Fail 2-year Threshold
[11 empty] | Commercial | Programmable Thermostat | Restaurants | Existing | E_RS_Programmable Thermostat | 4.2002 | 0.98803 | 4.2511 | 0 | 0 | 0 | Fail RIM | [11 empty] | Commercial | Anti-Sweat Controls | Miscellaneous | Existing | E_MS_Anti-Sweat Controls | 1.4937 | 0.38563 | 3.8735 | 0 | 0 | 0 | Fail 2-year Threshold
[11 empty] | Commercial | Programmable Thermostat | Retail | Existing | E_RT_Programmable Thermostat | 0.91727 | 0.98803 | 0.92838 | 0 | 0 | 0 | Fail RIM | [11 empty] | Commercial | Anti-Sweat Controls | Offices | Existing | E_OF_Anti-Sweat Controls | 1.4937 | 0.38563 | 3.8735 | 0 | 0 | 0 | Fail 2-year Threshold
[11 empty] | Commercial | Programmable Thermostat | Schools K-12 | Existing | E_SC_Programmable Thermostat | 0.25117 | 0.30406 | 0.82606 | 0 | 0 | 0 | Fail RIM | [11 empty] | Commercial | Anti-Sweat Controls | Restaurants | Existing | E_RS_Anti-Sweat Controls | 1.8244 | 0.47099 | 3.8735 | 0 | 0 | 0 | Fail 2-year Threshold
[11 empty] | Commercial | Programmable Thermostat | Warehouse | Existing | E_WR_Programmable Thermostat | 0.080611 | 0.30406 | 0.26512 | 0 | 0 | 0 | Fail RIM | [11 empty] | Commercial | Anti-Sweat Controls | Retail | Existing | E_RT_Anti-Sweat Controls | 1.4937 | 0.38563 | 3.8735 | 0 | 0 | 0 | Fail 2-year Threshold
[11 empty] | Commercial | Programmable Thermostat | Assembly | New | N_AS_Programmable Thermostat | 0.16101 | 0.30406 | 0.52953 | 0 | 0 | 0 | Fail RIM | [11 empty] | Commercial | Anti-Sweat Controls | Schools K-12 | Existing | E_SC_Anti-Sweat Controls | 1.8244 | 0.47099 | 3.8735 | 0 | 0 | 0 | Fail 2-year Threshold
[11 empty] | Commercial | Programmable Thermostat | College and University | New | N_CU_Programmable Thermostat | 0.36567 | 0.4408 | 0.82956 | 0 | 0 | 0 | Fail RIM | [11 empty] | Commercial | Anti-Sweat Controls | Warehouse | Existing | E_WR_Anti-Sweat Controls | 1.4937 | 0.38563 | 3.8735 | 0 | 0 | 0 | Fail 2-year Threshold
[11 empty] | Commercial | Programmable Thermostat | Grocery | New | N_GR_Programmable Thermostat | 5.0386 | 0.98803 | 5.0996 | 0 | 0 | 0 | Fail RIM | [11 empty] | Commercial | Anti-Sweat Controls | Assembly | New | N_AS_Anti-Sweat Controls | 1.4937 | 0.38563 | 3.8735 | 0 | 0 | 0 | Fail 2-year Threshold
[11 empty] | Commercial | Programmable Thermostat | Healthcare | New | N_HC_Programmable Thermostat | 0.63683 | 0.30406 | 2.0944 | 0 | 0 | 0 | Fail RIM | [11 empty] | Commercial | Anti-Sweat Controls | College and University | New | N_CU_Anti-Sweat Controls | 1.8244 | 0.47099 | 3.8735 | 0 | 0 | 0 | Fail 2-year Threshold
[11 empty] | Commercial | Programmable Thermostat | Hospitals | New | N_HS_Programmable Thermostat | 0.97344 | 0.4408 | 2.2084 | 0 | 0 | 0 | Fail RIM | [11 empty] | Commercial | Anti-Sweat Controls | Grocery | New | N_GR_Anti-Sweat Controls | 1.4937 | 0.38563 | 3.8735 | 0 | 0 | 0 | Fail 2-year Threshold
[11 empty] | Commercial | Programmable Thermostat | Institutional | New | N_IN_Programmable Thermostat | 0.73618 | 0.30406 | 2.4212 | 0 | 0 | 0 | Fail RIM | [11 empty] | Commercial | Anti-Sweat Controls | Healthcare | New | N_HC_Anti-Sweat Controls | 1.8244 | 0.47099 | 3.8735 | 0 | 0 | 0 | Fail 2-year Threshold
[11 empty] | Commercial | Programmable Thermostat | Miscellaneous | New | N_MS_Programmable Thermostat | 0.51651 | 0.30406 | 1.6987 | 0 | 0 | 0 | Fail RIM | [11 empty] | Commercial | Anti-Sweat Controls | Hospitals | New | N_HS_Anti-Sweat Controls | 1.8244 | 0.47099 | 3.8735 | 0 | 0 | 0 | Fail 2-year Threshold
[11 empty] | Commercial | Programmable Thermostat | Offices | New | N_OF_Programmable Thermostat | 0.68606 | 0.30406 | 2.2564 | 0 | 0 | 0 | Fail RIM | [11 empty] | Commercial | Anti-Sweat Controls | Institutional | New | N_IN_Anti-Sweat Controls | 1.4937 | 0.38563 | 3.8735 | 0 | 0 | 0 | Fail 2-year Threshold
[11 empty] | Commercial | Programmable Thermostat | Restaurants | New | N_RS_Programmable Thermostat | 4.2002 | 0.98803 | 4.2511 | 0 | 0 | 0 | Fail RIM | [11 empty] | Commercial | Anti-Sweat Controls | Lodging/Hospitality | New | N_LG_Anti-Sweat Controls | 1.8244 | 0.47099 | 3.8735 | 0 | 0 | 0 | Fail 2-year Threshold
[11 empty] | Commercial | Programmable Thermostat | Retail | New | N_RT_Programmable Thermostat | 0.91727 | 0.98803 | 0.92838 | 0 | 0 | 0 | Fail RIM | [11 empty] | Commercial | Anti-Sweat Controls | Miscellaneous | New | N_MS_Anti-Sweat Controls | 1.4937 | 0.38563 | 3.8735 | 0 | 0 | 0 | Fail 2-year Threshold
[11 empty] | Commercial | Programmable Thermostat | Schools K-12 | New | N_SC_Programmable Thermostat | 0.25117 | 0.30406 | 0.82606 | 0 | 0 | 0 | Fail RIM | [11 empty] | Commercial | Anti-Sweat Controls | Offices | New | N_OF_Anti-Sweat Controls | 1.4937 | 0.38563 | 3.8735 | 0 | 0 | 0 | Fail 2-year Threshold
[11 empty] | Commercial | Programmable Thermostat | Warehouse | New | N_WR_Programmable Thermostat | 0.080611 | 0.30406 | 0.26512 | 0 | 0 | 0 | Fail RIM | [11 empty] | Commercial | Anti-Sweat Controls | Restaurants | New | N_RS_Anti-Sweat Controls | 1.8244 | 0.47099 | 3.8735 | 0 | 0 | 0 | Fail 2-year Threshold
[11 empty] | Commercial | Roof Insulation | Assembly | Existing | E_AS_Roof Insulation | 0.64714 | 1.218 | 0.5313 | 0 | 0 | 0 | Fail PCT | [11 empty] | Commercial | Anti-Sweat Controls | Retail | New | N_RT_Anti-Sweat Controls | 1.4937 | 0.38563 | 3.8735 | 0 | 0 | 0 | Fail 2-year Threshold
[11 empty] | Commercial | Roof Insulation | College and University | Existing | E_CU_Roof Insulation | 0.64336 | 1.2109 | 0.5313 | 0 | 0 | 0 | Fail PCT | [11 empty] | Commercial | Anti-Sweat Controls | Schools K-12 | New | N_SC_Anti-Sweat Controls | 1.8244 | 0.47099 | 3.8735 | 0 | 0 | 0 | Fail 2-year Threshold
[11 empty] | Commercial | Roof Insulation | Grocery | Existing | E_GR_Roof Insulation | 0.66409 | 1.2499 | 0.5313 | 0 | 0 | 0 | Fail PCT | [11 empty] | Commercial | Anti-Sweat Controls | Warehouse | New | N_WR_Anti-Sweat Controls | 1.4937 | 0.38563 | 3.8735 | 0 | 0 | 0 | Fail 2-year Threshold
[11 empty] | Commercial | Roof Insulation | Healthcare | Existing | E_HC_Roof Insulation | 0.64714 | 1.218 | 0.5313 | 0 | 0 | 0 | Fail PCT | [11 empty] | Commercial | Automatic Door Closer for Walk-in Coolers and Freezers | Assembly | Existing | E_AS_Automatic Door Closer for Walk-in Coolers and Freezers | 0.078343 | 0.48533 | 0.16142 | 0 | 0 | 0 | Fail TRC
[11 empty] | Commercial | Roof Insulation | Hospitals | Existing | E_HS_Roof Insulation | 0.64336 | 1.2109 | 0.5313 | 0 | 0 | 0 | Fail PCT | [11 empty] | Commercial | Automatic Door Closer for Walk-in Coolers and Freezers | College and University | Existing | E_CU_Automatic Door Closer for Walk-in Coolers and Freezers | 0.076028 | 0.47099 | 0.16142 | 0 | 0 | 0 | Fail TRC
[11 empty] | Commercial | Roof Insulation | Institutional | Existing | E_IN_Roof Insulation | 0.64714 | 1.218 | 0.5313 | 0 | 0 | 0 | Fail PCT | [11 empty] | Commercial | Automatic Door Closer for Walk-in Coolers and Freezers | Grocery | Existing | E_GR_Automatic Door Closer for Walk-in Coolers and Freezers | 0.078343 | 0.48533 | 0.16142 | 0 | 0 | 0 | Fail TRC
[11 empty] | Commercial | Roof Insulation | Lodging/Hospitality | Existing | E_LG_Roof Insulation | 0.64336 | 1.2109 | 0.5313 | 0 | 0 | 0 | Fail PCT | [11 empty] | Commercial | Automatic Door Closer for Walk-in Coolers and Freezers | Healthcare | Existing | E_HC_Automatic Door Closer for Walk-in Coolers and Freezers | 0.076028 | 0.47099 | 0.16142 | 0 | 0 | 0 | Fail TRC
[11 empty] | Commercial | Roof Insulation | Miscellaneous | Existing | E_MS_Roof Insulation | 0.64714 | 1.218 | 0.5313 | 0 | 0 | 0 | Fail PCT | [11 empty] | Commercial | Automatic Door Closer for Walk-in Coolers and Freezers | Hospitals | Existing | E_HS_Automatic Door Closer for Walk-in Coolers and Freezers | 0.076028 | 0.47099 | 0.16142 | 0 | 0 | 0 | Fail TRC
[11 empty] | Commercial | Roof Insulation | Offices | Existing | E_OF_Roof Insulation | 0.64714 | 1.218 | 0.5313 | 0 | 0 | 0 | Fail PCT | [11 empty] | Commercial | Automatic Door Closer for Walk-in Coolers and Freezers | Institutional | Existing | E_IN_Automatic Door Closer for Walk-in Coolers and Freezers | 0.078343 | 0.48533 | 0.16142 | 0 | 0 | 0 | Fail TRC
[11 empty] | Commercial | Roof Insulation | Restaurants | Existing | E_RS_Roof Insulation | 0.66409 | 1.2499 | 0.5313 | 0 | 0 | 0 | Fail PCT | [11 empty] | Commercial | Automatic Door Closer for Walk-in Coolers and Freezers | Lodging/Hospitality | Existing | E_LG_Automatic Door Closer for Walk-in Coolers and Freezers | 0.076028 | 0.47099 | 0.16142 | 0 | 0 | 0 | Fail TRC
[11 empty] | Commercial | Roof Insulation | Retail | Existing | E_RT_Roof Insulation | 0.66409 | 1.2499 | 0.5313 | 0 | 0 | 0 | Fail PCT | [11 empty] | Commercial | Automatic Door Closer for Walk-in Coolers and Freezers | Miscellaneous | Existing | E_MS_Automatic Door Closer for Walk-in Coolers and Freezers | 0.078343 | 0.48533 | 0.16142 | 0 | 0 | 0 | Fail TRC
[11 empty] | Commercial | Roof Insulation | Schools K-12 | Existing | E_SC_Roof Insulation | 0.64714 | 1.218 | 0.5313 | 0 | 0 | 0 | Fail PCT | [11 empty] | Commercial | Automatic Door Closer for Walk-in Coolers and Freezers | Offices | Existing | E_OF_Automatic Door Closer for Walk-in Coolers and Freezers | 0.078343 | 0.48533 | 0.16142 | 0 | 0 | 0 | Fail TRC
[11 empty] | Commercial | Roof Insulation | Warehouse | Existing | E_WR_Roof Insulation | 0.37748 | 0.71049 | 0.5313 | 0 | 0 | 0 | Fail RIM | [11 empty] | Commercial | Automatic Door Closer for Walk-in Coolers and Freezers | Restaurants | Existing | E_RS_Automatic Door Closer for Walk-in Coolers and Freezers | 0.076028 | 0.47099 | 0.16142 | 0 | 0 | 0 | Fail TRC
[11 empty] | Commercial | Roof Insulation | Assembly | New | N_AS_Roof Insulation | 0.31745 | 1.218 | 0.26062 | 0 | 0 | 0 | Fail PCT | [11 empty] | Commercial | Automatic Door Closer for Walk-in Coolers and Freezers | Retail | Existing | E_RT_Automatic Door Closer for Walk-in Coolers and Freezers | 0.078343 | 0.48533 | 0.16142 | 0 | 0 | 0 | Fail TRC
[11 empty] | Commercial | Roof Insulation | College and University | New | N_CU_Roof Insulation | 0.31559 | 1.2109 | 0.26062 | 0 | 0 | 0 | Fail PCT | [11 empty] | Commercial | Automatic Door Closer for Walk-in Coolers and Freezers | Schools K-12 | Existing | E_SC_Automatic Door Closer for Walk-in Coolers and Freezers | 0.076028 | 0.47099 | 0.16142 | 0 | 0 | 0 | Fail TRC
[11 empty] | Commercial | Roof Insulation | Grocery | New | N_GR_Roof Insulation | 0.32576 | 1.2499 | 0.26062 | 0 | 0 | 0 | Fail PCT | [11 empty] | Commercial | Automatic Door Closer for Walk-in Coolers and Freezers | Warehouse | Existing | E_WR_Automatic Door Closer for Walk-in Coolers and Freezers | 0.078343 | 0.48533 | 0.16142 | 0 | 0 | 0 | Fail TRC
[11 empty] | Commercial | Roof Insulation | Healthcare | New | N_HC_Roof Insulation | 0.31745 | 1.218 | 0.26062 | 0 | 0 | 0 | Fail PCT | [11 empty] | Commercial | Automatic Door Closer for Walk-in Coolers and Freezers | Assembly | New | N_AS_Automatic Door Closer for Walk-in Coolers and Freezers | 0.078343 | 0.48533 | 0.16142 | 0 | 0 | 0 | Fail TRC
[11 empty] | Commercial | Roof Insulation | Hospitals | New | N_HS_Roof Insulation | 0.31559 | 1.2109 | 0.26062 | 0 | 0 | 0 | Fail PCT | [11 empty] | Commercial | Automatic Door Closer for Walk-in Coolers and Freezers | College and University | New | N_CU_Automatic Door Closer for Walk-in Coolers and Freezers | 0.076028 | 0.47099 | 0.16142 | 0 | 0 | 0 | Fail TRC
[11 empty] | Commercial | Roof Insulation | Institutional | New | N_IN_Roof Insulation | 0.31745 | 1.218 | 0.26062 | 0 | 0 | 0 | Fail PCT | [11 empty] | Commercial | Automatic Door Closer for Walk-in Coolers and Freezers | Grocery | New | N_GR_Automatic Door Closer for Walk-in Coolers and Freezers | 0.078343 | 0.48533 | 0.16142 | 0 | 0 | 0 | Fail TRC
[11 empty] | Commercial | Roof Insulation | Lodging/Hospitality | New | N_LG_Roof Insulation | 0.31559 | 1.2109 | 0.26062 | 0 | 0 | 0 | Fail PCT | [11 empty] | Commercial | Automatic Door Closer for Walk-in Coolers and Freezers | Healthcare | New | N_HC_Automatic Door Closer for Walk-in Coolers and Freezers | 0.076028 | 0.47099 | 0.16142 | 0 | 0 | 0 | Fail TRC
[11 empty] | Commercial | Roof Insulation | Miscellaneous | New | N_MS_Roof Insulation | 0.31745 | 1.218 | 0.26062 | 0 | 0 | 0 | Fail PCT | [11 empty] | Commercial | Automatic Door Closer for Walk-in Coolers and Freezers | Hospitals | New | N_HS_Automatic Door Closer for Walk-in Coolers and Freezers | 0.076028 | 0.47099 | 0.16142 | 0 | 0 | 0 | Fail TRC
[11 empty] | Commercial | Roof Insulation | Offices | New | N_OF_Roof Insulation | 0.31745 | 1.218 | 0.26062 | 0 | 0 | 0 | Fail PCT | [11 empty] | Commercial | Automatic Door Closer for Walk-in Coolers and Freezers | Institutional | New | N_IN_Automatic Door Closer for Walk-in Coolers and Freezers | 0.078343 | 0.48533 | 0.16142 | 0 | 0 | 0 | Fail TRC
[11 empty] | Commercial | Roof Insulation | Restaurants | New | N_RS_Roof Insulation | 0.32576 | 1.2499 | 0.26062 | 0 | 0 | 0 | Fail PCT | [11 empty] | Commercial | Automatic Door Closer for Walk-in Coolers and Freezers | Lodging/Hospitality | New | N_LG_Automatic Door Closer for Walk-in Coolers and Freezers | 0.076028 | 0.47099 | 0.16142 | 0 | 0 | 0 | Fail TRC
[11 empty] | Commercial | Roof Insulation | Retail | New | N_RT_Roof Insulation | 0.32576 | 1.2499 | 0.26062 | 0 | 0 | 0 | Fail PCT | [11 empty] | Commercial | Automatic Door Closer for Walk-in Coolers and Freezers | Miscellaneous | New | N_MS_Automatic Door Closer for Walk-in Coolers and Freezers | 0.078343 | 0.48533 | 0.16142 | 0 | 0 | 0 | Fail TRC
[11 empty] | Commercial | Roof Insulation | Schools K-12 | New | N_SC_Roof Insulation | 0.31745 | 1.218 | 0.26062 | 0 | 0 | 0 | Fail PCT | [11 empty] | Commercial | Automatic Door Closer for Walk-in Coolers and Freezers | Offices | New | N_OF_Automatic Door Closer for Walk-in Coolers and Freezers | 0.078343 | 0.48533 | 0.16142 | 0 | 0 | 0 | Fail TRC
[11 empty] | Commercial | Roof Insulation | Warehouse | New | N_WR_Roof Insulation | 0.18517 | 0.71049 | 0.26062 | 0 | 0 | 0 | Fail RIM | [11 empty] | Commercial | Automatic Door Closer for Walk-in Coolers and Freezers | Restaurants | New | N_RS_Automatic Door Closer for Walk-in Coolers and Freezers | 0.076028 | 0.47099 | 0.16142 | 0 | 0 | 0 | Fail TRC
[11 empty] | Commercial | Smart Thermostat | Assembly | Existing | E_AS_Smart Thermostat | 0.28563 | 0.30406 | 0.93941 | 0 | 0 | 0 | Fail RIM | [11 empty] | Commercial | Automatic Door Closer for Walk-in Coolers and Freezers | Retail | New | N_RT_Automatic Door Closer for Walk-in Coolers and Freezers | 0.078343 | 0.48533 | 0.16142 | 0 | 0 | 0 | Fail TRC
[11 empty] | Commercial | Smart Thermostat | College and University | Existing | E_CU_Smart Thermostat | 0.6487 | 0.4408 | 1.4717 | 0 | 0 | 0 | Fail RIM | [11 empty] | Commercial | Automatic Door Closer for Walk-in Coolers and Freezers | Schools K-12 | New | N_SC_Automatic Door Closer for Walk-in Coolers and Freezers | 0.076028 | 0.47099 | 0.16142 | 0 | 0 | 0 | Fail TRC
[11 empty] | Commercial | Smart Thermostat | Grocery | Existing | E_GR_Smart Thermostat | 8.9385 | 0.98803 | 9.0469 | 0 | 0 | 0 | Fail RIM | [11 empty] | Commercial | Automatic Door Closer for Walk-in Coolers and Freezers | Warehouse | New | N_WR_Automatic Door Closer for Walk-in Coolers and Freezers | 0.078343 | 0.48533 | 0.16142 | 0 | 0 | 0 | Fail TRC
[11 empty] | Commercial | Smart Thermostat | Healthcare | Existing | E_HC_Smart Thermostat | 1.1297 | 0.30406 | 3.7156 | 0 | 0 | 0 | Fail RIM | [11 empty] | Commercial | Demand Defrost | Assembly | Existing | E_AS_Demand Defrost | 0.24661 | 0.52859 | 0.46654 | 0 | 0 | 0 | Fail TRC
[11 empty] | Commercial | Smart Thermostat | Hospitals | Existing | E_HS_Smart Thermostat | 1.7269 | 0.4408 | 3.9177 | 0 | 0 | 0 | Fail RIM | [11 empty] | Commercial | Demand Defrost | College and University | Existing | E_CU_Demand Defrost | 0.2386 | 0.51142 | 0.46654 | 0 | 0 | 0 | Fail TRC
[11 empty] | Commercial | Smart Thermostat | Institutional | Existing | E_IN_Smart Thermostat | 1.306 | 0.30406 | 4.2953 | 0 | 0 | 0 | Fail RIM | [11 empty] | Commercial | Demand Defrost | Grocery | Existing | E_GR_Demand Defrost | 0.24661 | 0.52859 | 0.46654 | 0 | 0 | 0 | Fail TRC
[11 empty] | Commercial | Smart Thermostat | Miscellaneous | Existing | E_MS_Smart Thermostat | 0.91631 | 0.30406 | 3.0136 | 0 | 0 | 0 | Fail RIM | [11 empty] | Commercial | Demand Defrost | Healthcare | Existing | E_HC_Demand Defrost | 0.2386 | 0.51142 | 0.46654 | 0 | 0 | 0 | Fail TRC
[11 empty] | Commercial | Smart Thermostat | Offices | Existing | E_OF_Smart Thermostat | 1.2171 | 0.30406 | 4.0029 | 0 | 0 | 0 | Fail RIM | [11 empty] | Commercial | Demand Defrost | Hospitals | Existing | E_HS_Demand Defrost | 0.2386 | 0.51142 | 0.46654 | 0 | 0 | 0 | Fail TRC
[11 empty] | Commercial | Smart Thermostat | Restaurants | Existing | E_RS_Smart Thermostat | 7.4512 | 0.98803 | 7.5415 | 0 | 0 | 0 | Fail RIM | [11 empty] | Commercial | Demand Defrost | Institutional | Existing | E_IN_Demand Defrost | 0.24661 | 0.52859 | 0.46654 | 0 | 0 | 0 | Fail TRC
[11 empty] | Commercial | Smart Thermostat | Retail | Existing | E_RT_Smart Thermostat | 1.6273 | 0.98803 | 1.647 | 0 | 0 | 0 | Fail RIM | [11 empty] | Commercial | Demand Defrost | Lodging/Hospitality | Existing | E_LG_Demand Defrost | 0.2386 | 0.51142 | 0.46654 | 0 | 0 | 0 | Fail TRC
[11 empty] | Commercial | Smart Thermostat | Schools K-12 | Existing | E_SC_Smart Thermostat | 0.44558 | 0.30406 | 1.4654 | 0 | 0 | 0 | Fail RIM | [11 empty] | Commercial | Demand Defrost | Miscellaneous | Existing | E_MS_Demand Defrost | 0.24661 | 0.52859 | 0.46654 | 0 | 0 | 0 | Fail TRC
[11 empty] | Commercial | Smart Thermostat | Warehouse | Existing | E_WR_Smart Thermostat | 0.14301 | 0.30406 | 0.47033 | 0 | 0 | 0 | Fail RIM | [11 empty] | Commercial | Demand Defrost | Offices | Existing | E_OF_Demand Defrost | 0.24661 | 0.52859 | 0.46654 | 0 | 0 | 0 | Fail TRC
[11 empty] | Commercial | Smart Thermostat | Assembly | New | N_AS_Smart Thermostat | 0.28563 | 0.30406 | 0.93941 | 0 | 0 | 0 | Fail RIM | [11 empty] | Commercial | Demand Defrost | Restaurants | Existing | E_RS_Demand Defrost | 0.2386 | 0.51142 | 0.46654 | 0 | 0 | 0 | Fail TRC
[11 empty] | Commercial | Smart Thermostat | College and University | New | N_CU_Smart Thermostat | 0.6487 | 0.4408 | 1.4717 | 0 | 0 | 0 | Fail RIM | [11 empty] | Commercial | Demand Defrost | Retail | Existing | E_RT_Demand Defrost | 0.24661 | 0.52859 | 0.46654 | 0 | 0 | 0 | Fail TRC
[11 empty] | Commercial | Smart Thermostat | Grocery | New | N_GR_Smart Thermostat | 8.9385 | 0.98803 | 9.0469 | 0 | 0 | 0 | Fail RIM | [11 empty] | Commercial | Demand Defrost | Schools K-12 | Existing | E_SC_Demand Defrost | 0.2386 | 0.51142 | 0.46654 | 0 | 0 | 0 | Fail TRC
[11 empty] | Commercial | Smart Thermostat | Healthcare | New | N_HC_Smart Thermostat | 1.1297 | 0.30406 | 3.7156 | 0 | 0 | 0 | Fail RIM | [11 empty] | Commercial | Demand Defrost | Warehouse | Existing | E_WR_Demand Defrost | 0.24661 | 0.52859 | 0.46654 | 0 | 0 | 0 | Fail TRC
[11 empty] | Commercial | Smart Thermostat | Hospitals | New | N_HS_Smart Thermostat | 1.7269 | 0.4408 | 3.9177 | 0 | 0 | 0 | Fail RIM | [11 empty] | Commercial | Demand Defrost | Assembly | New | N_AS_Demand Defrost | 0.24661 | 0.52859 | 0.46654 | 0 | 0 | 0 | Fail TRC
[11 empty] | Commercial | Smart Thermostat | Institutional | New | N_IN_Smart Thermostat | 1.306 | 0.30406 | 4.2953 | 0 | 0 | 0 | Fail RIM | [11 empty] | Commercial | Demand Defrost | College and University | New | N_CU_Demand Defrost | 0.2386 | 0.51142 | 0.46654 | 0 | 0 | 0 | Fail TRC
[11 empty] | Commercial | Smart Thermostat | Miscellaneous | New | N_MS_Smart Thermostat | 0.91631 | 0.30406 | 3.0136 | 0 | 0 | 0 | Fail RIM | [11 empty] | Commercial | Demand Defrost | Grocery | New | N_GR_Demand Defrost | 0.24661 | 0.52859 | 0.46654 | 0 | 0 | 0 | Fail TRC
[11 empty] | Commercial | Smart Thermostat | Offices | New | N_OF_Smart Thermostat | 1.2171 | 0.30406 | 4.0029 | 0 | 0 | 0 | Fail RIM | [11 empty] | Commercial | Demand Defrost | Healthcare | New | N_HC_Demand Defrost | 0.2386 | 0.51142 | 0.46654 | 0 | 0 | 0 | Fail TRC
[11 empty] | Commercial | Smart Thermostat | Restaurants | New | N_RS_Smart Thermostat | 7.4512 | 0.98803 | 7.5415 | 0 | 0 | 0 | Fail RIM | [11 empty] | Commercial | Demand Defrost | Hospitals | New | N_HS_Demand Defrost | 0.2386 | 0.51142 | 0.46654 | 0 | 0 | 0 | Fail TRC
[11 empty] | Commercial | Smart Thermostat | Retail | New | N_RT_Smart Thermostat | 1.6273 | 0.98803 | 1.647 | 0 | 0 | 0 | Fail RIM | [11 empty] | Commercial | Demand Defrost | Institutional | New | N_IN_Demand Defrost | 0.24661 | 0.52859 | 0.46654 | 0 | 0 | 0 | Fail TRC
[11 empty] | Commercial | Smart Thermostat | Schools K-12 | New | N_SC_Smart Thermostat | 0.44558 | 0.30406 | 1.4654 | 0 | 0 | 0 | Fail RIM | [11 empty] | Commercial | Demand Defrost | Lodging/Hospitality | New | N_LG_Demand Defrost | 0.2386 | 0.51142 | 0.46654 | 0 | 0 | 0 | Fail TRC
[11 empty] | Commercial | Smart Thermostat | Warehouse | New | N_WR_Smart Thermostat | 0.14301 | 0.30406 | 0.47033 | 0 | 0 | 0 | Fail RIM | [11 empty] | Commercial | Demand Defrost | Miscellaneous | New | N_MS_Demand Defrost | 0.24661 | 0.52859 | 0.46654 | 0 | 0 | 0 | Fail TRC
[11 empty] | Commercial | Wall Insulation | Warehouse | Existing | E_WR_Wall Insulation | 1.9931 | 0.71049 | 2.8053 | 0 | 0 | 0 | Fail RIM | [11 empty] | Commercial | Demand Defrost | Offices | New | N_OF_Demand Defrost | 0.24661 | 0.52859 | 0.46654 | 0 | 0 | 0 | Fail TRC
[11 empty] | Commercial | Wall Insulation | Assembly | New | N_AS_Wall Insulation | 0 | 0 | 0 | 0 | 0 | 0 | Fail RIM | [11 empty] | Commercial | Demand Defrost | Restaurants | New | N_RS_Demand Defrost | 0.2386 | 0.51142 | 0.46654 | 0 | 0 | 0 | Fail TRC
[11 empty] | Commercial | Wall Insulation | College and University | New | N_CU_Wall Insulation | 0 | 0 | 0 | 0 | 0 | 0 | Fail RIM | [11 empty] | Commercial | Demand Defrost | Retail | New | N_RT_Demand Defrost | 0.24661 | 0.52859 | 0.46654 | 0 | 0 | 0 | Fail TRC
[11 empty] | Commercial | Wall Insulation | Grocery | New | N_GR_Wall Insulation | 0 | 0 | 0 | 0 | 0 | 0 | Fail RIM | [11 empty] | Commercial | Demand Defrost | Schools K-12 | New | N_SC_Demand Defrost | 0.2386 | 0.51142 | 0.46654 | 0 | 0 | 0 | Fail TRC
[11 empty] | Commercial | Wall Insulation | Healthcare | New | N_HC_Wall Insulation | 0 | 0 | 0 | 0 | 0 | 0 | Fail RIM | [11 empty] | Commercial | Demand Defrost | Warehouse | New | N_WR_Demand Defrost | 0.24661 | 0.52859 | 0.46654 | 0 | 0 | 0 | Fail TRC
[11 empty] | Commercial | Wall Insulation | Hospitals | New | N_HS_Wall Insulation | 0 | 0 | 0 | 0 | 0 | 0 | Fail RIM | [11 empty] | Commercial | Floating Head Pressure Controls | Assembly | Existing | E_AS_Floating Head Pressure Controls | 5.5258 | 0.607 | 9.1035 | 0 | 0 | 0 | Fail 2-year Threshold
[11 empty] | Commercial | Wall Insulation | Institutional | New | N_IN_Wall Insulation | 0 | 0 | 0 | 0 | 0 | 0 | Fail RIM | [11 empty] | Commercial | Floating Head Pressure Controls | College and University | Existing | E_CU_Floating Head Pressure Controls | 5.1237 | 0.56283 | 9.1035 | 0 | 0 | 0 | Fail 2-year Threshold
[11 empty] | Commercial | Wall Insulation | Lodging/Hospitality | New | N_LG_Wall Insulation | 0 | 0 | 0 | 0 | 0 | 0 | Fail RIM | [11 empty] | Commercial | Floating Head Pressure Controls | Grocery | Existing | E_GR_Floating Head Pressure Controls | 5.5258 | 0.607 | 9.1035 | 0 | 0 | 0 | Fail 2-year Threshold
[11 empty] | Commercial | Wall Insulation | Miscellaneous | New | N_MS_Wall Insulation | 0 | 0 | 0 | 0 | 0 | 0 | Fail RIM | [11 empty] | Commercial | Floating Head Pressure Controls | Healthcare | Existing | E_HC_Floating Head Pressure Controls | 5.1237 | 0.56283 | 9.1035 | 0 | 0 | 0 | Fail 2-year Threshold
[11 empty] | Commercial | Wall Insulation | Offices | New | N_OF_Wall Insulation | 0 | 0 | 0 | 0 | 0 | 0 | Fail RIM | [11 empty] | Commercial | Floating Head Pressure Controls | Hospitals | Existing | E_HS_Floating Head Pressure Controls | 5.1237 | 0.56283 | 9.1035 | 0 | 0 | 0 | Fail 2-year Threshold
[11 empty] | Commercial | Wall Insulation | Restaurants | New | N_RS_Wall Insulation | 0 | 0 | 0 | 0 | 0 | 0 | Fail RIM | [11 empty] | Commercial | Floating Head Pressure Controls | Institutional | Existing | E_IN_Floating Head Pressure Controls | 5.5258 | 0.607 | 9.1035 | 0 | 0 | 0 | Fail 2-year Threshold
[11 empty] | Commercial | Wall Insulation | Retail | New | N_RT_Wall Insulation | 0 | 0 | 0 | 0 | 0 | 0 | Fail RIM | [11 empty] | Commercial | Floating Head Pressure Controls | Lodging/Hospitality | Existing | E_LG_Floating Head Pressure Controls | 5.1237 | 0.56283 | 9.1035 | 0 | 0 | 0 | Fail 2-year Threshold
[11 empty] | Commercial | Wall Insulation | Schools K-12 | New | N_SC_Wall Insulation | 0 | 0 | 0 | 0 | 0 | 0 | Fail RIM | [11 empty] | Commercial | Floating Head Pressure Controls | Miscellaneous | Existing | E_MS_Floating Head Pressure Controls | 5.5258 | 0.607 | 9.1035 | 0 | 0 | 0 | Fail 2-year Threshold
[11 empty] | Commercial | Wall Insulation | Warehouse | New | N_WR_Wall Insulation | 0 | 0 | 0 | 0 | 0 | 0 | Fail RIM | [11 empty] | Commercial | Floating Head Pressure Controls | Offices | Existing | E_OF_Floating Head Pressure Controls | 5.5258 | 0.607 | 9.1035 | 0 | 0 | 0 | Fail 2-year Threshold
[11 empty] | Commercial | Warehouse Loading Dock Seals | Assembly | Existing | E_AS_Warehouse Loading Dock Seals | 0.21055 | 0.70389 | 0.29912 | 0 | 0 | 0 | Fail RIM | [11 empty] | Commercial | Floating Head Pressure Controls | Restaurants | Existing | E_RS_Floating Head Pressure Controls | 5.1237 | 0.56283 | 9.1035 | 0 | 0 | 0 | Fail 2-year Threshold
[11 empty] | Commercial | Warehouse Loading Dock Seals | College and University | Existing | E_CU_Warehouse Loading Dock Seals | 0.10285 | 0.70389 | 0.14612 | 0 | 0 | 0 | Fail RIM | [11 empty] | Commercial | Floating Head Pressure Controls | Retail | Existing | E_RT_Floating Head Pressure Controls | 5.5258 | 0.607 | 9.1035 | 0 | 0 | 0 | Fail 2-year Threshold
[11 empty] | Commercial | Warehouse Loading Dock Seals | Grocery | Existing | E_GR_Warehouse Loading Dock Seals | 0.71598 | 0.70389 | 1.0172 | 0 | 0 | 0 | Fail RIM | [11 empty] | Commercial | Floating Head Pressure Controls | Schools K-12 | Existing | E_SC_Floating Head Pressure Controls | 5.1237 | 0.56283 | 9.1035 | 0 | 0 | 0 | Fail 2-year Threshold
[11 empty] | Commercial | Warehouse Loading Dock Seals | Healthcare | Existing | E_HC_Warehouse Loading Dock Seals | 0.19951 | 0.70389 | 0.28344 | 0 | 0 | 0 | Fail RIM | [11 empty] | Commercial | Floating Head Pressure Controls | Warehouse | Existing | E_WR_Floating Head Pressure Controls | 5.5258 | 0.607 | 9.1035 | 0 | 0 | 0 | Fail 2-year Threshold
[11 empty] | Commercial | Warehouse Loading Dock Seals | Hospitals | Existing | E_HS_Warehouse Loading Dock Seals | 0.1032 | 0.70389 | 0.14662 | 0 | 0 | 0 | Fail RIM | [11 empty] | Commercial | Floating Head Pressure Controls | Assembly | New | N_AS_Floating Head Pressure Controls | 5.5258 | 0.607 | 9.1035 | 0 | 0 | 0 | Fail 2-year Threshold
[11 empty] | Commercial | Warehouse Loading Dock Seals | Institutional | Existing | E_IN_Warehouse Loading Dock Seals | 0.64388 | 0.70389 | 0.91475 | 0 | 0 | 0 | Fail RIM | [11 empty] | Commercial | Floating Head Pressure Controls | College and University | New | N_CU_Floating Head Pressure Controls | 5.1237 | 0.56283 | 9.1035 | 0 | 0 | 0 | Fail 2-year Threshold
[11 empty] | Commercial | Warehouse Loading Dock Seals | Lodging/Hospitality | Existing | E_LG_Warehouse Loading Dock Seals | 0.48437 | 0.70389 | 0.68813 | 0 | 0 | 0 | Fail RIM | [11 empty] | Commercial | Floating Head Pressure Controls | Grocery | New | N_GR_Floating Head Pressure Controls | 5.5258 | 0.607 | 9.1035 | 0 | 0 | 0 | Fail 2-year Threshold
[11 empty] | Commercial | Warehouse Loading Dock Seals | Miscellaneous | Existing | E_MS_Warehouse Loading Dock Seals | 0.1287 | 0.70389 | 0.18284 | 0 | 0 | 0 | Fail RIM | [11 empty] | Commercial | Floating Head Pressure Controls | Healthcare | New | N_HC_Floating Head Pressure Controls | 5.1237 | 0.56283 | 9.1035 | 0 | 0 | 0 | Fail 2-year Threshold
[11 empty] | Commercial | Warehouse Loading Dock Seals | Offices | Existing | E_OF_Warehouse Loading Dock Seals | 0.93442 | 0.70389 | 1.3275 | 0 | 0 | 0 | Fail RIM | [11 empty] | Commercial | Floating Head Pressure Controls | Hospitals | New | N_HS_Floating Head Pressure Controls | 5.1237 | 0.56283 | 9.1035 | 0 | 0 | 0 | Fail 2-year Threshold
[11 empty] | Commercial | Warehouse Loading Dock Seals | Restaurants | Existing | E_RS_Warehouse Loading Dock Seals | 0.69473 | 0.70389 | 0.98699 | 0 | 0 | 0 | Fail RIM | [11 empty] | Commercial | Floating Head Pressure Controls | Institutional | New | N_IN_Floating Head Pressure Controls | 5.5258 | 0.607 | 9.1035 | 0 | 0 | 0 | Fail 2-year Threshold
[11 empty] | Commercial | Warehouse Loading Dock Seals | Retail | Existing | E_RT_Warehouse Loading Dock Seals | 0.30348 | 0.70389 | 0.43116 | 0 | 0 | 0 | Fail RIM | [11 empty] | Commercial | Floating Head Pressure Controls | Lodging/Hospitality | New | N_LG_Floating Head Pressure Controls | 5.1237 | 0.56283 | 9.1035 | 0 | 0 | 0 | Fail 2-year Threshold
[11 empty] | Commercial | Warehouse Loading Dock Seals | Schools K-12 | Existing | E_SC_Warehouse Loading Dock Seals | 0.069309 | 0.70389 | 0.098466 | 0 | 0 | 0 | Fail RIM | [11 empty] | Commercial | Floating Head Pressure Controls | Miscellaneous | New | N_MS_Floating Head Pressure Controls | 5.5258 | 0.607 | 9.1035 | 0 | 0 | 0 | Fail 2-year Threshold
[11 empty] | Commercial | Warehouse Loading Dock Seals | Warehouse | Existing | E_WR_Warehouse Loading Dock Seals | 0.19166 | 0.70389 | 0.27228 | 0 | 0 | 0 | Fail RIM | [11 empty] | Commercial | Floating Head Pressure Controls | Offices | New | N_OF_Floating Head Pressure Controls | 5.5258 | 0.607 | 9.1035 | 0 | 0 | 0 | Fail 2-year Threshold
[11 empty] | Commercial | Warehouse Loading Dock Seals | Assembly | New | N_AS_Warehouse Loading Dock Seals | 0.20656 | 0.70389 | 0.29346 | 0 | 0 | 0 | Fail RIM | [11 empty] | Commercial | Floating Head Pressure Controls | Restaurants | New | N_RS_Floating Head Pressure Controls | 5.1237 | 0.56283 | 9.1035 | 0 | 0 | 0 | Fail 2-year Threshold
[11 empty] | Commercial | Warehouse Loading Dock Seals | College and University | New | N_CU_Warehouse Loading Dock Seals | 0.1009 | 0.70389 | 0.14335 | 0 | 0 | 0 | Fail RIM | [11 empty] | Commercial | Floating Head Pressure Controls | Retail | New | N_RT_Floating Head Pressure Controls | 5.5258 | 0.607 | 9.1035 | 0 | 0 | 0 | Fail 2-year Threshold
[11 empty] | Commercial | Warehouse Loading Dock Seals | Grocery | New | N_GR_Warehouse Loading Dock Seals | 0.70243 | 0.70389 | 0.99794 | 0 | 0 | 0 | Fail RIM | [11 empty] | Commercial | Floating Head Pressure Controls | Schools K-12 | New | N_SC_Floating Head Pressure Controls | 5.1237 | 0.56283 | 9.1035 | 0 | 0 | 0 | Fail 2-year Threshold
[11 empty] | Commercial | Warehouse Loading Dock Seals | Healthcare | New | N_HC_Warehouse Loading Dock Seals | 0.19573 | 0.70389 | 0.27807 | 0 | 0 | 0 | Fail RIM | [11 empty] | Commercial | Floating Head Pressure Controls | Warehouse | New | N_WR_Floating Head Pressure Controls | 5.5258 | 0.607 | 9.1035 | 0 | 0 | 0 | Fail 2-year Threshold
[11 empty] | Commercial | Warehouse Loading Dock Seals | Hospitals | New | N_HS_Warehouse Loading Dock Seals | 0.10125 | 0.70389 | 0.14384 | 0 | 0 | 0 | Fail RIM | [11 empty] | Commercial | Freezer-Cooler Replacement Gaskets | Assembly | Existing | E_AS_Freezer-Cooler Replacement Gaskets | 0.2559 | 0.45806 | 0.55866 | 0 | 0 | 0 | Fail TRC
[11 empty] | Commercial | Warehouse Loading Dock Seals | Institutional | New | N_IN_Warehouse Loading Dock Seals | 0.6317 | 0.70389 | 0.89744 | 0 | 0 | 0 | Fail RIM | [11 empty] | Commercial | Freezer-Cooler Replacement Gaskets | College and University | Existing | E_CU_Freezer-Cooler Replacement Gaskets | 0.2434 | 0.43568 | 0.55866 | 0 | 0 | 0 | Fail TRC
[11 empty] | Commercial | Warehouse Loading Dock Seals | Lodging/Hospitality | New | N_LG_Warehouse Loading Dock Seals | 0.4752 | 0.70389 | 0.67512 | 0 | 0 | 0 | Fail RIM | [11 empty] | Commercial | Freezer-Cooler Replacement Gaskets | Grocery | Existing | E_GR_Freezer-Cooler Replacement Gaskets | 0.2559 | 0.45806 | 0.55866 | 0 | 0 | 0 | Fail TRC
[11 empty] | Commercial | Warehouse Loading Dock Seals | Miscellaneous | New | N_MS_Warehouse Loading Dock Seals | 0.12627 | 0.70389 | 0.17938 | 0 | 0 | 0 | Fail RIM | [11 empty] | Commercial | Freezer-Cooler Replacement Gaskets | Healthcare | Existing | E_HC_Freezer-Cooler Replacement Gaskets | 0.2434 | 0.43568 | 0.55866 | 0 | 0 | 0 | Fail TRC
[11 empty] | Commercial | Warehouse Loading Dock Seals | Offices | New | N_OF_Warehouse Loading Dock Seals | 0.91674 | 0.70389 | 1.3024 | 0 | 0 | 0 | Fail RIM | [11 empty] | Commercial | Freezer-Cooler Replacement Gaskets | Hospitals | Existing | E_HS_Freezer-Cooler Replacement Gaskets | 0.2434 | 0.43568 | 0.55866 | 0 | 0 | 0 | Fail TRC
[11 empty] | Commercial | Warehouse Loading Dock Seals | Restaurants | New | N_RS_Warehouse Loading Dock Seals | 0.68158 | 0.70389 | 0.96832 | 0 | 0 | 0 | Fail RIM | [11 empty] | Commercial | Freezer-Cooler Replacement Gaskets | Institutional | Existing | E_IN_Freezer-Cooler Replacement Gaskets | 0.2559 | 0.45806 | 0.55866 | 0 | 0 | 0 | Fail TRC
[11 empty] | Commercial | Warehouse Loading Dock Seals | Retail | New | N_RT_Warehouse Loading Dock Seals | 0.29774 | 0.70389 | 0.423 | 0 | 0 | 0 | Fail RIM | [11 empty] | Commercial | Freezer-Cooler Replacement Gaskets | Lodging/Hospitality | Existing | E_LG_Freezer-Cooler Replacement Gaskets | 0.2434 | 0.43568 | 0.55866 | 0 | 0 | 0 | Fail TRC
[11 empty] | Commercial | Warehouse Loading Dock Seals | Schools K-12 | New | N_SC_Warehouse Loading Dock Seals | 0.067998 | 0.70389 | 0.096603 | 0 | 0 | 0 | Fail RIM | [11 empty] | Commercial | Freezer-Cooler Replacement Gaskets | Miscellaneous | Existing | E_MS_Freezer-Cooler Replacement Gaskets | 0.2559 | 0.45806 | 0.55866 | 0 | 0 | 0 | Fail TRC
[11 empty] | Commercial | Warehouse Loading Dock Seals | Warehouse | New | N_WR_Warehouse Loading Dock Seals | 0.18803 | 0.70389 | 0.26713 | 0 | 0 | 0 | Fail RIM | [11 empty] | Commercial | Freezer-Cooler Replacement Gaskets | Offices | Existing | E_OF_Freezer-Cooler Replacement Gaskets | 0.2559 | 0.45806 | 0.55866 | 0 | 0 | 0 | Fail TRC
[11 empty] | Commercial | Water Cooled Refrigeration Heat Recovery | Assembly | Existing | E_AS_Water Cooled Refrigeration Heat Recovery | 0.03647 | 0.43362 | 0.084107 | 0 | 0 | 0 | Fail RIM | [11 empty] | Commercial | Freezer-Cooler Replacement Gaskets | Restaurants | Existing | E_RS_Freezer-Cooler Replacement Gaskets | 0.2434 | 0.43568 | 0.55866 | 0 | 0 | 0 | Fail TRC
[11 empty] | Commercial | Water Cooled Refrigeration Heat Recovery | College and University | Existing | E_CU_Water Cooled Refrigeration Heat Recovery | 0.066135 | 0.51886 | 0.12746 | 0 | 0 | 0 | Fail RIM | [11 empty] | Commercial | Freezer-Cooler Replacement Gaskets | Retail | Existing | E_RT_Freezer-Cooler Replacement Gaskets | 0.2559 | 0.45806 | 0.55866 | 0 | 0 | 0 | Fail TRC
[11 empty] | Commercial | Water Cooled Refrigeration Heat Recovery | Grocery | Existing | E_GR_Water Cooled Refrigeration Heat Recovery | 0.35906 | 0.43362 | 0.82805 | 0 | 0 | 0 | Fail RIM | [11 empty] | Commercial | Freezer-Cooler Replacement Gaskets | Schools K-12 | Existing | E_SC_Freezer-Cooler Replacement Gaskets | 0.2434 | 0.43568 | 0.55866 | 0 | 0 | 0 | Fail TRC
[11 empty] | Commercial | Water Cooled Refrigeration Heat Recovery | Healthcare | Existing | E_HC_Water Cooled Refrigeration Heat Recovery | 0.17561 | 0.51886 | 0.33846 | 0 | 0 | 0 | Fail RIM | [11 empty] | Commercial | Freezer-Cooler Replacement Gaskets | Warehouse | Existing | E_WR_Freezer-Cooler Replacement Gaskets | 0.2559 | 0.45806 | 0.55866 | 0 | 0 | 0 | Fail TRC
[11 empty] | Commercial | Water Cooled Refrigeration Heat Recovery | Hospitals | Existing | E_HS_Water Cooled Refrigeration Heat Recovery | 0.17561 | 0.51886 | 0.33846 | 0 | 0 | 0 | Fail RIM | [11 empty] | Commercial | Freezer-Cooler Replacement Gaskets | Assembly | New | N_AS_Freezer-Cooler Replacement Gaskets | 0 | 0 | 0 | 0 | 0 | 0 | Fail TRC
[11 empty] | Commercial | Water Cooled Refrigeration Heat Recovery | Institutional | Existing | E_IN_Water Cooled Refrigeration Heat Recovery | 0.16547 | 0.43362 | 0.3816 | 0 | 0 | 0 | Fail RIM | [11 empty] | Commercial | Freezer-Cooler Replacement Gaskets | College and University | New | N_CU_Freezer-Cooler Replacement Gaskets | 0 | 0 | 0 | 0 | 0 | 0 | Fail TRC
[11 empty] | Commercial | Water Cooled Refrigeration Heat Recovery | Lodging/Hospitality | Existing | E_LG_Water Cooled Refrigeration Heat Recovery | 0.099121 | 0.51886 | 0.19104 | 0 | 0 | 0 | Fail RIM | [11 empty] | Commercial | Freezer-Cooler Replacement Gaskets | Grocery | New | N_GR_Freezer-Cooler Replacement Gaskets | 0 | 0 | 0 | 0 | 0 | 0 | Fail TRC
[11 empty] | Commercial | Water Cooled Refrigeration Heat Recovery | Miscellaneous | Existing | E_MS_Water Cooled Refrigeration Heat Recovery | 1.0613 | 0.43362 | 2.4474 | 0 | 0 | 0 | Fail RIM | [11 empty] | Commercial | Freezer-Cooler Replacement Gaskets | Healthcare | New | N_HC_Freezer-Cooler Replacement Gaskets | 0 | 0 | 0 | 0 | 0 | 0 | Fail TRC
[11 empty] | Commercial | Water Cooled Refrigeration Heat Recovery | Offices | Existing | E_OF_Water Cooled Refrigeration Heat Recovery | 0.15143 | 0.43362 | 0.34923 | 0 | 0 | 0 | Fail RIM | [11 empty] | Commercial | Freezer-Cooler Replacement Gaskets | Hospitals | New | N_HS_Freezer-Cooler Replacement Gaskets | 0 | 0 | 0 | 0 | 0 | 0 | Fail TRC
[11 empty] | Commercial | Water Cooled Refrigeration Heat Recovery | Restaurants | Existing | E_RS_Water Cooled Refrigeration Heat Recovery | 0.41525 | 0.51886 | 0.80031 | 0 | 0 | 0 | Fail RIM | [11 empty] | Commercial | Freezer-Cooler Replacement Gaskets | Institutional | New | N_IN_Freezer-Cooler Replacement Gaskets | 0 | 0 | 0 | 0 | 0 | 0 | Fail TRC
[11 empty] | Commercial | Water Cooled Refrigeration Heat Recovery | Retail | Existing | E_RT_Water Cooled Refrigeration Heat Recovery | 0.067282 | 0.43362 | 0.15516 | 0 | 0 | 0 | Fail RIM | [11 empty] | Commercial | Freezer-Cooler Replacement Gaskets | Lodging/Hospitality | New | N_LG_Freezer-Cooler Replacement Gaskets | 0 | 0 | 0 | 0 | 0 | 0 | Fail TRC
[11 empty] | Commercial | Water Cooled Refrigeration Heat Recovery | Schools K-12 | Existing | E_SC_Water Cooled Refrigeration Heat Recovery | 0.066135 | 0.51886 | 0.12746 | 0 | 0 | 0 | Fail RIM | [11 empty] | Commercial | Freezer-Cooler Replacement Gaskets | Miscellaneous | New | N_MS_Freezer-Cooler Replacement Gaskets | 0 | 0 | 0 | 0 | 0 | 0 | Fail TRC
[11 empty] | Commercial | Water Cooled Refrigeration Heat Recovery | Warehouse | Existing | E_WR_Water Cooled Refrigeration Heat Recovery | 0.017794 | 0.43362 | 0.041036 | 0 | 0 | 0 | Fail RIM | [11 empty] | Commercial | Freezer-Cooler Replacement Gaskets | Offices | New | N_OF_Freezer-Cooler Replacement Gaskets | 0 | 0 | 0 | 0 | 0 | 0 | Fail TRC
[11 empty] | Commercial | Water Cooled Refrigeration Heat Recovery | Assembly | New | N_AS_Water Cooled Refrigeration Heat Recovery | 0.03647 | 0.43362 | 0.084107 | 0 | 0 | 0 | Fail RIM | [11 empty] | Commercial | Freezer-Cooler Replacement Gaskets | Restaurants | New | N_RS_Freezer-Cooler Replacement Gaskets | 0 | 0 | 0 | 0 | 0 | 0 | Fail TRC
[11 empty] | Commercial | Water Cooled Refrigeration Heat Recovery | College and University | New | N_CU_Water Cooled Refrigeration Heat Recovery | 0.066135 | 0.51886 | 0.12746 | 0 | 0 | 0 | Fail RIM | [11 empty] | Commercial | Freezer-Cooler Replacement Gaskets | Retail | New | N_RT_Freezer-Cooler Replacement Gaskets | 0 | 0 | 0 | 0 | 0 | 0 | Fail TRC
[11 empty] | Commercial | Water Cooled Refrigeration Heat Recovery | Grocery | New | N_GR_Water Cooled Refrigeration Heat Recovery | 0.35906 | 0.43362 | 0.82805 | 0 | 0 | 0 | Fail RIM | [11 empty] | Commercial | Freezer-Cooler Replacement Gaskets | Schools K-12 | New | N_SC_Freezer-Cooler Replacement Gaskets | 0 | 0 | 0 | 0 | 0 | 0 | Fail TRC
[11 empty] | Commercial | Water Cooled Refrigeration Heat Recovery | Healthcare | New | N_HC_Water Cooled Refrigeration Heat Recovery | 0.17561 | 0.51886 | 0.33846 | 0 | 0 | 0 | Fail RIM | [11 empty] | Commercial | Freezer-Cooler Replacement Gaskets | Warehouse | New | N_WR_Freezer-Cooler Replacement Gaskets | 0 | 0 | 0 | 0 | 0 | 0 | Fail TRC
[11 empty] | Commercial | Water Cooled Refrigeration Heat Recovery | Hospitals | New | N_HS_Water Cooled Refrigeration Heat Recovery | 0.17561 | 0.51886 | 0.33846 | 0 | 0 | 0 | Fail RIM | [11 empty] | Commercial | High Efficiency Refrigeration Compressor | Assembly | Existing | E_AS_High Efficiency Refrigeration Compressor | 0.35727 | 0.59251 | 0.60298 | 0 | 0 | 0 | Fail TRC
[11 empty] | Commercial | Water Cooled Refrigeration Heat Recovery | Institutional | New | N_IN_Water Cooled Refrigeration Heat Recovery | 0.16547 | 0.43362 | 0.3816 | 0 | 0 | 0 | Fail RIM | [11 empty] | Commercial | High Efficiency Refrigeration Compressor | College and University | Existing | E_CU_High Efficiency Refrigeration Compressor | 0.33146 | 0.5497 | 0.60298 | 0 | 0 | 0 | Fail TRC
[11 empty] | Commercial | Water Cooled Refrigeration Heat Recovery | Lodging/Hospitality | New | N_LG_Water Cooled Refrigeration Heat Recovery | 0.099121 | 0.51886 | 0.19104 | 0 | 0 | 0 | Fail RIM | [11 empty] | Commercial | High Efficiency Refrigeration Compressor | Grocery | Existing | E_GR_High Efficiency Refrigeration Compressor | 0.35727 | 0.59251 | 0.60298 | 0 | 0 | 0 | Fail TRC
[11 empty] | Commercial | Water Cooled Refrigeration Heat Recovery | Miscellaneous | New | N_MS_Water Cooled Refrigeration Heat Recovery | 1.0613 | 0.43362 | 2.4474 | 0 | 0 | 0 | Fail RIM | [11 empty] | Commercial | High Efficiency Refrigeration Compressor | Healthcare | Existing | E_HC_High Efficiency Refrigeration Compressor | 0.33146 | 0.5497 | 0.60298 | 0 | 0 | 0 | Fail TRC
[11 empty] | Commercial | Water Cooled Refrigeration Heat Recovery | Offices | New | N_OF_Water Cooled Refrigeration Heat Recovery | 0.15143 | 0.43362 | 0.34923 | 0 | 0 | 0 | Fail RIM | [11 empty] | Commercial | High Efficiency Refrigeration Compressor | Hospitals | Existing | E_HS_High Efficiency Refrigeration Compressor | 0.33146 | 0.5497 | 0.60298 | 0 | 0 | 0 | Fail TRC
[11 empty] | Commercial | Water Cooled Refrigeration Heat Recovery | Restaurants | New | N_RS_Water Cooled Refrigeration Heat Recovery | 0.41525 | 0.51886 | 0.80031 | 0 | 0 | 0 | Fail RIM | [11 empty] | Commercial | High Efficiency Refrigeration Compressor | Institutional | Existing | E_IN_High Efficiency Refrigeration Compressor | 0.35727 | 0.59251 | 0.60298 | 0 | 0 | 0 | Fail TRC
[11 empty] | Commercial | Water Cooled Refrigeration Heat Recovery | Retail | New | N_RT_Water Cooled Refrigeration Heat Recovery | 0.067282 | 0.43362 | 0.15516 | 0 | 0 | 0 | Fail RIM | [11 empty] | Commercial | High Efficiency Refrigeration Compressor | Lodging/Hospitality | Existing | E_LG_High Efficiency Refrigeration Compressor | 0.33146 | 0.5497 | 0.60298 | 0 | 0 | 0 | Fail TRC
[11 empty] | Commercial | Water Cooled Refrigeration Heat Recovery | Schools K-12 | New | N_SC_Water Cooled Refrigeration Heat Recovery | 0.066135 | 0.51886 | 0.12746 | 0 | 0 | 0 | Fail RIM | [11 empty] | Commercial | High Efficiency Refrigeration Compressor | Miscellaneous | Existing | E_MS_High Efficiency Refrigeration Compressor | 0.35727 | 0.59251 | 0.60298 | 0 | 0 | 0 | Fail TRC
[11 empty] | Commercial | Water Cooled Refrigeration Heat Recovery | Warehouse | New | N_WR_Water Cooled Refrigeration Heat Recovery | 0.017794 | 0.43362 | 0.041036 | 0 | 0 | 0 | Fail RIM | [11 empty] | Commercial | High Efficiency Refrigeration Compressor | Offices | Existing | E_OF_High Efficiency Refrigeration Compressor | 0.35727 | 0.59251 | 0.60298 | 0 | 0 | 0 | Fail TRC
[11 empty] | Commercial | Waterside Economizer | Assembly | Existing | E_AS_Waterside Economizer | 0.055309 | 1.1941 | 0.046319 | 0 | 0 | 0 | Fail PCT | [11 empty] | Commercial | High Efficiency Refrigeration Compressor | Restaurants | Existing | E_RS_High Efficiency Refrigeration Compressor | 0.33146 | 0.5497 | 0.60298 | 0 | 0 | 0 | Fail TRC
[11 empty] | Commercial | Waterside Economizer | College and University | Existing | E_CU_Waterside Economizer | 0.06136 | 1.1941 | 0.051386 | 0 | 0 | 0 | Fail PCT | [11 empty] | Commercial | High Efficiency Refrigeration Compressor | Retail | Existing | E_RT_High Efficiency Refrigeration Compressor | 0.35727 | 0.59251 | 0.60298 | 0 | 0 | 0 | Fail TRC
[11 empty] | Commercial | Waterside Economizer | Grocery | Existing | E_GR_Waterside Economizer | 0.030553 | 1.1941 | 0.025587 | 0 | 0 | 0 | Fail PCT | [11 empty] | Commercial | High Efficiency Refrigeration Compressor | Schools K-12 | Existing | E_SC_High Efficiency Refrigeration Compressor | 0.33146 | 0.5497 | 0.60298 | 0 | 0 | 0 | Fail TRC
[11 empty] | Commercial | Waterside Economizer | Healthcare | Existing | E_HC_Waterside Economizer | 0.12035 | 1.1941 | 0.10079 | 0 | 0 | 0 | Fail PCT | [11 empty] | Commercial | High Efficiency Refrigeration Compressor | Warehouse | Existing | E_WR_High Efficiency Refrigeration Compressor | 0.35727 | 0.59251 | 0.60298 | 0 | 0 | 0 | Fail TRC
[11 empty] | Commercial | Waterside Economizer | Hospitals | Existing | E_HS_Waterside Economizer | 0.114 | 1.1941 | 0.095472 | 0 | 0 | 0 | Fail PCT | [11 empty] | Commercial | High Efficiency Refrigeration Compressor | Assembly | New | N_AS_High Efficiency Refrigeration Compressor | 0.35727 | 0.59251 | 0.60298 | 0 | 0 | 0 | Fail TRC
[11 empty] | Commercial | Waterside Economizer | Institutional | Existing | E_IN_Waterside Economizer | 0.029876 | 1.1941 | 0.02502 | 0 | 0 | 0 | Fail PCT | [11 empty] | Commercial | High Efficiency Refrigeration Compressor | College and University | New | N_CU_High Efficiency Refrigeration Compressor | 0.33146 | 0.5497 | 0.60298 | 0 | 0 | 0 | Fail TRC
[11 empty] | Commercial | Waterside Economizer | Lodging/Hospitality | Existing | E_LG_Waterside Economizer | 0.091363 | 1.1941 | 0.076513 | 0 | 0 | 0 | Fail PCT | [11 empty] | Commercial | High Efficiency Refrigeration Compressor | Grocery | New | N_GR_High Efficiency Refrigeration Compressor | 0.35727 | 0.59251 | 0.60298 | 0 | 0 | 0 | Fail TRC
[11 empty] | Commercial | Waterside Economizer | Miscellaneous | Existing | E_MS_Waterside Economizer | 0.030892 | 1.1941 | 0.02587 | 0 | 0 | 0 | Fail PCT | [11 empty] | Commercial | High Efficiency Refrigeration Compressor | Healthcare | New | N_HC_High Efficiency Refrigeration Compressor | 0.33146 | 0.5497 | 0.60298 | 0 | 0 | 0 | Fail TRC
[11 empty] | Commercial | Waterside Economizer | Offices | Existing | E_OF_Waterside Economizer | 0.062249 | 1.1941 | 0.052131 | 0 | 0 | 0 | Fail PCT | [11 empty] | Commercial | High Efficiency Refrigeration Compressor | Hospitals | New | N_HS_High Efficiency Refrigeration Compressor | 0.33146 | 0.5497 | 0.60298 | 0 | 0 | 0 | Fail TRC
[11 empty] | Commercial | Waterside Economizer | Restaurants | Existing | E_RS_Waterside Economizer | 0.089628 | 1.1941 | 0.07506 | 0 | 0 | 0 | Fail PCT | [11 empty] | Commercial | High Efficiency Refrigeration Compressor | Institutional | New | N_IN_High Efficiency Refrigeration Compressor | 0.35727 | 0.59251 | 0.60298 | 0 | 0 | 0 | Fail TRC
[11 empty] | Commercial | Waterside Economizer | Retail | Existing | E_RT_Waterside Economizer | 0.070247 | 1.1941 | 0.058829 | 0 | 0 | 0 | Fail PCT | [11 empty] | Commercial | High Efficiency Refrigeration Compressor | Lodging/Hospitality | New | N_LG_High Efficiency Refrigeration Compressor | 0.33146 | 0.5497 | 0.60298 | 0 | 0 | 0 | Fail TRC
[11 empty] | Commercial | Waterside Economizer | Schools K-12 | Existing | E_SC_Waterside Economizer | 0.061064 | 1.1941 | 0.051138 | 0 | 0 | 0 | Fail PCT | [11 empty] | Commercial | High Efficiency Refrigeration Compressor | Miscellaneous | New | N_MS_High Efficiency Refrigeration Compressor | 0.35727 | 0.59251 | 0.60298 | 0 | 0 | 0 | Fail TRC
[11 empty] | Commercial | Waterside Economizer | Warehouse | Existing | E_WR_Waterside Economizer | 0.013415 | 1.1941 | 0.011234 | 0 | 0 | 0 | Fail PCT | [11 empty] | Commercial | High Efficiency Refrigeration Compressor | Offices | New | N_OF_High Efficiency Refrigeration Compressor | 0.35727 | 0.59251 | 0.60298 | 0 | 0 | 0 | Fail TRC
[11 empty] | Commercial | Waterside Economizer | Assembly | New | N_AS_Waterside Economizer | 0.055309 | 1.1941 | 0.046319 | 0 | 0 | 0 | Fail PCT | [11 empty] | Commercial | High Efficiency Refrigeration Compressor | Restaurants | New | N_RS_High Efficiency Refrigeration Compressor | 0.33146 | 0.5497 | 0.60298 | 0 | 0 | 0 | Fail TRC
[11 empty] | Commercial | Waterside Economizer | College and University | New | N_CU_Waterside Economizer | 0.06136 | 1.1941 | 0.051386 | 0 | 0 | 0 | Fail PCT | [11 empty] | Commercial | High Efficiency Refrigeration Compressor | Retail | New | N_RT_High Efficiency Refrigeration Compressor | 0.35727 | 0.59251 | 0.60298 | 0 | 0 | 0 | Fail TRC
[11 empty] | Commercial | Waterside Economizer | Grocery | New | N_GR_Waterside Economizer | 0.030553 | 1.1941 | 0.025587 | 0 | 0 | 0 | Fail PCT | [11 empty] | Commercial | High Efficiency Refrigeration Compressor | Schools K-12 | New | N_SC_High Efficiency Refrigeration Compressor | 0.33146 | 0.5497 | 0.60298 | 0 | 0 | 0 | Fail TRC
[11 empty] | Commercial | Waterside Economizer | Healthcare | New | N_HC_Waterside Economizer | 0.12035 | 1.1941 | 0.10079 | 0 | 0 | 0 | Fail PCT | [11 empty] | Commercial | High Efficiency Refrigeration Compressor | Warehouse | New | N_WR_High Efficiency Refrigeration Compressor | 0.35727 | 0.59251 | 0.60298 | 0 | 0 | 0 | Fail TRC
[11 empty] | Commercial | Waterside Economizer | Hospitals | New | N_HS_Waterside Economizer | 0.114 | 1.1941 | 0.095472 | 0 | 0 | 0 | Fail PCT | [11 empty] | Commercial | High R-Value Glass Doors | Assembly | Existing | E_AS_High R-Value Glass Doors | 0.23549 | 0.57471 | 0.40976 | 0 | 0 | 0 | Fail TRC
[11 empty] | Commercial | Waterside Economizer | Institutional | New | N_IN_Waterside Economizer | 0.029876 | 1.1941 | 0.02502 | 0 | 0 | 0 | Fail PCT | [11 empty] | Commercial | High R-Value Glass Doors | College and University | Existing | E_CU_High R-Value Glass Doors | 0.22214 | 0.54213 | 0.40976 | 0 | 0 | 0 | Fail TRC
[11 empty] | Commercial | Waterside Economizer | Lodging/Hospitality | New | N_LG_Waterside Economizer | 0.091363 | 1.1941 | 0.076513 | 0 | 0 | 0 | Fail PCT | [11 empty] | Commercial | High R-Value Glass Doors | Grocery | Existing | E_GR_High R-Value Glass Doors | 0.23549 | 0.57471 | 0.40976 | 0 | 0 | 0 | Fail TRC
[11 empty] | Commercial | Waterside Economizer | Miscellaneous | New | N_MS_Waterside Economizer | 0.030892 | 1.1941 | 0.02587 | 0 | 0 | 0 | Fail PCT | [11 empty] | Commercial | High R-Value Glass Doors | Healthcare | Existing | E_HC_High R-Value Glass Doors | 0.22214 | 0.54213 | 0.40976 | 0 | 0 | 0 | Fail TRC
[11 empty] | Commercial | Waterside Economizer | Offices | New | N_OF_Waterside Economizer | 0.062249 | 1.1941 | 0.052131 | 0 | 0 | 0 | Fail PCT | [11 empty] | Commercial | High R-Value Glass Doors | Hospitals | Existing | E_HS_High R-Value Glass Doors | 0.22214 | 0.54213 | 0.40976 | 0 | 0 | 0 | Fail TRC
[11 empty] | Commercial | Waterside Economizer | Restaurants | New | N_RS_Waterside Economizer | 0.089628 | 1.1941 | 0.07506 | 0 | 0 | 0 | Fail PCT | [11 empty] | Commercial | High R-Value Glass Doors | Institutional | Existing | E_IN_High R-Value Glass Doors | 0.23549 | 0.57471 | 0.40976 | 0 | 0 | 0 | Fail TRC
[11 empty] | Commercial | Waterside Economizer | Retail | New | N_RT_Waterside Economizer | 0.070247 | 1.1941 | 0.058829 | 0 | 0 | 0 | Fail PCT | [11 empty] | Commercial | High R-Value Glass Doors | Lodging/Hospitality | Existing | E_LG_High R-Value Glass Doors | 0.22214 | 0.54213 | 0.40976 | 0 | 0 | 0 | Fail TRC
[11 empty] | Commercial | Waterside Economizer | Schools K-12 | New | N_SC_Waterside Economizer | 0.061064 | 1.1941 | 0.051138 | 0 | 0 | 0 | Fail PCT | [11 empty] | Commercial | High R-Value Glass Doors | Miscellaneous | Existing | E_MS_High R-Value Glass Doors | 0.23549 | 0.57471 | 0.40976 | 0 | 0 | 0 | Fail TRC
[11 empty] | Commercial | Waterside Economizer | Warehouse | New | N_WR_Waterside Economizer | 0.013415 | 1.1941 | 0.011234 | 0 | 0 | 0 | Fail PCT | [11 empty] | Commercial | High R-Value Glass Doors | Offices | Existing | E_OF_High R-Value Glass Doors | 0.23549 | 0.57471 | 0.40976 | 0 | 0 | 0 | Fail TRC
[11 empty] | Commercial | Window Sun Protection | Assembly | Existing | E_AS_Window Sun Protection | 0.21853 | 0.96651 | 0.2261 | 0 | 0 | 0 | Fail RIM | [11 empty] | Commercial | High R-Value Glass Doors | Restaurants | Existing | E_RS_High R-Value Glass Doors | 0.22214 | 0.54213 | 0.40976 | 0 | 0 | 0 | Fail TRC
[11 empty] | Commercial | Window Sun Protection | College and University | Existing | E_CU_Window Sun Protection | 0.21853 | 0.96651 | 0.2261 | 0 | 0 | 0 | Fail RIM | [11 empty] | Commercial | High R-Value Glass Doors | Retail | Existing | E_RT_High R-Value Glass Doors | 0.23549 | 0.57471 | 0.40976 | 0 | 0 | 0 | Fail TRC
[11 empty] | Commercial | Window Sun Protection | Grocery | Existing | E_GR_Window Sun Protection | 0.21853 | 0.96651 | 0.2261 | 0 | 0 | 0 | Fail RIM | [11 empty] | Commercial | High R-Value Glass Doors | Schools K-12 | Existing | E_SC_High R-Value Glass Doors | 0.22214 | 0.54213 | 0.40976 | 0 | 0 | 0 | Fail TRC
[11 empty] | Commercial | Window Sun Protection | Healthcare | Existing | E_HC_Window Sun Protection | 0.21853 | 0.96651 | 0.2261 | 0 | 0 | 0 | Fail RIM | [11 empty] | Commercial | High R-Value Glass Doors | Warehouse | Existing | E_WR_High R-Value Glass Doors | 0.23549 | 0.57471 | 0.40976 | 0 | 0 | 0 | Fail TRC
[11 empty] | Commercial | Window Sun Protection | Hospitals | Existing | E_HS_Window Sun Protection | 0.21853 | 0.96651 | 0.2261 | 0 | 0 | 0 | Fail RIM | [11 empty] | Commercial | High R-Value Glass Doors | Assembly | New | N_AS_High R-Value Glass Doors | 0 | 0 | 0 | 0 | 0 | 0 | Fail TRC
[11 empty] | Commercial | Window Sun Protection | Institutional | Existing | E_IN_Window Sun Protection | 0.21853 | 0.96651 | 0.2261 | 0 | 0 | 0 | Fail RIM | [11 empty] | Commercial | High R-Value Glass Doors | College and University | New | N_CU_High R-Value Glass Doors | 0 | 0 | 0 | 0 | 0 | 0 | Fail TRC
[11 empty] | Commercial | Window Sun Protection | Lodging/Hospitality | Existing | E_LG_Window Sun Protection | 0.24472 | 1.0823 | 0.2261 | 0 | 0 | 0 | Fail PCT | [11 empty] | Commercial | High R-Value Glass Doors | Grocery | New | N_GR_High R-Value Glass Doors | 0 | 0 | 0 | 0 | 0 | 0 | Fail TRC
[11 empty] | Commercial | Window Sun Protection | Miscellaneous | Existing | E_MS_Window Sun Protection | 0.27693 | 1.2248 | 0.2261 | 0 | 0 | 0 | Fail PCT | [11 empty] | Commercial | High R-Value Glass Doors | Healthcare | New | N_HC_High R-Value Glass Doors | 0 | 0 | 0 | 0 | 0 | 0 | Fail TRC
[11 empty] | Commercial | Window Sun Protection | Offices | Existing | E_OF_Window Sun Protection | 0.21853 | 0.96651 | 0.2261 | 0 | 0 | 0 | Fail RIM | [11 empty] | Commercial | High R-Value Glass Doors | Hospitals | New | N_HS_High R-Value Glass Doors | 0 | 0 | 0 | 0 | 0 | 0 | Fail TRC
[11 empty] | Commercial | Window Sun Protection | Restaurants | Existing | E_RS_Window Sun Protection | 0.21853 | 0.96651 | 0.2261 | 0 | 0 | 0 | Fail RIM | [11 empty] | Commercial | High R-Value Glass Doors | Institutional | New | N_IN_High R-Value Glass Doors | 0 | 0 | 0 | 0 | 0 | 0 | Fail TRC
[11 empty] | Commercial | Window Sun Protection | Retail | Existing | E_RT_Window Sun Protection | 0.21853 | 0.96651 | 0.2261 | 0 | 0 | 0 | Fail RIM | [11 empty] | Commercial | High R-Value Glass Doors | Lodging/Hospitality | New | N_LG_High R-Value Glass Doors | 0 | 0 | 0 | 0 | 0 | 0 | Fail TRC
[11 empty] | Commercial | Window Sun Protection | Schools K-12 | Existing | E_SC_Window Sun Protection | 0.21853 | 0.96651 | 0.2261 | 0 | 0 | 0 | Fail RIM | [11 empty] | Commercial | High R-Value Glass Doors | Miscellaneous | New | N_MS_High R-Value Glass Doors | 0 | 0 | 0 | 0 | 0 | 0 | Fail TRC
[11 empty] | Commercial | Window Sun Protection | Warehouse | Existing | E_WR_Window Sun Protection | 0.27693 | 1.2248 | 0.2261 | 0 | 0 | 0 | Fail PCT | [11 empty] | Commercial | High R-Value Glass Doors | Offices | New | N_OF_High R-Value Glass Doors | 0 | 0 | 0 | 0 | 0 | 0 | Fail TRC
[11 empty] | Commercial | Window Sun Protection | Assembly | New | N_AS_Window Sun Protection | 0.13112 | 0.96651 | 0.13566 | 0 | 0 | 0 | Fail RIM | [11 empty] | Commercial | High R-Value Glass Doors | Restaurants | New | N_RS_High R-Value Glass Doors | 0 | 0 | 0 | 0 | 0 | 0 | Fail TRC
[11 empty] | Commercial | Window Sun Protection | College and University | New | N_CU_Window Sun Protection | 0.13112 | 0.96651 | 0.13566 | 0 | 0 | 0 | Fail RIM | [11 empty] | Commercial | High R-Value Glass Doors | Retail | New | N_RT_High R-Value Glass Doors | 0 | 0 | 0 | 0 | 0 | 0 | Fail TRC
[11 empty] | Commercial | Window Sun Protection | Grocery | New | N_GR_Window Sun Protection | 0.13112 | 0.96651 | 0.13566 | 0 | 0 | 0 | Fail RIM | [11 empty] | Commercial | High R-Value Glass Doors | Schools K-12 | New | N_SC_High R-Value Glass Doors | 0 | 0 | 0 | 0 | 0 | 0 | Fail TRC
[11 empty] | Commercial | Window Sun Protection | Healthcare | New | N_HC_Window Sun Protection | 0.13112 | 0.96651 | 0.13566 | 0 | 0 | 0 | Fail RIM | [11 empty] | Commercial | High R-Value Glass Doors | Warehouse | New | N_WR_High R-Value Glass Doors | 0 | 0 | 0 | 0 | 0 | 0 | Fail TRC
[11 empty] | Commercial | Window Sun Protection | Hospitals | New | N_HS_Window Sun Protection | 0.13112 | 0.96651 | 0.13566 | 0 | 0 | 0 | Fail RIM | [11 empty] | Commercial | Night Covers for Display Cases | Assembly | Existing | E_AS_Night Covers for Display Cases | 0.028551 | 0.4668 | 0.061165 | 0 | 0 | 0 | Fail TRC
[11 empty] | Commercial | Window Sun Protection | Institutional | New | N_IN_Window Sun Protection | 0.13112 | 0.96651 | 0.13566 | 0 | 0 | 0 | Fail RIM | [11 empty] | Commercial | Night Covers for Display Cases | College and University | Existing | E_CU_Night Covers for Display Cases | 0.028551 | 0.4668 | 0.061165 | 0 | 0 | 0 | Fail TRC
[11 empty] | Commercial | Window Sun Protection | Lodging/Hospitality | New | N_LG_Window Sun Protection | 0.14683 | 1.0823 | 0.13566 | 0 | 0 | 0 | Fail PCT | [11 empty] | Commercial | Night Covers for Display Cases | Grocery | Existing | E_GR_Night Covers for Display Cases | 0.028551 | 0.4668 | 0.061165 | 0 | 0 | 0 | Fail TRC
[11 empty] | Commercial | Window Sun Protection | Miscellaneous | New | N_MS_Window Sun Protection | 0.16616 | 1.2248 | 0.13566 | 0 | 0 | 0 | Fail PCT | [11 empty] | Commercial | Night Covers for Display Cases | Healthcare | Existing | E_HC_Night Covers for Display Cases | 0.028551 | 0.4668 | 0.061165 | 0 | 0 | 0 | Fail TRC
[11 empty] | Commercial | Window Sun Protection | Offices | New | N_OF_Window Sun Protection | 0.13112 | 0.96651 | 0.13566 | 0 | 0 | 0 | Fail RIM | [11 empty] | Commercial | Night Covers for Display Cases | Hospitals | Existing | E_HS_Night Covers for Display Cases | 0.028551 | 0.4668 | 0.061165 | 0 | 0 | 0 | Fail TRC
[11 empty] | Commercial | Window Sun Protection | Restaurants | New | N_RS_Window Sun Protection | 0.13112 | 0.96651 | 0.13566 | 0 | 0 | 0 | Fail RIM | [11 empty] | Commercial | Night Covers for Display Cases | Institutional | Existing | E_IN_Night Covers for Display Cases | 0.028551 | 0.4668 | 0.061165 | 0 | 0 | 0 | Fail TRC
[11 empty] | Commercial | Window Sun Protection | Retail | New | N_RT_Window Sun Protection | 0.13112 | 0.96651 | 0.13566 | 0 | 0 | 0 | Fail RIM | [11 empty] | Commercial | Night Covers for Display Cases | Lodging/Hospitality | Existing | E_LG_Night Covers for Display Cases | 0.028551 | 0.4668 | 0.061165 | 0 | 0 | 0 | Fail TRC
[11 empty] | Commercial | Window Sun Protection | Schools K-12 | New | N_SC_Window Sun Protection | 0.13112 | 0.96651 | 0.13566 | 0 | 0 | 0 | Fail RIM | [11 empty] | Commercial | Night Covers for Display Cases | Miscellaneous | Existing | E_MS_Night Covers for Display Cases | 0.028551 | 0.4668 | 0.061165 | 0 | 0 | 0 | Fail TRC
[11 empty] | Commercial | Window Sun Protection | Warehouse | New | N_WR_Window Sun Protection | 0.16616 | 1.2248 | 0.13566 | 0 | 0 | 0 | Fail PCT | [11 empty] | Commercial | Night Covers for Display Cases | Offices | Existing | E_OF_Night Covers for Display Cases | 0.028551 | 0.4668 | 0.061165 | 0 | 0 | 0 | Fail TRC
[11 empty] | Commercial | Bi-Level Lighting Control (Interior) | Assembly | Existing | E_AS_Bi-Level Lighting Control (Interior) | 0.21286 | 0.27498 | 0.77409 | 0 | 0 | 0 | Fail RIM | [11 empty] | Commercial | Night Covers for Display Cases | Restaurants | Existing | E_RS_Night Covers for Display Cases | 0.028551 | 0.4668 | 0.061165 | 0 | 0 | 0 | Fail TRC
[11 empty] | Commercial | Bi-Level Lighting Control (Interior) | College and University | Existing | E_CU_Bi-Level Lighting Control (Interior) | 0.32624 | 0.27498 | 1.1864 | 0 | 0 | 0 | Fail RIM | [11 empty] | Commercial | Night Covers for Display Cases | Retail | Existing | E_RT_Night Covers for Display Cases | 0.028551 | 0.4668 | 0.061165 | 0 | 0 | 0 | Fail TRC
[11 empty] | Commercial | Bi-Level Lighting Control (Interior) | Grocery | Existing | E_GR_Bi-Level Lighting Control (Interior) | 0.43245 | 0.28981 | 1.4922 | 0 | 0 | 0 | Fail RIM | [11 empty] | Commercial | Night Covers for Display Cases | Schools K-12 | Existing | E_SC_Night Covers for Display Cases | 0.028551 | 0.4668 | 0.061165 | 0 | 0 | 0 | Fail TRC
[11 empty] | Commercial | Bi-Level Lighting Control (Interior) | Healthcare | Existing | E_HC_Bi-Level Lighting Control (Interior) | 0.37213 | 0.27498 | 1.3533 | 0 | 0 | 0 | Fail RIM | [11 empty] | Commercial | Night Covers for Display Cases | Warehouse | Existing | E_WR_Night Covers for Display Cases | 0.028551 | 0.4668 | 0.061165 | 0 | 0 | 0 | Fail TRC
[11 empty] | Commercial | Bi-Level Lighting Control (Interior) | Hospitals | Existing | E_HS_Bi-Level Lighting Control (Interior) | 0.50342 | 0.27498 | 1.8308 | 0 | 0 | 0 | Fail RIM | [11 empty] | Commercial | Night Covers for Display Cases | Assembly | New | N_AS_Night Covers for Display Cases | 0.028551 | 0.4668 | 0.061165 | 0 | 0 | 0 | Fail TRC
[11 empty] | Commercial | Bi-Level Lighting Control (Interior) | Institutional | Existing | E_IN_Bi-Level Lighting Control (Interior) | 0.24416 | 0.27498 | 0.88794 | 0 | 0 | 0 | Fail RIM | [11 empty] | Commercial | Night Covers for Display Cases | College and University | New | N_CU_Night Covers for Display Cases | 0.028551 | 0.4668 | 0.061165 | 0 | 0 | 0 | Fail TRC
[11 empty] | Commercial | Bi-Level Lighting Control (Interior) | Lodging/Hospitality | Existing | E_LG_Bi-Level Lighting Control (Interior) | 0.29283 | 0.28981 | 1.0104 | 0 | 0 | 0 | Fail RIM | [11 empty] | Commercial | Night Covers for Display Cases | Grocery | New | N_GR_Night Covers for Display Cases | 0.028551 | 0.4668 | 0.061165 | 0 | 0 | 0 | Fail TRC
[11 empty] | Commercial | Bi-Level Lighting Control (Interior) | Miscellaneous | Existing | E_MS_Bi-Level Lighting Control (Interior) | 0.32624 | 0.27498 | 1.1864 | 0 | 0 | 0 | Fail RIM | [11 empty] | Commercial | Night Covers for Display Cases | Healthcare | New | N_HC_Night Covers for Display Cases | 0.028551 | 0.4668 | 0.061165 | 0 | 0 | 0 | Fail TRC
[11 empty] | Commercial | Bi-Level Lighting Control (Interior) | Offices | Existing | E_OF_Bi-Level Lighting Control (Interior) | 0.24076 | 0.27498 | 0.87556 | 0 | 0 | 0 | Fail RIM | [11 empty] | Commercial | Night Covers for Display Cases | Hospitals | New | N_HS_Night Covers for Display Cases | 0.028551 | 0.4668 | 0.061165 | 0 | 0 | 0 | Fail TRC
[11 empty] | Commercial | Bi-Level Lighting Control (Interior) | Restaurants | Existing | E_RS_Bi-Level Lighting Control (Interior) | 0.26186 | 0.28981 | 0.90355 | 0 | 0 | 0 | Fail RIM | [11 empty] | Commercial | Night Covers for Display Cases | Institutional | New | N_IN_Night Covers for Display Cases | 0.028551 | 0.4668 | 0.061165 | 0 | 0 | 0 | Fail TRC
[11 empty] | Commercial | Bi-Level Lighting Control (Interior) | Retail | Existing | E_RT_Bi-Level Lighting Control (Interior) | 0.38877 | 0.28981 | 1.3415 | 0 | 0 | 0 | Fail RIM | [11 empty] | Commercial | Night Covers for Display Cases | Lodging/Hospitality | New | N_LG_Night Covers for Display Cases | 0.028551 | 0.4668 | 0.061165 | 0 | 0 | 0 | Fail TRC
[11 empty] | Commercial | Bi-Level Lighting Control (Interior) | Schools K-12 | Existing | E_SC_Bi-Level Lighting Control (Interior) | 0.17607 | 0.27498 | 0.64032 | 0 | 0 | 0 | Fail RIM | [11 empty] | Commercial | Night Covers for Display Cases | Miscellaneous | New | N_MS_Night Covers for Display Cases | 0.028551 | 0.4668 | 0.061165 | 0 | 0 | 0 | Fail TRC
[11 empty] | Commercial | Bi-Level Lighting Control (Interior) | Warehouse | Existing | E_WR_Bi-Level Lighting Control (Interior) | 0.28302 | 0.27498 | 1.0292 | 0 | 0 | 0 | Fail RIM | [11 empty] | Commercial | Night Covers for Display Cases | Offices | New | N_OF_Night Covers for Display Cases | 0.028551 | 0.4668 | 0.061165 | 0 | 0 | 0 | Fail TRC
[11 empty] | Commercial | Bi-Level Lighting Control (Interior) | Assembly | New | N_AS_Bi-Level Lighting Control (Interior) | 0.21286 | 0.27498 | 0.77409 | 0 | 0 | 0 | Fail RIM | [11 empty] | Commercial | Night Covers for Display Cases | Restaurants | New | N_RS_Night Covers for Display Cases | 0.028551 | 0.4668 | 0.061165 | 0 | 0 | 0 | Fail TRC
[11 empty] | Commercial | Bi-Level Lighting Control (Interior) | College and University | New | N_CU_Bi-Level Lighting Control (Interior) | 0.32624 | 0.27498 | 1.1864 | 0 | 0 | 0 | Fail RIM | [11 empty] | Commercial | Night Covers for Display Cases | Retail | New | N_RT_Night Covers for Display Cases | 0.028551 | 0.4668 | 0.061165 | 0 | 0 | 0 | Fail TRC
[11 empty] | Commercial | Bi-Level Lighting Control (Interior) | Grocery | New | N_GR_Bi-Level Lighting Control (Interior) | 0.43245 | 0.28981 | 1.4922 | 0 | 0 | 0 | Fail RIM | [11 empty] | Commercial | Night Covers for Display Cases | Schools K-12 | New | N_SC_Night Covers for Display Cases | 0.028551 | 0.4668 | 0.061165 | 0 | 0 | 0 | Fail TRC
[11 empty] | Commercial | Bi-Level Lighting Control (Interior) | Healthcare | New | N_HC_Bi-Level Lighting Control (Interior) | 0.37213 | 0.27498 | 1.3533 | 0 | 0 | 0 | Fail RIM | [11 empty] | Commercial | Night Covers for Display Cases | Warehouse | New | N_WR_Night Covers for Display Cases | 0.028551 | 0.4668 | 0.061165 | 0 | 0 | 0 | Fail TRC
[11 empty] | Commercial | Bi-Level Lighting Control (Interior) | Hospitals | New | N_HS_Bi-Level Lighting Control (Interior) | 0.50342 | 0.27498 | 1.8308 | 0 | 0 | 0 | Fail RIM | [11 empty] | Commercial | Refrigerated Display Case Lighting Controls | Assembly | Existing | E_AS_Refrigerated Display Case Lighting Controls | 0.18452 | 0.48289 | 0.38211 | 0 | 0 | 0 | Fail TRC
[11 empty] | Commercial | Bi-Level Lighting Control (Interior) | Institutional | New | N_IN_Bi-Level Lighting Control (Interior) | 0.24416 | 0.27498 | 0.88794 | 0 | 0 | 0 | Fail RIM | [11 empty] | Commercial | Refrigerated Display Case Lighting Controls | College and University | Existing | E_CU_Refrigerated Display Case Lighting Controls | 0.18452 | 0.48289 | 0.38211 | 0 | 0 | 0 | Fail TRC
[11 empty] | Commercial | Bi-Level Lighting Control (Interior) | Lodging/Hospitality | New | N_LG_Bi-Level Lighting Control (Interior) | 0.29283 | 0.28981 | 1.0104 | 0 | 0 | 0 | Fail RIM | [11 empty] | Commercial | Refrigerated Display Case Lighting Controls | Grocery | Existing | E_GR_Refrigerated Display Case Lighting Controls | 0.18452 | 0.48289 | 0.38211 | 0 | 0 | 0 | Fail TRC
[11 empty] | Commercial | Bi-Level Lighting Control (Interior) | Miscellaneous | New | N_MS_Bi-Level Lighting Control (Interior) | 0.32624 | 0.27498 | 1.1864 | 0 | 0 | 0 | Fail RIM | [11 empty] | Commercial | Refrigerated Display Case Lighting Controls | Healthcare | Existing | E_HC_Refrigerated Display Case Lighting Controls | 0.18452 | 0.48289 | 0.38211 | 0 | 0 | 0 | Fail TRC
[11 empty] | Commercial | Bi-Level Lighting Control (Interior) | Offices | New | N_OF_Bi-Level Lighting Control (Interior) | 0.24076 | 0.27498 | 0.87556 | 0 | 0 | 0 | Fail RIM | [11 empty] | Commercial | Refrigerated Display Case Lighting Controls | Hospitals | Existing | E_HS_Refrigerated Display Case Lighting Controls | 0.18452 | 0.48289 | 0.38211 | 0 | 0 | 0 | Fail TRC
[11 empty] | Commercial | Bi-Level Lighting Control (Interior) | Restaurants | New | N_RS_Bi-Level Lighting Control (Interior) | 0.26186 | 0.28981 | 0.90355 | 0 | 0 | 0 | Fail RIM | [11 empty] | Commercial | Refrigerated Display Case Lighting Controls | Institutional | Existing | E_IN_Refrigerated Display Case Lighting Controls | 0.18452 | 0.48289 | 0.38211 | 0 | 0 | 0 | Fail TRC
[11 empty] | Commercial | Bi-Level Lighting Control (Interior) | Retail | New | N_RT_Bi-Level Lighting Control (Interior) | 0.38877 | 0.28981 | 1.3415 | 0 | 0 | 0 | Fail RIM | [11 empty] | Commercial | Refrigerated Display Case Lighting Controls | Lodging/Hospitality | Existing | E_LG_Refrigerated Display Case Lighting Controls | 0.18452 | 0.48289 | 0.38211 | 0 | 0 | 0 | Fail TRC
[11 empty] | Commercial | Bi-Level Lighting Control (Interior) | Schools K-12 | New | N_SC_Bi-Level Lighting Control (Interior) | 0.17607 | 0.27498 | 0.64032 | 0 | 0 | 0 | Fail RIM | [11 empty] | Commercial | Refrigerated Display Case Lighting Controls | Miscellaneous | Existing | E_MS_Refrigerated Display Case Lighting Controls | 0.18452 | 0.48289 | 0.38211 | 0 | 0 | 0 | Fail TRC
[11 empty] | Commercial | Bi-Level Lighting Control (Interior) | Warehouse | New | N_WR_Bi-Level Lighting Control (Interior) | 0.28302 | 0.27498 | 1.0292 | 0 | 0 | 0 | Fail RIM | [11 empty] | Commercial | Refrigerated Display Case Lighting Controls | Offices | Existing | E_OF_Refrigerated Display Case Lighting Controls | 0.18452 | 0.48289 | 0.38211 | 0 | 0 | 0 | Fail TRC
[11 empty] | Commercial | Interior Lighting Controls | Assembly | Existing | E_AS_Interior Lighting Controls | 0.45149 | 0.27073 | 1.6677 | 0 | 0 | 0 | Fail RIM | [11 empty] | Commercial | Refrigerated Display Case Lighting Controls | Restaurants | Existing | E_RS_Refrigerated Display Case Lighting Controls | 0.18452 | 0.48289 | 0.38211 | 0 | 0 | 0 | Fail TRC
[11 empty] | Commercial | Interior Lighting Controls | College and University | Existing | E_CU_Interior Lighting Controls | 0.692 | 0.27073 | 2.556 | 0 | 0 | 0 | Fail RIM | [11 empty] | Commercial | Refrigerated Display Case Lighting Controls | Retail | Existing | E_RT_Refrigerated Display Case Lighting Controls | 0.18452 | 0.48289 | 0.38211 | 0 | 0 | 0 | Fail TRC
[11 empty] | Commercial | Interior Lighting Controls | Grocery | Existing | E_GR_Interior Lighting Controls | 0.87034 | 0.27073 | 3.2148 | 0 | 0 | 0 | Fail RIM | [11 empty] | Commercial | Refrigerated Display Case Lighting Controls | Schools K-12 | Existing | E_SC_Refrigerated Display Case Lighting Controls | 0.18452 | 0.48289 | 0.38211 | 0 | 0 | 0 | Fail TRC
[11 empty] | Commercial | Interior Lighting Controls | Healthcare | Existing | E_HC_Interior Lighting Controls | 0.78933 | 0.27073 | 2.9156 | 0 | 0 | 0 | Fail RIM | [11 empty] | Commercial | Refrigerated Display Case Lighting Controls | Warehouse | Existing | E_WR_Refrigerated Display Case Lighting Controls | 0.18452 | 0.48289 | 0.38211 | 0 | 0 | 0 | Fail TRC
[11 empty] | Commercial | Interior Lighting Controls | Hospitals | Existing | E_HS_Interior Lighting Controls | 1.0678 | 0.27073 | 3.9442 | 0 | 0 | 0 | Fail RIM | [11 empty] | Commercial | Refrigerated Display Case Lighting Controls | Assembly | New | N_AS_Refrigerated Display Case Lighting Controls | 0.068473 | 0.48289 | 0.1418 | 0 | 0 | 0 | Fail TRC
[11 empty] | Commercial | Interior Lighting Controls | Institutional | Existing | E_IN_Interior Lighting Controls | 0.5179 | 0.27073 | 1.913 | 0 | 0 | 0 | Fail RIM | [11 empty] | Commercial | Refrigerated Display Case Lighting Controls | College and University | New | N_CU_Refrigerated Display Case Lighting Controls | 0.068473 | 0.48289 | 0.1418 | 0 | 0 | 0 | Fail TRC
[11 empty] | Commercial | Interior Lighting Controls | Lodging/Hospitality | Existing | E_LG_Interior Lighting Controls | 0.58933 | 0.27073 | 2.1768 | 0 | 0 | 0 | Fail RIM | [11 empty] | Commercial | Refrigerated Display Case Lighting Controls | Grocery | New | N_GR_Refrigerated Display Case Lighting Controls | 0.068473 | 0.48289 | 0.1418 | 0 | 0 | 0 | Fail TRC
[11 empty] | Commercial | Interior Lighting Controls | Miscellaneous | Existing | E_MS_Interior Lighting Controls | 0.692 | 0.27073 | 2.556 | 0 | 0 | 0 | Fail RIM | [11 empty] | Commercial | Refrigerated Display Case Lighting Controls | Healthcare | New | N_HC_Refrigerated Display Case Lighting Controls | 0.068473 | 0.48289 | 0.1418 | 0 | 0 | 0 | Fail TRC
[11 empty] | Commercial | Interior Lighting Controls | Offices | Existing | E_OF_Interior Lighting Controls | 0.51068 | 0.27073 | 1.8863 | 0 | 0 | 0 | Fail RIM | [11 empty] | Commercial | Refrigerated Display Case Lighting Controls | Hospitals | New | N_HS_Refrigerated Display Case Lighting Controls | 0.068473 | 0.48289 | 0.1418 | 0 | 0 | 0 | Fail TRC
[11 empty] | Commercial | Interior Lighting Controls | Restaurants | Existing | E_RS_Interior Lighting Controls | 0.52701 | 0.27073 | 1.9466 | 0 | 0 | 0 | Fail RIM | [11 empty] | Commercial | Refrigerated Display Case Lighting Controls | Institutional | New | N_IN_Refrigerated Display Case Lighting Controls | 0.068473 | 0.48289 | 0.1418 | 0 | 0 | 0 | Fail TRC
[11 empty] | Commercial | Interior Lighting Controls | Retail | Existing | E_RT_Interior Lighting Controls | 0.78242 | 0.27073 | 2.89 | 0 | 0 | 0 | Fail RIM | [11 empty] | Commercial | Refrigerated Display Case Lighting Controls | Lodging/Hospitality | New | N_LG_Refrigerated Display Case Lighting Controls | 0.068473 | 0.48289 | 0.1418 | 0 | 0 | 0 | Fail TRC
[11 empty] | Commercial | Interior Lighting Controls | Schools K-12 | Existing | E_SC_Interior Lighting Controls | 0.37347 | 0.27073 | 1.3795 | 0 | 0 | 0 | Fail RIM | [11 empty] | Commercial | Refrigerated Display Case Lighting Controls | Miscellaneous | New | N_MS_Refrigerated Display Case Lighting Controls | 0.068473 | 0.48289 | 0.1418 | 0 | 0 | 0 | Fail TRC
[11 empty] | Commercial | Interior Lighting Controls | Warehouse | Existing | E_WR_Interior Lighting Controls | 0.60032 | 0.27073 | 2.2174 | 0 | 0 | 0 | Fail RIM | [11 empty] | Commercial | Refrigerated Display Case Lighting Controls | Offices | New | N_OF_Refrigerated Display Case Lighting Controls | 0.068473 | 0.48289 | 0.1418 | 0 | 0 | 0 | Fail TRC
[11 empty] | Commercial | Interior Lighting Controls | Assembly | New | N_AS_Interior Lighting Controls | 0.45149 | 0.27073 | 1.6677 | 0 | 0 | 0 | Fail RIM | [11 empty] | Commercial | Refrigerated Display Case Lighting Controls | Restaurants | New | N_RS_Refrigerated Display Case Lighting Controls | 0.068473 | 0.48289 | 0.1418 | 0 | 0 | 0 | Fail TRC
[11 empty] | Commercial | Interior Lighting Controls | College and University | New | N_CU_Interior Lighting Controls | 0.692 | 0.27073 | 2.556 | 0 | 0 | 0 | Fail RIM | [11 empty] | Commercial | Refrigerated Display Case Lighting Controls | Retail | New | N_RT_Refrigerated Display Case Lighting Controls | 0.068473 | 0.48289 | 0.1418 | 0 | 0 | 0 | Fail TRC
[11 empty] | Commercial | Interior Lighting Controls | Grocery | New | N_GR_Interior Lighting Controls | 0.87034 | 0.27073 | 3.2148 | 0 | 0 | 0 | Fail RIM | [11 empty] | Commercial | Refrigerated Display Case Lighting Controls | Schools K-12 | New | N_SC_Refrigerated Display Case Lighting Controls | 0.068473 | 0.48289 | 0.1418 | 0 | 0 | 0 | Fail TRC
[11 empty] | Commercial | Interior Lighting Controls | Healthcare | New | N_HC_Interior Lighting Controls | 0.78933 | 0.27073 | 2.9156 | 0 | 0 | 0 | Fail RIM | [11 empty] | Commercial | Refrigerated Display Case Lighting Controls | Warehouse | New | N_WR_Refrigerated Display Case Lighting Controls | 0.068473 | 0.48289 | 0.1418 | 0 | 0 | 0 | Fail TRC
[11 empty] | Commercial | Interior Lighting Controls | Hospitals | New | N_HS_Interior Lighting Controls | 1.0678 | 0.27073 | 3.9442 | 0 | 0 | 0 | Fail RIM | [11 empty] | Commercial | Strip Curtains for Walk-ins | Assembly | Existing | E_AS_Strip Curtains for Walk-ins | 0.30908 | 0.45658 | 0.67695 | 0 | 0 | 0 | Fail TRC
[11 empty] | Commercial | Interior Lighting Controls | Institutional | New | N_IN_Interior Lighting Controls | 0.5179 | 0.27073 | 1.913 | 0 | 0 | 0 | Fail RIM | [11 empty] | Commercial | Strip Curtains for Walk-ins | College and University | Existing | E_CU_Strip Curtains for Walk-ins | 0.29493 | 0.43568 | 0.67695 | 0 | 0 | 0 | Fail TRC
[11 empty] | Commercial | Interior Lighting Controls | Lodging/Hospitality | New | N_LG_Interior Lighting Controls | 0.58933 | 0.27073 | 2.1768 | 0 | 0 | 0 | Fail RIM | [11 empty] | Commercial | Strip Curtains for Walk-ins | Grocery | Existing | E_GR_Strip Curtains for Walk-ins | 0.30908 | 0.45658 | 0.67695 | 0 | 0 | 0 | Fail TRC
[11 empty] | Commercial | Interior Lighting Controls | Miscellaneous | New | N_MS_Interior Lighting Controls | 0.692 | 0.27073 | 2.556 | 0 | 0 | 0 | Fail RIM | [11 empty] | Commercial | Strip Curtains for Walk-ins | Healthcare | Existing | E_HC_Strip Curtains for Walk-ins | 0.29493 | 0.43568 | 0.67695 | 0 | 0 | 0 | Fail TRC
[11 empty] | Commercial | Interior Lighting Controls | Offices | New | N_OF_Interior Lighting Controls | 0.51068 | 0.27073 | 1.8863 | 0 | 0 | 0 | Fail RIM | [11 empty] | Commercial | Strip Curtains for Walk-ins | Hospitals | Existing | E_HS_Strip Curtains for Walk-ins | 0.29493 | 0.43568 | 0.67695 | 0 | 0 | 0 | Fail TRC
[11 empty] | Commercial | Interior Lighting Controls | Restaurants | New | N_RS_Interior Lighting Controls | 0.52701 | 0.27073 | 1.9466 | 0 | 0 | 0 | Fail RIM | [11 empty] | Commercial | Strip Curtains for Walk-ins | Institutional | Existing | E_IN_Strip Curtains for Walk-ins | 0.30908 | 0.45658 | 0.67695 | 0 | 0 | 0 | Fail TRC
[11 empty] | Commercial | Interior Lighting Controls | Retail | New | N_RT_Interior Lighting Controls | 0.78242 | 0.27073 | 2.89 | 0 | 0 | 0 | Fail RIM | [11 empty] | Commercial | Strip Curtains for Walk-ins | Lodging/Hospitality | Existing | E_LG_Strip Curtains for Walk-ins | 0.29493 | 0.43568 | 0.67695 | 0 | 0 | 0 | Fail TRC
[11 empty] | Commercial | Interior Lighting Controls | Schools K-12 | New | N_SC_Interior Lighting Controls | 0.37347 | 0.27073 | 1.3795 | 0 | 0 | 0 | Fail RIM | [11 empty] | Commercial | Strip Curtains for Walk-ins | Miscellaneous | Existing | E_MS_Strip Curtains for Walk-ins | 0.30908 | 0.45658 | 0.67695 | 0 | 0 | 0 | Fail TRC
[11 empty] | Commercial | Interior Lighting Controls | Warehouse | New | N_WR_Interior Lighting Controls | 0.60032 | 0.27073 | 2.2174 | 0 | 0 | 0 | Fail RIM | [11 empty] | Commercial | Strip Curtains for Walk-ins | Offices | Existing | E_OF_Strip Curtains for Walk-ins | 0.30908 | 0.45658 | 0.67695 | 0 | 0 | 0 | Fail TRC
[11 empty] | Commercial | Efficient Motor Belts | Assembly | Existing | E_AS_Efficient Motor Belts | 0.098942 | 0.52481 | 0.18853 | 0 | 0 | 0 | Fail RIM | [11 empty] | Commercial | Strip Curtains for Walk-ins | Restaurants | Existing | E_RS_Strip Curtains for Walk-ins | 0.29493 | 0.43568 | 0.67695 | 0 | 0 | 0 | Fail TRC
[11 empty] | Commercial | Efficient Motor Belts | College and University | Existing | E_CU_Efficient Motor Belts | 0.096417 | 0.51142 | 0.18853 | 0 | 0 | 0 | Fail RIM | [11 empty] | Commercial | Strip Curtains for Walk-ins | Retail | Existing | E_RT_Strip Curtains for Walk-ins | 0.30908 | 0.45658 | 0.67695 | 0 | 0 | 0 | Fail TRC
[11 empty] | Commercial | Efficient Motor Belts | Grocery | Existing | E_GR_Efficient Motor Belts | 0.098942 | 0.52481 | 0.18853 | 0 | 0 | 0 | Fail RIM | [11 empty] | Commercial | Strip Curtains for Walk-ins | Schools K-12 | Existing | E_SC_Strip Curtains for Walk-ins | 0.29493 | 0.43568 | 0.67695 | 0 | 0 | 0 | Fail TRC
[11 empty] | Commercial | Efficient Motor Belts | Healthcare | Existing | E_HC_Efficient Motor Belts | 0.096417 | 0.51142 | 0.18853 | 0 | 0 | 0 | Fail RIM | [11 empty] | Commercial | Strip Curtains for Walk-ins | Warehouse | Existing | E_WR_Strip Curtains for Walk-ins | 0.30908 | 0.45658 | 0.67695 | 0 | 0 | 0 | Fail TRC
[11 empty] | Commercial | Efficient Motor Belts | Hospitals | Existing | E_HS_Efficient Motor Belts | 0.096417 | 0.51142 | 0.18853 | 0 | 0 | 0 | Fail RIM | [11 empty] | Commercial | Strip Curtains for Walk-ins | Assembly | New | N_AS_Strip Curtains for Walk-ins | 0.30908 | 0.45658 | 0.67695 | 0 | 0 | 0 | Fail TRC
[11 empty] | Commercial | Efficient Motor Belts | Institutional | Existing | E_IN_Efficient Motor Belts | 0.098942 | 0.52481 | 0.18853 | 0 | 0 | 0 | Fail RIM | [11 empty] | Commercial | Strip Curtains for Walk-ins | College and University | New | N_CU_Strip Curtains for Walk-ins | 0.29493 | 0.43568 | 0.67695 | 0 | 0 | 0 | Fail TRC
[11 empty] | Commercial | Efficient Motor Belts | Lodging/Hospitality | Existing | E_LG_Efficient Motor Belts | 0.096417 | 0.51142 | 0.18853 | 0 | 0 | 0 | Fail RIM | [11 empty] | Commercial | Strip Curtains for Walk-ins | Grocery | New | N_GR_Strip Curtains for Walk-ins | 0.30908 | 0.45658 | 0.67695 | 0 | 0 | 0 | Fail TRC
[11 empty] | Commercial | Efficient Motor Belts | Miscellaneous | Existing | E_MS_Efficient Motor Belts | 0.098942 | 0.52481 | 0.18853 | 0 | 0 | 0 | Fail RIM | [11 empty] | Commercial | Strip Curtains for Walk-ins | Healthcare | New | N_HC_Strip Curtains for Walk-ins | 0.29493 | 0.43568 | 0.67695 | 0 | 0 | 0 | Fail TRC
[11 empty] | Commercial | Efficient Motor Belts | Offices | Existing | E_OF_Efficient Motor Belts | 0.098942 | 0.52481 | 0.18853 | 0 | 0 | 0 | Fail RIM | [11 empty] | Commercial | Strip Curtains for Walk-ins | Hospitals | New | N_HS_Strip Curtains for Walk-ins | 0.29493 | 0.43568 | 0.67695 | 0 | 0 | 0 | Fail TRC
[11 empty] | Commercial | Efficient Motor Belts | Restaurants | Existing | E_RS_Efficient Motor Belts | 0.096417 | 0.51142 | 0.18853 | 0 | 0 | 0 | Fail RIM | [11 empty] | Commercial | Strip Curtains for Walk-ins | Institutional | New | N_IN_Strip Curtains for Walk-ins | 0.30908 | 0.45658 | 0.67695 | 0 | 0 | 0 | Fail TRC
[11 empty] | Commercial | Efficient Motor Belts | Retail | Existing | E_RT_Efficient Motor Belts | 0.098942 | 0.52481 | 0.18853 | 0 | 0 | 0 | Fail RIM | [11 empty] | Commercial | Strip Curtains for Walk-ins | Lodging/Hospitality | New | N_LG_Strip Curtains for Walk-ins | 0.29493 | 0.43568 | 0.67695 | 0 | 0 | 0 | Fail TRC
[11 empty] | Commercial | Efficient Motor Belts | Schools K-12 | Existing | E_SC_Efficient Motor Belts | 0.096417 | 0.51142 | 0.18853 | 0 | 0 | 0 | Fail RIM | [11 empty] | Commercial | Strip Curtains for Walk-ins | Miscellaneous | New | N_MS_Strip Curtains for Walk-ins | 0.30908 | 0.45658 | 0.67695 | 0 | 0 | 0 | Fail TRC
[11 empty] | Commercial | Efficient Motor Belts | Warehouse | Existing | E_WR_Efficient Motor Belts | 0.098942 | 0.52481 | 0.18853 | 0 | 0 | 0 | Fail RIM | [11 empty] | Commercial | Strip Curtains for Walk-ins | Offices | New | N_OF_Strip Curtains for Walk-ins | 0.30908 | 0.45658 | 0.67695 | 0 | 0 | 0 | Fail TRC
[11 empty] | Commercial | Efficient Motor Belts | Assembly | New | N_AS_Efficient Motor Belts | 0.098942 | 0.52481 | 0.18853 | 0 | 0 | 0 | Fail RIM | [11 empty] | Commercial | Strip Curtains for Walk-ins | Restaurants | New | N_RS_Strip Curtains for Walk-ins | 0.29493 | 0.43568 | 0.67695 | 0 | 0 | 0 | Fail TRC
[11 empty] | Commercial | Efficient Motor Belts | College and University | New | N_CU_Efficient Motor Belts | 0.096417 | 0.51142 | 0.18853 | 0 | 0 | 0 | Fail RIM | [11 empty] | Commercial | Strip Curtains for Walk-ins | Retail | New | N_RT_Strip Curtains for Walk-ins | 0.30908 | 0.45658 | 0.67695 | 0 | 0 | 0 | Fail TRC
[11 empty] | Commercial | Efficient Motor Belts | Grocery | New | N_GR_Efficient Motor Belts | 0.098942 | 0.52481 | 0.18853 | 0 | 0 | 0 | Fail RIM | [11 empty] | Commercial | Strip Curtains for Walk-ins | Schools K-12 | New | N_SC_Strip Curtains for Walk-ins | 0.29493 | 0.43568 | 0.67695 | 0 | 0 | 0 | Fail TRC
[11 empty] | Commercial | Efficient Motor Belts | Healthcare | New | N_HC_Efficient Motor Belts | 0.096417 | 0.51142 | 0.18853 | 0 | 0 | 0 | Fail RIM | [11 empty] | Commercial | Strip Curtains for Walk-ins | Warehouse | New | N_WR_Strip Curtains for Walk-ins | 0.30908 | 0.45658 | 0.67695 | 0 | 0 | 0 | Fail TRC
[11 empty] | Commercial | Efficient Motor Belts | Hospitals | New | N_HS_Efficient Motor Belts | 0.096417 | 0.51142 | 0.18853 | 0 | 0 | 0 | Fail RIM | [11 empty] | Commercial | CO Sensors for Parking Garage Exhaust | Assembly | Existing | E_AS_CO Sensors for Parking Garage Exhaust | 3.4159 | 0.37595 | 9.086 | 0 | 0 | 0 | Fail 2-year Threshold
[11 empty] | Commercial | Efficient Motor Belts | Institutional | New | N_IN_Efficient Motor Belts | 0.098942 | 0.52481 | 0.18853 | 0 | 0 | 0 | Fail RIM | [11 empty] | Commercial | CO Sensors for Parking Garage Exhaust | College and University | Existing | E_CU_CO Sensors for Parking Garage Exhaust | 3.4159 | 0.37595 | 9.086 | 0 | 0 | 0 | Fail 2-year Threshold
[11 empty] | Commercial | Efficient Motor Belts | Lodging/Hospitality | New | N_LG_Efficient Motor Belts | 0.096417 | 0.51142 | 0.18853 | 0 | 0 | 0 | Fail RIM | [11 empty] | Commercial | CO Sensors for Parking Garage Exhaust | Grocery | Existing | E_GR_CO Sensors for Parking Garage Exhaust | 3.4159 | 0.37595 | 9.086 | 0 | 0 | 0 | Fail 2-year Threshold
[11 empty] | Commercial | Efficient Motor Belts | Miscellaneous | New | N_MS_Efficient Motor Belts | 0.098942 | 0.52481 | 0.18853 | 0 | 0 | 0 | Fail RIM | [11 empty] | Commercial | CO Sensors for Parking Garage Exhaust | Healthcare | Existing | E_HC_CO Sensors for Parking Garage Exhaust | 3.4159 | 0.37595 | 9.086 | 0 | 0 | 0 | Fail 2-year Threshold
[11 empty] | Commercial | Efficient Motor Belts | Offices | New | N_OF_Efficient Motor Belts | 0.098942 | 0.52481 | 0.18853 | 0 | 0 | 0 | Fail RIM | [11 empty] | Commercial | CO Sensors for Parking Garage Exhaust | Hospitals | Existing | E_HS_CO Sensors for Parking Garage Exhaust | 3.4159 | 0.37595 | 9.086 | 0 | 0 | 0 | Fail 2-year Threshold
[11 empty] | Commercial | Efficient Motor Belts | Restaurants | New | N_RS_Efficient Motor Belts | 0.096417 | 0.51142 | 0.18853 | 0 | 0 | 0 | Fail RIM | [11 empty] | Commercial | CO Sensors for Parking Garage Exhaust | Institutional | Existing | E_IN_CO Sensors for Parking Garage Exhaust | 3.4159 | 0.37595 | 9.086 | 0 | 0 | 0 | Fail 2-year Threshold
[11 empty] | Commercial | Efficient Motor Belts | Retail | New | N_RT_Efficient Motor Belts | 0.098942 | 0.52481 | 0.18853 | 0 | 0 | 0 | Fail RIM | [11 empty] | Commercial | CO Sensors for Parking Garage Exhaust | Lodging/Hospitality | Existing | E_LG_CO Sensors for Parking Garage Exhaust | 3.4159 | 0.37595 | 9.086 | 0 | 0 | 0 | Fail 2-year Threshold
[11 empty] | Commercial | Efficient Motor Belts | Schools K-12 | New | N_SC_Efficient Motor Belts | 0.096417 | 0.51142 | 0.18853 | 0 | 0 | 0 | Fail RIM | [11 empty] | Commercial | CO Sensors for Parking Garage Exhaust | Miscellaneous | Existing | E_MS_CO Sensors for Parking Garage Exhaust | 3.4159 | 0.37595 | 9.086 | 0 | 0 | 0 | Fail 2-year Threshold
[11 empty] | Commercial | Efficient Motor Belts | Warehouse | New | N_WR_Efficient Motor Belts | 0.098942 | 0.52481 | 0.18853 | 0 | 0 | 0 | Fail RIM | [11 empty] | Commercial | CO Sensors for Parking Garage Exhaust | Offices | Existing | E_OF_CO Sensors for Parking Garage Exhaust | 3.4159 | 0.37595 | 9.086 | 0 | 0 | 0 | Fail 2-year Threshold
[11 empty] | Commercial | Engine Block Timer | Assembly | Existing | E_AS_Engine Block Timer | 0.35798 | 0.25644 | 1.3959 | 0 | 0 | 0 | Fail RIM | [11 empty] | Commercial | CO Sensors for Parking Garage Exhaust | Restaurants | Existing | E_RS_CO Sensors for Parking Garage Exhaust | 3.4159 | 0.37595 | 9.086 | 0 | 0 | 0 | Fail 2-year Threshold
[11 empty] | Commercial | Engine Block Timer | College and University | Existing | E_CU_Engine Block Timer | 0.60143 | 0.43084 | 1.3959 | 0 | 0 | 0 | Fail RIM | [11 empty] | Commercial | CO Sensors for Parking Garage Exhaust | Retail | Existing | E_RT_CO Sensors for Parking Garage Exhaust | 3.4159 | 0.37595 | 9.086 | 0 | 0 | 0 | Fail 2-year Threshold
[11 empty] | Commercial | Engine Block Timer | Grocery | Existing | E_GR_Engine Block Timer | 0.35798 | 0.25644 | 1.3959 | 0 | 0 | 0 | Fail RIM | [11 empty] | Commercial | CO Sensors for Parking Garage Exhaust | Schools K-12 | Existing | E_SC_CO Sensors for Parking Garage Exhaust | 3.4159 | 0.37595 | 9.086 | 0 | 0 | 0 | Fail 2-year Threshold
[11 empty] | Commercial | Engine Block Timer | Healthcare | Existing | E_HC_Engine Block Timer | 0.35798 | 0.25644 | 1.3959 | 0 | 0 | 0 | Fail RIM | [11 empty] | Commercial | CO Sensors for Parking Garage Exhaust | Warehouse | Existing | E_WR_CO Sensors for Parking Garage Exhaust | 3.4159 | 0.37595 | 9.086 | 0 | 0 | 0 | Fail 2-year Threshold
[11 empty] | Commercial | Engine Block Timer | Hospitals | Existing | E_HS_Engine Block Timer | 0.60143 | 0.43084 | 1.3959 | 0 | 0 | 0 | Fail RIM | [11 empty] | Commercial | CO Sensors for Parking Garage Exhaust | Assembly | New | N_AS_CO Sensors for Parking Garage Exhaust | 3.4159 | 0.37595 | 9.086 | 0 | 0 | 0 | Fail 2-year Threshold
[11 empty] | Commercial | Engine Block Timer | Institutional | Existing | E_IN_Engine Block Timer | 0.44828 | 0.32113 | 1.3959 | 0 | 0 | 0 | Fail RIM | [11 empty] | Commercial | CO Sensors for Parking Garage Exhaust | College and University | New | N_CU_CO Sensors for Parking Garage Exhaust | 3.4159 | 0.37595 | 9.086 | 0 | 0 | 0 | Fail 2-year Threshold
[11 empty] | Commercial | Engine Block Timer | Lodging/Hospitality | Existing | E_LG_Engine Block Timer | 0.35798 | 0.25644 | 1.3959 | 0 | 0 | 0 | Fail RIM | [11 empty] | Commercial | CO Sensors for Parking Garage Exhaust | Grocery | New | N_GR_CO Sensors for Parking Garage Exhaust | 3.4159 | 0.37595 | 9.086 | 0 | 0 | 0 | Fail 2-year Threshold
[11 empty] | Commercial | Engine Block Timer | Miscellaneous | Existing | E_MS_Engine Block Timer | 0.44828 | 0.32113 | 1.3959 | 0 | 0 | 0 | Fail RIM | [11 empty] | Commercial | CO Sensors for Parking Garage Exhaust | Healthcare | New | N_HC_CO Sensors for Parking Garage Exhaust | 3.4159 | 0.37595 | 9.086 | 0 | 0 | 0 | Fail 2-year Threshold
[11 empty] | Commercial | Engine Block Timer | Offices | Existing | E_OF_Engine Block Timer | 0.44828 | 0.32113 | 1.3959 | 0 | 0 | 0 | Fail RIM | [11 empty] | Commercial | CO Sensors for Parking Garage Exhaust | Hospitals | New | N_HS_CO Sensors for Parking Garage Exhaust | 3.4159 | 0.37595 | 9.086 | 0 | 0 | 0 | Fail 2-year Threshold
[11 empty] | Commercial | Engine Block Timer | Restaurants | Existing | E_RS_Engine Block Timer | 0.44828 | 0.32113 | 1.3959 | 0 | 0 | 0 | Fail RIM | [11 empty] | Commercial | CO Sensors for Parking Garage Exhaust | Institutional | New | N_IN_CO Sensors for Parking Garage Exhaust | 3.4159 | 0.37595 | 9.086 | 0 | 0 | 0 | Fail 2-year Threshold
[11 empty] | Commercial | Engine Block Timer | Retail | Existing | E_RT_Engine Block Timer | 0.44828 | 0.32113 | 1.3959 | 0 | 0 | 0 | Fail RIM | [11 empty] | Commercial | CO Sensors for Parking Garage Exhaust | Lodging/Hospitality | New | N_LG_CO Sensors for Parking Garage Exhaust | 3.4159 | 0.37595 | 9.086 | 0 | 0 | 0 | Fail 2-year Threshold
[11 empty] | Commercial | Engine Block Timer | Schools K-12 | Existing | E_SC_Engine Block Timer | 0.44828 | 0.32113 | 1.3959 | 0 | 0 | 0 | Fail RIM | [11 empty] | Commercial | CO Sensors for Parking Garage Exhaust | Miscellaneous | New | N_MS_CO Sensors for Parking Garage Exhaust | 3.4159 | 0.37595 | 9.086 | 0 | 0 | 0 | Fail 2-year Threshold
[11 empty] | Commercial | Engine Block Timer | Warehouse | Existing | E_WR_Engine Block Timer | 0.44828 | 0.32113 | 1.3959 | 0 | 0 | 0 | Fail RIM | [11 empty] | Commercial | CO Sensors for Parking Garage Exhaust | Offices | New | N_OF_CO Sensors for Parking Garage Exhaust | 3.4159 | 0.37595 | 9.086 | 0 | 0 | 0 | Fail 2-year Threshold
[11 empty] | Commercial | Engine Block Timer | Assembly | New | N_AS_Engine Block Timer | 0.35798 | 0.25644 | 1.3959 | 0 | 0 | 0 | Fail RIM | [11 empty] | Commercial | CO Sensors for Parking Garage Exhaust | Restaurants | New | N_RS_CO Sensors for Parking Garage Exhaust | 3.4159 | 0.37595 | 9.086 | 0 | 0 | 0 | Fail 2-year Threshold
[11 empty] | Commercial | Engine Block Timer | College and University | New | N_CU_Engine Block Timer | 0.60143 | 0.43084 | 1.3959 | 0 | 0 | 0 | Fail RIM | [11 empty] | Commercial | CO Sensors for Parking Garage Exhaust | Retail | New | N_RT_CO Sensors for Parking Garage Exhaust | 3.4159 | 0.37595 | 9.086 | 0 | 0 | 0 | Fail 2-year Threshold
[11 empty] | Commercial | Engine Block Timer | Grocery | New | N_GR_Engine Block Timer | 0.35798 | 0.25644 | 1.3959 | 0 | 0 | 0 | Fail RIM | [11 empty] | Commercial | CO Sensors for Parking Garage Exhaust | Schools K-12 | New | N_SC_CO Sensors for Parking Garage Exhaust | 3.4159 | 0.37595 | 9.086 | 0 | 0 | 0 | Fail 2-year Threshold
[11 empty] | Commercial | Engine Block Timer | Healthcare | New | N_HC_Engine Block Timer | 0.35798 | 0.25644 | 1.3959 | 0 | 0 | 0 | Fail RIM | [11 empty] | Commercial | CO Sensors for Parking Garage Exhaust | Warehouse | New | N_WR_CO Sensors for Parking Garage Exhaust | 3.4159 | 0.37595 | 9.086 | 0 | 0 | 0 | Fail 2-year Threshold
[11 empty] | Commercial | Engine Block Timer | Hospitals | New | N_HS_Engine Block Timer | 0.60143 | 0.43084 | 1.3959 | 0 | 0 | 0 | Fail RIM | [11 empty] | Commercial | Demand Controlled Ventilation | College and University | Existing | E_CU_Demand Controlled Ventilation | 6.1433 | 1.2547 | 4.8961 | 0 | 0 | 0 | Fail 2-year Threshold
[11 empty] | Commercial | Engine Block Timer | Institutional | New | N_IN_Engine Block Timer | 0.44828 | 0.32113 | 1.3959 | 0 | 0 | 0 | Fail RIM | [11 empty] | Commercial | Demand Controlled Ventilation | Healthcare | Existing | E_HC_Demand Controlled Ventilation | 5.9859 | 1.2547 | 4.7707 | 0 | 0 | 0 | Fail 2-year Threshold
[11 empty] | Commercial | Engine Block Timer | Lodging/Hospitality | New | N_LG_Engine Block Timer | 0.35798 | 0.25644 | 1.3959 | 0 | 0 | 0 | Fail RIM | [11 empty] | Commercial | Demand Controlled Ventilation | Hospitals | Existing | E_HS_Demand Controlled Ventilation | 8.9103 | 1.2547 | 7.1014 | 0 | 0 | 0 | Fail 2-year Threshold
[11 empty] | Commercial | Engine Block Timer | Miscellaneous | New | N_MS_Engine Block Timer | 0.44828 | 0.32113 | 1.3959 | 0 | 0 | 0 | Fail RIM | [11 empty] | Commercial | Demand Controlled Ventilation | Institutional | Existing | E_IN_Demand Controlled Ventilation | 6.1375 | 1.2547 | 4.8915 | 0 | 0 | 0 | Fail 2-year Threshold
[11 empty] | Commercial | Engine Block Timer | Offices | New | N_OF_Engine Block Timer | 0.44828 | 0.32113 | 1.3959 | 0 | 0 | 0 | Fail RIM | [11 empty] | Commercial | Demand Controlled Ventilation | Schools K-12 | Existing | E_SC_Demand Controlled Ventilation | 6.3179 | 1.2547 | 5.0353 | 0 | 0 | 0 | Fail 2-year Threshold
[11 empty] | Commercial | Engine Block Timer | Restaurants | New | N_RS_Engine Block Timer | 0.44828 | 0.32113 | 1.3959 | 0 | 0 | 0 | Fail RIM | [11 empty] | Commercial | Demand Controlled Ventilation | College and University | New | N_CU_Demand Controlled Ventilation | 6.1433 | 1.2547 | 4.8961 | 0 | 0 | 0 | Fail 2-year Threshold
[11 empty] | Commercial | Engine Block Timer | Retail | New | N_RT_Engine Block Timer | 0.44828 | 0.32113 | 1.3959 | 0 | 0 | 0 | Fail RIM | [11 empty] | Commercial | Demand Controlled Ventilation | Healthcare | New | N_HC_Demand Controlled Ventilation | 5.9859 | 1.2547 | 4.7707 | 0 | 0 | 0 | Fail 2-year Threshold
[11 empty] | Commercial | Engine Block Timer | Schools K-12 | New | N_SC_Engine Block Timer | 0.44828 | 0.32113 | 1.3959 | 0 | 0 | 0 | Fail RIM | [11 empty] | Commercial | Demand Controlled Ventilation | Hospitals | New | N_HS_Demand Controlled Ventilation | 8.9103 | 1.2547 | 7.1014 | 0 | 0 | 0 | Fail 2-year Threshold
[11 empty] | Commercial | Engine Block Timer | Warehouse | New | N_WR_Engine Block Timer | 0.44828 | 0.32113 | 1.3959 | 0 | 0 | 0 | Fail RIM | [11 empty] | Commercial | Demand Controlled Ventilation | Institutional | New | N_IN_Demand Controlled Ventilation | 6.1375 | 1.2547 | 4.8915 | 0 | 0 | 0 | Fail 2-year Threshold
[11 empty] | Commercial | Regenerative Drive Elevator Motor | Assembly | Existing | E_AS_Regenerative Drive Elevator Motor | 0.11381 | 0.56901 | 0.20002 | 0 | 0 | 0 | Fail RIM | [11 empty] | Commercial | Demand Controlled Ventilation | Schools K-12 | New | N_SC_Demand Controlled Ventilation | 6.3179 | 1.2547 | 5.0353 | 0 | 0 | 0 | Fail 2-year Threshold
[11 empty] | Commercial | Regenerative Drive Elevator Motor | College and University | Existing | E_CU_Regenerative Drive Elevator Motor | 0.10995 | 0.5497 | 0.20002 | 0 | 0 | 0 | Fail RIM | [11 empty] | Commercial | VAV System | Assembly | Existing | E_AS_VAV System | 8.2844 | 0.75914 | 10.9128 | 0 | 0 | 0 | Fail 2-year Threshold
[11 empty] | Commercial | Regenerative Drive Elevator Motor | Grocery | Existing | E_GR_Regenerative Drive Elevator Motor | 0.11381 | 0.56901 | 0.20002 | 0 | 0 | 0 | Fail RIM | [11 empty] | Commercial | VAV System | College and University | Existing | E_CU_VAV System | 8.2844 | 0.75914 | 10.9128 | 0 | 0 | 0 | Fail 2-year Threshold
[11 empty] | Commercial | Regenerative Drive Elevator Motor | Healthcare | Existing | E_HC_Regenerative Drive Elevator Motor | 0.10995 | 0.5497 | 0.20002 | 0 | 0 | 0 | Fail RIM | [11 empty] | Commercial | VAV System | Grocery | Existing | E_GR_VAV System | 8.2844 | 0.75914 | 10.9128 | 0 | 0 | 0 | Fail 2-year Threshold
[11 empty] | Commercial | Regenerative Drive Elevator Motor | Hospitals | Existing | E_HS_Regenerative Drive Elevator Motor | 0.10995 | 0.5497 | 0.20002 | 0 | 0 | 0 | Fail RIM | [11 empty] | Commercial | VAV System | Healthcare | Existing | E_HC_VAV System | 8.2844 | 0.75914 | 10.9128 | 0 | 0 | 0 | Fail 2-year Threshold
[11 empty] | Commercial | Regenerative Drive Elevator Motor | Institutional | Existing | E_IN_Regenerative Drive Elevator Motor | 0.11381 | 0.56901 | 0.20002 | 0 | 0 | 0 | Fail RIM | [11 empty] | Commercial | VAV System | Hospitals | Existing | E_HS_VAV System | 8.2844 | 0.75914 | 10.9128 | 0 | 0 | 0 | Fail 2-year Threshold
[11 empty] | Commercial | Regenerative Drive Elevator Motor | Lodging/Hospitality | Existing | E_LG_Regenerative Drive Elevator Motor | 0.10995 | 0.5497 | 0.20002 | 0 | 0 | 0 | Fail RIM | [11 empty] | Commercial | VAV System | Institutional | Existing | E_IN_VAV System | 8.2844 | 0.75914 | 10.9128 | 0 | 0 | 0 | Fail 2-year Threshold
[11 empty] | Commercial | Regenerative Drive Elevator Motor | Miscellaneous | Existing | E_MS_Regenerative Drive Elevator Motor | 0.11381 | 0.56901 | 0.20002 | 0 | 0 | 0 | Fail RIM | [11 empty] | Commercial | VAV System | Lodging/Hospitality | Existing | E_LG_VAV System | 8.2844 | 0.75914 | 10.9128 | 0 | 0 | 0 | Fail 2-year Threshold
[11 empty] | Commercial | Regenerative Drive Elevator Motor | Offices | Existing | E_OF_Regenerative Drive Elevator Motor | 0.11381 | 0.56901 | 0.20002 | 0 | 0 | 0 | Fail RIM | [11 empty] | Commercial | VAV System | Miscellaneous | Existing | E_MS_VAV System | 8.2844 | 0.75914 | 10.9128 | 0 | 0 | 0 | Fail 2-year Threshold
[11 empty] | Commercial | Regenerative Drive Elevator Motor | Restaurants | Existing | E_RS_Regenerative Drive Elevator Motor | 0.10995 | 0.5497 | 0.20002 | 0 | 0 | 0 | Fail RIM | [11 empty] | Commercial | VAV System | Offices | Existing | E_OF_VAV System | 8.2844 | 0.75914 | 10.9128 | 0 | 0 | 0 | Fail 2-year Threshold
[11 empty] | Commercial | Regenerative Drive Elevator Motor | Retail | Existing | E_RT_Regenerative Drive Elevator Motor | 0.11381 | 0.56901 | 0.20002 | 0 | 0 | 0 | Fail RIM | [11 empty] | Commercial | VAV System | Restaurants | Existing | E_RS_VAV System | 8.2844 | 0.75914 | 10.9128 | 0 | 0 | 0 | Fail 2-year Threshold
[11 empty] | Commercial | Regenerative Drive Elevator Motor | Schools K-12 | Existing | E_SC_Regenerative Drive Elevator Motor | 0.10995 | 0.5497 | 0.20002 | 0 | 0 | 0 | Fail RIM | [11 empty] | Commercial | VAV System | Retail | Existing | E_RT_VAV System | 8.2844 | 0.75914 | 10.9128 | 0 | 0 | 0 | Fail 2-year Threshold
[11 empty] | Commercial | Regenerative Drive Elevator Motor | Warehouse | Existing | E_WR_Regenerative Drive Elevator Motor | 0.11381 | 0.56901 | 0.20002 | 0 | 0 | 0 | Fail RIM | [11 empty] | Commercial | VAV System | Schools K-12 | Existing | E_SC_VAV System | 8.2844 | 0.75914 | 10.9128 | 0 | 0 | 0 | Fail 2-year Threshold
[11 empty] | Commercial | Regenerative Drive Elevator Motor | Assembly | New | N_AS_Regenerative Drive Elevator Motor | 0.11381 | 0.56901 | 0.20002 | 0 | 0 | 0 | Fail RIM | [11 empty] | Commercial | VAV System | Warehouse | Existing | E_WR_VAV System | 8.2844 | 0.75914 | 10.9128 | 0 | 0 | 0 | Fail 2-year Threshold
[11 empty] | Commercial | Regenerative Drive Elevator Motor | College and University | New | N_CU_Regenerative Drive Elevator Motor | 0.10995 | 0.5497 | 0.20002 | 0 | 0 | 0 | Fail RIM | [11 empty] | Commercial | VAV System | Assembly | New | N_AS_VAV System | 8.2844 | 0.75914 | 10.9128 | 0 | 0 | 0 | Fail 2-year Threshold
[11 empty] | Commercial | Regenerative Drive Elevator Motor | Grocery | New | N_GR_Regenerative Drive Elevator Motor | 0.11381 | 0.56901 | 0.20002 | 0 | 0 | 0 | Fail RIM | [11 empty] | Commercial | VAV System | College and University | New | N_CU_VAV System | 8.2844 | 0.75914 | 10.9128 | 0 | 0 | 0 | Fail 2-year Threshold
[11 empty] | Commercial | Regenerative Drive Elevator Motor | Healthcare | New | N_HC_Regenerative Drive Elevator Motor | 0.10995 | 0.5497 | 0.20002 | 0 | 0 | 0 | Fail RIM | [11 empty] | Commercial | VAV System | Grocery | New | N_GR_VAV System | 8.2844 | 0.75914 | 10.9128 | 0 | 0 | 0 | Fail 2-year Threshold
[11 empty] | Commercial | Regenerative Drive Elevator Motor | Hospitals | New | N_HS_Regenerative Drive Elevator Motor | 0.10995 | 0.5497 | 0.20002 | 0 | 0 | 0 | Fail RIM | [11 empty] | Commercial | VAV System | Healthcare | New | N_HC_VAV System | 8.2844 | 0.75914 | 10.9128 | 0 | 0 | 0 | Fail 2-year Threshold
[11 empty] | Commercial | Regenerative Drive Elevator Motor | Institutional | New | N_IN_Regenerative Drive Elevator Motor | 0.11381 | 0.56901 | 0.20002 | 0 | 0 | 0 | Fail RIM | [11 empty] | Commercial | VAV System | Hospitals | New | N_HS_VAV System | 8.2844 | 0.75914 | 10.9128 | 0 | 0 | 0 | Fail 2-year Threshold
[11 empty] | Commercial | Regenerative Drive Elevator Motor | Lodging/Hospitality | New | N_LG_Regenerative Drive Elevator Motor | 0.10995 | 0.5497 | 0.20002 | 0 | 0 | 0 | Fail RIM | [11 empty] | Commercial | VAV System | Institutional | New | N_IN_VAV System | 8.2844 | 0.75914 | 10.9128 | 0 | 0 | 0 | Fail 2-year Threshold
[11 empty] | Commercial | Regenerative Drive Elevator Motor | Miscellaneous | New | N_MS_Regenerative Drive Elevator Motor | 0.11381 | 0.56901 | 0.20002 | 0 | 0 | 0 | Fail RIM | [11 empty] | Commercial | VAV System | Lodging/Hospitality | New | N_LG_VAV System | 8.2844 | 0.75914 | 10.9128 | 0 | 0 | 0 | Fail 2-year Threshold
[11 empty] | Commercial | Regenerative Drive Elevator Motor | Offices | New | N_OF_Regenerative Drive Elevator Motor | 0.11381 | 0.56901 | 0.20002 | 0 | 0 | 0 | Fail RIM | [11 empty] | Commercial | VAV System | Miscellaneous | New | N_MS_VAV System | 8.2844 | 0.75914 | 10.9128 | 0 | 0 | 0 | Fail 2-year Threshold
[11 empty] | Commercial | Regenerative Drive Elevator Motor | Restaurants | New | N_RS_Regenerative Drive Elevator Motor | 0.10995 | 0.5497 | 0.20002 | 0 | 0 | 0 | Fail RIM | [11 empty] | Commercial | VAV System | Offices | New | N_OF_VAV System | 8.2844 | 0.75914 | 10.9128 | 0 | 0 | 0 | Fail 2-year Threshold
[11 empty] | Commercial | Regenerative Drive Elevator Motor | Retail | New | N_RT_Regenerative Drive Elevator Motor | 0.11381 | 0.56901 | 0.20002 | 0 | 0 | 0 | Fail RIM | [11 empty] | Commercial | VAV System | Restaurants | New | N_RS_VAV System | 8.2844 | 0.75914 | 10.9128 | 0 | 0 | 0 | Fail 2-year Threshold
[11 empty] | Commercial | Regenerative Drive Elevator Motor | Schools K-12 | New | N_SC_Regenerative Drive Elevator Motor | 0.10995 | 0.5497 | 0.20002 | 0 | 0 | 0 | Fail RIM | [11 empty] | Commercial | VAV System | Retail | New | N_RT_VAV System | 8.2844 | 0.75914 | 10.9128 | 0 | 0 | 0 | Fail 2-year Threshold
[11 empty] | Commercial | Regenerative Drive Elevator Motor | Warehouse | New | N_WR_Regenerative Drive Elevator Motor | 0.11381 | 0.56901 | 0.20002 | 0 | 0 | 0 | Fail RIM | [11 empty] | Commercial | VAV System | Schools K-12 | New | N_SC_VAV System | 8.2844 | 0.75914 | 10.9128 | 0 | 0 | 0 | Fail 2-year Threshold
[11 empty] | Commercial | VSD Controlled Compressor | Assembly | Existing | E_AS_VSD Controlled Compressor | 2.2194 | 0.607 | 3.6564 | 0 | 0 | 0 | Fail RIM | [11 empty] | Commercial | VAV System | Warehouse | New | N_WR_VAV System | 8.2844 | 0.75914 | 10.9128 | 0 | 0 | 0 | Fail 2-year Threshold
[11 empty] | Commercial | VSD Controlled Compressor | College and University | Existing | E_CU_VSD Controlled Compressor | 2.0579 | 0.56283 | 3.6564 | 0 | 0 | 0 | Fail RIM | [11 empty] | Commercial | Retro-Commissioning | Grocery | Existing | E_GR_Retro-Commissioning | 14.4054 | 1.031 | 13.9727 | 0 | 0 | 0 | Fail 2-year Threshold
[11 empty] | Commercial | VSD Controlled Compressor | Grocery | Existing | E_GR_VSD Controlled Compressor | 2.2194 | 0.607 | 3.6564 | 0 | 0 | 0 | Fail RIM | [11 empty] | Commercial | Retro-Commissioning | Healthcare | Existing | E_HC_Retro-Commissioning | 5.2973 | 0.92752 | 5.7113 | 0 | 0 | 0 | Fail 2-year Threshold
[11 empty] | Commercial | VSD Controlled Compressor | Healthcare | Existing | E_HC_VSD Controlled Compressor | 2.0579 | 0.56283 | 3.6564 | 0 | 0 | 0 | Fail RIM | [11 empty] | Commercial | Retro-Commissioning | Hospitals | Existing | E_HS_Retro-Commissioning | 4.8371 | 0.84693 | 5.7113 | 0 | 0 | 0 | Fail 2-year Threshold
[11 empty] | Commercial | VSD Controlled Compressor | Hospitals | Existing | E_HS_VSD Controlled Compressor | 2.0579 | 0.56283 | 3.6564 | 0 | 0 | 0 | Fail RIM | [11 empty] | Commercial | Retro-Commissioning | Institutional | Existing | E_IN_Retro-Commissioning | 5.9725 | 0.92752 | 6.4392 | 0 | 0 | 0 | Fail 2-year Threshold
[11 empty] | Commercial | VSD Controlled Compressor | Institutional | Existing | E_IN_VSD Controlled Compressor | 2.2194 | 0.607 | 3.6564 | 0 | 0 | 0 | Fail RIM | [11 empty] | Commercial | Retro-Commissioning | Lodging/Hospitality | Existing | E_LG_Retro-Commissioning | 3.3234 | 1.031 | 3.2236 | 0 | 0 | 0 | Fail 2-year Threshold
[11 empty] | Commercial | VSD Controlled Compressor | Lodging/Hospitality | Existing | E_LG_VSD Controlled Compressor | 2.0579 | 0.56283 | 3.6564 | 0 | 0 | 0 | Fail RIM | [11 empty] | Commercial | Retro-Commissioning | Miscellaneous | Existing | E_MS_Retro-Commissioning | 4.0791 | 0.92752 | 4.3979 | 0 | 0 | 0 | Fail 2-year Threshold
[11 empty] | Commercial | VSD Controlled Compressor | Miscellaneous | Existing | E_MS_VSD Controlled Compressor | 2.2194 | 0.607 | 3.6564 | 0 | 0 | 0 | Fail RIM | [11 empty] | Commercial | Retro-Commissioning | Offices | Existing | E_OF_Retro-Commissioning | 5.4658 | 0.92752 | 5.893 | 0 | 0 | 0 | Fail 2-year Threshold
[11 empty] | Commercial | VSD Controlled Compressor | Offices | Existing | E_OF_VSD Controlled Compressor | 2.2194 | 0.607 | 3.6564 | 0 | 0 | 0 | Fail RIM | [11 empty] | Commercial | Retro-Commissioning | Restaurants | Existing | E_RS_Retro-Commissioning | 13.9228 | 1.031 | 13.5046 | 0 | 0 | 0 | Fail 2-year Threshold
[11 empty] | Commercial | VSD Controlled Compressor | Restaurants | Existing | E_RS_VSD Controlled Compressor | 2.0579 | 0.56283 | 3.6564 | 0 | 0 | 0 | Fail RIM | [11 empty] | Commercial | Retro-Commissioning | Retail | Existing | E_RT_Retro-Commissioning | 2.6993 | 1.031 | 2.6183 | 0 | 0 | 0 | Fail 2-year Threshold
[11 empty] | Commercial | VSD Controlled Compressor | Retail | Existing | E_RT_VSD Controlled Compressor | 2.2194 | 0.607 | 3.6564 | 0 | 0 | 0 | Fail RIM | [11 empty] | Commercial | Retro-Commissioning | Warehouse | Existing | E_WR_Retro-Commissioning | 0.64227 | 0.92752 | 0.69246 | 0 | 0 | 0 | Fail TRC
[11 empty] | Commercial | VSD Controlled Compressor | Schools K-12 | Existing | E_SC_VSD Controlled Compressor | 2.0579 | 0.56283 | 3.6564 | 0 | 0 | 0 | Fail RIM | [11 empty] | Commercial | Retro-Commissioning | Grocery | New | N_GR_Retro-Commissioning | 14.4054 | 1.031 | 13.9727 | 0 | 0 | 0 | Fail 2-year Threshold
[11 empty] | Commercial | VSD Controlled Compressor | Warehouse | Existing | E_WR_VSD Controlled Compressor | 2.2194 | 0.607 | 3.6564 | 0 | 0 | 0 | Fail RIM | [11 empty] | Commercial | Retro-Commissioning | Healthcare | New | N_HC_Retro-Commissioning | 5.2973 | 0.92752 | 5.7113 | 0 | 0 | 0 | Fail 2-year Threshold
[11 empty] | Commercial | VSD Controlled Compressor | Assembly | New | N_AS_VSD Controlled Compressor | 2.2194 | 0.607 | 3.6564 | 0 | 0 | 0 | Fail RIM | [11 empty] | Commercial | Retro-Commissioning | Hospitals | New | N_HS_Retro-Commissioning | 4.8371 | 0.84693 | 5.7113 | 0 | 0 | 0 | Fail 2-year Threshold
[11 empty] | Commercial | VSD Controlled Compressor | College and University | New | N_CU_VSD Controlled Compressor | 2.0579 | 0.56283 | 3.6564 | 0 | 0 | 0 | Fail RIM | [11 empty] | Commercial | Retro-Commissioning | Institutional | New | N_IN_Retro-Commissioning | 5.9725 | 0.92752 | 6.4392 | 0 | 0 | 0 | Fail 2-year Threshold
[11 empty] | Commercial | VSD Controlled Compressor | Grocery | New | N_GR_VSD Controlled Compressor | 2.2194 | 0.607 | 3.6564 | 0 | 0 | 0 | Fail RIM | [11 empty] | Commercial | Retro-Commissioning | Lodging/Hospitality | New | N_LG_Retro-Commissioning | 3.3234 | 1.031 | 3.2236 | 0 | 0 | 0 | Fail 2-year Threshold
[11 empty] | Commercial | VSD Controlled Compressor | Healthcare | New | N_HC_VSD Controlled Compressor | 2.0579 | 0.56283 | 3.6564 | 0 | 0 | 0 | Fail RIM | [11 empty] | Commercial | Retro-Commissioning | Miscellaneous | New | N_MS_Retro-Commissioning | 4.0791 | 0.92752 | 4.3979 | 0 | 0 | 0 | Fail 2-year Threshold
[11 empty] | Commercial | VSD Controlled Compressor | Hospitals | New | N_HS_VSD Controlled Compressor | 2.0579 | 0.56283 | 3.6564 | 0 | 0 | 0 | Fail RIM | [11 empty] | Commercial | Retro-Commissioning | Offices | New | N_OF_Retro-Commissioning | 5.4658 | 0.92752 | 5.893 | 0 | 0 | 0 | Fail 2-year Threshold
[11 empty] | Commercial | VSD Controlled Compressor | Institutional | New | N_IN_VSD Controlled Compressor | 2.2194 | 0.607 | 3.6564 | 0 | 0 | 0 | Fail RIM | [11 empty] | Commercial | Retro-Commissioning | Restaurants | New | N_RS_Retro-Commissioning | 13.9228 | 1.031 | 13.5046 | 0 | 0 | 0 | Fail 2-year Threshold
[11 empty] | Commercial | VSD Controlled Compressor | Lodging/Hospitality | New | N_LG_VSD Controlled Compressor | 2.0579 | 0.56283 | 3.6564 | 0 | 0 | 0 | Fail RIM | [11 empty] | Commercial | Retro-Commissioning | Retail | New | N_RT_Retro-Commissioning | 2.6993 | 1.031 | 2.6183 | 0 | 0 | 0 | Fail 2-year Threshold
[11 empty] | Commercial | VSD Controlled Compressor | Miscellaneous | New | N_MS_VSD Controlled Compressor | 2.2194 | 0.607 | 3.6564 | 0 | 0 | 0 | Fail RIM | [11 empty] | Commercial | Retro-Commissioning | Warehouse | New | N_WR_Retro-Commissioning | 0.64227 | 0.92752 | 0.69246 | 0 | 0 | 0 | Fail TRC
[11 empty] | Commercial | VSD Controlled Compressor | Offices | New | N_OF_VSD Controlled Compressor | 2.2194 | 0.607 | 3.6564 | 0 | 0 | 0 | Fail RIM | [11 empty] | Industrial | Process Other Systems Optimization | Agriculture and Assembly |  | AA_Process Other Systems Optimization | 8.1931 | 0.44924 | 18.2376 | 0 | 0 | 0 | Fail 2-year Threshold
[11 empty] | Commercial | VSD Controlled Compressor | Restaurants | New | N_RS_VSD Controlled Compressor | 2.0579 | 0.56283 | 3.6564 | 0 | 0 | 0 | Fail RIM | [11 empty] | Industrial | Plant Energy Management | Agriculture and Assembly |  | AA_Plant Energy Management | 3.8465 | 0.54219 | 7.0944 | 0 | 0 | 0 | Fail 2-year Threshold
[11 empty] | Commercial | VSD Controlled Compressor | Retail | New | N_RT_VSD Controlled Compressor | 2.2194 | 0.607 | 3.6564 | 0 | 0 | 0 | Fail RIM | [11 empty] | Industrial | Process Heat System Optimization | Agriculture and Assembly |  | AA_Process Heat System Optimization | 0.047442 | 0.45211 | 0.10493 | 0 | 0 | 0 | Fail TRC
[11 empty] | Commercial | VSD Controlled Compressor | Schools K-12 | New | N_SC_VSD Controlled Compressor | 2.0579 | 0.56283 | 3.6564 | 0 | 0 | 0 | Fail RIM | [11 empty] | Industrial | Process Heat Improved Controls | Agriculture and Assembly |  | AA_Process Heat Improved Controls | 0.71524 | 0.57959 | 1.234 | 0 | 0 | 0 | Fail TRC
[11 empty] | Commercial | VSD Controlled Compressor | Warehouse | New | N_WR_VSD Controlled Compressor | 2.2194 | 0.607 | 3.6564 | 0 | 0 | 0 | Fail RIM | [11 empty] | Industrial | Process Refrig System Optimization | Agriculture and Assembly |  | AA_Process Refrig System Optimization | 0.90562 | 0.44924 | 2.0159 | 0 | 0 | 0 | Fail TRC
[11 empty] | Commercial | Network PC Power Management | Assembly | Existing | E_AS_Network PC Power Management | 0.81941 | 0.46476 | 1.7631 | 0 | 0 | 0 | Fail RIM | [11 empty] | Industrial | Process Refrig Equipment Upgrade | Agriculture and Assembly |  | AA_Process Refrig Equipment Upgrade | 2.2556 | 0.52587 | 4.2893 | 0 | 0 | 0 | Fail 2-year Threshold
[11 empty] | Commercial | Network PC Power Management | College and University | Existing | E_CU_Network PC Power Management | 0.79503 | 0.44462 | 1.7881 | 0 | 0 | 0 | Fail RIM | [11 empty] | Industrial | Pump System Optimization | Agriculture and Assembly |  | AA_Pump System Optimization | 7.4056 | 0.52044 | 14.2294 | 0 | 0 | 0 | Fail 2-year Threshold
[11 empty] | Commercial | Network PC Power Management | Grocery | Existing | E_GR_Network PC Power Management | 0.81928 | 0.46476 | 1.7628 | 0 | 0 | 0 | Fail RIM | [11 empty] | Industrial | Pump Improved Controls | Agriculture and Assembly |  | AA_Pump Improved Controls | 9.9508 | 0.57329 | 17.3573 | 0 | 0 | 0 | Fail 2-year Threshold
[11 empty] | Commercial | Network PC Power Management | Healthcare | Existing | E_HC_Network PC Power Management | 0.82665 | 0.46476 | 1.7787 | 0 | 0 | 0 | Fail RIM | [11 empty] | Industrial | Motor Optimization | Agriculture and Assembly |  | AA_Motor Optimization | 3.1929 | 0.52044 | 6.135 | 0 | 0 | 0 | Fail 2-year Threshold
[11 empty] | Commercial | Network PC Power Management | Hospitals | Existing | E_HS_Network PC Power Management | 0.80276 | 0.44462 | 1.8055 | 0 | 0 | 0 | Fail RIM | [11 empty] | Industrial | Motor Improved Controls | Agriculture and Assembly |  | AA_Motor Improved Controls | 9.9508 | 0.57329 | 17.3573 | 0 | 0 | 0 | Fail 2-year Threshold
[11 empty] | Commercial | Network PC Power Management | Institutional | Existing | E_IN_Network PC Power Management | 0.81751 | 0.46476 | 1.759 | 0 | 0 | 0 | Fail RIM | [11 empty] | Industrial | Motor Equipment Upgrades | Agriculture and Assembly |  | AA_Motor Equipment Upgrades | 2.5915 | 0.52044 | 4.9795 | 0 | 0 | 0 | Fail 2-year Threshold
[11 empty] | Commercial | Network PC Power Management | Lodging/Hospitality | Existing | E_LG_Network PC Power Management | 0.82724 | 0.46476 | 1.7799 | 0 | 0 | 0 | Fail RIM | [11 empty] | Industrial | Fan Improved Controls | Agriculture and Assembly |  | AA_Fan Improved Controls | 25.8065 | 0.57329 | 45.0144 | 0 | 0 | 0 | Fail 2-year Threshold
[11 empty] | Commercial | Network PC Power Management | Miscellaneous | Existing | E_MS_Network PC Power Management | 0.83898 | 0.46476 | 1.8052 | 0 | 0 | 0 | Fail RIM | [11 empty] | Industrial | Lighting Controls | Agriculture and Assembly |  | AA_Lighting Controls | 3.3363 | 0.535 | 6.236 | 0 | 0 | 0 | Fail 2-year Threshold
[11 empty] | Commercial | Network PC Power Management | Offices | Existing | E_OF_Network PC Power Management | 0.82863 | 0.46476 | 1.7829 | 0 | 0 | 0 | Fail RIM | [11 empty] | Industrial | HVAC Recommissioning | Agriculture and Assembly |  | AA_HVAC Recommissioning | 5.2236 | 0.53449 | 9.773 | 0 | 0 | 0 | Fail 2-year Threshold
[11 empty] | Commercial | Network PC Power Management | Restaurants | Existing | E_RS_Network PC Power Management | 0.82956 | 0.46476 | 1.7849 | 0 | 0 | 0 | Fail RIM | [11 empty] | Industrial | HVAC Improved Controls | Agriculture and Assembly |  | AA_HVAC Improved Controls | 73.8907 | 0.58958 | 125.3272 | 0 | 0 | 0 | Fail 2-year Threshold
[11 empty] | Commercial | Network PC Power Management | Retail | Existing | E_RT_Network PC Power Management | 0.81327 | 0.46476 | 1.7499 | 0 | 0 | 0 | Fail RIM | [11 empty] | Industrial | Building Envelope Improvements | Agriculture and Assembly |  | AA_Building Envelope Improvements | 4.048 | 0.58958 | 6.8658 | 0 | 0 | 0 | Fail 2-year Threshold
[11 empty] | Commercial | Network PC Power Management | Schools K-12 | Existing | E_SC_Network PC Power Management | 0.83275 | 0.46476 | 1.7918 | 0 | 0 | 0 | Fail RIM | [11 empty] | Industrial | HVAC Equipment Upgrades | Agriculture and Assembly |  | AA_HVAC Equipment Upgrades | 6.1772 | 0.60648 | 10.1853 | 0 | 0 | 0 | Fail 2-year Threshold
[11 empty] | Commercial | Network PC Power Management | Warehouse | Existing | E_WR_Network PC Power Management | 0.66315 | 0.46476 | 1.4269 | 0 | 0 | 0 | Fail RIM | [11 empty] | Industrial | Lighting Controls - Exterior | Agriculture and Assembly |  | AA_Lighting Controls - Exterior | 1.7319 | 0.27772 | 6.236 | 0 | 0 | 0 | Fail 2-year Threshold
[11 empty] | Commercial | Network PC Power Management | Assembly | New | N_AS_Network PC Power Management | 0.81941 | 0.46476 | 1.7631 | 0 | 0 | 0 | Fail RIM | [11 empty] | Industrial | Efficient Lighting - Exterior | Agriculture and Assembly |  | AA_Efficient Lighting - Exterior | 2.6538 | 0.28969 | 9.161 | 0 | 0 | 0 | Fail 2-year Threshold
[11 empty] | Commercial | Network PC Power Management | College and University | New | N_CU_Network PC Power Management | 0.79503 | 0.44462 | 1.7881 | 0 | 0 | 0 | Fail RIM | [11 empty] | Industrial | Compressed Air System Optimization | Agriculture and Assembly |  | AA_Compressed Air System Optimization | 8.2701 | 0.52044 | 15.8905 | 0 | 0 | 0 | Fail 2-year Threshold
[11 empty] | Commercial | Network PC Power Management | Grocery | New | N_GR_Network PC Power Management | 0.81928 | 0.46476 | 1.7628 | 0 | 0 | 0 | Fail RIM | [11 empty] | Industrial | Process Other Systems Optimization | Chemicals and Plastics |  | CP_Process Other Systems Optimization | 8.1931 | 0.44924 | 18.2376 | 0 | 0 | 0 | Fail 2-year Threshold
[11 empty] | Commercial | Network PC Power Management | Healthcare | New | N_HC_Network PC Power Management | 0.82665 | 0.46476 | 1.7787 | 0 | 0 | 0 | Fail RIM | [11 empty] | Industrial | Plant Energy Management | Chemicals and Plastics |  | CP_Plant Energy Management | 19.9837 | 0.54073 | 36.9568 | 0 | 0 | 0 | Fail 2-year Threshold
[11 empty] | Commercial | Network PC Power Management | Hospitals | New | N_HS_Network PC Power Management | 0.80276 | 0.44462 | 1.8055 | 0 | 0 | 0 | Fail RIM | [11 empty] | Industrial | Process Heat System Optimization | Chemicals and Plastics |  | CP_Process Heat System Optimization | 0.22351 | 0.45211 | 0.49437 | 0 | 0 | 0 | Fail TRC
[11 empty] | Commercial | Network PC Power Management | Institutional | New | N_IN_Network PC Power Management | 0.81751 | 0.46476 | 1.759 | 0 | 0 | 0 | Fail RIM | [11 empty] | Industrial | Process Refrig System Optimization | Chemicals and Plastics |  | CP_Process Refrig System Optimization | 9.0947 | 0.44924 | 20.2444 | 0 | 0 | 0 | Fail 2-year Threshold
[11 empty] | Commercial | Network PC Power Management | Lodging/Hospitality | New | N_LG_Network PC Power Management | 0.82724 | 0.46476 | 1.7799 | 0 | 0 | 0 | Fail RIM | [11 empty] | Industrial | Process Refrig Equipment Upgrade | Chemicals and Plastics |  | CP_Process Refrig Equipment Upgrade | 2.4885 | 0.52587 | 4.7322 | 0 | 0 | 0 | Fail 2-year Threshold
[11 empty] | Commercial | Network PC Power Management | Miscellaneous | New | N_MS_Network PC Power Management | 0.83898 | 0.46476 | 1.8052 | 0 | 0 | 0 | Fail RIM | [11 empty] | Industrial | Pump System Optimization | Chemicals and Plastics |  | CP_Pump System Optimization | 4.2448 | 0.52044 | 8.1562 | 0 | 0 | 0 | Fail 2-year Threshold
[11 empty] | Commercial | Network PC Power Management | Offices | New | N_OF_Network PC Power Management | 0.82863 | 0.46476 | 1.7829 | 0 | 0 | 0 | Fail RIM | [11 empty] | Industrial | Pump Improved Controls | Chemicals and Plastics |  | CP_Pump Improved Controls | 9.9508 | 0.57329 | 17.3573 | 0 | 0 | 0 | Fail 2-year Threshold
[11 empty] | Commercial | Network PC Power Management | Restaurants | New | N_RS_Network PC Power Management | 0.82956 | 0.46476 | 1.7849 | 0 | 0 | 0 | Fail RIM | [11 empty] | Industrial | Motor Optimization | Chemicals and Plastics |  | CP_Motor Optimization | 4.3987 | 0.52044 | 8.452 | 0 | 0 | 0 | Fail 2-year Threshold
[11 empty] | Commercial | Network PC Power Management | Retail | New | N_RT_Network PC Power Management | 0.81327 | 0.46476 | 1.7499 | 0 | 0 | 0 | Fail RIM | [11 empty] | Industrial | Motor Improved Controls | Chemicals and Plastics |  | CP_Motor Improved Controls | 5.9906 | 0.57329 | 10.4494 | 0 | 0 | 0 | Fail 2-year Threshold
[11 empty] | Commercial | Network PC Power Management | Schools K-12 | New | N_SC_Network PC Power Management | 0.83275 | 0.46476 | 1.7918 | 0 | 0 | 0 | Fail RIM | [11 empty] | Industrial | Fan System Optimization | Chemicals and Plastics |  | CP_Fan System Optimization | 5.0016 | 0.52044 | 9.6103 | 0 | 0 | 0 | Fail 2-year Threshold
[11 empty] | Commercial | Network PC Power Management | Warehouse | New | N_WR_Network PC Power Management | 0.66315 | 0.46476 | 1.4269 | 0 | 0 | 0 | Fail RIM | [11 empty] | Industrial | Fan Improved Controls | Chemicals and Plastics |  | CP_Fan Improved Controls | 25.8065 | 0.57329 | 45.0144 | 0 | 0 | 0 | Fail 2-year Threshold
[11 empty] | Commercial | Smart Strip Plug Outlet | Assembly | Existing | E_AS_Smart Strip Plug Outlet | 0.89411 | 0.46235 | 1.9339 | 0 | 0 | 0 | Fail RIM | [11 empty] | Industrial | Lighting Controls | Chemicals and Plastics |  | CP_Lighting Controls | 2.9789 | 0.535 | 5.568 | 0 | 0 | 0 | Fail 2-year Threshold
[11 empty] | Commercial | Smart Strip Plug Outlet | College and University | Existing | E_CU_Smart Strip Plug Outlet | 1.1747 | 0.46235 | 2.5408 | 0 | 0 | 0 | Fail RIM | [11 empty] | Industrial | HVAC Improved Controls | Chemicals and Plastics |  | CP_HVAC Improved Controls | 37.7137 | 0.58958 | 63.9667 | 0 | 0 | 0 | Fail 2-year Threshold
[11 empty] | Commercial | Smart Strip Plug Outlet | Grocery | Existing | E_GR_Smart Strip Plug Outlet | 1.1378 | 0.46235 | 2.4609 | 0 | 0 | 0 | Fail RIM | [11 empty] | Industrial | Building Envelope Improvements | Chemicals and Plastics |  | CP_Building Envelope Improvements | 5.8412 | 0.58958 | 9.9074 | 0 | 0 | 0 | Fail 2-year Threshold
[11 empty] | Commercial | Smart Strip Plug Outlet | Healthcare | Existing | E_HC_Smart Strip Plug Outlet | 1.599 | 0.46235 | 3.4585 | 0 | 0 | 0 | Fail RIM | [11 empty] | Industrial | HVAC Equipment Upgrades | Chemicals and Plastics |  | CP_HVAC Equipment Upgrades | 8.0835 | 0.60648 | 13.3284 | 0 | 0 | 0 | Fail 2-year Threshold
[11 empty] | Commercial | Smart Strip Plug Outlet | Hospitals | Existing | E_HS_Smart Strip Plug Outlet | 1.7532 | 0.46235 | 3.792 | 0 | 0 | 0 | Fail RIM | [11 empty] | Industrial | Lighting Controls - Exterior | Chemicals and Plastics |  | CP_Lighting Controls - Exterior | 1.5464 | 0.27772 | 5.568 | 0 | 0 | 0 | Fail 2-year Threshold
[11 empty] | Commercial | Smart Strip Plug Outlet | Institutional | Existing | E_IN_Smart Strip Plug Outlet | 1.4597 | 0.46235 | 3.1572 | 0 | 0 | 0 | Fail RIM | [11 empty] | Industrial | Efficient Lighting - Exterior | Chemicals and Plastics |  | CP_Efficient Lighting - Exterior | 2.6538 | 0.28969 | 9.161 | 0 | 0 | 0 | Fail 2-year Threshold
[11 empty] | Commercial | Smart Strip Plug Outlet | Lodging/Hospitality | Existing | E_LG_Smart Strip Plug Outlet | 1.313 | 0.46235 | 2.8398 | 0 | 0 | 0 | Fail RIM | [11 empty] | Industrial | Compressed Air System Optimization | Chemicals and Plastics |  | CP_Compressed Air System Optimization | 7.7408 | 0.52044 | 14.8735 | 0 | 0 | 0 | Fail 2-year Threshold
[11 empty] | Commercial | Smart Strip Plug Outlet | Miscellaneous | Existing | E_MS_Smart Strip Plug Outlet | 1.7818 | 0.46235 | 3.8537 | 0 | 0 | 0 | Fail RIM | [11 empty] | Industrial | Compressed Air Controls | Chemicals and Plastics |  | CP_Compressed Air Controls | 3.0326 | 0.55985 | 5.4168 | 0 | 0 | 0 | Fail 2-year Threshold
[11 empty] | Commercial | Smart Strip Plug Outlet | Offices | Existing | E_OF_Smart Strip Plug Outlet | 1.1097 | 0.46235 | 2.4001 | 0 | 0 | 0 | Fail RIM | [11 empty] | Industrial | Compressed Air Equipment | Chemicals and Plastics |  | CP_Compressed Air Equipment | 4.7052 | 0.57329 | 8.2074 | 0 | 0 | 0 | Fail 2-year Threshold
[11 empty] | Commercial | Smart Strip Plug Outlet | Restaurants | Existing | E_RS_Smart Strip Plug Outlet | 1.0698 | 0.46235 | 2.3138 | 0 | 0 | 0 | Fail RIM | [11 empty] | Industrial | Process Other Systems Optimization | Construction |  | CS_Process Other Systems Optimization | 5.8045 | 0.44924 | 12.9206 | 0 | 0 | 0 | Fail 2-year Threshold
[11 empty] | Commercial | Smart Strip Plug Outlet | Retail | Existing | E_RT_Smart Strip Plug Outlet | 0.48405 | 0.46235 | 1.0469 | 0 | 0 | 0 | Fail RIM | [11 empty] | Industrial | Plant Energy Management | Construction |  | CS_Plant Energy Management | 20.0033 | 0.54126 | 36.9568 | 0 | 0 | 0 | Fail 2-year Threshold
[11 empty] | Commercial | Smart Strip Plug Outlet | Schools K-12 | Existing | E_SC_Smart Strip Plug Outlet | 1.6108 | 0.46235 | 3.484 | 0 | 0 | 0 | Fail RIM | [11 empty] | Industrial | Process Heat System Optimization | Construction |  | CS_Process Heat System Optimization | 0.26506 | 0.45211 | 0.58628 | 0 | 0 | 0 | Fail TRC
[11 empty] | Commercial | Smart Strip Plug Outlet | Warehouse | Existing | E_WR_Smart Strip Plug Outlet | 0.13157 | 0.46235 | 0.28456 | 0 | 0 | 0 | Fail RIM | [11 empty] | Industrial | Process Heat Improved Controls | Construction |  | CS_Process Heat Improved Controls | 0.66651 | 0.57959 | 1.15 | 0 | 0 | 0 | Fail TRC
[11 empty] | Commercial | Smart Strip Plug Outlet | Assembly | New | N_AS_Smart Strip Plug Outlet | 0.89411 | 0.46235 | 1.9339 | 0 | 0 | 0 | Fail RIM | [11 empty] | Industrial | Process Refrig System Optimization | Construction |  | CS_Process Refrig System Optimization | 1.6807 | 0.44924 | 3.7412 | 0 | 0 | 0 | Fail 2-year Threshold
[11 empty] | Commercial | Smart Strip Plug Outlet | College and University | New | N_CU_Smart Strip Plug Outlet | 1.1747 | 0.46235 | 2.5408 | 0 | 0 | 0 | Fail RIM | [11 empty] | Industrial | Process Refrig Controls | Construction |  | CS_Process Refrig Controls | 9.677 | 0.57959 | 16.6964 | 0 | 0 | 0 | Fail 2-year Threshold
[11 empty] | Commercial | Smart Strip Plug Outlet | Grocery | New | N_GR_Smart Strip Plug Outlet | 1.1378 | 0.46235 | 2.4609 | 0 | 0 | 0 | Fail RIM | [11 empty] | Industrial | Pump System Optimization | Construction |  | CS_Pump System Optimization | 6.184 | 0.52044 | 11.8822 | 0 | 0 | 0 | Fail 2-year Threshold
[11 empty] | Commercial | Smart Strip Plug Outlet | Healthcare | New | N_HC_Smart Strip Plug Outlet | 1.599 | 0.46235 | 3.4585 | 0 | 0 | 0 | Fail RIM | [11 empty] | Industrial | Pump Improved Controls | Construction |  | CS_Pump Improved Controls | 9.9508 | 0.57329 | 17.3573 | 0 | 0 | 0 | Fail 2-year Threshold
[11 empty] | Commercial | Smart Strip Plug Outlet | Hospitals | New | N_HS_Smart Strip Plug Outlet | 1.7532 | 0.46235 | 3.792 | 0 | 0 | 0 | Fail RIM | [11 empty] | Industrial | Motor Optimization | Construction |  | CS_Motor Optimization | 0.89977 | 0.52044 | 1.7289 | 0 | 0 | 0 | Fail TRC
[11 empty] | Commercial | Smart Strip Plug Outlet | Institutional | New | N_IN_Smart Strip Plug Outlet | 1.4597 | 0.46235 | 3.1572 | 0 | 0 | 0 | Fail RIM | [11 empty] | Industrial | Motor Improved Controls | Construction |  | CS_Motor Improved Controls | 6.1221 | 0.57329 | 10.6788 | 0 | 0 | 0 | Fail 2-year Threshold
[11 empty] | Commercial | Smart Strip Plug Outlet | Lodging/Hospitality | New | N_LG_Smart Strip Plug Outlet | 1.313 | 0.46235 | 2.8398 | 0 | 0 | 0 | Fail RIM | [11 empty] | Industrial | Pump Equipment Upgrade | Construction |  | CS_Pump Equipment Upgrade | 4.7682 | 0.57329 | 8.3171 | 0 | 0 | 0 | Fail 2-year Threshold
[11 empty] | Commercial | Smart Strip Plug Outlet | Miscellaneous | New | N_MS_Smart Strip Plug Outlet | 1.7818 | 0.46235 | 3.8537 | 0 | 0 | 0 | Fail RIM | [11 empty] | Industrial | Motor Equipment Upgrades | Construction |  | CS_Motor Equipment Upgrades | 2.4616 | 0.52044 | 4.7299 | 0 | 0 | 0 | Fail 2-year Threshold
[11 empty] | Commercial | Smart Strip Plug Outlet | Offices | New | N_OF_Smart Strip Plug Outlet | 1.1097 | 0.46235 | 2.4001 | 0 | 0 | 0 | Fail RIM | [11 empty] | Industrial | Fan System Optimization | Construction |  | CS_Fan System Optimization | 11.6194 | 0.52044 | 22.326 | 0 | 0 | 0 | Fail 2-year Threshold
[11 empty] | Commercial | Smart Strip Plug Outlet | Restaurants | New | N_RS_Smart Strip Plug Outlet | 1.0698 | 0.46235 | 2.3138 | 0 | 0 | 0 | Fail RIM | [11 empty] | Industrial | Fan Improved Controls | Construction |  | CS_Fan Improved Controls | 19.0494 | 0.57329 | 33.2279 | 0 | 0 | 0 | Fail 2-year Threshold
[11 empty] | Commercial | Smart Strip Plug Outlet | Retail | New | N_RT_Smart Strip Plug Outlet | 0.48405 | 0.46235 | 1.0469 | 0 | 0 | 0 | Fail RIM | [11 empty] | Industrial | Fan Equipment Upgrades | Construction |  | CS_Fan Equipment Upgrades | 3.4809 | 0.57329 | 6.0718 | 0 | 0 | 0 | Fail 2-year Threshold
[11 empty] | Commercial | Smart Strip Plug Outlet | Schools K-12 | New | N_SC_Smart Strip Plug Outlet | 1.6108 | 0.46235 | 3.484 | 0 | 0 | 0 | Fail RIM | [11 empty] | Industrial | Lighting Controls | Construction |  | CS_Lighting Controls | 3.0149 | 0.535 | 5.6354 | 0 | 0 | 0 | Fail 2-year Threshold
[11 empty] | Commercial | Smart Strip Plug Outlet | Warehouse | New | N_WR_Smart Strip Plug Outlet | 0.13157 | 0.46235 | 0.28456 | 0 | 0 | 0 | Fail RIM | [11 empty] | Industrial | HVAC Improved Controls | Construction |  | CS_HVAC Improved Controls | 12.9325 | 0.58958 | 21.935 | 0 | 0 | 0 | Fail 2-year Threshold
[11 empty] | Commercial | Anti-Sweat Controls | Assembly | Existing | E_AS_Anti-Sweat Controls | 1.4937 | 0.38563 | 3.8735 | 0 | 0 | 0 | Fail RIM | [11 empty] | Industrial | Building Envelope Improvements | Construction |  | CS_Building Envelope Improvements | 4.5219 | 0.58958 | 7.6696 | 0 | 0 | 0 | Fail 2-year Threshold
[11 empty] | Commercial | Anti-Sweat Controls | College and University | Existing | E_CU_Anti-Sweat Controls | 1.8244 | 0.47099 | 3.8735 | 0 | 0 | 0 | Fail RIM | [11 empty] | Industrial | HVAC Equipment Upgrades | Construction |  | CS_HVAC Equipment Upgrades | 5.601 | 0.60648 | 9.2351 | 0 | 0 | 0 | Fail 2-year Threshold
[11 empty] | Commercial | Anti-Sweat Controls | Grocery | Existing | E_GR_Anti-Sweat Controls | 1.4937 | 0.38563 | 3.8735 | 0 | 0 | 0 | Fail RIM | [11 empty] | Industrial | Lighting Controls - Exterior | Construction |  | CS_Lighting Controls - Exterior | 1.5651 | 0.27772 | 5.6354 | 0 | 0 | 0 | Fail 2-year Threshold
[11 empty] | Commercial | Anti-Sweat Controls | Healthcare | Existing | E_HC_Anti-Sweat Controls | 1.8244 | 0.47099 | 3.8735 | 0 | 0 | 0 | Fail RIM | [11 empty] | Industrial | Efficient Lighting - Exterior | Construction |  | CS_Efficient Lighting - Exterior | 2.6538 | 0.28969 | 9.161 | 0 | 0 | 0 | Fail 2-year Threshold
[11 empty] | Commercial | Anti-Sweat Controls | Hospitals | Existing | E_HS_Anti-Sweat Controls | 1.8244 | 0.47099 | 3.8735 | 0 | 0 | 0 | Fail RIM | [11 empty] | Industrial | Compressed Air System Optimization | Construction |  | CS_Compressed Air System Optimization | 7.6035 | 0.52044 | 14.6097 | 0 | 0 | 0 | Fail 2-year Threshold
[11 empty] | Commercial | Anti-Sweat Controls | Institutional | Existing | E_IN_Anti-Sweat Controls | 1.4937 | 0.38563 | 3.8735 | 0 | 0 | 0 | Fail RIM | [11 empty] | Industrial | Compressed Air Controls | Construction |  | CS_Compressed Air Controls | 9.9842 | 0.55985 | 17.8338 | 0 | 0 | 0 | Fail 2-year Threshold
[11 empty] | Commercial | Anti-Sweat Controls | Lodging/Hospitality | Existing | E_LG_Anti-Sweat Controls | 1.8244 | 0.47099 | 3.8735 | 0 | 0 | 0 | Fail RIM | [11 empty] | Industrial | Compressed Air Equipment | Construction |  | CS_Compressed Air Equipment | 6.1318 | 0.57329 | 10.6957 | 0 | 0 | 0 | Fail 2-year Threshold
[11 empty] | Commercial | Anti-Sweat Controls | Miscellaneous | Existing | E_MS_Anti-Sweat Controls | 1.4937 | 0.38563 | 3.8735 | 0 | 0 | 0 | Fail RIM | [11 empty] | Industrial | Process Other Systems Optimization | Electrical and Electronic Equip. |  | EE_Process Other Systems Optimization | 1.5848 | 0.44924 | 3.5276 | 0 | 0 | 0 | Fail 2-year Threshold
[11 empty] | Commercial | Anti-Sweat Controls | Offices | Existing | E_OF_Anti-Sweat Controls | 1.4937 | 0.38563 | 3.8735 | 0 | 0 | 0 | Fail RIM | [11 empty] | Industrial | Plant Energy Management | Electrical and Electronic Equip. |  | EE_Plant Energy Management | 20.0434 | 0.54235 | 36.9568 | 0 | 0 | 0 | Fail 2-year Threshold
[11 empty] | Commercial | Anti-Sweat Controls | Restaurants | Existing | E_RS_Anti-Sweat Controls | 1.8244 | 0.47099 | 3.8735 | 0 | 0 | 0 | Fail RIM | [11 empty] | Industrial | Process Heat System Optimization | Electrical and Electronic Equip. |  | EE_Process Heat System Optimization | 1.9385 | 0.45211 | 4.2877 | 0 | 0 | 0 | Fail 2-year Threshold
[11 empty] | Commercial | Anti-Sweat Controls | Retail | Existing | E_RT_Anti-Sweat Controls | 1.4937 | 0.38563 | 3.8735 | 0 | 0 | 0 | Fail RIM | [11 empty] | Industrial | Process Heat Improved Controls | Electrical and Electronic Equip. |  | EE_Process Heat Improved Controls | 0.71524 | 0.57959 | 1.234 | 0 | 0 | 0 | Fail TRC
[11 empty] | Commercial | Anti-Sweat Controls | Schools K-12 | Existing | E_SC_Anti-Sweat Controls | 1.8244 | 0.47099 | 3.8735 | 0 | 0 | 0 | Fail RIM | [11 empty] | Industrial | Process Refrig System Optimization | Electrical and Electronic Equip. |  | EE_Process Refrig System Optimization | 26.4349 | 0.44924 | 58.8432 | 0 | 0 | 0 | Fail 2-year Threshold
[11 empty] | Commercial | Anti-Sweat Controls | Warehouse | Existing | E_WR_Anti-Sweat Controls | 1.4937 | 0.38563 | 3.8735 | 0 | 0 | 0 | Fail RIM | [11 empty] | Industrial | Process Refrig Controls | Electrical and Electronic Equip. |  | EE_Process Refrig Controls | 0.7294 | 0.57959 | 1.2585 | 0 | 0 | 0 | Fail TRC
[11 empty] | Commercial | Anti-Sweat Controls | Assembly | New | N_AS_Anti-Sweat Controls | 1.4937 | 0.38563 | 3.8735 | 0 | 0 | 0 | Fail RIM | [11 empty] | Industrial | Process Refrig Equipment Upgrade | Electrical and Electronic Equip. |  | EE_Process Refrig Equipment Upgrade | 4.5978 | 0.52587 | 8.7433 | 0 | 0 | 0 | Fail 2-year Threshold
[11 empty] | Commercial | Anti-Sweat Controls | College and University | New | N_CU_Anti-Sweat Controls | 1.8244 | 0.47099 | 3.8735 | 0 | 0 | 0 | Fail RIM | [11 empty] | Industrial | Pump Improved Controls | Electrical and Electronic Equip. |  | EE_Pump Improved Controls | 9.9508 | 0.57329 | 17.3573 | 0 | 0 | 0 | Fail 2-year Threshold
[11 empty] | Commercial | Anti-Sweat Controls | Grocery | New | N_GR_Anti-Sweat Controls | 1.4937 | 0.38563 | 3.8735 | 0 | 0 | 0 | Fail RIM | [11 empty] | Industrial | Motor Optimization | Electrical and Electronic Equip. |  | EE_Motor Optimization | 5.7835 | 0.52044 | 11.1127 | 0 | 0 | 0 | Fail 2-year Threshold
[11 empty] | Commercial | Anti-Sweat Controls | Healthcare | New | N_HC_Anti-Sweat Controls | 1.8244 | 0.47099 | 3.8735 | 0 | 0 | 0 | Fail RIM | [11 empty] | Industrial | Motor Improved Controls | Electrical and Electronic Equip. |  | EE_Motor Improved Controls | 9.9508 | 0.57329 | 17.3573 | 0 | 0 | 0 | Fail 2-year Threshold
[11 empty] | Commercial | Anti-Sweat Controls | Hospitals | New | N_HS_Anti-Sweat Controls | 1.8244 | 0.47099 | 3.8735 | 0 | 0 | 0 | Fail RIM | [11 empty] | Industrial | Motor Equipment Upgrades | Electrical and Electronic Equip. |  | EE_Motor Equipment Upgrades | 2.496 | 0.52044 | 4.796 | 0 | 0 | 0 | Fail 2-year Threshold
[11 empty] | Commercial | Anti-Sweat Controls | Institutional | New | N_IN_Anti-Sweat Controls | 1.4937 | 0.38563 | 3.8735 | 0 | 0 | 0 | Fail RIM | [11 empty] | Industrial | Fan Improved Controls | Electrical and Electronic Equip. |  | EE_Fan Improved Controls | 25.8065 | 0.57329 | 45.0144 | 0 | 0 | 0 | Fail 2-year Threshold
[11 empty] | Commercial | Anti-Sweat Controls | Lodging/Hospitality | New | N_LG_Anti-Sweat Controls | 1.8244 | 0.47099 | 3.8735 | 0 | 0 | 0 | Fail RIM | [11 empty] | Industrial | Lighting Controls | Electrical and Electronic Equip. |  | EE_Lighting Controls | 2.9196 | 0.535 | 5.4572 | 0 | 0 | 0 | Fail 2-year Threshold
[11 empty] | Commercial | Anti-Sweat Controls | Miscellaneous | New | N_MS_Anti-Sweat Controls | 1.4937 | 0.38563 | 3.8735 | 0 | 0 | 0 | Fail RIM | [11 empty] | Industrial | HVAC Recommissioning | Electrical and Electronic Equip. |  | EE_HVAC Recommissioning | 11.7327 | 0.53449 | 21.9514 | 0 | 0 | 0 | Fail 2-year Threshold
[11 empty] | Commercial | Anti-Sweat Controls | Offices | New | N_OF_Anti-Sweat Controls | 1.4937 | 0.38563 | 3.8735 | 0 | 0 | 0 | Fail RIM | [11 empty] | Industrial | HVAC Improved Controls | Electrical and Electronic Equip. |  | EE_HVAC Improved Controls | 4.8012 | 0.58958 | 8.1434 | 0 | 0 | 0 | Fail 2-year Threshold
[11 empty] | Commercial | Anti-Sweat Controls | Restaurants | New | N_RS_Anti-Sweat Controls | 1.8244 | 0.47099 | 3.8735 | 0 | 0 | 0 | Fail RIM | [11 empty] | Industrial | Building Envelope Improvements | Electrical and Electronic Equip. |  | EE_Building Envelope Improvements | 3.7544 | 0.58958 | 6.3679 | 0 | 0 | 0 | Fail 2-year Threshold
[11 empty] | Commercial | Anti-Sweat Controls | Retail | New | N_RT_Anti-Sweat Controls | 1.4937 | 0.38563 | 3.8735 | 0 | 0 | 0 | Fail RIM | [11 empty] | Industrial | HVAC Equipment Upgrades | Electrical and Electronic Equip. |  | EE_HVAC Equipment Upgrades | 6.1772 | 0.60648 | 10.1853 | 0 | 0 | 0 | Fail 2-year Threshold
[11 empty] | Commercial | Anti-Sweat Controls | Schools K-12 | New | N_SC_Anti-Sweat Controls | 1.8244 | 0.47099 | 3.8735 | 0 | 0 | 0 | Fail RIM | [11 empty] | Industrial | Lighting Controls - Exterior | Electrical and Electronic Equip. |  | EE_Lighting Controls - Exterior | 1.5156 | 0.27772 | 5.4572 | 0 | 0 | 0 | Fail 2-year Threshold
[11 empty] | Commercial | Anti-Sweat Controls | Warehouse | New | N_WR_Anti-Sweat Controls | 1.4937 | 0.38563 | 3.8735 | 0 | 0 | 0 | Fail RIM | [11 empty] | Industrial | Efficient Lighting - Exterior | Electrical and Electronic Equip. |  | EE_Efficient Lighting - Exterior | 2.6538 | 0.28969 | 9.161 | 0 | 0 | 0 | Fail 2-year Threshold
[11 empty] | Commercial | Automatic Door Closer for Walk-in Coolers and Freezers | Assembly | Existing | E_AS_Automatic Door Closer for Walk-in Coolers and Freezers | 0.078343 | 0.48533 | 0.16142 | 0 | 0 | 0 | Fail RIM | [11 empty] | Industrial | Compressed Air System Optimization | Electrical and Electronic Equip. |  | EE_Compressed Air System Optimization | 8.5077 | 0.52044 | 16.347 | 0 | 0 | 0 | Fail 2-year Threshold
[11 empty] | Commercial | Automatic Door Closer for Walk-in Coolers and Freezers | College and University | Existing | E_CU_Automatic Door Closer for Walk-in Coolers and Freezers | 0.076028 | 0.47099 | 0.16142 | 0 | 0 | 0 | Fail RIM | [11 empty] | Industrial | Compressed Air Controls | Electrical and Electronic Equip. |  | EE_Compressed Air Controls | 18.0014 | 0.55985 | 32.1542 | 0 | 0 | 0 | Fail 2-year Threshold
[11 empty] | Commercial | Automatic Door Closer for Walk-in Coolers and Freezers | Grocery | Existing | E_GR_Automatic Door Closer for Walk-in Coolers and Freezers | 0.078343 | 0.48533 | 0.16142 | 0 | 0 | 0 | Fail RIM | [11 empty] | Industrial | Compressed Air Equipment | Electrical and Electronic Equip. |  | EE_Compressed Air Equipment | 16.6056 | 0.57329 | 28.9652 | 0 | 0 | 0 | Fail 2-year Threshold
[11 empty] | Commercial | Automatic Door Closer for Walk-in Coolers and Freezers | Healthcare | Existing | E_HC_Automatic Door Closer for Walk-in Coolers and Freezers | 0.076028 | 0.47099 | 0.16142 | 0 | 0 | 0 | Fail RIM | [11 empty] | Industrial | Process Other Systems Optimization | Lumber/Furniture/Pulp/Paper |  | LP_Process Other Systems Optimization | 1.6108 | 0.44924 | 3.5856 | 0 | 0 | 0 | Fail 2-year Threshold
[11 empty] | Commercial | Automatic Door Closer for Walk-in Coolers and Freezers | Hospitals | Existing | E_HS_Automatic Door Closer for Walk-in Coolers and Freezers | 0.076028 | 0.47099 | 0.16142 | 0 | 0 | 0 | Fail RIM | [11 empty] | Industrial | Plant Energy Management | Lumber/Furniture/Pulp/Paper |  | LP_Plant Energy Management | 3.8344 | 0.54048 | 7.0944 | 0 | 0 | 0 | Fail 2-year Threshold
[11 empty] | Commercial | Automatic Door Closer for Walk-in Coolers and Freezers | Institutional | Existing | E_IN_Automatic Door Closer for Walk-in Coolers and Freezers | 0.078343 | 0.48533 | 0.16142 | 0 | 0 | 0 | Fail RIM | [11 empty] | Industrial | Process Other Equipment Upgrades | Lumber/Furniture/Pulp/Paper |  | LP_Process Other Equipment Upgrades | 4.7399 | 0.52587 | 9.0135 | 0 | 0 | 0 | Fail 2-year Threshold
[11 empty] | Commercial | Automatic Door Closer for Walk-in Coolers and Freezers | Lodging/Hospitality | Existing | E_LG_Automatic Door Closer for Walk-in Coolers and Freezers | 0.076028 | 0.47099 | 0.16142 | 0 | 0 | 0 | Fail RIM | [11 empty] | Industrial | Process Heat System Optimization | Lumber/Furniture/Pulp/Paper |  | LP_Process Heat System Optimization | 0.28813 | 0.45211 | 0.63729 | 0 | 0 | 0 | Fail TRC
[11 empty] | Commercial | Automatic Door Closer for Walk-in Coolers and Freezers | Miscellaneous | Existing | E_MS_Automatic Door Closer for Walk-in Coolers and Freezers | 0.078343 | 0.48533 | 0.16142 | 0 | 0 | 0 | Fail RIM | [11 empty] | Industrial | Process Heat Improved Controls | Lumber/Furniture/Pulp/Paper |  | LP_Process Heat Improved Controls | 0.71524 | 0.57959 | 1.234 | 0 | 0 | 0 | Fail TRC
[11 empty] | Commercial | Automatic Door Closer for Walk-in Coolers and Freezers | Offices | Existing | E_OF_Automatic Door Closer for Walk-in Coolers and Freezers | 0.078343 | 0.48533 | 0.16142 | 0 | 0 | 0 | Fail RIM | [11 empty] | Industrial | Process Refrig Controls | Lumber/Furniture/Pulp/Paper |  | LP_Process Refrig Controls | 0.7294 | 0.57959 | 1.2585 | 0 | 0 | 0 | Fail TRC
[11 empty] | Commercial | Automatic Door Closer for Walk-in Coolers and Freezers | Restaurants | Existing | E_RS_Automatic Door Closer for Walk-in Coolers and Freezers | 0.076028 | 0.47099 | 0.16142 | 0 | 0 | 0 | Fail RIM | [11 empty] | Industrial | Pump Improved Controls | Lumber/Furniture/Pulp/Paper |  | LP_Pump Improved Controls | 9.9508 | 0.57329 | 17.3573 | 0 | 0 | 0 | Fail 2-year Threshold
[11 empty] | Commercial | Automatic Door Closer for Walk-in Coolers and Freezers | Retail | Existing | E_RT_Automatic Door Closer for Walk-in Coolers and Freezers | 0.078343 | 0.48533 | 0.16142 | 0 | 0 | 0 | Fail RIM | [11 empty] | Industrial | Motor Optimization | Lumber/Furniture/Pulp/Paper |  | LP_Motor Optimization | 5.2114 | 0.52044 | 10.0134 | 0 | 0 | 0 | Fail 2-year Threshold
[11 empty] | Commercial | Automatic Door Closer for Walk-in Coolers and Freezers | Schools K-12 | Existing | E_SC_Automatic Door Closer for Walk-in Coolers and Freezers | 0.076028 | 0.47099 | 0.16142 | 0 | 0 | 0 | Fail RIM | [11 empty] | Industrial | Motor Improved Controls | Lumber/Furniture/Pulp/Paper |  | LP_Motor Improved Controls | 12.9003 | 0.57329 | 22.5021 | 0 | 0 | 0 | Fail 2-year Threshold
[11 empty] | Commercial | Automatic Door Closer for Walk-in Coolers and Freezers | Warehouse | Existing | E_WR_Automatic Door Closer for Walk-in Coolers and Freezers | 0.078343 | 0.48533 | 0.16142 | 0 | 0 | 0 | Fail RIM | [11 empty] | Industrial | Motor Equipment Upgrades | Lumber/Furniture/Pulp/Paper |  | LP_Motor Equipment Upgrades | 6.2536 | 0.52044 | 12.0159 | 0 | 0 | 0 | Fail 2-year Threshold
[11 empty] | Commercial | Automatic Door Closer for Walk-in Coolers and Freezers | Assembly | New | N_AS_Automatic Door Closer for Walk-in Coolers and Freezers | 0.078343 | 0.48533 | 0.16142 | 0 | 0 | 0 | Fail RIM | [11 empty] | Industrial | Fan System Optimization | Lumber/Furniture/Pulp/Paper |  | LP_Fan System Optimization | 11.7046 | 0.52044 | 22.4898 | 0 | 0 | 0 | Fail 2-year Threshold
[11 empty] | Commercial | Automatic Door Closer for Walk-in Coolers and Freezers | College and University | New | N_CU_Automatic Door Closer for Walk-in Coolers and Freezers | 0.076028 | 0.47099 | 0.16142 | 0 | 0 | 0 | Fail RIM | [11 empty] | Industrial | Fan Improved Controls | Lumber/Furniture/Pulp/Paper |  | LP_Fan Improved Controls | 25.8065 | 0.57329 | 45.0145 | 0 | 0 | 0 | Fail 2-year Threshold
[11 empty] | Commercial | Automatic Door Closer for Walk-in Coolers and Freezers | Grocery | New | N_GR_Automatic Door Closer for Walk-in Coolers and Freezers | 0.078343 | 0.48533 | 0.16142 | 0 | 0 | 0 | Fail RIM | [11 empty] | Industrial | Lighting Controls | Lumber/Furniture/Pulp/Paper |  | LP_Lighting Controls | 2.4172 | 0.535 | 4.5182 | 0 | 0 | 0 | Fail 2-year Threshold
[11 empty] | Commercial | Automatic Door Closer for Walk-in Coolers and Freezers | Healthcare | New | N_HC_Automatic Door Closer for Walk-in Coolers and Freezers | 0.076028 | 0.47099 | 0.16142 | 0 | 0 | 0 | Fail RIM | [11 empty] | Industrial | HVAC Improved Controls | Lumber/Furniture/Pulp/Paper |  | LP_HVAC Improved Controls | 37.986 | 0.58958 | 64.4286 | 0 | 0 | 0 | Fail 2-year Threshold
[11 empty] | Commercial | Automatic Door Closer for Walk-in Coolers and Freezers | Hospitals | New | N_HS_Automatic Door Closer for Walk-in Coolers and Freezers | 0.076028 | 0.47099 | 0.16142 | 0 | 0 | 0 | Fail RIM | [11 empty] | Industrial | HVAC Equipment Upgrades | Lumber/Furniture/Pulp/Paper |  | LP_HVAC Equipment Upgrades | 6.1772 | 0.60648 | 10.1853 | 0 | 0 | 0 | Fail 2-year Threshold
[11 empty] | Commercial | Automatic Door Closer for Walk-in Coolers and Freezers | Institutional | New | N_IN_Automatic Door Closer for Walk-in Coolers and Freezers | 0.078343 | 0.48533 | 0.16142 | 0 | 0 | 0 | Fail RIM | [11 empty] | Industrial | Lighting Controls - Exterior | Lumber/Furniture/Pulp/Paper |  | LP_Lighting Controls - Exterior | 1.2548 | 0.27772 | 4.5182 | 0 | 0 | 0 | Fail 2-year Threshold
[11 empty] | Commercial | Automatic Door Closer for Walk-in Coolers and Freezers | Lodging/Hospitality | New | N_LG_Automatic Door Closer for Walk-in Coolers and Freezers | 0.076028 | 0.47099 | 0.16142 | 0 | 0 | 0 | Fail RIM | [11 empty] | Industrial | Efficient Lighting - Exterior | Lumber/Furniture/Pulp/Paper |  | LP_Efficient Lighting - Exterior | 2.6538 | 0.28969 | 9.161 | 0 | 0 | 0 | Fail 2-year Threshold
[11 empty] | Commercial | Automatic Door Closer for Walk-in Coolers and Freezers | Miscellaneous | New | N_MS_Automatic Door Closer for Walk-in Coolers and Freezers | 0.078343 | 0.48533 | 0.16142 | 0 | 0 | 0 | Fail RIM | [11 empty] | Industrial | Compressed Air System Optimization | Lumber/Furniture/Pulp/Paper |  | LP_Compressed Air System Optimization | 8.3613 | 0.52044 | 16.0659 | 0 | 0 | 0 | Fail 2-year Threshold
[11 empty] | Commercial | Automatic Door Closer for Walk-in Coolers and Freezers | Offices | New | N_OF_Automatic Door Closer for Walk-in Coolers and Freezers | 0.078343 | 0.48533 | 0.16142 | 0 | 0 | 0 | Fail RIM | [11 empty] | Industrial | Compressed Air Controls | Lumber/Furniture/Pulp/Paper |  | LP_Compressed Air Controls | 16.1976 | 0.55985 | 28.9323 | 0 | 0 | 0 | Fail 2-year Threshold
[11 empty] | Commercial | Automatic Door Closer for Walk-in Coolers and Freezers | Restaurants | New | N_RS_Automatic Door Closer for Walk-in Coolers and Freezers | 0.076028 | 0.47099 | 0.16142 | 0 | 0 | 0 | Fail RIM | [11 empty] | Industrial | Compressed Air Equipment | Lumber/Furniture/Pulp/Paper |  | LP_Compressed Air Equipment | 4.362 | 0.57329 | 7.6086 | 0 | 0 | 0 | Fail 2-year Threshold
[11 empty] | Commercial | Automatic Door Closer for Walk-in Coolers and Freezers | Retail | New | N_RT_Automatic Door Closer for Walk-in Coolers and Freezers | 0.078343 | 0.48533 | 0.16142 | 0 | 0 | 0 | Fail RIM | [11 empty] | Industrial | Process Other Systems Optimization | Metal Products and Machinery |  | MM_Process Other Systems Optimization | 1.0706 | 0.44924 | 2.383 | 0 | 0 | 0 | Fail 2-year Threshold
[11 empty] | Commercial | Automatic Door Closer for Walk-in Coolers and Freezers | Schools K-12 | New | N_SC_Automatic Door Closer for Walk-in Coolers and Freezers | 0.076028 | 0.47099 | 0.16142 | 0 | 0 | 0 | Fail RIM | [11 empty] | Industrial | Plant Energy Management | Metal Products and Machinery |  | MM_Plant Energy Management | 4.9044 | 0.54108 | 9.0642 | 0 | 0 | 0 | Fail 2-year Threshold
[11 empty] | Commercial | Automatic Door Closer for Walk-in Coolers and Freezers | Warehouse | New | N_WR_Automatic Door Closer for Walk-in Coolers and Freezers | 0.078343 | 0.48533 | 0.16142 | 0 | 0 | 0 | Fail RIM | [11 empty] | Industrial | Process Heat System Optimization | Metal Products and Machinery |  | MM_Process Heat System Optimization | 0.42608 | 0.45211 | 0.94242 | 0 | 0 | 0 | Fail TRC
[11 empty] | Commercial | Demand Defrost | Assembly | Existing | E_AS_Demand Defrost | 0.24661 | 0.52859 | 0.46654 | 0 | 0 | 0 | Fail RIM | [11 empty] | Industrial | Process Heat Improved Controls | Metal Products and Machinery |  | MM_Process Heat Improved Controls | 0.71349 | 0.57959 | 1.231 | 0 | 0 | 0 | Fail TRC
[11 empty] | Commercial | Demand Defrost | College and University | Existing | E_CU_Demand Defrost | 0.2386 | 0.51142 | 0.46654 | 0 | 0 | 0 | Fail RIM | [11 empty] | Industrial | Process Heat Equipment Upgrade | Metal Products and Machinery |  | MM_Process Heat Equipment Upgrade | 4.0553 | 0.52587 | 7.7117 | 0 | 0 | 0 | Fail 2-year Threshold
[11 empty] | Commercial | Demand Defrost | Grocery | Existing | E_GR_Demand Defrost | 0.24661 | 0.52859 | 0.46654 | 0 | 0 | 0 | Fail RIM | [11 empty] | Industrial | Process Refrig System Optimization | Metal Products and Machinery |  | MM_Process Refrig System Optimization | 34.1292 | 0.44924 | 75.9706 | 0 | 0 | 0 | Fail 2-year Threshold
[11 empty] | Commercial | Demand Defrost | Healthcare | Existing | E_HC_Demand Defrost | 0.2386 | 0.51142 | 0.46654 | 0 | 0 | 0 | Fail RIM | [11 empty] | Industrial | Pump System Optimization | Metal Products and Machinery |  | MM_Pump System Optimization | 14.051 | 0.52044 | 26.9983 | 0 | 0 | 0 | Fail 2-year Threshold
[11 empty] | Commercial | Demand Defrost | Hospitals | Existing | E_HS_Demand Defrost | 0.2386 | 0.51142 | 0.46654 | 0 | 0 | 0 | Fail RIM | [11 empty] | Industrial | Pump Improved Controls | Metal Products and Machinery |  | MM_Pump Improved Controls | 9.9508 | 0.57329 | 17.3573 | 0 | 0 | 0 | Fail 2-year Threshold
[11 empty] | Commercial | Demand Defrost | Institutional | Existing | E_IN_Demand Defrost | 0.24661 | 0.52859 | 0.46654 | 0 | 0 | 0 | Fail RIM | [11 empty] | Industrial | Motor Optimization | Metal Products and Machinery |  | MM_Motor Optimization | 5.0612 | 0.52044 | 9.7249 | 0 | 0 | 0 | Fail 2-year Threshold
[11 empty] | Commercial | Demand Defrost | Lodging/Hospitality | Existing | E_LG_Demand Defrost | 0.2386 | 0.51142 | 0.46654 | 0 | 0 | 0 | Fail RIM | [11 empty] | Industrial | Motor Improved Controls | Metal Products and Machinery |  | MM_Motor Improved Controls | 14.0042 | 0.57329 | 24.4276 | 0 | 0 | 0 | Fail 2-year Threshold
[11 empty] | Commercial | Demand Defrost | Miscellaneous | Existing | E_MS_Demand Defrost | 0.24661 | 0.52859 | 0.46654 | 0 | 0 | 0 | Fail RIM | [11 empty] | Industrial | Pump Equipment Upgrade | Metal Products and Machinery |  | MM_Pump Equipment Upgrade | 4.3216 | 0.57329 | 7.5382 | 0 | 0 | 0 | Fail 2-year Threshold
[11 empty] | Commercial | Demand Defrost | Offices | Existing | E_OF_Demand Defrost | 0.24661 | 0.52859 | 0.46654 | 0 | 0 | 0 | Fail RIM | [11 empty] | Industrial | Motor Equipment Upgrades | Metal Products and Machinery |  | MM_Motor Equipment Upgrades | 2.2404 | 0.52044 | 4.3048 | 0 | 0 | 0 | Fail 2-year Threshold
[11 empty] | Commercial | Demand Defrost | Restaurants | Existing | E_RS_Demand Defrost | 0.2386 | 0.51142 | 0.46654 | 0 | 0 | 0 | Fail RIM | [11 empty] | Industrial | Fan System Optimization | Metal Products and Machinery |  | MM_Fan System Optimization | 19.9081 | 0.52044 | 38.2524 | 0 | 0 | 0 | Fail 2-year Threshold
[11 empty] | Commercial | Demand Defrost | Retail | Existing | E_RT_Demand Defrost | 0.24661 | 0.52859 | 0.46654 | 0 | 0 | 0 | Fail RIM | [11 empty] | Industrial | Fan Improved Controls | Metal Products and Machinery |  | MM_Fan Improved Controls | 25.8065 | 0.57329 | 45.0145 | 0 | 0 | 0 | Fail 2-year Threshold
[11 empty] | Commercial | Demand Defrost | Schools K-12 | Existing | E_SC_Demand Defrost | 0.2386 | 0.51142 | 0.46654 | 0 | 0 | 0 | Fail RIM | [11 empty] | Industrial | Fan Equipment Upgrades | Metal Products and Machinery |  | MM_Fan Equipment Upgrades | 4.3216 | 0.57329 | 7.5382 | 0 | 0 | 0 | Fail 2-year Threshold
[11 empty] | Commercial | Demand Defrost | Warehouse | Existing | E_WR_Demand Defrost | 0.24661 | 0.52859 | 0.46654 | 0 | 0 | 0 | Fail RIM | [11 empty] | Industrial | Lighting Controls | Metal Products and Machinery |  | MM_Lighting Controls | 2.6503 | 0.535 | 4.9539 | 0 | 0 | 0 | Fail 2-year Threshold
[11 empty] | Commercial | Demand Defrost | Assembly | New | N_AS_Demand Defrost | 0.24661 | 0.52859 | 0.46654 | 0 | 0 | 0 | Fail RIM | [11 empty] | Industrial | HVAC Recommissioning | Metal Products and Machinery |  | MM_HVAC Recommissioning | 0.36185 | 0.53449 | 0.67701 | 0 | 0 | 0 | Fail TRC
[11 empty] | Commercial | Demand Defrost | College and University | New | N_CU_Demand Defrost | 0.2386 | 0.51142 | 0.46654 | 0 | 0 | 0 | Fail RIM | [11 empty] | Industrial | HVAC Improved Controls | Metal Products and Machinery |  | MM_HVAC Improved Controls | 11.1422 | 0.58958 | 18.8984 | 0 | 0 | 0 | Fail 2-year Threshold
[11 empty] | Commercial | Demand Defrost | Grocery | New | N_GR_Demand Defrost | 0.24661 | 0.52859 | 0.46654 | 0 | 0 | 0 | Fail RIM | [11 empty] | Industrial | Building Envelope Improvements | Metal Products and Machinery |  | MM_Building Envelope Improvements | 5.0642 | 0.58958 | 8.5895 | 0 | 0 | 0 | Fail 2-year Threshold
[11 empty] | Commercial | Demand Defrost | Healthcare | New | N_HC_Demand Defrost | 0.2386 | 0.51142 | 0.46654 | 0 | 0 | 0 | Fail RIM | [11 empty] | Industrial | HVAC Equipment Upgrades | Metal Products and Machinery |  | MM_HVAC Equipment Upgrades | 5.1751 | 0.60648 | 8.5329 | 0 | 0 | 0 | Fail 2-year Threshold
[11 empty] | Commercial | Demand Defrost | Hospitals | New | N_HS_Demand Defrost | 0.2386 | 0.51142 | 0.46654 | 0 | 0 | 0 | Fail RIM | [11 empty] | Industrial | Lighting Controls - Exterior | Metal Products and Machinery |  | MM_Lighting Controls - Exterior | 1.3758 | 0.27772 | 4.9539 | 0 | 0 | 0 | Fail 2-year Threshold
[11 empty] | Commercial | Demand Defrost | Institutional | New | N_IN_Demand Defrost | 0.24661 | 0.52859 | 0.46654 | 0 | 0 | 0 | Fail RIM | [11 empty] | Industrial | Efficient Lighting - Exterior | Metal Products and Machinery |  | MM_Efficient Lighting - Exterior | 2.6538 | 0.28969 | 9.161 | 0 | 0 | 0 | Fail 2-year Threshold
[11 empty] | Commercial | Demand Defrost | Lodging/Hospitality | New | N_LG_Demand Defrost | 0.2386 | 0.51142 | 0.46654 | 0 | 0 | 0 | Fail RIM | [11 empty] | Industrial | Compressed Air System Optimization | Metal Products and Machinery |  | MM_Compressed Air System Optimization | 8.6164 | 0.52044 | 16.5559 | 0 | 0 | 0 | Fail 2-year Threshold
[11 empty] | Commercial | Demand Defrost | Miscellaneous | New | N_MS_Demand Defrost | 0.24661 | 0.52859 | 0.46654 | 0 | 0 | 0 | Fail RIM | [11 empty] | Industrial | Compressed Air Controls | Metal Products and Machinery |  | MM_Compressed Air Controls | 10.9702 | 0.55985 | 19.5951 | 0 | 0 | 0 | Fail 2-year Threshold
[11 empty] | Commercial | Demand Defrost | Offices | New | N_OF_Demand Defrost | 0.24661 | 0.52859 | 0.46654 | 0 | 0 | 0 | Fail RIM | [11 empty] | Industrial | Compressed Air Equipment | Metal Products and Machinery |  | MM_Compressed Air Equipment | 6.4339 | 0.57329 | 11.2227 | 0 | 0 | 0 | Fail 2-year Threshold
[11 empty] | Commercial | Demand Defrost | Restaurants | New | N_RS_Demand Defrost | 0.2386 | 0.51142 | 0.46654 | 0 | 0 | 0 | Fail RIM | [11 empty] | Industrial | Process Other Systems Optimization | Miscellaneous Manufacturing |  | MS_Process Other Systems Optimization | 8.1931 | 0.44924 | 18.2376 | 0 | 0 | 0 | Fail 2-year Threshold
[11 empty] | Commercial | Demand Defrost | Retail | New | N_RT_Demand Defrost | 0.24661 | 0.52859 | 0.46654 | 0 | 0 | 0 | Fail RIM | [11 empty] | Industrial | Plant Energy Management | Miscellaneous Manufacturing |  | MS_Plant Energy Management | 20.0524 | 0.54259 | 36.9568 | 0 | 0 | 0 | Fail 2-year Threshold
[11 empty] | Commercial | Demand Defrost | Schools K-12 | New | N_SC_Demand Defrost | 0.2386 | 0.51142 | 0.46654 | 0 | 0 | 0 | Fail RIM | [11 empty] | Industrial | Process Heat System Optimization | Miscellaneous Manufacturing |  | MS_Process Heat System Optimization | 0.53044 | 0.45211 | 1.1732 | 0 | 0 | 0 | Fail TRC
[11 empty] | Commercial | Demand Defrost | Warehouse | New | N_WR_Demand Defrost | 0.24661 | 0.52859 | 0.46654 | 0 | 0 | 0 | Fail RIM | [11 empty] | Industrial | Process Heat Improved Controls | Miscellaneous Manufacturing |  | MS_Process Heat Improved Controls | 0.71524 | 0.57959 | 1.234 | 0 | 0 | 0 | Fail TRC
[11 empty] | Commercial | Floating Head Pressure Controls | Assembly | Existing | E_AS_Floating Head Pressure Controls | 5.5258 | 0.607 | 9.1035 | 0 | 0 | 0 | Fail RIM | [11 empty] | Industrial | Process Refrig System Optimization | Miscellaneous Manufacturing |  | MS_Process Refrig System Optimization | 0.59629 | 0.44924 | 1.3273 | 0 | 0 | 0 | Fail TRC
[11 empty] | Commercial | Floating Head Pressure Controls | College and University | Existing | E_CU_Floating Head Pressure Controls | 5.1237 | 0.56283 | 9.1035 | 0 | 0 | 0 | Fail RIM | [11 empty] | Industrial | Process Refrig Controls | Miscellaneous Manufacturing |  | MS_Process Refrig Controls | 0.7294 | 0.57959 | 1.2585 | 0 | 0 | 0 | Fail TRC
[11 empty] | Commercial | Floating Head Pressure Controls | Grocery | Existing | E_GR_Floating Head Pressure Controls | 5.5258 | 0.607 | 9.1035 | 0 | 0 | 0 | Fail RIM | [11 empty] | Industrial | Pump System Optimization | Miscellaneous Manufacturing |  | MS_Pump System Optimization | 2.9178 | 0.52044 | 5.6063 | 0 | 0 | 0 | Fail 2-year Threshold
[11 empty] | Commercial | Floating Head Pressure Controls | Healthcare | Existing | E_HC_Floating Head Pressure Controls | 5.1237 | 0.56283 | 9.1035 | 0 | 0 | 0 | Fail RIM | [11 empty] | Industrial | Pump Improved Controls | Miscellaneous Manufacturing |  | MS_Pump Improved Controls | 9.9508 | 0.57329 | 17.3573 | 0 | 0 | 0 | Fail 2-year Threshold
[11 empty] | Commercial | Floating Head Pressure Controls | Hospitals | Existing | E_HS_Floating Head Pressure Controls | 5.1237 | 0.56283 | 9.1035 | 0 | 0 | 0 | Fail RIM | [11 empty] | Industrial | Motor Optimization | Miscellaneous Manufacturing |  | MS_Motor Optimization | 0.66243 | 0.52044 | 1.2728 | 0 | 0 | 0 | Fail TRC
[11 empty] | Commercial | Floating Head Pressure Controls | Institutional | Existing | E_IN_Floating Head Pressure Controls | 5.5258 | 0.607 | 9.1035 | 0 | 0 | 0 | Fail RIM | [11 empty] | Industrial | Motor Improved Controls | Miscellaneous Manufacturing |  | MS_Motor Improved Controls | 9.9508 | 0.57329 | 17.3573 | 0 | 0 | 0 | Fail 2-year Threshold
[11 empty] | Commercial | Floating Head Pressure Controls | Lodging/Hospitality | Existing | E_LG_Floating Head Pressure Controls | 5.1237 | 0.56283 | 9.1035 | 0 | 0 | 0 | Fail RIM | [11 empty] | Industrial | Pump Equipment Upgrade | Miscellaneous Manufacturing |  | MS_Pump Equipment Upgrade | 4.7682 | 0.57329 | 8.3171 | 0 | 0 | 0 | Fail 2-year Threshold
[11 empty] | Commercial | Floating Head Pressure Controls | Miscellaneous | Existing | E_MS_Floating Head Pressure Controls | 5.5258 | 0.607 | 9.1035 | 0 | 0 | 0 | Fail RIM | [11 empty] | Industrial | Fan Improved Controls | Miscellaneous Manufacturing |  | MS_Fan Improved Controls | 25.8065 | 0.57329 | 45.0144 | 0 | 0 | 0 | Fail 2-year Threshold
[11 empty] | Commercial | Floating Head Pressure Controls | Offices | Existing | E_OF_Floating Head Pressure Controls | 5.5258 | 0.607 | 9.1035 | 0 | 0 | 0 | Fail RIM | [11 empty] | Industrial | Fan Equipment Upgrades | Miscellaneous Manufacturing |  | MS_Fan Equipment Upgrades | 3.4809 | 0.57329 | 6.0718 | 0 | 0 | 0 | Fail 2-year Threshold
[11 empty] | Commercial | Floating Head Pressure Controls | Restaurants | Existing | E_RS_Floating Head Pressure Controls | 5.1237 | 0.56283 | 9.1035 | 0 | 0 | 0 | Fail RIM | [11 empty] | Industrial | Lighting Controls | Miscellaneous Manufacturing |  | MS_Lighting Controls | 3.7369 | 0.535 | 6.9848 | 0 | 0 | 0 | Fail 2-year Threshold
[11 empty] | Commercial | Floating Head Pressure Controls | Retail | Existing | E_RT_Floating Head Pressure Controls | 5.5258 | 0.607 | 9.1035 | 0 | 0 | 0 | Fail RIM | [11 empty] | Industrial | HVAC Improved Controls | Miscellaneous Manufacturing |  | MS_HVAC Improved Controls | 104.6584 | 0.58958 | 177.5128 | 0 | 0 | 0 | Fail 2-year Threshold
[11 empty] | Commercial | Floating Head Pressure Controls | Schools K-12 | Existing | E_SC_Floating Head Pressure Controls | 5.1237 | 0.56283 | 9.1035 | 0 | 0 | 0 | Fail RIM | [11 empty] | Industrial | Building Envelope Improvements | Miscellaneous Manufacturing |  | MS_Building Envelope Improvements | 6.5404 | 0.58958 | 11.0933 | 0 | 0 | 0 | Fail 2-year Threshold
[11 empty] | Commercial | Floating Head Pressure Controls | Warehouse | Existing | E_WR_Floating Head Pressure Controls | 5.5258 | 0.607 | 9.1035 | 0 | 0 | 0 | Fail RIM | [11 empty] | Industrial | Lighting Controls - Exterior | Miscellaneous Manufacturing |  | MS_Lighting Controls - Exterior | 1.9398 | 0.27772 | 6.9848 | 0 | 0 | 0 | Fail 2-year Threshold
[11 empty] | Commercial | Floating Head Pressure Controls | Assembly | New | N_AS_Floating Head Pressure Controls | 5.5258 | 0.607 | 9.1035 | 0 | 0 | 0 | Fail RIM | [11 empty] | Industrial | Efficient Lighting - Exterior | Miscellaneous Manufacturing |  | MS_Efficient Lighting - Exterior | 2.6538 | 0.28969 | 9.161 | 0 | 0 | 0 | Fail 2-year Threshold
[11 empty] | Commercial | Floating Head Pressure Controls | College and University | New | N_CU_Floating Head Pressure Controls | 5.1237 | 0.56283 | 9.1035 | 0 | 0 | 0 | Fail RIM | [11 empty] | Industrial | Compressed Air System Optimization | Miscellaneous Manufacturing |  | MS_Compressed Air System Optimization | 5.551 | 0.52044 | 10.666 | 0 | 0 | 0 | Fail 2-year Threshold
[11 empty] | Commercial | Floating Head Pressure Controls | Grocery | New | N_GR_Floating Head Pressure Controls | 5.5258 | 0.607 | 9.1035 | 0 | 0 | 0 | Fail RIM | [11 empty] | Industrial | Compressed Air Controls | Miscellaneous Manufacturing |  | MS_Compressed Air Controls | 84.9661 | 0.55985 | 151.7669 | 0 | 0 | 0 | Fail 2-year Threshold
[11 empty] | Commercial | Floating Head Pressure Controls | Healthcare | New | N_HC_Floating Head Pressure Controls | 5.1237 | 0.56283 | 9.1035 | 0 | 0 | 0 | Fail RIM | [11 empty] | Industrial | Compressed Air Equipment | Miscellaneous Manufacturing |  | MS_Compressed Air Equipment | 44.0442 | 0.57329 | 76.8266 | 0 | 0 | 0 | Fail 2-year Threshold
[11 empty] | Commercial | Floating Head Pressure Controls | Hospitals | New | N_HS_Floating Head Pressure Controls | 5.1237 | 0.56283 | 9.1035 | 0 | 0 | 0 | Fail RIM | [11 empty] | Industrial | Process Other Systems Optimization | Primary Resources Industries |  | PR_Process Other Systems Optimization | 0.98506 | 0.44924 | 2.1927 | 0 | 0 | 0 | Fail TRC
[11 empty] | Commercial | Floating Head Pressure Controls | Institutional | New | N_IN_Floating Head Pressure Controls | 5.5258 | 0.607 | 9.1035 | 0 | 0 | 0 | Fail RIM | [11 empty] | Industrial | Plant Energy Management | Primary Resources Industries |  | PR_Plant Energy Management | 20.0608 | 0.54282 | 36.9568 | 0 | 0 | 0 | Fail 2-year Threshold
[11 empty] | Commercial | Floating Head Pressure Controls | Lodging/Hospitality | New | N_LG_Floating Head Pressure Controls | 5.1237 | 0.56283 | 9.1035 | 0 | 0 | 0 | Fail RIM | [11 empty] | Industrial | Process Heat System Optimization | Primary Resources Industries |  | PR_Process Heat System Optimization | 0.47348 | 0.45211 | 1.0473 | 0 | 0 | 0 | Fail TRC
[11 empty] | Commercial | Floating Head Pressure Controls | Miscellaneous | New | N_MS_Floating Head Pressure Controls | 5.5258 | 0.607 | 9.1035 | 0 | 0 | 0 | Fail RIM | [11 empty] | Industrial | Process Heat Improved Controls | Primary Resources Industries |  | PR_Process Heat Improved Controls | 0.71524 | 0.57959 | 1.234 | 0 | 0 | 0 | Fail TRC
[11 empty] | Commercial | Floating Head Pressure Controls | Offices | New | N_OF_Floating Head Pressure Controls | 5.5258 | 0.607 | 9.1035 | 0 | 0 | 0 | Fail RIM | [11 empty] | Industrial | Process Refrig System Optimization | Primary Resources Industries |  | PR_Process Refrig System Optimization | 34.1292 | 0.44924 | 75.9706 | 0 | 0 | 0 | Fail 2-year Threshold
[11 empty] | Commercial | Floating Head Pressure Controls | Restaurants | New | N_RS_Floating Head Pressure Controls | 5.1237 | 0.56283 | 9.1035 | 0 | 0 | 0 | Fail RIM | [11 empty] | Industrial | Process Refrig Controls | Primary Resources Industries |  | PR_Process Refrig Controls | 0.7294 | 0.57959 | 1.2585 | 0 | 0 | 0 | Fail TRC
[11 empty] | Commercial | Floating Head Pressure Controls | Retail | New | N_RT_Floating Head Pressure Controls | 5.5258 | 0.607 | 9.1035 | 0 | 0 | 0 | Fail RIM | [11 empty] | Industrial | Process Refrig Equipment Upgrade | Primary Resources Industries |  | PR_Process Refrig Equipment Upgrade | 2.8204 | 0.52587 | 5.3633 | 0 | 0 | 0 | Fail 2-year Threshold
[11 empty] | Commercial | Floating Head Pressure Controls | Schools K-12 | New | N_SC_Floating Head Pressure Controls | 5.1237 | 0.56283 | 9.1035 | 0 | 0 | 0 | Fail RIM | [11 empty] | Industrial | Pump System Optimization | Primary Resources Industries |  | PR_Pump System Optimization | 48.9871 | 0.52044 | 94.126 | 0 | 0 | 0 | Fail 2-year Threshold
[11 empty] | Commercial | Floating Head Pressure Controls | Warehouse | New | N_WR_Floating Head Pressure Controls | 5.5258 | 0.607 | 9.1035 | 0 | 0 | 0 | Fail RIM | [11 empty] | Industrial | Pump Improved Controls | Primary Resources Industries |  | PR_Pump Improved Controls | 9.9508 | 0.57329 | 17.3573 | 0 | 0 | 0 | Fail 2-year Threshold
[11 empty] | Commercial | Freezer-Cooler Replacement Gaskets | Assembly | Existing | E_AS_Freezer-Cooler Replacement Gaskets | 0.2559 | 0.45806 | 0.55866 | 0 | 0 | 0 | Fail RIM | [11 empty] | Industrial | Motor Optimization | Primary Resources Industries |  | PR_Motor Optimization | 6.6719 | 0.52044 | 12.8196 | 0 | 0 | 0 | Fail 2-year Threshold
[11 empty] | Commercial | Freezer-Cooler Replacement Gaskets | College and University | Existing | E_CU_Freezer-Cooler Replacement Gaskets | 0.2434 | 0.43568 | 0.55866 | 0 | 0 | 0 | Fail RIM | [11 empty] | Industrial | Motor Improved Controls | Primary Resources Industries |  | PR_Motor Improved Controls | 9.9508 | 0.57329 | 17.3573 | 0 | 0 | 0 | Fail 2-year Threshold
[11 empty] | Commercial | Freezer-Cooler Replacement Gaskets | Grocery | Existing | E_GR_Freezer-Cooler Replacement Gaskets | 0.2559 | 0.45806 | 0.55866 | 0 | 0 | 0 | Fail RIM | [11 empty] | Industrial | Pump Equipment Upgrade | Primary Resources Industries |  | PR_Pump Equipment Upgrade | 5.7075 | 0.57329 | 9.9556 | 0 | 0 | 0 | Fail 2-year Threshold
[11 empty] | Commercial | Freezer-Cooler Replacement Gaskets | Healthcare | Existing | E_HC_Freezer-Cooler Replacement Gaskets | 0.2434 | 0.43568 | 0.55866 | 0 | 0 | 0 | Fail RIM | [11 empty] | Industrial | Motor Equipment Upgrades | Primary Resources Industries |  | PR_Motor Equipment Upgrades | 2.3753 | 0.52044 | 4.5641 | 0 | 0 | 0 | Fail 2-year Threshold
[11 empty] | Commercial | Freezer-Cooler Replacement Gaskets | Hospitals | Existing | E_HS_Freezer-Cooler Replacement Gaskets | 0.2434 | 0.43568 | 0.55866 | 0 | 0 | 0 | Fail RIM | [11 empty] | Industrial | Fan System Optimization | Primary Resources Industries |  | PR_Fan System Optimization | 126.0632 | 0.52044 | 242.2237 | 0 | 0 | 0 | Fail 2-year Threshold
[11 empty] | Commercial | Freezer-Cooler Replacement Gaskets | Institutional | Existing | E_IN_Freezer-Cooler Replacement Gaskets | 0.2559 | 0.45806 | 0.55866 | 0 | 0 | 0 | Fail RIM | [11 empty] | Industrial | Fan Improved Controls | Primary Resources Industries |  | PR_Fan Improved Controls | 25.8065 | 0.57329 | 45.0144 | 0 | 0 | 0 | Fail 2-year Threshold
[11 empty] | Commercial | Freezer-Cooler Replacement Gaskets | Lodging/Hospitality | Existing | E_LG_Freezer-Cooler Replacement Gaskets | 0.2434 | 0.43568 | 0.55866 | 0 | 0 | 0 | Fail RIM | [11 empty] | Industrial | Fan Equipment Upgrades | Primary Resources Industries |  | PR_Fan Equipment Upgrades | 5.7075 | 0.57329 | 9.9556 | 0 | 0 | 0 | Fail 2-year Threshold
[11 empty] | Commercial | Freezer-Cooler Replacement Gaskets | Miscellaneous | Existing | E_MS_Freezer-Cooler Replacement Gaskets | 0.2559 | 0.45806 | 0.55866 | 0 | 0 | 0 | Fail RIM | [11 empty] | Industrial | Lighting Controls | Primary Resources Industries |  | PR_Lighting Controls | 2.8699 | 0.535 | 5.3642 | 0 | 0 | 0 | Fail 2-year Threshold
[11 empty] | Commercial | Freezer-Cooler Replacement Gaskets | Offices | Existing | E_OF_Freezer-Cooler Replacement Gaskets | 0.2559 | 0.45806 | 0.55866 | 0 | 0 | 0 | Fail RIM | [11 empty] | Industrial | HVAC Improved Controls | Primary Resources Industries |  | PR_HVAC Improved Controls | 20.9552 | 0.58958 | 35.5425 | 0 | 0 | 0 | Fail 2-year Threshold
[11 empty] | Commercial | Freezer-Cooler Replacement Gaskets | Restaurants | Existing | E_RS_Freezer-Cooler Replacement Gaskets | 0.2434 | 0.43568 | 0.55866 | 0 | 0 | 0 | Fail RIM | [11 empty] | Industrial | Building Envelope Improvements | Primary Resources Industries |  | PR_Building Envelope Improvements | 5.025 | 0.58958 | 8.5229 | 0 | 0 | 0 | Fail 2-year Threshold
[11 empty] | Commercial | Freezer-Cooler Replacement Gaskets | Retail | Existing | E_RT_Freezer-Cooler Replacement Gaskets | 0.2559 | 0.45806 | 0.55866 | 0 | 0 | 0 | Fail RIM | [11 empty] | Industrial | Lighting Controls - Exterior | Primary Resources Industries |  | PR_Lighting Controls - Exterior | 1.4898 | 0.27772 | 5.3642 | 0 | 0 | 0 | Fail 2-year Threshold
[11 empty] | Commercial | Freezer-Cooler Replacement Gaskets | Schools K-12 | Existing | E_SC_Freezer-Cooler Replacement Gaskets | 0.2434 | 0.43568 | 0.55866 | 0 | 0 | 0 | Fail RIM | [11 empty] | Industrial | Efficient Lighting - Exterior | Primary Resources Industries |  | PR_Efficient Lighting - Exterior | 2.6538 | 0.28969 | 9.161 | 0 | 0 | 0 | Fail 2-year Threshold
[11 empty] | Commercial | Freezer-Cooler Replacement Gaskets | Warehouse | Existing | E_WR_Freezer-Cooler Replacement Gaskets | 0.2559 | 0.45806 | 0.55866 | 0 | 0 | 0 | Fail RIM | [11 empty] | Industrial | Compressed Air System Optimization | Primary Resources Industries |  | PR_Compressed Air System Optimization | 8.9705 | 0.52044 | 17.2363 | 0 | 0 | 0 | Fail 2-year Threshold
[11 empty] | Commercial | Freezer-Cooler Replacement Gaskets | Assembly | New | N_AS_Freezer-Cooler Replacement Gaskets | 0 | 0 | 0 | 0 | 0 | 0 | Fail RIM | [11 empty] | Industrial | Compressed Air Controls | Primary Resources Industries |  | PR_Compressed Air Controls | 12.126 | 0.55985 | 21.6595 | 0 | 0 | 0 | Fail 2-year Threshold
[11 empty] | Commercial | Freezer-Cooler Replacement Gaskets | College and University | New | N_CU_Freezer-Cooler Replacement Gaskets | 0 | 0 | 0 | 0 | 0 | 0 | Fail RIM | [11 empty] | Industrial | Compressed Air Equipment | Primary Resources Industries |  | PR_Compressed Air Equipment | 5.2528 | 0.57329 | 9.1625 | 0 | 0 | 0 | Fail 2-year Threshold
[11 empty] | Commercial | Freezer-Cooler Replacement Gaskets | Grocery | New | N_GR_Freezer-Cooler Replacement Gaskets | 0 | 0 | 0 | 0 | 0 | 0 | Fail RIM | [11 empty] | Industrial | Process Other Systems Optimization | Stone/Clay/Glass/Concrete |  | ST_Process Other Systems Optimization | 8.1931 | 0.44924 | 18.2376 | 0 | 0 | 0 | Fail 2-year Threshold
[11 empty] | Commercial | Freezer-Cooler Replacement Gaskets | Healthcare | New | N_HC_Freezer-Cooler Replacement Gaskets | 0 | 0 | 0 | 0 | 0 | 0 | Fail RIM | [11 empty] | Industrial | Plant Energy Management | Stone/Clay/Glass/Concrete |  | ST_Plant Energy Management | 19.9858 | 0.54079 | 36.9568 | 0 | 0 | 0 | Fail 2-year Threshold
[11 empty] | Commercial | Freezer-Cooler Replacement Gaskets | Hospitals | New | N_HS_Freezer-Cooler Replacement Gaskets | 0 | 0 | 0 | 0 | 0 | 0 | Fail RIM | [11 empty] | Industrial | Process Heat System Optimization | Stone/Clay/Glass/Concrete |  | ST_Process Heat System Optimization | 0.2521 | 0.45211 | 0.5576 | 0 | 0 | 0 | Fail TRC
[11 empty] | Commercial | Freezer-Cooler Replacement Gaskets | Institutional | New | N_IN_Freezer-Cooler Replacement Gaskets | 0 | 0 | 0 | 0 | 0 | 0 | Fail RIM | [11 empty] | Industrial | Process Heat Improved Controls | Stone/Clay/Glass/Concrete |  | ST_Process Heat Improved Controls | 0.71524 | 0.57959 | 1.234 | 0 | 0 | 0 | Fail TRC
[11 empty] | Commercial | Freezer-Cooler Replacement Gaskets | Lodging/Hospitality | New | N_LG_Freezer-Cooler Replacement Gaskets | 0 | 0 | 0 | 0 | 0 | 0 | Fail RIM | [11 empty] | Industrial | Process Refrig Controls | Stone/Clay/Glass/Concrete |  | ST_Process Refrig Controls | 0.7294 | 0.57959 | 1.2585 | 0 | 0 | 0 | Fail TRC
[11 empty] | Commercial | Freezer-Cooler Replacement Gaskets | Miscellaneous | New | N_MS_Freezer-Cooler Replacement Gaskets | 0 | 0 | 0 | 0 | 0 | 0 | Fail RIM | [11 empty] | Industrial | Pump System Optimization | Stone/Clay/Glass/Concrete |  | ST_Pump System Optimization | 0 | 0 | 0 | 0 | 0 | 0 | Fail TRC
[11 empty] | Commercial | Freezer-Cooler Replacement Gaskets | Offices | New | N_OF_Freezer-Cooler Replacement Gaskets | 0 | 0 | 0 | 0 | 0 | 0 | Fail RIM | [11 empty] | Industrial | Pump Improved Controls | Stone/Clay/Glass/Concrete |  | ST_Pump Improved Controls | 9.9508 | 0.57329 | 17.3573 | 0 | 0 | 0 | Fail 2-year Threshold
[11 empty] | Commercial | Freezer-Cooler Replacement Gaskets | Restaurants | New | N_RS_Freezer-Cooler Replacement Gaskets | 0 | 0 | 0 | 0 | 0 | 0 | Fail RIM | [11 empty] | Industrial | Motor Optimization | Stone/Clay/Glass/Concrete |  | ST_Motor Optimization | 6.2829 | 0.52044 | 12.0722 | 0 | 0 | 0 | Fail 2-year Threshold
[11 empty] | Commercial | Freezer-Cooler Replacement Gaskets | Retail | New | N_RT_Freezer-Cooler Replacement Gaskets | 0 | 0 | 0 | 0 | 0 | 0 | Fail RIM | [11 empty] | Industrial | Motor Improved Controls | Stone/Clay/Glass/Concrete |  | ST_Motor Improved Controls | 9.9508 | 0.57329 | 17.3573 | 0 | 0 | 0 | Fail 2-year Threshold
[11 empty] | Commercial | Freezer-Cooler Replacement Gaskets | Schools K-12 | New | N_SC_Freezer-Cooler Replacement Gaskets | 0 | 0 | 0 | 0 | 0 | 0 | Fail RIM | [11 empty] | Industrial | Pump Equipment Upgrade | Stone/Clay/Glass/Concrete |  | ST_Pump Equipment Upgrade | 3.4809 | 0.57329 | 6.0718 | 0 | 0 | 0 | Fail 2-year Threshold
[11 empty] | Commercial | Freezer-Cooler Replacement Gaskets | Warehouse | New | N_WR_Freezer-Cooler Replacement Gaskets | 0 | 0 | 0 | 0 | 0 | 0 | Fail RIM | [11 empty] | Industrial | Motor Equipment Upgrades | Stone/Clay/Glass/Concrete |  | ST_Motor Equipment Upgrades | 6.7035 | 0.52044 | 12.8803 | 0 | 0 | 0 | Fail 2-year Threshold
[11 empty] | Commercial | High Efficiency Refrigeration Compressor | Assembly | Existing | E_AS_High Efficiency Refrigeration Compressor | 0.35727 | 0.59251 | 0.60298 | 0 | 0 | 0 | Fail RIM | [11 empty] | Industrial | Fan Improved Controls | Stone/Clay/Glass/Concrete |  | ST_Fan Improved Controls | 25.8065 | 0.57329 | 45.0144 | 0 | 0 | 0 | Fail 2-year Threshold
[11 empty] | Commercial | High Efficiency Refrigeration Compressor | College and University | Existing | E_CU_High Efficiency Refrigeration Compressor | 0.33146 | 0.5497 | 0.60298 | 0 | 0 | 0 | Fail RIM | [11 empty] | Industrial | Fan Equipment Upgrades | Stone/Clay/Glass/Concrete |  | ST_Fan Equipment Upgrades | 3.4809 | 0.57329 | 6.0718 | 0 | 0 | 0 | Fail 2-year Threshold
[11 empty] | Commercial | High Efficiency Refrigeration Compressor | Grocery | Existing | E_GR_High Efficiency Refrigeration Compressor | 0.35727 | 0.59251 | 0.60298 | 0 | 0 | 0 | Fail RIM | [11 empty] | Industrial | Lighting Controls | Stone/Clay/Glass/Concrete |  | ST_Lighting Controls | 2.8144 | 0.535 | 5.2605 | 0 | 0 | 0 | Fail 2-year Threshold
[11 empty] | Commercial | High Efficiency Refrigeration Compressor | Healthcare | Existing | E_HC_High Efficiency Refrigeration Compressor | 0.33146 | 0.5497 | 0.60298 | 0 | 0 | 0 | Fail RIM | [11 empty] | Industrial | HVAC Improved Controls | Stone/Clay/Glass/Concrete |  | ST_HVAC Improved Controls | 16.0341 | 0.58958 | 27.1957 | 0 | 0 | 0 | Fail 2-year Threshold
[11 empty] | Commercial | High Efficiency Refrigeration Compressor | Hospitals | Existing | E_HS_High Efficiency Refrigeration Compressor | 0.33146 | 0.5497 | 0.60298 | 0 | 0 | 0 | Fail RIM | [11 empty] | Industrial | Building Envelope Improvements | Stone/Clay/Glass/Concrete |  | ST_Building Envelope Improvements | 4.2168 | 0.58958 | 7.1521 | 0 | 0 | 0 | Fail 2-year Threshold
[11 empty] | Commercial | High Efficiency Refrigeration Compressor | Institutional | Existing | E_IN_High Efficiency Refrigeration Compressor | 0.35727 | 0.59251 | 0.60298 | 0 | 0 | 0 | Fail RIM | [11 empty] | Industrial | HVAC Equipment Upgrades | Stone/Clay/Glass/Concrete |  | ST_HVAC Equipment Upgrades | 6.1772 | 0.60648 | 10.1853 | 0 | 0 | 0 | Fail 2-year Threshold
[11 empty] | Commercial | High Efficiency Refrigeration Compressor | Lodging/Hospitality | Existing | E_LG_High Efficiency Refrigeration Compressor | 0.33146 | 0.5497 | 0.60298 | 0 | 0 | 0 | Fail RIM | [11 empty] | Industrial | Lighting Controls - Exterior | Stone/Clay/Glass/Concrete |  | ST_Lighting Controls - Exterior | 1.461 | 0.27772 | 5.2605 | 0 | 0 | 0 | Fail 2-year Threshold
[11 empty] | Commercial | High Efficiency Refrigeration Compressor | Miscellaneous | Existing | E_MS_High Efficiency Refrigeration Compressor | 0.35727 | 0.59251 | 0.60298 | 0 | 0 | 0 | Fail RIM | [11 empty] | Industrial | Efficient Lighting - Exterior | Stone/Clay/Glass/Concrete |  | ST_Efficient Lighting - Exterior | 2.6538 | 0.28969 | 9.161 | 0 | 0 | 0 | Fail 2-year Threshold
[11 empty] | Commercial | High Efficiency Refrigeration Compressor | Offices | Existing | E_OF_High Efficiency Refrigeration Compressor | 0.35727 | 0.59251 | 0.60298 | 0 | 0 | 0 | Fail RIM | [11 empty] | Industrial | Compressed Air System Optimization | Stone/Clay/Glass/Concrete |  | ST_Compressed Air System Optimization | 6.6644 | 0.52044 | 12.8052 | 0 | 0 | 0 | Fail 2-year Threshold
[11 empty] | Commercial | High Efficiency Refrigeration Compressor | Restaurants | Existing | E_RS_High Efficiency Refrigeration Compressor | 0.33146 | 0.5497 | 0.60298 | 0 | 0 | 0 | Fail RIM | [11 empty] | Industrial | Compressed Air Controls | Stone/Clay/Glass/Concrete |  | ST_Compressed Air Controls | 10.3367 | 0.55985 | 18.4634 | 0 | 0 | 0 | Fail 2-year Threshold
[11 empty] | Commercial | High Efficiency Refrigeration Compressor | Retail | Existing | E_RT_High Efficiency Refrigeration Compressor | 0.35727 | 0.59251 | 0.60298 | 0 | 0 | 0 | Fail RIM | [11 empty] | Industrial | Process Other Systems Optimization | Textiles and Leather |  | TX_Process Other Systems Optimization | 3.4762 | 0.44924 | 7.7379 | 0 | 0 | 0 | Fail 2-year Threshold
[11 empty] | Commercial | High Efficiency Refrigeration Compressor | Schools K-12 | Existing | E_SC_High Efficiency Refrigeration Compressor | 0.33146 | 0.5497 | 0.60298 | 0 | 0 | 0 | Fail RIM | [11 empty] | Industrial | Process Heat System Optimization | Textiles and Leather |  | TX_Process Heat System Optimization | 0.077582 | 0.45211 | 0.1716 | 0 | 0 | 0 | Fail TRC
[11 empty] | Commercial | High Efficiency Refrigeration Compressor | Warehouse | Existing | E_WR_High Efficiency Refrigeration Compressor | 0.35727 | 0.59251 | 0.60298 | 0 | 0 | 0 | Fail RIM | [11 empty] | Industrial | Process Heat Equipment Upgrade | Textiles and Leather |  | TX_Process Heat Equipment Upgrade | 11.0995 | 0.52587 | 21.1069 | 0 | 0 | 0 | Fail 2-year Threshold
[11 empty] | Commercial | High Efficiency Refrigeration Compressor | Assembly | New | N_AS_High Efficiency Refrigeration Compressor | 0.35727 | 0.59251 | 0.60298 | 0 | 0 | 0 | Fail RIM | [11 empty] | Industrial | Process Refrig Controls | Textiles and Leather |  | TX_Process Refrig Controls | 0.7294 | 0.57959 | 1.2585 | 0 | 0 | 0 | Fail TRC
[11 empty] | Commercial | High Efficiency Refrigeration Compressor | College and University | New | N_CU_High Efficiency Refrigeration Compressor | 0.33146 | 0.5497 | 0.60298 | 0 | 0 | 0 | Fail RIM | [11 empty] | Industrial | Process Refrig Equipment Upgrade | Textiles and Leather |  | TX_Process Refrig Equipment Upgrade | 2.5187 | 0.52587 | 4.7895 | 0 | 0 | 0 | Fail 2-year Threshold
[11 empty] | Commercial | High Efficiency Refrigeration Compressor | Grocery | New | N_GR_High Efficiency Refrigeration Compressor | 0.35727 | 0.59251 | 0.60298 | 0 | 0 | 0 | Fail RIM | [11 empty] | Industrial | Pump Improved Controls | Textiles and Leather |  | TX_Pump Improved Controls | 9.9508 | 0.57329 | 17.3573 | 0 | 0 | 0 | Fail 2-year Threshold
[11 empty] | Commercial | High Efficiency Refrigeration Compressor | Healthcare | New | N_HC_High Efficiency Refrigeration Compressor | 0.33146 | 0.5497 | 0.60298 | 0 | 0 | 0 | Fail RIM | [11 empty] | Industrial | Motor Improved Controls | Textiles and Leather |  | TX_Motor Improved Controls | 9.9508 | 0.57329 | 17.3573 | 0 | 0 | 0 | Fail 2-year Threshold
[11 empty] | Commercial | High Efficiency Refrigeration Compressor | Hospitals | New | N_HS_High Efficiency Refrigeration Compressor | 0.33146 | 0.5497 | 0.60298 | 0 | 0 | 0 | Fail RIM | [11 empty] | Industrial | Pump Equipment Upgrade | Textiles and Leather |  | TX_Pump Equipment Upgrade | 4.9648 | 0.57329 | 8.6601 | 0 | 0 | 0 | Fail 2-year Threshold
[11 empty] | Commercial | High Efficiency Refrigeration Compressor | Institutional | New | N_IN_High Efficiency Refrigeration Compressor | 0.35727 | 0.59251 | 0.60298 | 0 | 0 | 0 | Fail RIM | [11 empty] | Industrial | Motor Equipment Upgrades | Textiles and Leather |  | TX_Motor Equipment Upgrades | 2.917 | 0.52044 | 5.6048 | 0 | 0 | 0 | Fail 2-year Threshold
[11 empty] | Commercial | High Efficiency Refrigeration Compressor | Lodging/Hospitality | New | N_LG_High Efficiency Refrigeration Compressor | 0.33146 | 0.5497 | 0.60298 | 0 | 0 | 0 | Fail RIM | [11 empty] | Industrial | Fan Improved Controls | Textiles and Leather |  | TX_Fan Improved Controls | 25.8065 | 0.57329 | 45.0144 | 0 | 0 | 0 | Fail 2-year Threshold
[11 empty] | Commercial | High Efficiency Refrigeration Compressor | Miscellaneous | New | N_MS_High Efficiency Refrigeration Compressor | 0.35727 | 0.59251 | 0.60298 | 0 | 0 | 0 | Fail RIM | [11 empty] | Industrial | Fan Equipment Upgrades | Textiles and Leather |  | TX_Fan Equipment Upgrades | 4.9648 | 0.57329 | 8.6601 | 0 | 0 | 0 | Fail 2-year Threshold
[11 empty] | Commercial | High Efficiency Refrigeration Compressor | Offices | New | N_OF_High Efficiency Refrigeration Compressor | 0.35727 | 0.59251 | 0.60298 | 0 | 0 | 0 | Fail RIM | [11 empty] | Industrial | Lighting Controls | Textiles and Leather |  | TX_Lighting Controls | 3.2854 | 0.535 | 6.1409 | 0 | 0 | 0 | Fail 2-year Threshold
[11 empty] | Commercial | High Efficiency Refrigeration Compressor | Restaurants | New | N_RS_High Efficiency Refrigeration Compressor | 0.33146 | 0.5497 | 0.60298 | 0 | 0 | 0 | Fail RIM | [11 empty] | Industrial | HVAC Recommissioning | Textiles and Leather |  | TX_HVAC Recommissioning | 7.1 | 0.53449 | 13.2838 | 0 | 0 | 0 | Fail 2-year Threshold
[11 empty] | Commercial | High Efficiency Refrigeration Compressor | Retail | New | N_RT_High Efficiency Refrigeration Compressor | 0.35727 | 0.59251 | 0.60298 | 0 | 0 | 0 | Fail RIM | [11 empty] | Industrial | HVAC Improved Controls | Textiles and Leather |  | TX_HVAC Improved Controls | 199.398 | 0.58958 | 338.2021 | 0 | 0 | 0 | Fail 2-year Threshold
[11 empty] | Commercial | High Efficiency Refrigeration Compressor | Schools K-12 | New | N_SC_High Efficiency Refrigeration Compressor | 0.33146 | 0.5497 | 0.60298 | 0 | 0 | 0 | Fail RIM | [11 empty] | Industrial | HVAC Equipment Upgrades | Textiles and Leather |  | TX_HVAC Equipment Upgrades | 6.025 | 0.60648 | 9.9343 | 0 | 0 | 0 | Fail 2-year Threshold
[11 empty] | Commercial | High Efficiency Refrigeration Compressor | Warehouse | New | N_WR_High Efficiency Refrigeration Compressor | 0.35727 | 0.59251 | 0.60298 | 0 | 0 | 0 | Fail RIM | [11 empty] | Industrial | Lighting Controls - Exterior | Textiles and Leather |  | TX_Lighting Controls - Exterior | 1.7055 | 0.27772 | 6.1409 | 0 | 0 | 0 | Fail 2-year Threshold
[11 empty] | Commercial | High R-Value Glass Doors | Assembly | Existing | E_AS_High R-Value Glass Doors | 0.23549 | 0.57471 | 0.40976 | 0 | 0 | 0 | Fail RIM | [11 empty] | Industrial | Efficient Lighting - Exterior | Textiles and Leather |  | TX_Efficient Lighting - Exterior | 2.6538 | 0.28969 | 9.161 | 0 | 0 | 0 | Fail 2-year Threshold
[11 empty] | Commercial | High R-Value Glass Doors | College and University | Existing | E_CU_High R-Value Glass Doors | 0.22214 | 0.54213 | 0.40976 | 0 | 0 | 0 | Fail RIM | [11 empty] | Industrial | Compressed Air System Optimization | Textiles and Leather |  | TX_Compressed Air System Optimization | 8.211 | 0.52044 | 15.777 | 0 | 0 | 0 | Fail 2-year Threshold
[11 empty] | Commercial | High R-Value Glass Doors | Grocery | Existing | E_GR_High R-Value Glass Doors | 0.23549 | 0.57471 | 0.40976 | 0 | 0 | 0 | Fail RIM | [11 empty] | Industrial | Compressed Air Controls | Textiles and Leather |  | TX_Compressed Air Controls | 10.0593 | 0.55985 | 17.9679 | 0 | 0 | 0 | Fail 2-year Threshold
[11 empty] | Commercial | High R-Value Glass Doors | Healthcare | Existing | E_HC_High R-Value Glass Doors | 0.22214 | 0.54213 | 0.40976 | 0 | 0 | 0 | Fail RIM | [11 empty] | Industrial | Compressed Air Equipment | Textiles and Leather |  | TX_Compressed Air Equipment | 5.0427 | 0.57329 | 8.796 | 0 | 0 | 0 | Fail 2-year Threshold
[11 empty] | Commercial | High R-Value Glass Doors | Hospitals | Existing | E_HS_High R-Value Glass Doors | 0.22214 | 0.54213 | 0.40976 | 0 | 0 | 0 | Fail RIM | [11 empty] | Industrial | Process Other Systems Optimization | Transportation Equipment |  | TR_Process Other Systems Optimization | 8.1931 | 0.44924 | 18.2376 | 0 | 0 | 0 | Fail 2-year Threshold
[11 empty] | Commercial | High R-Value Glass Doors | Institutional | Existing | E_IN_High R-Value Glass Doors | 0.23549 | 0.57471 | 0.40976 | 0 | 0 | 0 | Fail RIM | [11 empty] | Industrial | Plant Energy Management | Transportation Equipment |  | TR_Plant Energy Management | 20.0556 | 0.54268 | 36.9568 | 0 | 0 | 0 | Fail 2-year Threshold
[11 empty] | Commercial | High R-Value Glass Doors | Lodging/Hospitality | Existing | E_LG_High R-Value Glass Doors | 0.22214 | 0.54213 | 0.40976 | 0 | 0 | 0 | Fail RIM | [11 empty] | Industrial | Process Heat System Optimization | Transportation Equipment |  | TR_Process Heat System Optimization | 0.88556 | 0.45211 | 1.9587 | 0 | 0 | 0 | Fail TRC
[11 empty] | Commercial | High R-Value Glass Doors | Miscellaneous | Existing | E_MS_High R-Value Glass Doors | 0.23549 | 0.57471 | 0.40976 | 0 | 0 | 0 | Fail RIM | [11 empty] | Industrial | Process Heat Improved Controls | Transportation Equipment |  | TR_Process Heat Improved Controls | 0.71524 | 0.57959 | 1.234 | 0 | 0 | 0 | Fail TRC
[11 empty] | Commercial | High R-Value Glass Doors | Offices | Existing | E_OF_High R-Value Glass Doors | 0.23549 | 0.57471 | 0.40976 | 0 | 0 | 0 | Fail RIM | [11 empty] | Industrial | Process Refrig Controls | Transportation Equipment |  | TR_Process Refrig Controls | 0.7294 | 0.57959 | 1.2585 | 0 | 0 | 0 | Fail TRC
[11 empty] | Commercial | High R-Value Glass Doors | Restaurants | Existing | E_RS_High R-Value Glass Doors | 0.22214 | 0.54213 | 0.40976 | 0 | 0 | 0 | Fail RIM | [11 empty] | Industrial | Process Refrig Equipment Upgrade | Transportation Equipment |  | TR_Process Refrig Equipment Upgrade | 3.3886 | 0.52587 | 6.4438 | 0 | 0 | 0 | Fail 2-year Threshold
[11 empty] | Commercial | High R-Value Glass Doors | Retail | Existing | E_RT_High R-Value Glass Doors | 0.23549 | 0.57471 | 0.40976 | 0 | 0 | 0 | Fail RIM | [11 empty] | Industrial | Pump System Optimization | Transportation Equipment |  | TR_Pump System Optimization | 5.2391 | 0.52044 | 10.0666 | 0 | 0 | 0 | Fail 2-year Threshold
[11 empty] | Commercial | High R-Value Glass Doors | Schools K-12 | Existing | E_SC_High R-Value Glass Doors | 0.22214 | 0.54213 | 0.40976 | 0 | 0 | 0 | Fail RIM | [11 empty] | Industrial | Pump Improved Controls | Transportation Equipment |  | TR_Pump Improved Controls | 9.9508 | 0.57329 | 17.3573 | 0 | 0 | 0 | Fail 2-year Threshold
[11 empty] | Commercial | High R-Value Glass Doors | Warehouse | Existing | E_WR_High R-Value Glass Doors | 0.23549 | 0.57471 | 0.40976 | 0 | 0 | 0 | Fail RIM | [11 empty] | Industrial | Motor Optimization | Transportation Equipment |  | TR_Motor Optimization | 4.8986 | 0.52044 | 9.4124 | 0 | 0 | 0 | Fail 2-year Threshold
[11 empty] | Commercial | High R-Value Glass Doors | Assembly | New | N_AS_High R-Value Glass Doors | 0 | 0 | 0 | 0 | 0 | 0 | Fail RIM | [11 empty] | Industrial | Motor Improved Controls | Transportation Equipment |  | TR_Motor Improved Controls | 9.9508 | 0.57329 | 17.3573 | 0 | 0 | 0 | Fail 2-year Threshold
[11 empty] | Commercial | High R-Value Glass Doors | College and University | New | N_CU_High R-Value Glass Doors | 0 | 0 | 0 | 0 | 0 | 0 | Fail RIM | [11 empty] | Industrial | Motor Equipment Upgrades | Transportation Equipment |  | TR_Motor Equipment Upgrades | 13.0461 | 0.52044 | 25.0674 | 0 | 0 | 0 | Fail 2-year Threshold
[11 empty] | Commercial | High R-Value Glass Doors | Grocery | New | N_GR_High R-Value Glass Doors | 0 | 0 | 0 | 0 | 0 | 0 | Fail RIM | [11 empty] | Industrial | Fan System Optimization | Transportation Equipment |  | TR_Fan System Optimization | 11.7046 | 0.52044 | 22.4898 | 0 | 0 | 0 | Fail 2-year Threshold
[11 empty] | Commercial | High R-Value Glass Doors | Healthcare | New | N_HC_High R-Value Glass Doors | 0 | 0 | 0 | 0 | 0 | 0 | Fail RIM | [11 empty] | Industrial | Fan Improved Controls | Transportation Equipment |  | TR_Fan Improved Controls | 64.4027 | 0.57329 | 112.3381 | 0 | 0 | 0 | Fail 2-year Threshold
[11 empty] | Commercial | High R-Value Glass Doors | Hospitals | New | N_HS_High R-Value Glass Doors | 0 | 0 | 0 | 0 | 0 | 0 | Fail RIM | [11 empty] | Industrial | Lighting Controls | Transportation Equipment |  | TR_Lighting Controls | 3.2092 | 0.535 | 5.9986 | 0 | 0 | 0 | Fail 2-year Threshold
[11 empty] | Commercial | High R-Value Glass Doors | Institutional | New | N_IN_High R-Value Glass Doors | 0 | 0 | 0 | 0 | 0 | 0 | Fail RIM | [11 empty] | Industrial | HVAC Improved Controls | Transportation Equipment |  | TR_HVAC Improved Controls | 43.3684 | 0.58958 | 73.5578 | 0 | 0 | 0 | Fail 2-year Threshold
[11 empty] | Commercial | High R-Value Glass Doors | Lodging/Hospitality | New | N_LG_High R-Value Glass Doors | 0 | 0 | 0 | 0 | 0 | 0 | Fail RIM | [11 empty] | Industrial | Building Envelope Improvements | Transportation Equipment |  | TR_Building Envelope Improvements | 4.8193 | 0.58958 | 8.1742 | 0 | 0 | 0 | Fail 2-year Threshold
[11 empty] | Commercial | High R-Value Glass Doors | Miscellaneous | New | N_MS_High R-Value Glass Doors | 0 | 0 | 0 | 0 | 0 | 0 | Fail RIM | [11 empty] | Industrial | HVAC Equipment Upgrades | Transportation Equipment |  | TR_HVAC Equipment Upgrades | 6.1772 | 0.60648 | 10.1853 | 0 | 0 | 0 | Fail 2-year Threshold
[11 empty] | Commercial | High R-Value Glass Doors | Offices | New | N_OF_High R-Value Glass Doors | 0 | 0 | 0 | 0 | 0 | 0 | Fail RIM | [11 empty] | Industrial | Lighting Controls - Exterior | Transportation Equipment |  | TR_Lighting Controls - Exterior | 1.6659 | 0.27772 | 5.9986 | 0 | 0 | 0 | Fail 2-year Threshold
[11 empty] | Commercial | High R-Value Glass Doors | Restaurants | New | N_RS_High R-Value Glass Doors | 0 | 0 | 0 | 0 | 0 | 0 | Fail RIM | [11 empty] | Industrial | Efficient Lighting - Exterior | Transportation Equipment |  | TR_Efficient Lighting - Exterior | 2.6538 | 0.28969 | 9.161 | 0 | 0 | 0 | Fail 2-year Threshold
[11 empty] | Commercial | High R-Value Glass Doors | Retail | New | N_RT_High R-Value Glass Doors | 0 | 0 | 0 | 0 | 0 | 0 | Fail RIM | [11 empty] | Industrial | Compressed Air System Optimization | Transportation Equipment |  | TR_Compressed Air System Optimization | 6.7193 | 0.52044 | 12.9108 | 0 | 0 | 0 | Fail 2-year Threshold
[11 empty] | Commercial | High R-Value Glass Doors | Schools K-12 | New | N_SC_High R-Value Glass Doors | 0 | 0 | 0 | 0 | 0 | 0 | Fail RIM | [11 empty] | Industrial | Compressed Air Controls | Transportation Equipment |  | TR_Compressed Air Controls | 8.1105 | 0.55985 | 14.487 | 0 | 0 | 0 | Fail 2-year Threshold
[11 empty] | Commercial | High R-Value Glass Doors | Warehouse | New | N_WR_High R-Value Glass Doors | 0 | 0 | 0 | 0 | 0 | 0 | Fail RIM | [11 empty] | Industrial | Compressed Air Equipment | Transportation Equipment |  | TR_Compressed Air Equipment | 7.3261 | 0.57329 | 12.779 | 0 | 0 | 0 | Fail 2-year Threshold
[11 empty] | Commercial | Night Covers for Display Cases | Assembly | Existing | E_AS_Night Covers for Display Cases | 0.028551 | 0.4668 | 0.061165 | 0 | 0 | 0 | Fail RIM | [11 empty] | Industrial | Process Other Systems Optimization | Water and Wastewater |  | WW_Process Other Systems Optimization | 5.8045 | 0.44924 | 12.9206 | 0 | 0 | 0 | Fail 2-year Threshold
[11 empty] | Commercial | Night Covers for Display Cases | College and University | Existing | E_CU_Night Covers for Display Cases | 0.028551 | 0.4668 | 0.061165 | 0 | 0 | 0 | Fail RIM | [11 empty] | Industrial | Plant Energy Management | Water and Wastewater |  | WW_Plant Energy Management | 20.0142 | 0.54156 | 36.9568 | 0 | 0 | 0 | Fail 2-year Threshold
[11 empty] | Commercial | Night Covers for Display Cases | Grocery | Existing | E_GR_Night Covers for Display Cases | 0.028551 | 0.4668 | 0.061165 | 0 | 0 | 0 | Fail RIM | [11 empty] | Industrial | Process Heat System Optimization | Water and Wastewater |  | WW_Process Heat System Optimization | 0.26506 | 0.45211 | 0.58628 | 0 | 0 | 0 | Fail TRC
[11 empty] | Commercial | Night Covers for Display Cases | Healthcare | Existing | E_HC_Night Covers for Display Cases | 0.028551 | 0.4668 | 0.061165 | 0 | 0 | 0 | Fail RIM | [11 empty] | Industrial | Process Heat Improved Controls | Water and Wastewater |  | WW_Process Heat Improved Controls | 0.66651 | 0.57959 | 1.15 | 0 | 0 | 0 | Fail TRC
[11 empty] | Commercial | Night Covers for Display Cases | Hospitals | Existing | E_HS_Night Covers for Display Cases | 0.028551 | 0.4668 | 0.061165 | 0 | 0 | 0 | Fail RIM | [11 empty] | Industrial | Process Refrig System Optimization | Water and Wastewater |  | WW_Process Refrig System Optimization | 1.6807 | 0.44924 | 3.7412 | 0 | 0 | 0 | Fail 2-year Threshold
[11 empty] | Commercial | Night Covers for Display Cases | Institutional | Existing | E_IN_Night Covers for Display Cases | 0.028551 | 0.4668 | 0.061165 | 0 | 0 | 0 | Fail RIM | [11 empty] | Industrial | Process Refrig Controls | Water and Wastewater |  | WW_Process Refrig Controls | 9.677 | 0.57959 | 16.6964 | 0 | 0 | 0 | Fail 2-year Threshold
[11 empty] | Commercial | Night Covers for Display Cases | Lodging/Hospitality | Existing | E_LG_Night Covers for Display Cases | 0.028551 | 0.4668 | 0.061165 | 0 | 0 | 0 | Fail RIM | [11 empty] | Industrial | Pump System Optimization | Water and Wastewater |  | WW_Pump System Optimization | 6.184 | 0.52044 | 11.8822 | 0 | 0 | 0 | Fail 2-year Threshold
[11 empty] | Commercial | Night Covers for Display Cases | Miscellaneous | Existing | E_MS_Night Covers for Display Cases | 0.028551 | 0.4668 | 0.061165 | 0 | 0 | 0 | Fail RIM | [11 empty] | Industrial | Pump Improved Controls | Water and Wastewater |  | WW_Pump Improved Controls | 9.9508 | 0.57329 | 17.3573 | 0 | 0 | 0 | Fail 2-year Threshold
[11 empty] | Commercial | Night Covers for Display Cases | Offices | Existing | E_OF_Night Covers for Display Cases | 0.028551 | 0.4668 | 0.061165 | 0 | 0 | 0 | Fail RIM | [11 empty] | Industrial | Motor Optimization | Water and Wastewater |  | WW_Motor Optimization | 0.89977 | 0.52044 | 1.7289 | 0 | 0 | 0 | Fail TRC
[11 empty] | Commercial | Night Covers for Display Cases | Restaurants | Existing | E_RS_Night Covers for Display Cases | 0.028551 | 0.4668 | 0.061165 | 0 | 0 | 0 | Fail RIM | [11 empty] | Industrial | Motor Improved Controls | Water and Wastewater |  | WW_Motor Improved Controls | 6.1221 | 0.57329 | 10.6788 | 0 | 0 | 0 | Fail 2-year Threshold
[11 empty] | Commercial | Night Covers for Display Cases | Retail | Existing | E_RT_Night Covers for Display Cases | 0.028551 | 0.4668 | 0.061165 | 0 | 0 | 0 | Fail RIM | [11 empty] | Industrial | Pump Equipment Upgrade | Water and Wastewater |  | WW_Pump Equipment Upgrade | 4.7682 | 0.57329 | 8.3171 | 0 | 0 | 0 | Fail 2-year Threshold
[11 empty] | Commercial | Night Covers for Display Cases | Schools K-12 | Existing | E_SC_Night Covers for Display Cases | 0.028551 | 0.4668 | 0.061165 | 0 | 0 | 0 | Fail RIM | [11 empty] | Industrial | Motor Equipment Upgrades | Water and Wastewater |  | WW_Motor Equipment Upgrades | 2.4616 | 0.52044 | 4.7299 | 0 | 0 | 0 | Fail 2-year Threshold
[11 empty] | Commercial | Night Covers for Display Cases | Warehouse | Existing | E_WR_Night Covers for Display Cases | 0.028551 | 0.4668 | 0.061165 | 0 | 0 | 0 | Fail RIM | [11 empty] | Industrial | Fan System Optimization | Water and Wastewater |  | WW_Fan System Optimization | 11.6194 | 0.52044 | 22.326 | 0 | 0 | 0 | Fail 2-year Threshold
[11 empty] | Commercial | Night Covers for Display Cases | Assembly | New | N_AS_Night Covers for Display Cases | 0.028551 | 0.4668 | 0.061165 | 0 | 0 | 0 | Fail RIM | [11 empty] | Industrial | Fan Improved Controls | Water and Wastewater |  | WW_Fan Improved Controls | 19.0494 | 0.57329 | 33.2279 | 0 | 0 | 0 | Fail 2-year Threshold
[11 empty] | Commercial | Night Covers for Display Cases | College and University | New | N_CU_Night Covers for Display Cases | 0.028551 | 0.4668 | 0.061165 | 0 | 0 | 0 | Fail RIM | [11 empty] | Industrial | Fan Equipment Upgrades | Water and Wastewater |  | WW_Fan Equipment Upgrades | 3.4809 | 0.57329 | 6.0718 | 0 | 0 | 0 | Fail 2-year Threshold
[11 empty] | Commercial | Night Covers for Display Cases | Grocery | New | N_GR_Night Covers for Display Cases | 0.028551 | 0.4668 | 0.061165 | 0 | 0 | 0 | Fail RIM | [11 empty] | Industrial | Lighting Controls | Water and Wastewater |  | WW_Lighting Controls | 3.0149 | 0.535 | 5.6354 | 0 | 0 | 0 | Fail 2-year Threshold
[11 empty] | Commercial | Night Covers for Display Cases | Healthcare | New | N_HC_Night Covers for Display Cases | 0.028551 | 0.4668 | 0.061165 | 0 | 0 | 0 | Fail RIM | [11 empty] | Industrial | HVAC Improved Controls | Water and Wastewater |  | WW_HVAC Improved Controls | 12.9325 | 0.58958 | 21.935 | 0 | 0 | 0 | Fail 2-year Threshold
[11 empty] | Commercial | Night Covers for Display Cases | Hospitals | New | N_HS_Night Covers for Display Cases | 0.028551 | 0.4668 | 0.061165 | 0 | 0 | 0 | Fail RIM | [11 empty] | Industrial | Building Envelope Improvements | Water and Wastewater |  | WW_Building Envelope Improvements | 4.5219 | 0.58958 | 7.6696 | 0 | 0 | 0 | Fail 2-year Threshold
[11 empty] | Commercial | Night Covers for Display Cases | Institutional | New | N_IN_Night Covers for Display Cases | 0.028551 | 0.4668 | 0.061165 | 0 | 0 | 0 | Fail RIM | [11 empty] | Industrial | HVAC Equipment Upgrades | Water and Wastewater |  | WW_HVAC Equipment Upgrades | 5.601 | 0.60648 | 9.2351 | 0 | 0 | 0 | Fail 2-year Threshold
[11 empty] | Commercial | Night Covers for Display Cases | Lodging/Hospitality | New | N_LG_Night Covers for Display Cases | 0.028551 | 0.4668 | 0.061165 | 0 | 0 | 0 | Fail RIM | [11 empty] | Industrial | Lighting Controls - Exterior | Water and Wastewater |  | WW_Lighting Controls - Exterior | 1.5651 | 0.27772 | 5.6354 | 0 | 0 | 0 | Fail 2-year Threshold
[11 empty] | Commercial | Night Covers for Display Cases | Miscellaneous | New | N_MS_Night Covers for Display Cases | 0.028551 | 0.4668 | 0.061165 | 0 | 0 | 0 | Fail RIM | [11 empty] | Industrial | Efficient Lighting - Exterior | Water and Wastewater |  | WW_Efficient Lighting - Exterior | 2.6538 | 0.28969 | 9.161 | 0 | 0 | 0 | Fail 2-year Threshold
[11 empty] | Commercial | Night Covers for Display Cases | Offices | New | N_OF_Night Covers for Display Cases | 0.028551 | 0.4668 | 0.061165 | 0 | 0 | 0 | Fail RIM | [11 empty] | Industrial | Compressed Air System Optimization | Water and Wastewater |  | WW_Compressed Air System Optimization | 7.6035 | 0.52044 | 14.6097 | 0 | 0 | 0 | Fail 2-year Threshold
[11 empty] | Commercial | Night Covers for Display Cases | Restaurants | New | N_RS_Night Covers for Display Cases | 0.028551 | 0.4668 | 0.061165 | 0 | 0 | 0 | Fail RIM | [11 empty] | Industrial | Compressed Air Controls | Water and Wastewater |  | WW_Compressed Air Controls | 9.9842 | 0.55985 | 17.8338 | 0 | 0 | 0 | Fail 2-year Threshold
[11 empty] | Commercial | Night Covers for Display Cases | Retail | New | N_RT_Night Covers for Display Cases | 0.028551 | 0.4668 | 0.061165 | 0 | 0 | 0 | Fail RIM | [11 empty] | Industrial | Compressed Air Equipment | Water and Wastewater |  | WW_Compressed Air Equipment | 6.1318 | 0.57329 | 10.6957 | 0 | 0 | 0 | Fail 2-year Threshold
[11 empty] | Commercial | Night Covers for Display Cases | Schools K-12 | New | N_SC_Night Covers for Display Cases | 0.028551 | 0.4668 | 0.061165 | 0 | 0 | 0 | Fail RIM | [11 empty] | Residential | PV System | Single Family | New | SF_Solar Voltaic (17.1w/sf2) | 0.49302 | 0.50602 | 0.9743 | 0 | 0 | 0 | Fail TRC
[11 empty] | Commercial | Night Covers for Display Cases | Warehouse | New | N_WR_Night Covers for Display Cases | 0.028551 | 0.4668 | 0.061165 | 0 | 0 | 0 | Fail RIM | [11 empty] | Residential | PV System | Multi-Family | New | MF_Solar Voltaic (17.1w/sf2) | 0.49302 | 0.50602 | 0.9743 | 0 | 0 | 0 | Fail TRC
[11 empty] | Commercial | PSC to ECM Evaporator Fan Motor (Reach-In) | Assembly | Existing | E_AS_PSC to ECM Evaporator Fan Motor (Reach-In) | 1.8374 | 0.58275 | 3.153 | 0 | 0 | 0 | Fail RIM | [11 empty] | Residential | Battery Storage from PV System | Single Family | New | SF_Solar Plus Storage with other DSM (EE and DR) | 0.13894 | 0.37609 | 0.36943 | 0 | 0 | 0 | Fail TRC
[11 empty] | Commercial | PSC to ECM Evaporator Fan Motor (Reach-In) | College and University | Existing | E_CU_PSC to ECM Evaporator Fan Motor (Reach-In) | 1.7746 | 0.56283 | 3.153 | 0 | 0 | 0 | Fail RIM | [11 empty] | Residential | Battery Storage from PV System | Multi-Family | New | MF_Solar Plus Storage with other DSM (EE and DR) | 0.095161 | 1.5713 | 0.060561 | 0 | 0 | 0 | Fail TRC
[11 empty] | Commercial | PSC to ECM Evaporator Fan Motor (Reach-In) | Grocery | Existing | E_GR_PSC to ECM Evaporator Fan Motor (Reach-In) | 1.8374 | 0.58275 | 3.153 | 0 | 0 | 0 | Fail RIM | [11 empty] | Commercial | Solar Voltaic (17.1w/sf2) | Assembly | New | AS_Solar Voltaic (17.1w/sf2) | 0.82668 | 0.63923 | 1.2932 | 0 | 0 | 0 | Fail TRC
[11 empty] | Commercial | PSC to ECM Evaporator Fan Motor (Reach-In) | Healthcare | Existing | E_HC_PSC to ECM Evaporator Fan Motor (Reach-In) | 1.7746 | 0.56283 | 3.153 | 0 | 0 | 0 | Fail RIM | [11 empty] | Commercial | Solar Voltaic (17.1w/sf2) | College and University | New | CU_Solar Voltaic (17.1w/sf2) | 0.82668 | 0.63923 | 1.2932 | 0 | 0 | 0 | Fail TRC
[11 empty] | Commercial | PSC to ECM Evaporator Fan Motor (Reach-In) | Hospitals | Existing | E_HS_PSC to ECM Evaporator Fan Motor (Reach-In) | 1.7746 | 0.56283 | 3.153 | 0 | 0 | 0 | Fail RIM | [11 empty] | Commercial | Solar Voltaic (17.1w/sf2) | Grocery | New | GR_Solar Voltaic (17.1w/sf2) | 0.82668 | 0.63923 | 1.2932 | 0 | 0 | 0 | Fail TRC
[11 empty] | Commercial | PSC to ECM Evaporator Fan Motor (Reach-In) | Institutional | Existing | E_IN_PSC to ECM Evaporator Fan Motor (Reach-In) | 1.8374 | 0.58275 | 3.153 | 0 | 0 | 0 | Fail RIM | [11 empty] | Commercial | Solar Voltaic (17.1w/sf2) | Healthcare | New | HC_Solar Voltaic (17.1w/sf2) | 0.82668 | 0.63923 | 1.2932 | 0 | 0 | 0 | Fail TRC
[11 empty] | Commercial | PSC to ECM Evaporator Fan Motor (Reach-In) | Lodging/Hospitality | Existing | E_LG_PSC to ECM Evaporator Fan Motor (Reach-In) | 1.7746 | 0.56283 | 3.153 | 0 | 0 | 0 | Fail RIM | [11 empty] | Commercial | Solar Voltaic (17.1w/sf2) | Hospitals | New | HS_Solar Voltaic (17.1w/sf2) | 0.82668 | 0.63923 | 1.2932 | 0 | 0 | 0 | Fail TRC
[11 empty] | Commercial | PSC to ECM Evaporator Fan Motor (Reach-In) | Miscellaneous | Existing | E_MS_PSC to ECM Evaporator Fan Motor (Reach-In) | 1.8374 | 0.58275 | 3.153 | 0 | 0 | 0 | Fail RIM | [11 empty] | Commercial | Solar Voltaic (17.1w/sf2) | Institutional | New | IN_Solar Voltaic (17.1w/sf2) | 0.82668 | 0.63923 | 1.2932 | 0 | 0 | 0 | Fail TRC
[11 empty] | Commercial | PSC to ECM Evaporator Fan Motor (Reach-In) | Offices | Existing | E_OF_PSC to ECM Evaporator Fan Motor (Reach-In) | 1.8374 | 0.58275 | 3.153 | 0 | 0 | 0 | Fail RIM | [11 empty] | Commercial | Solar Voltaic (17.1w/sf2) | Lodging/Hospitality | New | LG_Solar Voltaic (17.1w/sf2) | 0.82668 | 0.63923 | 1.2932 | 0 | 0 | 0 | Fail TRC
[11 empty] | Commercial | PSC to ECM Evaporator Fan Motor (Reach-In) | Restaurants | Existing | E_RS_PSC to ECM Evaporator Fan Motor (Reach-In) | 1.7746 | 0.56283 | 3.153 | 0 | 0 | 0 | Fail RIM | [11 empty] | Commercial | Solar Voltaic (17.1w/sf2) | Miscellaneous | New | MS_Solar Voltaic (17.1w/sf2) | 0.82668 | 0.63923 | 1.2932 | 0 | 0 | 0 | Fail TRC
[11 empty] | Commercial | PSC to ECM Evaporator Fan Motor (Reach-In) | Retail | Existing | E_RT_PSC to ECM Evaporator Fan Motor (Reach-In) | 1.8374 | 0.58275 | 3.153 | 0 | 0 | 0 | Fail RIM | [11 empty] | Commercial | Solar Voltaic (17.1w/sf2) | Offices | New | OF_Solar Voltaic (17.1w/sf2) | 0.82668 | 0.63923 | 1.2932 | 0 | 0 | 0 | Fail TRC
[11 empty] | Commercial | PSC to ECM Evaporator Fan Motor (Reach-In) | Schools K-12 | Existing | E_SC_PSC to ECM Evaporator Fan Motor (Reach-In) | 1.7746 | 0.56283 | 3.153 | 0 | 0 | 0 | Fail RIM | [11 empty] | Commercial | Solar Voltaic (17.1w/sf2) | Restaurants | New | RS_Solar Voltaic (17.1w/sf2) | 0.82668 | 0.63923 | 1.2932 | 0 | 0 | 0 | Fail TRC
[11 empty] | Commercial | PSC to ECM Evaporator Fan Motor (Reach-In) | Warehouse | Existing | E_WR_PSC to ECM Evaporator Fan Motor (Reach-In) | 1.8374 | 0.58275 | 3.153 | 0 | 0 | 0 | Fail RIM | [11 empty] | Commercial | Solar Voltaic (17.1w/sf2) | Retail | New | RT_Solar Voltaic (17.1w/sf2) | 0.82668 | 0.63923 | 1.2932 | 0 | 0 | 0 | Fail TRC
[11 empty] | Commercial | PSC to ECM Evaporator Fan Motor (Reach-In) | Assembly | New | N_AS_PSC to ECM Evaporator Fan Motor (Reach-In) | 1.8374 | 0.58275 | 3.153 | 0 | 0 | 0 | Fail RIM | [11 empty] | Commercial | Solar Voltaic (17.1w/sf2) | Schools K-12 | New | SC_Solar Voltaic (17.1w/sf2) | 0.82668 | 0.63923 | 1.2932 | 0 | 0 | 0 | Fail TRC
[11 empty] | Commercial | PSC to ECM Evaporator Fan Motor (Reach-In) | College and University | New | N_CU_PSC to ECM Evaporator Fan Motor (Reach-In) | 1.7746 | 0.56283 | 3.153 | 0 | 0 | 0 | Fail RIM | [11 empty] | Commercial | Solar Voltaic (17.1w/sf2) | Warehouse | New | WR_Solar Voltaic (17.1w/sf2) | 0.82668 | 0.63923 | 1.2932 | 0 | 0 | 0 | Fail TRC
[11 empty] | Commercial | PSC to ECM Evaporator Fan Motor (Reach-In) | Grocery | New | N_GR_PSC to ECM Evaporator Fan Motor (Reach-In) | 1.8374 | 0.58275 | 3.153 | 0 | 0 | 0 | Fail RIM | [11 empty] | Commercial | Storage with other DSM (EE and DR) - Seg 1 - 15 MWh |  | New | Storage with other DSM (EE and DR) - Seg 1 - 15 MWh | 0.037714 | 0 | 0 | 0 | 0 | 0 | Fail TRC
[11 empty] | Commercial | PSC to ECM Evaporator Fan Motor (Reach-In) | Healthcare | New | N_HC_PSC to ECM Evaporator Fan Motor (Reach-In) | 1.7746 | 0.56283 | 3.153 | 0 | 0 | 0 | Fail RIM | [11 empty] | Commercial | Storage with other DSM (EE and DR) - Seg 2 - 25 MWh |  | New | Storage with other DSM (EE and DR) - Seg 2 - 25 MWh | 0.019697 | 0 | 0 | 0 | 0 | 0 | Fail TRC
[11 empty] | Commercial | PSC to ECM Evaporator Fan Motor (Reach-In) | Hospitals | New | N_HS_PSC to ECM Evaporator Fan Motor (Reach-In) | 1.7746 | 0.56283 | 3.153 | 0 | 0 | 0 | Fail RIM | [11 empty] | Commercial | Storage with other DSM (EE and DR) - Seg 3 - 50 MWh |  | New | Storage with other DSM (EE and DR) - Seg 3 - 50 MWh | 0.019973 | 0 | 0 | 0 | 0 | 0 | Fail TRC
[11 empty] | Commercial | PSC to ECM Evaporator Fan Motor (Reach-In) | Institutional | New | N_IN_PSC to ECM Evaporator Fan Motor (Reach-In) | 1.8374 | 0.58275 | 3.153 | 0 | 0 | 0 | Fail RIM | [11 empty] | Commercial | Storage with other DSM (EE and DR) - Seg 4 51+ MWh |  | New | Storage with other DSM (EE and DR) - Seg 4 51+ MWh | 0.020356 | 0 | 0 | 0 | 0 | 0 | Fail TRC
[11 empty] | Commercial | PSC to ECM Evaporator Fan Motor (Reach-In) | Lodging/Hospitality | New | N_LG_PSC to ECM Evaporator Fan Motor (Reach-In) | 1.7746 | 0.56283 | 3.153 | 0 | 0 | 0 | Fail RIM | [11 empty] | Nonresidential | 5500 kW Steam Turbine-Biomass |  | New | 5500 kW Steam Turbine-Biomass | 0.44058 | 0.58215 | 0.75682 | 0 | 0 | 0 | Fail TRC
[11 empty] | Commercial | PSC to ECM Evaporator Fan Motor (Reach-In) | Miscellaneous | New | N_MS_PSC to ECM Evaporator Fan Motor (Reach-In) | 1.8374 | 0.58275 | 3.153 | 0 | 0 | 0 | Fail RIM | [11 empty] | Nonresidential | 3500 kW Steam Turbine-Biomass |  | New | 3500 kW Steam Turbine-Biomass | 0.4136 | 0.58215 | 0.71047 | 0 | 0 | 0 | Fail TRC
[11 empty] | Commercial | PSC to ECM Evaporator Fan Motor (Reach-In) | Offices | New | N_OF_PSC to ECM Evaporator Fan Motor (Reach-In) | 1.8374 | 0.58275 | 3.153 | 0 | 0 | 0 | Fail RIM | [11 empty] | Nonresidential | 3500 kW Gas Turbine |  | New | 3500 kW Gas Turbine | 0.3297 | 0.60545 | 0.54456 | 0 | 0 | 0 | Fail TRC
[11 empty] | Commercial | PSC to ECM Evaporator Fan Motor (Reach-In) | Restaurants | New | N_RS_PSC to ECM Evaporator Fan Motor (Reach-In) | 1.7746 | 0.56283 | 3.153 | 0 | 0 | 0 | Fail RIM | [11 empty] | Nonresidential | 3000 kW Gas Turbine |  | New | 3000 kW Gas Turbine | 0.32372 | 0.60545 | 0.53467 | 0 | 0 | 0 | Fail TRC
[11 empty] | Commercial | PSC to ECM Evaporator Fan Motor (Reach-In) | Retail | New | N_RT_PSC to ECM Evaporator Fan Motor (Reach-In) | 1.8374 | 0.58275 | 3.153 | 0 | 0 | 0 | Fail RIM | [11 empty] | Nonresidential | 2500 kW Gas Turbine |  | New | 2500 kW Gas Turbine | 0.31762 | 0.60545 | 0.52461 | 0 | 0 | 0 | Fail TRC
[11 empty] | Commercial | PSC to ECM Evaporator Fan Motor (Reach-In) | Schools K-12 | New | N_SC_PSC to ECM Evaporator Fan Motor (Reach-In) | 1.7746 | 0.56283 | 3.153 | 0 | 0 | 0 | Fail RIM | [11 empty] | Nonresidential | 4500 kW Reciprocating Engine |  | New | 4500 kW Reciprocating Engine | 0.60916 | 0.92462 | 0.65882 | 0 | 0 | 0 | Fail TRC
[11 empty] | Commercial | PSC to ECM Evaporator Fan Motor (Reach-In) | Warehouse | New | N_WR_PSC to ECM Evaporator Fan Motor (Reach-In) | 1.8374 | 0.58275 | 3.153 | 0 | 0 | 0 | Fail RIM | [11 empty] | Nonresidential | 1500 kW Steam Turbine-Biomass |  | New | 1500 kW Steam Turbine-Biomass | 0.44702 | 0.58215 | 0.76789 | 0 | 0 | 0 | Fail TRC
[11 empty] | Commercial | PSC to ECM Evaporator Fan Motor (Walk-In, Refrigerator) | Assembly | Existing | E_AS_PSC to ECM Evaporator Fan Motor (Walk-In, Refrigerator) | 1.1925 | 0.58275 | 2.0463 | 0 | 0 | 0 | Fail RIM | [11 empty] | Nonresidential | 3000 kW Reciprocating Engine |  | New | 3000 kW Reciprocating Engine | 0.60426 | 0.92462 | 0.65353 | 0 | 0 | 0 | Fail TRC
[11 empty] | Commercial | PSC to ECM Evaporator Fan Motor (Walk-In, Refrigerator) | College and University | Existing | E_CU_PSC to ECM Evaporator Fan Motor (Walk-In, Refrigerator) | 1.1517 | 0.56283 | 2.0463 | 0 | 0 | 0 | Fail RIM | [11 empty] | Nonresidential | 1125 kW Fuel Cell |  | New | 1125 kW Fuel Cell | 0.34961 | 0.56465 | 0.61916 | 0 | 0 | 0 | Fail TRC
[11 empty] | Commercial | PSC to ECM Evaporator Fan Motor (Walk-In, Refrigerator) | Grocery | Existing | E_GR_PSC to ECM Evaporator Fan Motor (Walk-In, Refrigerator) | 1.1925 | 0.58275 | 2.0463 | 0 | 0 | 0 | Fail RIM | [11 empty] | Nonresidential | 800 kW Fuel Cell-Biogas |  | New | 800 kW Fuel Cell-Biogas | 0.31142 | 0.56465 | 0.55152 | 0 | 0 | 0 | Fail TRC
[11 empty] | Commercial | PSC to ECM Evaporator Fan Motor (Walk-In, Refrigerator) | Healthcare | Existing | E_HC_PSC to ECM Evaporator Fan Motor (Walk-In, Refrigerator) | 1.1517 | 0.56283 | 2.0463 | 0 | 0 | 0 | Fail RIM | [11 empty] | Nonresidential | 1250 kW Reciprocating Engine |  | New | 1250 kW Reciprocating Engine | 0.53531 | 0.92462 | 0.57895 | 0 | 0 | 0 | Fail TRC
[11 empty] | Commercial | PSC to ECM Evaporator Fan Motor (Walk-In, Refrigerator) | Hospitals | Existing | E_HS_PSC to ECM Evaporator Fan Motor (Walk-In, Refrigerator) | 1.1517 | 0.56283 | 2.0463 | 0 | 0 | 0 | Fail RIM | [11 empty] | Nonresidential | 1250 kW Reciprocating Engine-Biogas |  | New | 1250 kW Reciprocating Engine-Biogas | 0.51934 | 0.92462 | 0.56168 | 0 | 0 | 0 | Fail TRC
[11 empty] | Commercial | PSC to ECM Evaporator Fan Motor (Walk-In, Refrigerator) | Institutional | Existing | E_IN_PSC to ECM Evaporator Fan Motor (Walk-In, Refrigerator) | 1.1925 | 0.58275 | 2.0463 | 0 | 0 | 0 | Fail RIM | [11 empty] | Nonresidential | 500 kW Fuel Cell |  | New | 500 kW Fuel Cell | 0.27055 | 0.56465 | 0.47914 | 0 | 0 | 0 | Fail TRC
[11 empty] | Commercial | PSC to ECM Evaporator Fan Motor (Walk-In, Refrigerator) | Lodging/Hospitality | Existing | E_LG_PSC to ECM Evaporator Fan Motor (Walk-In, Refrigerator) | 1.1517 | 0.56283 | 2.0463 | 0 | 0 | 0 | Fail RIM | [11 empty] | Nonresidential | 350 kW Reciprocating Engine |  | New | 350 kW Reciprocating Engine | 0.46511 | 0.92462 | 0.50303 | 0 | 0 | 0 | Fail TRC
[11 empty] | Commercial | PSC to ECM Evaporator Fan Motor (Walk-In, Refrigerator) | Miscellaneous | Existing | E_MS_PSC to ECM Evaporator Fan Motor (Walk-In, Refrigerator) | 1.1925 | 0.58275 | 2.0463 | 0 | 0 | 0 | Fail RIM | [11 empty] | Nonresidential | 175 kW Fuel Cell |  | New | 175 kW Fuel Cell | 0.15408 | 0.56465 | 0.27287 | 0 | 0 | 0 | Fail TRC
[11 empty] | Commercial | PSC to ECM Evaporator Fan Motor (Walk-In, Refrigerator) | Offices | Existing | E_OF_PSC to ECM Evaporator Fan Motor (Walk-In, Refrigerator) | 1.1925 | 0.58275 | 2.0463 | 0 | 0 | 0 | Fail RIM | [11 empty] | Nonresidential | 200 kW Micro Turbine |  | New | 200 kW Micro Turbine | 0.2121 | 0.69476 | 0.30529 | 0 | 0 | 0 | Fail TRC
[11 empty] | Commercial | PSC to ECM Evaporator Fan Motor (Walk-In, Refrigerator) | Restaurants | Existing | E_RS_PSC to ECM Evaporator Fan Motor (Walk-In, Refrigerator) | 1.1517 | 0.56283 | 2.0463 | 0 | 0 | 0 | Fail RIM | [11 empty] | Nonresidential | 150 kW Reciprocating Engine |  | New | 150 kW Reciprocating Engine | 0.44363 | 0.92462 | 0.4798 | 0 | 0 | 0 | Fail TRC
[11 empty] | Commercial | PSC to ECM Evaporator Fan Motor (Walk-In, Refrigerator) | Retail | Existing | E_RT_PSC to ECM Evaporator Fan Motor (Walk-In, Refrigerator) | 1.1925 | 0.58275 | 2.0463 | 0 | 0 | 0 | Fail RIM | [11 empty] | Nonresidential | 100 kW Micro Turbine |  | New | 100 kW Micro Turbine | 0.20706 | 0.69476 | 0.29803 | 0 | 0 | 0 | Fail TRC
[11 empty] | Commercial | PSC to ECM Evaporator Fan Motor (Walk-In, Refrigerator) | Schools K-12 | Existing | E_SC_PSC to ECM Evaporator Fan Motor (Walk-In, Refrigerator) | 1.1517 | 0.56283 | 2.0463 | 0 | 0 | 0 | Fail RIM | [11 empty] | Nonresidential | 100 kW Micro Turbine- Biogas |  | New | 100 kW Micro Turbine- Biogas | 0.20061 | 0.69476 | 0.28874 | 0 | 0 | 0 | Fail TRC
[11 empty] | Commercial | PSC to ECM Evaporator Fan Motor (Walk-In, Refrigerator) | Warehouse | Existing | E_WR_PSC to ECM Evaporator Fan Motor (Walk-In, Refrigerator) | 1.1925 | 0.58275 | 2.0463 | 0 | 0 | 0 | Fail RIM | [11 empty] | Nonresidential | 50 kW Micro Turbine |  | New | 50 kW Micro Turbine | 0.20038 | 0.69476 | 0.28841 | 0 | 0 | 0 | Fail TRC
[11 empty] | Commercial | PSC to ECM Evaporator Fan Motor (Walk-In, Refrigerator) | Assembly | New | N_AS_PSC to ECM Evaporator Fan Motor (Walk-In, Refrigerator) | 1.1925 | 0.58275 | 2.0463 | 0 | 0 | 0 | Fail RIM
[11 empty] | Commercial | PSC to ECM Evaporator Fan Motor (Walk-In, Refrigerator) | College and University | New | N_CU_PSC to ECM Evaporator Fan Motor (Walk-In, Refrigerator) | 1.1517 | 0.56283 | 2.0463 | 0 | 0 | 0 | Fail RIM
[11 empty] | Commercial | PSC to ECM Evaporator Fan Motor (Walk-In, Refrigerator) | Grocery | New | N_GR_PSC to ECM Evaporator Fan Motor (Walk-In, Refrigerator) | 1.1925 | 0.58275 | 2.0463 | 0 | 0 | 0 | Fail RIM
[11 empty] | Commercial | PSC to ECM Evaporator Fan Motor (Walk-In, Refrigerator) | Healthcare | New | N_HC_PSC to ECM Evaporator Fan Motor (Walk-In, Refrigerator) | 1.1517 | 0.56283 | 2.0463 | 0 | 0 | 0 | Fail RIM
[11 empty] | Commercial | PSC to ECM Evaporator Fan Motor (Walk-In, Refrigerator) | Hospitals | New | N_HS_PSC to ECM Evaporator Fan Motor (Walk-In, Refrigerator) | 1.1517 | 0.56283 | 2.0463 | 0 | 0 | 0 | Fail RIM
[11 empty] | Commercial | PSC to ECM Evaporator Fan Motor (Walk-In, Refrigerator) | Institutional | New | N_IN_PSC to ECM Evaporator Fan Motor (Walk-In, Refrigerator) | 1.1925 | 0.58275 | 2.0463 | 0 | 0 | 0 | Fail RIM
[11 empty] | Commercial | PSC to ECM Evaporator Fan Motor (Walk-In, Refrigerator) | Lodging/Hospitality | New | N_LG_PSC to ECM Evaporator Fan Motor (Walk-In, Refrigerator) | 1.1517 | 0.56283 | 2.0463 | 0 | 0 | 0 | Fail RIM
[11 empty] | Commercial | PSC to ECM Evaporator Fan Motor (Walk-In, Refrigerator) | Miscellaneous | New | N_MS_PSC to ECM Evaporator Fan Motor (Walk-In, Refrigerator) | 1.1925 | 0.58275 | 2.0463 | 0 | 0 | 0 | Fail RIM
[11 empty] | Commercial | PSC to ECM Evaporator Fan Motor (Walk-In, Refrigerator) | Offices | New | N_OF_PSC to ECM Evaporator Fan Motor (Walk-In, Refrigerator) | 1.1925 | 0.58275 | 2.0463 | 0 | 0 | 0 | Fail RIM
[11 empty] | Commercial | PSC to ECM Evaporator Fan Motor (Walk-In, Refrigerator) | Restaurants | New | N_RS_PSC to ECM Evaporator Fan Motor (Walk-In, Refrigerator) | 1.1517 | 0.56283 | 2.0463 | 0 | 0 | 0 | Fail RIM
[11 empty] | Commercial | PSC to ECM Evaporator Fan Motor (Walk-In, Refrigerator) | Retail | New | N_RT_PSC to ECM Evaporator Fan Motor (Walk-In, Refrigerator) | 1.1925 | 0.58275 | 2.0463 | 0 | 0 | 0 | Fail RIM
[11 empty] | Commercial | PSC to ECM Evaporator Fan Motor (Walk-In, Refrigerator) | Schools K-12 | New | N_SC_PSC to ECM Evaporator Fan Motor (Walk-In, Refrigerator) | 1.1517 | 0.56283 | 2.0463 | 0 | 0 | 0 | Fail RIM
[11 empty] | Commercial | PSC to ECM Evaporator Fan Motor (Walk-In, Refrigerator) | Warehouse | New | N_WR_PSC to ECM Evaporator Fan Motor (Walk-In, Refrigerator) | 1.1925 | 0.58275 | 2.0463 | 0 | 0 | 0 | Fail RIM
[11 empty] | Commercial | Refrigerated Display Case Lighting Controls | Assembly | Existing | E_AS_Refrigerated Display Case Lighting Controls | 0.18452 | 0.48289 | 0.38211 | 0 | 0 | 0 | Fail RIM
[11 empty] | Commercial | Refrigerated Display Case Lighting Controls | College and University | Existing | E_CU_Refrigerated Display Case Lighting Controls | 0.18452 | 0.48289 | 0.38211 | 0 | 0 | 0 | Fail RIM
[11 empty] | Commercial | Refrigerated Display Case Lighting Controls | Grocery | Existing | E_GR_Refrigerated Display Case Lighting Controls | 0.18452 | 0.48289 | 0.38211 | 0 | 0 | 0 | Fail RIM
[11 empty] | Commercial | Refrigerated Display Case Lighting Controls | Healthcare | Existing | E_HC_Refrigerated Display Case Lighting Controls | 0.18452 | 0.48289 | 0.38211 | 0 | 0 | 0 | Fail RIM
[11 empty] | Commercial | Refrigerated Display Case Lighting Controls | Hospitals | Existing | E_HS_Refrigerated Display Case Lighting Controls | 0.18452 | 0.48289 | 0.38211 | 0 | 0 | 0 | Fail RIM
[11 empty] | Commercial | Refrigerated Display Case Lighting Controls | Institutional | Existing | E_IN_Refrigerated Display Case Lighting Controls | 0.18452 | 0.48289 | 0.38211 | 0 | 0 | 0 | Fail RIM
[11 empty] | Commercial | Refrigerated Display Case Lighting Controls | Lodging/Hospitality | Existing | E_LG_Refrigerated Display Case Lighting Controls | 0.18452 | 0.48289 | 0.38211 | 0 | 0 | 0 | Fail RIM
[11 empty] | Commercial | Refrigerated Display Case Lighting Controls | Miscellaneous | Existing | E_MS_Refrigerated Display Case Lighting Controls | 0.18452 | 0.48289 | 0.38211 | 0 | 0 | 0 | Fail RIM
[11 empty] | Commercial | Refrigerated Display Case Lighting Controls | Offices | Existing | E_OF_Refrigerated Display Case Lighting Controls | 0.18452 | 0.48289 | 0.38211 | 0 | 0 | 0 | Fail RIM
[11 empty] | Commercial | Refrigerated Display Case Lighting Controls | Restaurants | Existing | E_RS_Refrigerated Display Case Lighting Controls | 0.18452 | 0.48289 | 0.38211 | 0 | 0 | 0 | Fail RIM
[11 empty] | Commercial | Refrigerated Display Case Lighting Controls | Retail | Existing | E_RT_Refrigerated Display Case Lighting Controls | 0.18452 | 0.48289 | 0.38211 | 0 | 0 | 0 | Fail RIM
[11 empty] | Commercial | Refrigerated Display Case Lighting Controls | Schools K-12 | Existing | E_SC_Refrigerated Display Case Lighting Controls | 0.18452 | 0.48289 | 0.38211 | 0 | 0 | 0 | Fail RIM
[11 empty] | Commercial | Refrigerated Display Case Lighting Controls | Warehouse | Existing | E_WR_Refrigerated Display Case Lighting Controls | 0.18452 | 0.48289 | 0.38211 | 0 | 0 | 0 | Fail RIM
[11 empty] | Commercial | Refrigerated Display Case Lighting Controls | Assembly | New | N_AS_Refrigerated Display Case Lighting Controls | 0.068473 | 0.48289 | 0.1418 | 0 | 0 | 0 | Fail RIM
[11 empty] | Commercial | Refrigerated Display Case Lighting Controls | College and University | New | N_CU_Refrigerated Display Case Lighting Controls | 0.068473 | 0.48289 | 0.1418 | 0 | 0 | 0 | Fail RIM
[11 empty] | Commercial | Refrigerated Display Case Lighting Controls | Grocery | New | N_GR_Refrigerated Display Case Lighting Controls | 0.068473 | 0.48289 | 0.1418 | 0 | 0 | 0 | Fail RIM
[11 empty] | Commercial | Refrigerated Display Case Lighting Controls | Healthcare | New | N_HC_Refrigerated Display Case Lighting Controls | 0.068473 | 0.48289 | 0.1418 | 0 | 0 | 0 | Fail RIM
[11 empty] | Commercial | Refrigerated Display Case Lighting Controls | Hospitals | New | N_HS_Refrigerated Display Case Lighting Controls | 0.068473 | 0.48289 | 0.1418 | 0 | 0 | 0 | Fail RIM
[11 empty] | Commercial | Refrigerated Display Case Lighting Controls | Institutional | New | N_IN_Refrigerated Display Case Lighting Controls | 0.068473 | 0.48289 | 0.1418 | 0 | 0 | 0 | Fail RIM
[11 empty] | Commercial | Refrigerated Display Case Lighting Controls | Lodging/Hospitality | New | N_LG_Refrigerated Display Case Lighting Controls | 0.068473 | 0.48289 | 0.1418 | 0 | 0 | 0 | Fail RIM
[11 empty] | Commercial | Refrigerated Display Case Lighting Controls | Miscellaneous | New | N_MS_Refrigerated Display Case Lighting Controls | 0.068473 | 0.48289 | 0.1418 | 0 | 0 | 0 | Fail RIM
[11 empty] | Commercial | Refrigerated Display Case Lighting Controls | Offices | New | N_OF_Refrigerated Display Case Lighting Controls | 0.068473 | 0.48289 | 0.1418 | 0 | 0 | 0 | Fail RIM
[11 empty] | Commercial | Refrigerated Display Case Lighting Controls | Restaurants | New | N_RS_Refrigerated Display Case Lighting Controls | 0.068473 | 0.48289 | 0.1418 | 0 | 0 | 0 | Fail RIM
[11 empty] | Commercial | Refrigerated Display Case Lighting Controls | Retail | New | N_RT_Refrigerated Display Case Lighting Controls | 0.068473 | 0.48289 | 0.1418 | 0 | 0 | 0 | Fail RIM
[11 empty] | Commercial | Refrigerated Display Case Lighting Controls | Schools K-12 | New | N_SC_Refrigerated Display Case Lighting Controls | 0.068473 | 0.48289 | 0.1418 | 0 | 0 | 0 | Fail RIM
[11 empty] | Commercial | Refrigerated Display Case Lighting Controls | Warehouse | New | N_WR_Refrigerated Display Case Lighting Controls | 0.068473 | 0.48289 | 0.1418 | 0 | 0 | 0 | Fail RIM
[11 empty] | Commercial | Strip Curtains for Walk-ins | Assembly | Existing | E_AS_Strip Curtains for Walk-ins | 0.30908 | 0.45658 | 0.67695 | 0 | 0 | 0 | Fail RIM
[11 empty] | Commercial | Strip Curtains for Walk-ins | College and University | Existing | E_CU_Strip Curtains for Walk-ins | 0.29493 | 0.43568 | 0.67695 | 0 | 0 | 0 | Fail RIM
[11 empty] | Commercial | Strip Curtains for Walk-ins | Grocery | Existing | E_GR_Strip Curtains for Walk-ins | 0.30908 | 0.45658 | 0.67695 | 0 | 0 | 0 | Fail RIM
[11 empty] | Commercial | Strip Curtains for Walk-ins | Healthcare | Existing | E_HC_Strip Curtains for Walk-ins | 0.29493 | 0.43568 | 0.67695 | 0 | 0 | 0 | Fail RIM
[11 empty] | Commercial | Strip Curtains for Walk-ins | Hospitals | Existing | E_HS_Strip Curtains for Walk-ins | 0.29493 | 0.43568 | 0.67695 | 0 | 0 | 0 | Fail RIM
[11 empty] | Commercial | Strip Curtains for Walk-ins | Institutional | Existing | E_IN_Strip Curtains for Walk-ins | 0.30908 | 0.45658 | 0.67695 | 0 | 0 | 0 | Fail RIM
[11 empty] | Commercial | Strip Curtains for Walk-ins | Lodging/Hospitality | Existing | E_LG_Strip Curtains for Walk-ins | 0.29493 | 0.43568 | 0.67695 | 0 | 0 | 0 | Fail RIM
[11 empty] | Commercial | Strip Curtains for Walk-ins | Miscellaneous | Existing | E_MS_Strip Curtains for Walk-ins | 0.30908 | 0.45658 | 0.67695 | 0 | 0 | 0 | Fail RIM
[11 empty] | Commercial | Strip Curtains for Walk-ins | Offices | Existing | E_OF_Strip Curtains for Walk-ins | 0.30908 | 0.45658 | 0.67695 | 0 | 0 | 0 | Fail RIM
[11 empty] | Commercial | Strip Curtains for Walk-ins | Restaurants | Existing | E_RS_Strip Curtains for Walk-ins | 0.29493 | 0.43568 | 0.67695 | 0 | 0 | 0 | Fail RIM
[11 empty] | Commercial | Strip Curtains for Walk-ins | Retail | Existing | E_RT_Strip Curtains for Walk-ins | 0.30908 | 0.45658 | 0.67695 | 0 | 0 | 0 | Fail RIM
[11 empty] | Commercial | Strip Curtains for Walk-ins | Schools K-12 | Existing | E_SC_Strip Curtains for Walk-ins | 0.29493 | 0.43568 | 0.67695 | 0 | 0 | 0 | Fail RIM
[11 empty] | Commercial | Strip Curtains for Walk-ins | Warehouse | Existing | E_WR_Strip Curtains for Walk-ins | 0.30908 | 0.45658 | 0.67695 | 0 | 0 | 0 | Fail RIM
[11 empty] | Commercial | Strip Curtains for Walk-ins | Assembly | New | N_AS_Strip Curtains for Walk-ins | 0.30908 | 0.45658 | 0.67695 | 0 | 0 | 0 | Fail RIM
[11 empty] | Commercial | Strip Curtains for Walk-ins | College and University | New | N_CU_Strip Curtains for Walk-ins | 0.29493 | 0.43568 | 0.67695 | 0 | 0 | 0 | Fail RIM
[11 empty] | Commercial | Strip Curtains for Walk-ins | Grocery | New | N_GR_Strip Curtains for Walk-ins | 0.30908 | 0.45658 | 0.67695 | 0 | 0 | 0 | Fail RIM
[11 empty] | Commercial | Strip Curtains for Walk-ins | Healthcare | New | N_HC_Strip Curtains for Walk-ins | 0.29493 | 0.43568 | 0.67695 | 0 | 0 | 0 | Fail RIM
[11 empty] | Commercial | Strip Curtains for Walk-ins | Hospitals | New | N_HS_Strip Curtains for Walk-ins | 0.29493 | 0.43568 | 0.67695 | 0 | 0 | 0 | Fail RIM
[11 empty] | Commercial | Strip Curtains for Walk-ins | Institutional | New | N_IN_Strip Curtains for Walk-ins | 0.30908 | 0.45658 | 0.67695 | 0 | 0 | 0 | Fail RIM
[11 empty] | Commercial | Strip Curtains for Walk-ins | Lodging/Hospitality | New | N_LG_Strip Curtains for Walk-ins | 0.29493 | 0.43568 | 0.67695 | 0 | 0 | 0 | Fail RIM
[11 empty] | Commercial | Strip Curtains for Walk-ins | Miscellaneous | New | N_MS_Strip Curtains for Walk-ins | 0.30908 | 0.45658 | 0.67695 | 0 | 0 | 0 | Fail RIM
[11 empty] | Commercial | Strip Curtains for Walk-ins | Offices | New | N_OF_Strip Curtains for Walk-ins | 0.30908 | 0.45658 | 0.67695 | 0 | 0 | 0 | Fail RIM
[11 empty] | Commercial | Strip Curtains for Walk-ins | Restaurants | New | N_RS_Strip Curtains for Walk-ins | 0.29493 | 0.43568 | 0.67695 | 0 | 0 | 0 | Fail RIM
[11 empty] | Commercial | Strip Curtains for Walk-ins | Retail | New | N_RT_Strip Curtains for Walk-ins | 0.30908 | 0.45658 | 0.67695 | 0 | 0 | 0 | Fail RIM
[11 empty] | Commercial | Strip Curtains for Walk-ins | Schools K-12 | New | N_SC_Strip Curtains for Walk-ins | 0.29493 | 0.43568 | 0.67695 | 0 | 0 | 0 | Fail RIM
[11 empty] | Commercial | Strip Curtains for Walk-ins | Warehouse | New | N_WR_Strip Curtains for Walk-ins | 0.30908 | 0.45658 | 0.67695 | 0 | 0 | 0 | Fail RIM
[11 empty] | Commercial | CO Sensors for Parking Garage Exhaust | Assembly | Existing | E_AS_CO Sensors for Parking Garage Exhaust | 3.4159 | 0.37595 | 9.086 | 0 | 0 | 0 | Fail RIM
[11 empty] | Commercial | CO Sensors for Parking Garage Exhaust | College and University | Existing | E_CU_CO Sensors for Parking Garage Exhaust | 3.4159 | 0.37595 | 9.086 | 0 | 0 | 0 | Fail RIM
[11 empty] | Commercial | CO Sensors for Parking Garage Exhaust | Grocery | Existing | E_GR_CO Sensors for Parking Garage Exhaust | 3.4159 | 0.37595 | 9.086 | 0 | 0 | 0 | Fail RIM
[11 empty] | Commercial | CO Sensors for Parking Garage Exhaust | Healthcare | Existing | E_HC_CO Sensors for Parking Garage Exhaust | 3.4159 | 0.37595 | 9.086 | 0 | 0 | 0 | Fail RIM
[11 empty] | Commercial | CO Sensors for Parking Garage Exhaust | Hospitals | Existing | E_HS_CO Sensors for Parking Garage Exhaust | 3.4159 | 0.37595 | 9.086 | 0 | 0 | 0 | Fail RIM
[11 empty] | Commercial | CO Sensors for Parking Garage Exhaust | Institutional | Existing | E_IN_CO Sensors for Parking Garage Exhaust | 3.4159 | 0.37595 | 9.086 | 0 | 0 | 0 | Fail RIM
[11 empty] | Commercial | CO Sensors for Parking Garage Exhaust | Lodging/Hospitality | Existing | E_LG_CO Sensors for Parking Garage Exhaust | 3.4159 | 0.37595 | 9.086 | 0 | 0 | 0 | Fail RIM
[11 empty] | Commercial | CO Sensors for Parking Garage Exhaust | Miscellaneous | Existing | E_MS_CO Sensors for Parking Garage Exhaust | 3.4159 | 0.37595 | 9.086 | 0 | 0 | 0 | Fail RIM
[11 empty] | Commercial | CO Sensors for Parking Garage Exhaust | Offices | Existing | E_OF_CO Sensors for Parking Garage Exhaust | 3.4159 | 0.37595 | 9.086 | 0 | 0 | 0 | Fail RIM
[11 empty] | Commercial | CO Sensors for Parking Garage Exhaust | Restaurants | Existing | E_RS_CO Sensors for Parking Garage Exhaust | 3.4159 | 0.37595 | 9.086 | 0 | 0 | 0 | Fail RIM
[11 empty] | Commercial | CO Sensors for Parking Garage Exhaust | Retail | Existing | E_RT_CO Sensors for Parking Garage Exhaust | 3.4159 | 0.37595 | 9.086 | 0 | 0 | 0 | Fail RIM
[11 empty] | Commercial | CO Sensors for Parking Garage Exhaust | Schools K-12 | Existing | E_SC_CO Sensors for Parking Garage Exhaust | 3.4159 | 0.37595 | 9.086 | 0 | 0 | 0 | Fail RIM
[11 empty] | Commercial | CO Sensors for Parking Garage Exhaust | Warehouse | Existing | E_WR_CO Sensors for Parking Garage Exhaust | 3.4159 | 0.37595 | 9.086 | 0 | 0 | 0 | Fail RIM
[11 empty] | Commercial | CO Sensors for Parking Garage Exhaust | Assembly | New | N_AS_CO Sensors for Parking Garage Exhaust | 3.4159 | 0.37595 | 9.086 | 0 | 0 | 0 | Fail RIM
[11 empty] | Commercial | CO Sensors for Parking Garage Exhaust | College and University | New | N_CU_CO Sensors for Parking Garage Exhaust | 3.4159 | 0.37595 | 9.086 | 0 | 0 | 0 | Fail RIM
[11 empty] | Commercial | CO Sensors for Parking Garage Exhaust | Grocery | New | N_GR_CO Sensors for Parking Garage Exhaust | 3.4159 | 0.37595 | 9.086 | 0 | 0 | 0 | Fail RIM
[11 empty] | Commercial | CO Sensors for Parking Garage Exhaust | Healthcare | New | N_HC_CO Sensors for Parking Garage Exhaust | 3.4159 | 0.37595 | 9.086 | 0 | 0 | 0 | Fail RIM
[11 empty] | Commercial | CO Sensors for Parking Garage Exhaust | Hospitals | New | N_HS_CO Sensors for Parking Garage Exhaust | 3.4159 | 0.37595 | 9.086 | 0 | 0 | 0 | Fail RIM
[11 empty] | Commercial | CO Sensors for Parking Garage Exhaust | Institutional | New | N_IN_CO Sensors for Parking Garage Exhaust | 3.4159 | 0.37595 | 9.086 | 0 | 0 | 0 | Fail RIM
[11 empty] | Commercial | CO Sensors for Parking Garage Exhaust | Lodging/Hospitality | New | N_LG_CO Sensors for Parking Garage Exhaust | 3.4159 | 0.37595 | 9.086 | 0 | 0 | 0 | Fail RIM
[11 empty] | Commercial | CO Sensors for Parking Garage Exhaust | Miscellaneous | New | N_MS_CO Sensors for Parking Garage Exhaust | 3.4159 | 0.37595 | 9.086 | 0 | 0 | 0 | Fail RIM
[11 empty] | Commercial | CO Sensors for Parking Garage Exhaust | Offices | New | N_OF_CO Sensors for Parking Garage Exhaust | 3.4159 | 0.37595 | 9.086 | 0 | 0 | 0 | Fail RIM
[11 empty] | Commercial | CO Sensors for Parking Garage Exhaust | Restaurants | New | N_RS_CO Sensors for Parking Garage Exhaust | 3.4159 | 0.37595 | 9.086 | 0 | 0 | 0 | Fail RIM
[11 empty] | Commercial | CO Sensors for Parking Garage Exhaust | Retail | New | N_RT_CO Sensors for Parking Garage Exhaust | 3.4159 | 0.37595 | 9.086 | 0 | 0 | 0 | Fail RIM
[11 empty] | Commercial | CO Sensors for Parking Garage Exhaust | Schools K-12 | New | N_SC_CO Sensors for Parking Garage Exhaust | 3.4159 | 0.37595 | 9.086 | 0 | 0 | 0 | Fail RIM
[11 empty] | Commercial | CO Sensors for Parking Garage Exhaust | Warehouse | New | N_WR_CO Sensors for Parking Garage Exhaust | 3.4159 | 0.37595 | 9.086 | 0 | 0 | 0 | Fail RIM
[11 empty] | Commercial | Demand Controlled Ventilation | College and University | Existing | E_CU_Demand Controlled Ventilation | 6.1433 | 1.2547 | 4.8961 | 0 | 0 | 0 | Fail 2-year Threshold
[11 empty] | Commercial | Demand Controlled Ventilation | Healthcare | Existing | E_HC_Demand Controlled Ventilation | 5.9859 | 1.2547 | 4.7707 | 0 | 0 | 0 | Fail 2-year Threshold
[11 empty] | Commercial | Demand Controlled Ventilation | Hospitals | Existing | E_HS_Demand Controlled Ventilation | 8.9103 | 1.2547 | 7.1014 | 0 | 0 | 0 | Fail 2-year Threshold
[11 empty] | Commercial | Demand Controlled Ventilation | Institutional | Existing | E_IN_Demand Controlled Ventilation | 6.1375 | 1.2547 | 4.8915 | 0 | 0 | 0 | Fail 2-year Threshold
[11 empty] | Commercial | Demand Controlled Ventilation | Schools K-12 | Existing | E_SC_Demand Controlled Ventilation | 6.3179 | 1.2547 | 5.0353 | 0 | 0 | 0 | Fail 2-year Threshold
[11 empty] | Commercial | Demand Controlled Ventilation | College and University | New | N_CU_Demand Controlled Ventilation | 6.1433 | 1.2547 | 4.8961 | 0 | 0 | 0 | Fail 2-year Threshold
[11 empty] | Commercial | Demand Controlled Ventilation | Healthcare | New | N_HC_Demand Controlled Ventilation | 5.9859 | 1.2547 | 4.7707 | 0 | 0 | 0 | Fail 2-year Threshold
[11 empty] | Commercial | Demand Controlled Ventilation | Hospitals | New | N_HS_Demand Controlled Ventilation | 8.9103 | 1.2547 | 7.1014 | 0 | 0 | 0 | Fail 2-year Threshold
[11 empty] | Commercial | Demand Controlled Ventilation | Institutional | New | N_IN_Demand Controlled Ventilation | 6.1375 | 1.2547 | 4.8915 | 0 | 0 | 0 | Fail 2-year Threshold
[11 empty] | Commercial | Demand Controlled Ventilation | Schools K-12 | New | N_SC_Demand Controlled Ventilation | 6.3179 | 1.2547 | 5.0353 | 0 | 0 | 0 | Fail 2-year Threshold
[11 empty] | Commercial | VAV System | Assembly | Existing | E_AS_VAV System | 8.2844 | 0.75914 | 10.9128 | 0 | 0 | 0 | Fail RIM
[11 empty] | Commercial | VAV System | College and University | Existing | E_CU_VAV System | 8.2844 | 0.75914 | 10.9128 | 0 | 0 | 0 | Fail RIM
[11 empty] | Commercial | VAV System | Grocery | Existing | E_GR_VAV System | 8.2844 | 0.75914 | 10.9128 | 0 | 0 | 0 | Fail RIM
[11 empty] | Commercial | VAV System | Healthcare | Existing | E_HC_VAV System | 8.2844 | 0.75914 | 10.9128 | 0 | 0 | 0 | Fail RIM
[11 empty] | Commercial | VAV System | Hospitals | Existing | E_HS_VAV System | 8.2844 | 0.75914 | 10.9128 | 0 | 0 | 0 | Fail RIM
[11 empty] | Commercial | VAV System | Institutional | Existing | E_IN_VAV System | 8.2844 | 0.75914 | 10.9128 | 0 | 0 | 0 | Fail RIM
[11 empty] | Commercial | VAV System | Lodging/Hospitality | Existing | E_LG_VAV System | 8.2844 | 0.75914 | 10.9128 | 0 | 0 | 0 | Fail RIM
[11 empty] | Commercial | VAV System | Miscellaneous | Existing | E_MS_VAV System | 8.2844 | 0.75914 | 10.9128 | 0 | 0 | 0 | Fail RIM
[11 empty] | Commercial | VAV System | Offices | Existing | E_OF_VAV System | 8.2844 | 0.75914 | 10.9128 | 0 | 0 | 0 | Fail RIM
[11 empty] | Commercial | VAV System | Restaurants | Existing | E_RS_VAV System | 8.2844 | 0.75914 | 10.9128 | 0 | 0 | 0 | Fail RIM
[11 empty] | Commercial | VAV System | Retail | Existing | E_RT_VAV System | 8.2844 | 0.75914 | 10.9128 | 0 | 0 | 0 | Fail RIM
[11 empty] | Commercial | VAV System | Schools K-12 | Existing | E_SC_VAV System | 8.2844 | 0.75914 | 10.9128 | 0 | 0 | 0 | Fail RIM
[11 empty] | Commercial | VAV System | Warehouse | Existing | E_WR_VAV System | 8.2844 | 0.75914 | 10.9128 | 0 | 0 | 0 | Fail RIM
[11 empty] | Commercial | VAV System | Assembly | New | N_AS_VAV System | 8.2844 | 0.75914 | 10.9128 | 0 | 0 | 0 | Fail RIM
[11 empty] | Commercial | VAV System | College and University | New | N_CU_VAV System | 8.2844 | 0.75914 | 10.9128 | 0 | 0 | 0 | Fail RIM
[11 empty] | Commercial | VAV System | Grocery | New | N_GR_VAV System | 8.2844 | 0.75914 | 10.9128 | 0 | 0 | 0 | Fail RIM
[11 empty] | Commercial | VAV System | Healthcare | New | N_HC_VAV System | 8.2844 | 0.75914 | 10.9128 | 0 | 0 | 0 | Fail RIM
[11 empty] | Commercial | VAV System | Hospitals | New | N_HS_VAV System | 8.2844 | 0.75914 | 10.9128 | 0 | 0 | 0 | Fail RIM
[11 empty] | Commercial | VAV System | Institutional | New | N_IN_VAV System | 8.2844 | 0.75914 | 10.9128 | 0 | 0 | 0 | Fail RIM
[11 empty] | Commercial | VAV System | Lodging/Hospitality | New | N_LG_VAV System | 8.2844 | 0.75914 | 10.9128 | 0 | 0 | 0 | Fail RIM
[11 empty] | Commercial | VAV System | Miscellaneous | New | N_MS_VAV System | 8.2844 | 0.75914 | 10.9128 | 0 | 0 | 0 | Fail RIM
[11 empty] | Commercial | VAV System | Offices | New | N_OF_VAV System | 8.2844 | 0.75914 | 10.9128 | 0 | 0 | 0 | Fail RIM
[11 empty] | Commercial | VAV System | Restaurants | New | N_RS_VAV System | 8.2844 | 0.75914 | 10.9128 | 0 | 0 | 0 | Fail RIM
[11 empty] | Commercial | VAV System | Retail | New | N_RT_VAV System | 8.2844 | 0.75914 | 10.9128 | 0 | 0 | 0 | Fail RIM
[11 empty] | Commercial | VAV System | Schools K-12 | New | N_SC_VAV System | 8.2844 | 0.75914 | 10.9128 | 0 | 0 | 0 | Fail RIM
[11 empty] | Commercial | VAV System | Warehouse | New | N_WR_VAV System | 8.2844 | 0.75914 | 10.9128 | 0 | 0 | 0 | Fail RIM
[11 empty] | Commercial | Retro-Commissioning | Assembly | Existing | E_AS_Retro-Commissioning | 1.3164 | 0.92752 | 1.4192 | 0 | 0 | 0 | Fail RIM
[11 empty] | Commercial | Retro-Commissioning | College and University | Existing | E_CU_Retro-Commissioning | 1.8216 | 0.84693 | 2.1508 | 0 | 0 | 0 | Fail RIM
[11 empty] | Commercial | Retro-Commissioning | Grocery | Existing | E_GR_Retro-Commissioning | 14.4054 | 1.031 | 13.9727 | 0 | 0 | 0 | Fail 2-year Threshold
[11 empty] | Commercial | Retro-Commissioning | Healthcare | Existing | E_HC_Retro-Commissioning | 5.2973 | 0.92752 | 5.7113 | 0 | 0 | 0 | Fail RIM
[11 empty] | Commercial | Retro-Commissioning | Hospitals | Existing | E_HS_Retro-Commissioning | 4.8371 | 0.84693 | 5.7113 | 0 | 0 | 0 | Fail RIM
[11 empty] | Commercial | Retro-Commissioning | Institutional | Existing | E_IN_Retro-Commissioning | 5.9725 | 0.92752 | 6.4392 | 0 | 0 | 0 | Fail RIM
[11 empty] | Commercial | Retro-Commissioning | Lodging/Hospitality | Existing | E_LG_Retro-Commissioning | 3.3234 | 1.031 | 3.2236 | 0 | 0 | 0 | Fail 2-year Threshold
[11 empty] | Commercial | Retro-Commissioning | Miscellaneous | Existing | E_MS_Retro-Commissioning | 4.0791 | 0.92752 | 4.3979 | 0 | 0 | 0 | Fail RIM
[11 empty] | Commercial | Retro-Commissioning | Offices | Existing | E_OF_Retro-Commissioning | 5.4658 | 0.92752 | 5.893 | 0 | 0 | 0 | Fail RIM
[11 empty] | Commercial | Retro-Commissioning | Restaurants | Existing | E_RS_Retro-Commissioning | 13.9228 | 1.031 | 13.5046 | 0 | 0 | 0 | Fail 2-year Threshold
[11 empty] | Commercial | Retro-Commissioning | Retail | Existing | E_RT_Retro-Commissioning | 2.6993 | 1.031 | 2.6183 | 0 | 0 | 0 | Fail 2-year Threshold
[11 empty] | Commercial | Retro-Commissioning | Schools K-12 | Existing | E_SC_Retro-Commissioning | 1.9949 | 0.92752 | 2.1508 | 0 | 0 | 0 | Fail RIM
[11 empty] | Commercial | Retro-Commissioning | Warehouse | Existing | E_WR_Retro-Commissioning | 0.64227 | 0.92752 | 0.69246 | 0 | 0 | 0 | Fail RIM
[11 empty] | Commercial | Retro-Commissioning | Assembly | New | N_AS_Retro-Commissioning | 1.3164 | 0.92752 | 1.4192 | 0 | 0 | 0 | Fail RIM
[11 empty] | Commercial | Retro-Commissioning | College and University | New | N_CU_Retro-Commissioning | 1.8216 | 0.84693 | 2.1508 | 0 | 0 | 0 | Fail RIM
[11 empty] | Commercial | Retro-Commissioning | Grocery | New | N_GR_Retro-Commissioning | 14.4054 | 1.031 | 13.9727 | 0 | 0 | 0 | Fail 2-year Threshold
[11 empty] | Commercial | Retro-Commissioning | Healthcare | New | N_HC_Retro-Commissioning | 5.2973 | 0.92752 | 5.7113 | 0 | 0 | 0 | Fail RIM
[11 empty] | Commercial | Retro-Commissioning | Hospitals | New | N_HS_Retro-Commissioning | 4.8371 | 0.84693 | 5.7113 | 0 | 0 | 0 | Fail RIM
[11 empty] | Commercial | Retro-Commissioning | Institutional | New | N_IN_Retro-Commissioning | 5.9725 | 0.92752 | 6.4392 | 0 | 0 | 0 | Fail RIM
[11 empty] | Commercial | Retro-Commissioning | Lodging/Hospitality | New | N_LG_Retro-Commissioning | 3.3234 | 1.031 | 3.2236 | 0 | 0 | 0 | Fail 2-year Threshold
[11 empty] | Commercial | Retro-Commissioning | Miscellaneous | New | N_MS_Retro-Commissioning | 4.0791 | 0.92752 | 4.3979 | 0 | 0 | 0 | Fail RIM
[11 empty] | Commercial | Retro-Commissioning | Offices | New | N_OF_Retro-Commissioning | 5.4658 | 0.92752 | 5.893 | 0 | 0 | 0 | Fail RIM
[11 empty] | Commercial | Retro-Commissioning | Restaurants | New | N_RS_Retro-Commissioning | 13.9228 | 1.031 | 13.5046 | 0 | 0 | 0 | Fail 2-year Threshold
[11 empty] | Commercial | Retro-Commissioning | Retail | New | N_RT_Retro-Commissioning | 2.6993 | 1.031 | 2.6183 | 0 | 0 | 0 | Fail 2-year Threshold
[11 empty] | Commercial | Retro-Commissioning | Schools K-12 | New | N_SC_Retro-Commissioning | 1.9949 | 0.92752 | 2.1508 | 0 | 0 | 0 | Fail RIM
[11 empty] | Commercial | Retro-Commissioning | Warehouse | New | N_WR_Retro-Commissioning | 0.64227 | 0.92752 | 0.69246 | 0 | 0 | 0 | Fail RIM
[11 empty] | Industrial | Process Other Systems Optimization | Agriculture and Assembly |  | AA_Process Other Systems Optimization | 8.1931 | 0.44924 | 18.2376 | 0 | 0 | 0 | Fail RIM
[11 empty] | Industrial | Plant Energy Management | Agriculture and Assembly |  | AA_Plant Energy Management | 3.8465 | 0.54219 | 7.0944 | 0 | 0 | 0 | Fail RIM
[11 empty] | Industrial | Process Heat System Optimization | Agriculture and Assembly |  | AA_Process Heat System Optimization | 0.047442 | 0.45211 | 0.10493 | 0 | 0 | 0 | Fail RIM
[11 empty] | Industrial | Process Heat Improved Controls | Agriculture and Assembly |  | AA_Process Heat Improved Controls | 0.71524 | 0.57959 | 1.234 | 0 | 0 | 0 | Fail RIM
[11 empty] | Industrial | Process Refrig System Optimization | Agriculture and Assembly |  | AA_Process Refrig System Optimization | 0.90562 | 0.44924 | 2.0159 | 0 | 0 | 0 | Fail RIM
[11 empty] | Industrial | Process Refrig Controls | Agriculture and Assembly |  | AA_Process Refrig Controls | 1.4468 | 0.57959 | 2.4962 | 0 | 0 | 0 | Fail RIM
[11 empty] | Industrial | Process Refrig Equipment Upgrade | Agriculture and Assembly |  | AA_Process Refrig Equipment Upgrade | 2.2556 | 0.52587 | 4.2893 | 0 | 0 | 0 | Fail RIM
[11 empty] | Industrial | Pump System Optimization | Agriculture and Assembly |  | AA_Pump System Optimization | 7.4056 | 0.52044 | 14.2294 | 0 | 0 | 0 | Fail RIM
[11 empty] | Industrial | Pump Improved Controls | Agriculture and Assembly |  | AA_Pump Improved Controls | 9.9508 | 0.57329 | 17.3573 | 0 | 0 | 0 | Fail RIM
[11 empty] | Industrial | Motor Optimization | Agriculture and Assembly |  | AA_Motor Optimization | 3.1929 | 0.52044 | 6.135 | 0 | 0 | 0 | Fail RIM
[11 empty] | Industrial | Motor Improved Controls | Agriculture and Assembly |  | AA_Motor Improved Controls | 9.9508 | 0.57329 | 17.3573 | 0 | 0 | 0 | Fail RIM
[11 empty] | Industrial | Pump Equipment Upgrade | Agriculture and Assembly |  | AA_Pump Equipment Upgrade | 2.1375 | 0.57329 | 3.7285 | 0 | 0 | 0 | Fail RIM
[11 empty] | Industrial | Motor Equipment Upgrades | Agriculture and Assembly |  | AA_Motor Equipment Upgrades | 2.5915 | 0.52044 | 4.9795 | 0 | 0 | 0 | Fail RIM
[11 empty] | Industrial | Fan Improved Controls | Agriculture and Assembly |  | AA_Fan Improved Controls | 25.8065 | 0.57329 | 45.0144 | 0 | 0 | 0 | Fail RIM
[11 empty] | Industrial | Fan Equipment Upgrades | Agriculture and Assembly |  | AA_Fan Equipment Upgrades | 2.9374 | 0.57329 | 5.1237 | 0 | 0 | 0 | Fail RIM
[11 empty] | Industrial | Lighting Controls | Agriculture and Assembly |  | AA_Lighting Controls | 3.3363 | 0.535 | 6.236 | 0 | 0 | 0 | Fail RIM
[11 empty] | Industrial | Efficient Lighting - Other Interior Lighting | Agriculture and Assembly |  | AA_Efficient Lighting - Other Interior Lighting | 1.5362 | 0.58394 | 2.6307 | 0 | 0 | 0 | Fail RIM
[11 empty] | Industrial | Efficient Lighting - High Bay | Agriculture and Assembly |  | AA_Efficient Lighting - High Bay | 2.8351 | 0.58394 | 4.855 | 0 | 0 | 0 | Fail RIM
[11 empty] | Industrial | HVAC Recommissioning | Agriculture and Assembly |  | AA_HVAC Recommissioning | 5.2236 | 0.53449 | 9.773 | 0 | 0 | 0 | Fail RIM
[11 empty] | Industrial | HVAC Improved Controls | Agriculture and Assembly |  | AA_HVAC Improved Controls | 73.8907 | 0.58958 | 125.3272 | 0 | 0 | 0 | Fail RIM
[11 empty] | Industrial | Building Envelope Improvements | Agriculture and Assembly |  | AA_Building Envelope Improvements | 4.048 | 0.58958 | 6.8658 | 0 | 0 | 0 | Fail RIM
[11 empty] | Industrial | HVAC Equipment Upgrades | Agriculture and Assembly |  | AA_HVAC Equipment Upgrades | 6.1772 | 0.60648 | 10.1853 | 0 | 0 | 0 | Fail RIM
[11 empty] | Industrial | Lighting Controls - Exterior | Agriculture and Assembly |  | AA_Lighting Controls - Exterior | 1.7319 | 0.27772 | 6.236 | 0 | 0 | 0 | Fail RIM
[11 empty] | Industrial | Efficient Lighting - Exterior | Agriculture and Assembly |  | AA_Efficient Lighting - Exterior | 2.6538 | 0.28969 | 9.161 | 0 | 0 | 0 | Fail RIM
[11 empty] | Industrial | Compressed Air System Optimization | Agriculture and Assembly |  | AA_Compressed Air System Optimization | 8.2701 | 0.52044 | 15.8905 | 0 | 0 | 0 | Fail RIM
[11 empty] | Industrial | Compressed Air Controls | Agriculture and Assembly |  | AA_Compressed Air Controls | 2.2517 | 0.55985 | 4.0221 | 0 | 0 | 0 | Fail RIM
[11 empty] | Industrial | Compressed Air Equipment | Agriculture and Assembly |  | AA_Compressed Air Equipment | 2.7552 | 0.57329 | 4.806 | 0 | 0 | 0 | Fail RIM
[11 empty] | Industrial | Process Other Systems Optimization | Chemicals and Plastics |  | CP_Process Other Systems Optimization | 8.1931 | 0.44924 | 18.2376 | 0 | 0 | 0 | Fail RIM
[11 empty] | Industrial | Plant Energy Management | Chemicals and Plastics |  | CP_Plant Energy Management | 19.9837 | 0.54073 | 36.9568 | 0 | 0 | 0 | Fail RIM
[11 empty] | Industrial | Process Heat System Optimization | Chemicals and Plastics |  | CP_Process Heat System Optimization | 0.22351 | 0.45211 | 0.49437 | 0 | 0 | 0 | Fail RIM
[11 empty] | Industrial | Process Heat Improved Controls | Chemicals and Plastics |  | CP_Process Heat Improved Controls | 1.0472 | 0.57959 | 1.8067 | 0 | 0 | 0 | Fail RIM
[11 empty] | Industrial | Process Heat Equipment Upgrade | Chemicals and Plastics |  | CP_Process Heat Equipment Upgrade | 1.7872 | 0.52587 | 3.3986 | 0 | 0 | 0 | Fail RIM
[11 empty] | Industrial | Process Refrig System Optimization | Chemicals and Plastics |  | CP_Process Refrig System Optimization | 9.0947 | 0.44924 | 20.2444 | 0 | 0 | 0 | Fail RIM
[11 empty] | Industrial | Process Refrig Controls | Chemicals and Plastics |  | CP_Process Refrig Controls | 2.0171 | 0.57959 | 3.4803 | 0 | 0 | 0 | Fail RIM
[11 empty] | Industrial | Process Refrig Equipment Upgrade | Chemicals and Plastics |  | CP_Process Refrig Equipment Upgrade | 2.4885 | 0.52587 | 4.7322 | 0 | 0 | 0 | Fail RIM
[11 empty] | Industrial | Pump System Optimization | Chemicals and Plastics |  | CP_Pump System Optimization | 4.2448 | 0.52044 | 8.1562 | 0 | 0 | 0 | Fail RIM
[11 empty] | Industrial | Pump Improved Controls | Chemicals and Plastics |  | CP_Pump Improved Controls | 9.9508 | 0.57329 | 17.3573 | 0 | 0 | 0 | Fail RIM
[11 empty] | Industrial | Motor Optimization | Chemicals and Plastics |  | CP_Motor Optimization | 4.3987 | 0.52044 | 8.452 | 0 | 0 | 0 | Fail RIM
[11 empty] | Industrial | Motor Improved Controls | Chemicals and Plastics |  | CP_Motor Improved Controls | 5.9906 | 0.57329 | 10.4494 | 0 | 0 | 0 | Fail RIM
[11 empty] | Industrial | Pump Equipment Upgrade | Chemicals and Plastics |  | CP_Pump Equipment Upgrade | 2.7996 | 0.57329 | 4.8834 | 0 | 0 | 0 | Fail RIM
[11 empty] | Industrial | Motor Equipment Upgrades | Chemicals and Plastics |  | CP_Motor Equipment Upgrades | 1.9137 | 0.52044 | 3.6771 | 0 | 0 | 0 | Fail RIM
[11 empty] | Industrial | Fan System Optimization | Chemicals and Plastics |  | CP_Fan System Optimization | 5.0016 | 0.52044 | 9.6103 | 0 | 0 | 0 | Fail RIM
[11 empty] | Industrial | Fan Improved Controls | Chemicals and Plastics |  | CP_Fan Improved Controls | 25.8065 | 0.57329 | 45.0144 | 0 | 0 | 0 | Fail RIM
[11 empty] | Industrial | Fan Equipment Upgrades | Chemicals and Plastics |  | CP_Fan Equipment Upgrades | 2.7958 | 0.57329 | 4.8767 | 0 | 0 | 0 | Fail RIM
[11 empty] | Industrial | Lighting Controls | Chemicals and Plastics |  | CP_Lighting Controls | 2.9789 | 0.535 | 5.568 | 0 | 0 | 0 | Fail RIM
[11 empty] | Industrial | Efficient Lighting - Other Interior Lighting | Chemicals and Plastics |  | CP_Efficient Lighting - Other Interior Lighting | 1.5362 | 0.58394 | 2.6307 | 0 | 0 | 0 | Fail RIM
[11 empty] | Industrial | Efficient Lighting - High Bay | Chemicals and Plastics |  | CP_Efficient Lighting - High Bay | 2.8351 | 0.58394 | 4.855 | 0 | 0 | 0 | Fail RIM
[11 empty] | Industrial | HVAC Improved Controls | Chemicals and Plastics |  | CP_HVAC Improved Controls | 37.7137 | 0.58958 | 63.9667 | 0 | 0 | 0 | Fail RIM
[11 empty] | Industrial | Building Envelope Improvements | Chemicals and Plastics |  | CP_Building Envelope Improvements | 5.8412 | 0.58958 | 9.9074 | 0 | 0 | 0 | Fail RIM
[11 empty] | Industrial | HVAC Equipment Upgrades | Chemicals and Plastics |  | CP_HVAC Equipment Upgrades | 8.0835 | 0.60648 | 13.3284 | 0 | 0 | 0 | Fail RIM
[11 empty] | Industrial | Lighting Controls - Exterior | Chemicals and Plastics |  | CP_Lighting Controls - Exterior | 1.5464 | 0.27772 | 5.568 | 0 | 0 | 0 | Fail RIM
[11 empty] | Industrial | Efficient Lighting - Exterior | Chemicals and Plastics |  | CP_Efficient Lighting - Exterior | 2.6538 | 0.28969 | 9.161 | 0 | 0 | 0 | Fail RIM
[11 empty] | Industrial | Compressed Air System Optimization | Chemicals and Plastics |  | CP_Compressed Air System Optimization | 7.7408 | 0.52044 | 14.8735 | 0 | 0 | 0 | Fail RIM
[11 empty] | Industrial | Compressed Air Controls | Chemicals and Plastics |  | CP_Compressed Air Controls | 3.0326 | 0.55985 | 5.4168 | 0 | 0 | 0 | Fail RIM
[11 empty] | Industrial | Compressed Air Equipment | Chemicals and Plastics |  | CP_Compressed Air Equipment | 4.7052 | 0.57329 | 8.2074 | 0 | 0 | 0 | Fail RIM
[11 empty] | Industrial | Process Other Systems Optimization | Construction |  | CS_Process Other Systems Optimization | 5.8045 | 0.44924 | 12.9206 | 0 | 0 | 0 | Fail RIM
[11 empty] | Industrial | Plant Energy Management | Construction |  | CS_Plant Energy Management | 20.0033 | 0.54126 | 36.9568 | 0 | 0 | 0 | Fail RIM
[11 empty] | Industrial | Process Heat System Optimization | Construction |  | CS_Process Heat System Optimization | 0.26506 | 0.45211 | 0.58628 | 0 | 0 | 0 | Fail RIM
[11 empty] | Industrial | Process Heat Improved Controls | Construction |  | CS_Process Heat Improved Controls | 0.66651 | 0.57959 | 1.15 | 0 | 0 | 0 | Fail RIM
[11 empty] | Industrial | Process Refrig System Optimization | Construction |  | CS_Process Refrig System Optimization | 1.6807 | 0.44924 | 3.7412 | 0 | 0 | 0 | Fail RIM
[11 empty] | Industrial | Process Refrig Controls | Construction |  | CS_Process Refrig Controls | 9.677 | 0.57959 | 16.6964 | 0 | 0 | 0 | Fail RIM
[11 empty] | Industrial | Process Refrig Equipment Upgrade | Construction |  | CS_Process Refrig Equipment Upgrade | 2.0059 | 0.52587 | 3.8145 | 0 | 0 | 0 | Fail RIM
[11 empty] | Industrial | Pump System Optimization | Construction |  | CS_Pump System Optimization | 6.184 | 0.52044 | 11.8822 | 0 | 0 | 0 | Fail RIM
[11 empty] | Industrial | Pump Improved Controls | Construction |  | CS_Pump Improved Controls | 9.9508 | 0.57329 | 17.3573 | 0 | 0 | 0 | Fail RIM
[11 empty] | Industrial | Motor Optimization | Construction |  | CS_Motor Optimization | 0.89977 | 0.52044 | 1.7289 | 0 | 0 | 0 | Fail RIM
[11 empty] | Industrial | Motor Improved Controls | Construction |  | CS_Motor Improved Controls | 6.1221 | 0.57329 | 10.6788 | 0 | 0 | 0 | Fail RIM
[11 empty] | Industrial | Pump Equipment Upgrade | Construction |  | CS_Pump Equipment Upgrade | 4.7682 | 0.57329 | 8.3171 | 0 | 0 | 0 | Fail RIM
[11 empty] | Industrial | Motor Equipment Upgrades | Construction |  | CS_Motor Equipment Upgrades | 2.4616 | 0.52044 | 4.7299 | 0 | 0 | 0 | Fail RIM
[11 empty] | Industrial | Fan System Optimization | Construction |  | CS_Fan System Optimization | 11.6194 | 0.52044 | 22.326 | 0 | 0 | 0 | Fail RIM
[11 empty] | Industrial | Fan Improved Controls | Construction |  | CS_Fan Improved Controls | 19.0494 | 0.57329 | 33.2279 | 0 | 0 | 0 | Fail RIM
[11 empty] | Industrial | Fan Equipment Upgrades | Construction |  | CS_Fan Equipment Upgrades | 3.4809 | 0.57329 | 6.0718 | 0 | 0 | 0 | Fail RIM
[11 empty] | Industrial | Lighting Controls | Construction |  | CS_Lighting Controls | 3.0149 | 0.535 | 5.6354 | 0 | 0 | 0 | Fail RIM
[11 empty] | Industrial | Efficient Lighting - Other Interior Lighting | Construction |  | CS_Efficient Lighting - Other Interior Lighting | 1.5362 | 0.58394 | 2.6307 | 0 | 0 | 0 | Fail RIM
[11 empty] | Industrial | Efficient Lighting - High Bay | Construction |  | CS_Efficient Lighting - High Bay | 2.8351 | 0.58394 | 4.855 | 0 | 0 | 0 | Fail RIM
[11 empty] | Industrial | HVAC Recommissioning | Construction |  | CS_HVAC Recommissioning | 1.8242 | 0.53449 | 3.4129 | 0 | 0 | 0 | Fail RIM
[11 empty] | Industrial | HVAC Improved Controls | Construction |  | CS_HVAC Improved Controls | 12.9325 | 0.58958 | 21.935 | 0 | 0 | 0 | Fail RIM
[11 empty] | Industrial | Building Envelope Improvements | Construction |  | CS_Building Envelope Improvements | 4.5219 | 0.58958 | 7.6696 | 0 | 0 | 0 | Fail RIM
[11 empty] | Industrial | HVAC Equipment Upgrades | Construction |  | CS_HVAC Equipment Upgrades | 5.601 | 0.60648 | 9.2351 | 0 | 0 | 0 | Fail RIM
[11 empty] | Industrial | Lighting Controls - Exterior | Construction |  | CS_Lighting Controls - Exterior | 1.5651 | 0.27772 | 5.6354 | 0 | 0 | 0 | Fail RIM
[11 empty] | Industrial | Efficient Lighting - Exterior | Construction |  | CS_Efficient Lighting - Exterior | 2.6538 | 0.28969 | 9.161 | 0 | 0 | 0 | Fail RIM
[11 empty] | Industrial | Compressed Air System Optimization | Construction |  | CS_Compressed Air System Optimization | 7.6035 | 0.52044 | 14.6097 | 0 | 0 | 0 | Fail RIM
[11 empty] | Industrial | Compressed Air Controls | Construction |  | CS_Compressed Air Controls | 9.9842 | 0.55985 | 17.8338 | 0 | 0 | 0 | Fail RIM
[11 empty] | Industrial | Compressed Air Equipment | Construction |  | CS_Compressed Air Equipment | 6.1318 | 0.57329 | 10.6957 | 0 | 0 | 0 | Fail RIM
[11 empty] | Industrial | Process Other Systems Optimization | Electrical and Electronic Equip. |  | EE_Process Other Systems Optimization | 1.5848 | 0.44924 | 3.5276 | 0 | 0 | 0 | Fail RIM
[11 empty] | Industrial | Plant Energy Management | Electrical and Electronic Equip. |  | EE_Plant Energy Management | 20.0434 | 0.54235 | 36.9568 | 0 | 0 | 0 | Fail RIM
[11 empty] | Industrial | Process Heat System Optimization | Electrical and Electronic Equip. |  | EE_Process Heat System Optimization | 1.9385 | 0.45211 | 4.2877 | 0 | 0 | 0 | Fail RIM
[11 empty] | Industrial | Process Heat Improved Controls | Electrical and Electronic Equip. |  | EE_Process Heat Improved Controls | 0.71524 | 0.57959 | 1.234 | 0 | 0 | 0 | Fail RIM
[11 empty] | Industrial | Process Refrig System Optimization | Electrical and Electronic Equip. |  | EE_Process Refrig System Optimization | 26.4349 | 0.44924 | 58.8432 | 0 | 0 | 0 | Fail RIM
[11 empty] | Industrial | Process Refrig Controls | Electrical and Electronic Equip. |  | EE_Process Refrig Controls | 0.7294 | 0.57959 | 1.2585 | 0 | 0 | 0 | Fail RIM
[11 empty] | Industrial | Process Refrig Equipment Upgrade | Electrical and Electronic Equip. |  | EE_Process Refrig Equipment Upgrade | 4.5978 | 0.52587 | 8.7433 | 0 | 0 | 0 | Fail RIM
[11 empty] | Industrial | Pump Improved Controls | Electrical and Electronic Equip. |  | EE_Pump Improved Controls | 9.9508 | 0.57329 | 17.3573 | 0 | 0 | 0 | Fail RIM
[11 empty] | Industrial | Motor Optimization | Electrical and Electronic Equip. |  | EE_Motor Optimization | 5.7835 | 0.52044 | 11.1127 | 0 | 0 | 0 | Fail RIM
[11 empty] | Industrial | Motor Improved Controls | Electrical and Electronic Equip. |  | EE_Motor Improved Controls | 9.9508 | 0.57329 | 17.3573 | 0 | 0 | 0 | Fail RIM
[11 empty] | Industrial | Motor Equipment Upgrades | Electrical and Electronic Equip. |  | EE_Motor Equipment Upgrades | 2.496 | 0.52044 | 4.796 | 0 | 0 | 0 | Fail RIM
[11 empty] | Industrial | Fan Improved Controls | Electrical and Electronic Equip. |  | EE_Fan Improved Controls | 25.8065 | 0.57329 | 45.0144 | 0 | 0 | 0 | Fail RIM
[11 empty] | Industrial | Lighting Controls | Electrical and Electronic Equip. |  | EE_Lighting Controls | 2.9196 | 0.535 | 5.4572 | 0 | 0 | 0 | Fail RIM
[11 empty] | Industrial | Efficient Lighting - Other Interior Lighting | Electrical and Electronic Equip. |  | EE_Efficient Lighting - Other Interior Lighting | 1.5362 | 0.58394 | 2.6307 | 0 | 0 | 0 | Fail RIM
[11 empty] | Industrial | Efficient Lighting - High Bay | Electrical and Electronic Equip. |  | EE_Efficient Lighting - High Bay | 2.8351 | 0.58394 | 4.855 | 0 | 0 | 0 | Fail RIM
[11 empty] | Industrial | HVAC Recommissioning | Electrical and Electronic Equip. |  | EE_HVAC Recommissioning | 11.7327 | 0.53449 | 21.9514 | 0 | 0 | 0 | Fail RIM
[11 empty] | Industrial | HVAC Improved Controls | Electrical and Electronic Equip. |  | EE_HVAC Improved Controls | 4.8012 | 0.58958 | 8.1434 | 0 | 0 | 0 | Fail RIM
[11 empty] | Industrial | Building Envelope Improvements | Electrical and Electronic Equip. |  | EE_Building Envelope Improvements | 3.7544 | 0.58958 | 6.3679 | 0 | 0 | 0 | Fail RIM
[11 empty] | Industrial | HVAC Equipment Upgrades | Electrical and Electronic Equip. |  | EE_HVAC Equipment Upgrades | 6.1772 | 0.60648 | 10.1853 | 0 | 0 | 0 | Fail RIM
[11 empty] | Industrial | Lighting Controls - Exterior | Electrical and Electronic Equip. |  | EE_Lighting Controls - Exterior | 1.5156 | 0.27772 | 5.4572 | 0 | 0 | 0 | Fail RIM
[11 empty] | Industrial | Efficient Lighting - Exterior | Electrical and Electronic Equip. |  | EE_Efficient Lighting - Exterior | 2.6538 | 0.28969 | 9.161 | 0 | 0 | 0 | Fail RIM
[11 empty] | Industrial | Compressed Air System Optimization | Electrical and Electronic Equip. |  | EE_Compressed Air System Optimization | 8.5077 | 0.52044 | 16.347 | 0 | 0 | 0 | Fail RIM
[11 empty] | Industrial | Compressed Air Controls | Electrical and Electronic Equip. |  | EE_Compressed Air Controls | 18.0014 | 0.55985 | 32.1542 | 0 | 0 | 0 | Fail RIM
[11 empty] | Industrial | Compressed Air Equipment | Electrical and Electronic Equip. |  | EE_Compressed Air Equipment | 16.6056 | 0.57329 | 28.9652 | 0 | 0 | 0 | Fail RIM
[11 empty] | Industrial | Process Other Systems Optimization | Lumber/Furniture/Pulp/Paper |  | LP_Process Other Systems Optimization | 1.6108 | 0.44924 | 3.5856 | 0 | 0 | 0 | Fail RIM
[11 empty] | Industrial | Plant Energy Management | Lumber/Furniture/Pulp/Paper |  | LP_Plant Energy Management | 3.8344 | 0.54048 | 7.0944 | 0 | 0 | 0 | Fail RIM
[11 empty] | Industrial | Process Other Equipment Upgrades | Lumber/Furniture/Pulp/Paper |  | LP_Process Other Equipment Upgrades | 4.7399 | 0.52587 | 9.0135 | 0 | 0 | 0 | Fail RIM
[11 empty] | Industrial | Process Heat System Optimization | Lumber/Furniture/Pulp/Paper |  | LP_Process Heat System Optimization | 0.28813 | 0.45211 | 0.63729 | 0 | 0 | 0 | Fail RIM
[11 empty] | Industrial | Process Heat Improved Controls | Lumber/Furniture/Pulp/Paper |  | LP_Process Heat Improved Controls | 0.71524 | 0.57959 | 1.234 | 0 | 0 | 0 | Fail RIM
[11 empty] | Industrial | Process Refrig Controls | Lumber/Furniture/Pulp/Paper |  | LP_Process Refrig Controls | 0.7294 | 0.57959 | 1.2585 | 0 | 0 | 0 | Fail RIM
[11 empty] | Industrial | Process Refrig Equipment Upgrade | Lumber/Furniture/Pulp/Paper |  | LP_Process Refrig Equipment Upgrade | 1.7322 | 0.52587 | 3.294 | 0 | 0 | 0 | Fail RIM
[11 empty] | Industrial | Pump System Optimization | Lumber/Furniture/Pulp/Paper |  | LP_Pump System Optimization | 1.6217 | 0.52044 | 3.116 | 0 | 0 | 0 | Fail RIM
[11 empty] | Industrial | Pump Improved Controls | Lumber/Furniture/Pulp/Paper |  | LP_Pump Improved Controls | 9.9508 | 0.57329 | 17.3573 | 0 | 0 | 0 | Fail RIM
[11 empty] | Industrial | Motor Optimization | Lumber/Furniture/Pulp/Paper |  | LP_Motor Optimization | 5.2114 | 0.52044 | 10.0134 | 0 | 0 | 0 | Fail RIM
[11 empty] | Industrial | Motor Improved Controls | Lumber/Furniture/Pulp/Paper |  | LP_Motor Improved Controls | 12.9003 | 0.57329 | 22.5021 | 0 | 0 | 0 | Fail RIM
[11 empty] | Industrial | Pump Equipment Upgrade | Lumber/Furniture/Pulp/Paper |  | LP_Pump Equipment Upgrade | 2.0087 | 0.57329 | 3.5038 | 0 | 0 | 0 | Fail RIM
[11 empty] | Industrial | Motor Equipment Upgrades | Lumber/Furniture/Pulp/Paper |  | LP_Motor Equipment Upgrades | 6.2536 | 0.52044 | 12.0159 | 0 | 0 | 0 | Fail RIM
[11 empty] | Industrial | Fan System Optimization | Lumber/Furniture/Pulp/Paper |  | LP_Fan System Optimization | 11.7046 | 0.52044 | 22.4898 | 0 | 0 | 0 | Fail RIM
[11 empty] | Industrial | Fan Improved Controls | Lumber/Furniture/Pulp/Paper |  | LP_Fan Improved Controls | 25.8065 | 0.57329 | 45.0145 | 0 | 0 | 0 | Fail RIM
[11 empty] | Industrial | Fan Equipment Upgrades | Lumber/Furniture/Pulp/Paper |  | LP_Fan Equipment Upgrades | 2.7424 | 0.57329 | 4.7835 | 0 | 0 | 0 | Fail RIM
[11 empty] | Industrial | Lighting Controls | Lumber/Furniture/Pulp/Paper |  | LP_Lighting Controls | 2.4172 | 0.535 | 4.5182 | 0 | 0 | 0 | Fail RIM
[11 empty] | Industrial | Efficient Lighting - Other Interior Lighting | Lumber/Furniture/Pulp/Paper |  | LP_Efficient Lighting - Other Interior Lighting | 1.5362 | 0.58394 | 2.6307 | 0 | 0 | 0 | Fail RIM
[11 empty] | Industrial | Efficient Lighting - High Bay | Lumber/Furniture/Pulp/Paper |  | LP_Efficient Lighting - High Bay | 2.8351 | 0.58394 | 4.855 | 0 | 0 | 0 | Fail RIM
[11 empty] | Industrial | HVAC Improved Controls | Lumber/Furniture/Pulp/Paper |  | LP_HVAC Improved Controls | 37.986 | 0.58958 | 64.4286 | 0 | 0 | 0 | Fail RIM
[11 empty] | Industrial | HVAC Equipment Upgrades | Lumber/Furniture/Pulp/Paper |  | LP_HVAC Equipment Upgrades | 6.1772 | 0.60648 | 10.1853 | 0 | 0 | 0 | Fail RIM
[11 empty] | Industrial | Lighting Controls - Exterior | Lumber/Furniture/Pulp/Paper |  | LP_Lighting Controls - Exterior | 1.2548 | 0.27772 | 4.5182 | 0 | 0 | 0 | Fail RIM
[11 empty] | Industrial | Efficient Lighting - Exterior | Lumber/Furniture/Pulp/Paper |  | LP_Efficient Lighting - Exterior | 2.6538 | 0.28969 | 9.161 | 0 | 0 | 0 | Fail RIM
[11 empty] | Industrial | Compressed Air System Optimization | Lumber/Furniture/Pulp/Paper |  | LP_Compressed Air System Optimization | 8.3613 | 0.52044 | 16.0659 | 0 | 0 | 0 | Fail RIM
[11 empty] | Industrial | Compressed Air Controls | Lumber/Furniture/Pulp/Paper |  | LP_Compressed Air Controls | 16.1976 | 0.55985 | 28.9323 | 0 | 0 | 0 | Fail RIM
[11 empty] | Industrial | Compressed Air Equipment | Lumber/Furniture/Pulp/Paper |  | LP_Compressed Air Equipment | 4.362 | 0.57329 | 7.6086 | 0 | 0 | 0 | Fail RIM
[11 empty] | Industrial | Process Other Systems Optimization | Metal Products and Machinery |  | MM_Process Other Systems Optimization | 1.0706 | 0.44924 | 2.383 | 0 | 0 | 0 | Fail RIM
[11 empty] | Industrial | Plant Energy Management | Metal Products and Machinery |  | MM_Plant Energy Management | 4.9044 | 0.54108 | 9.0642 | 0 | 0 | 0 | Fail RIM
[11 empty] | Industrial | Process Heat System Optimization | Metal Products and Machinery |  | MM_Process Heat System Optimization | 0.42608 | 0.45211 | 0.94242 | 0 | 0 | 0 | Fail RIM
[11 empty] | Industrial | Process Heat Improved Controls | Metal Products and Machinery |  | MM_Process Heat Improved Controls | 0.71349 | 0.57959 | 1.231 | 0 | 0 | 0 | Fail RIM
[11 empty] | Industrial | Process Heat Equipment Upgrade | Metal Products and Machinery |  | MM_Process Heat Equipment Upgrade | 4.0553 | 0.52587 | 7.7117 | 0 | 0 | 0 | Fail RIM
[11 empty] | Industrial | Process Refrig System Optimization | Metal Products and Machinery |  | MM_Process Refrig System Optimization | 34.1292 | 0.44924 | 75.9706 | 0 | 0 | 0 | Fail RIM
[11 empty] | Industrial | Process Refrig Controls | Metal Products and Machinery |  | MM_Process Refrig Controls | 1.0787 | 0.57959 | 1.8612 | 0 | 0 | 0 | Fail RIM
[11 empty] | Industrial | Process Refrig Equipment Upgrade | Metal Products and Machinery |  | MM_Process Refrig Equipment Upgrade | 2.1202 | 0.52587 | 4.0319 | 0 | 0 | 0 | Fail RIM
[11 empty] | Industrial | Pump System Optimization | Metal Products and Machinery |  | MM_Pump System Optimization | 14.051 | 0.52044 | 26.9983 | 0 | 0 | 0 | Fail RIM
[11 empty] | Industrial | Pump Improved Controls | Metal Products and Machinery |  | MM_Pump Improved Controls | 9.9508 | 0.57329 | 17.3573 | 0 | 0 | 0 | Fail RIM
[11 empty] | Industrial | Motor Optimization | Metal Products and Machinery |  | MM_Motor Optimization | 5.0612 | 0.52044 | 9.7249 | 0 | 0 | 0 | Fail RIM
[11 empty] | Industrial | Motor Improved Controls | Metal Products and Machinery |  | MM_Motor Improved Controls | 14.0042 | 0.57329 | 24.4276 | 0 | 0 | 0 | Fail RIM
[11 empty] | Industrial | Pump Equipment Upgrade | Metal Products and Machinery |  | MM_Pump Equipment Upgrade | 4.3216 | 0.57329 | 7.5382 | 0 | 0 | 0 | Fail RIM
[11 empty] | Industrial | Motor Equipment Upgrades | Metal Products and Machinery |  | MM_Motor Equipment Upgrades | 2.2404 | 0.52044 | 4.3048 | 0 | 0 | 0 | Fail RIM
[11 empty] | Industrial | Fan System Optimization | Metal Products and Machinery |  | MM_Fan System Optimization | 19.9081 | 0.52044 | 38.2524 | 0 | 0 | 0 | Fail RIM
[11 empty] | Industrial | Fan Improved Controls | Metal Products and Machinery |  | MM_Fan Improved Controls | 25.8065 | 0.57329 | 45.0145 | 0 | 0 | 0 | Fail RIM
[11 empty] | Industrial | Fan Equipment Upgrades | Metal Products and Machinery |  | MM_Fan Equipment Upgrades | 4.3216 | 0.57329 | 7.5382 | 0 | 0 | 0 | Fail RIM
[11 empty] | Industrial | Lighting Controls | Metal Products and Machinery |  | MM_Lighting Controls | 2.6503 | 0.535 | 4.9539 | 0 | 0 | 0 | Fail RIM
[11 empty] | Industrial | Efficient Lighting - Other Interior Lighting | Metal Products and Machinery |  | MM_Efficient Lighting - Other Interior Lighting | 1.5362 | 0.58394 | 2.6307 | 0 | 0 | 0 | Fail RIM
[11 empty] | Industrial | Efficient Lighting - High Bay | Metal Products and Machinery |  | MM_Efficient Lighting - High Bay | 2.8351 | 0.58394 | 4.855 | 0 | 0 | 0 | Fail RIM
[11 empty] | Industrial | HVAC Recommissioning | Metal Products and Machinery |  | MM_HVAC Recommissioning | 0.36185 | 0.53449 | 0.67701 | 0 | 0 | 0 | Fail RIM
[11 empty] | Industrial | HVAC Improved Controls | Metal Products and Machinery |  | MM_HVAC Improved Controls | 11.1422 | 0.58958 | 18.8984 | 0 | 0 | 0 | Fail RIM
[11 empty] | Industrial | Building Envelope Improvements | Metal Products and Machinery |  | MM_Building Envelope Improvements | 5.0642 | 0.58958 | 8.5895 | 0 | 0 | 0 | Fail RIM
[11 empty] | Industrial | HVAC Equipment Upgrades | Metal Products and Machinery |  | MM_HVAC Equipment Upgrades | 5.1751 | 0.60648 | 8.5329 | 0 | 0 | 0 | Fail RIM
[11 empty] | Industrial | Lighting Controls - Exterior | Metal Products and Machinery |  | MM_Lighting Controls - Exterior | 1.3758 | 0.27772 | 4.9539 | 0 | 0 | 0 | Fail RIM
[11 empty] | Industrial | Efficient Lighting - Exterior | Metal Products and Machinery |  | MM_Efficient Lighting - Exterior | 2.6538 | 0.28969 | 9.161 | 0 | 0 | 0 | Fail RIM
[11 empty] | Industrial | Compressed Air System Optimization | Metal Products and Machinery |  | MM_Compressed Air System Optimization | 8.6164 | 0.52044 | 16.5559 | 0 | 0 | 0 | Fail RIM
[11 empty] | Industrial | Compressed Air Controls | Metal Products and Machinery |  | MM_Compressed Air Controls | 10.9702 | 0.55985 | 19.5951 | 0 | 0 | 0 | Fail RIM
[11 empty] | Industrial | Compressed Air Equipment | Metal Products and Machinery |  | MM_Compressed Air Equipment | 6.4339 | 0.57329 | 11.2227 | 0 | 0 | 0 | Fail RIM
[11 empty] | Industrial | Process Other Systems Optimization | Miscellaneous Manufacturing |  | MS_Process Other Systems Optimization | 8.1931 | 0.44924 | 18.2376 | 0 | 0 | 0 | Fail RIM
[11 empty] | Industrial | Plant Energy Management | Miscellaneous Manufacturing |  | MS_Plant Energy Management | 20.0524 | 0.54259 | 36.9568 | 0 | 0 | 0 | Fail RIM
[11 empty] | Industrial | Process Heat System Optimization | Miscellaneous Manufacturing |  | MS_Process Heat System Optimization | 0.53044 | 0.45211 | 1.1732 | 0 | 0 | 0 | Fail RIM
[11 empty] | Industrial | Process Heat Improved Controls | Miscellaneous Manufacturing |  | MS_Process Heat Improved Controls | 0.71524 | 0.57959 | 1.234 | 0 | 0 | 0 | Fail RIM
[11 empty] | Industrial | Process Refrig System Optimization | Miscellaneous Manufacturing |  | MS_Process Refrig System Optimization | 0.59629 | 0.44924 | 1.3273 | 0 | 0 | 0 | Fail RIM
[11 empty] | Industrial | Process Refrig Controls | Miscellaneous Manufacturing |  | MS_Process Refrig Controls | 0.7294 | 0.57959 | 1.2585 | 0 | 0 | 0 | Fail RIM
[11 empty] | Industrial | Process Refrig Equipment Upgrade | Miscellaneous Manufacturing |  | MS_Process Refrig Equipment Upgrade | 1.7502 | 0.52587 | 3.3282 | 0 | 0 | 0 | Fail RIM
[11 empty] | Industrial | Pump System Optimization | Miscellaneous Manufacturing |  | MS_Pump System Optimization | 2.9178 | 0.52044 | 5.6063 | 0 | 0 | 0 | Fail RIM
[11 empty] | Industrial | Pump Improved Controls | Miscellaneous Manufacturing |  | MS_Pump Improved Controls | 9.9508 | 0.57329 | 17.3573 | 0 | 0 | 0 | Fail RIM
[11 empty] | Industrial | Motor Optimization | Miscellaneous Manufacturing |  | MS_Motor Optimization | 0.66243 | 0.52044 | 1.2728 | 0 | 0 | 0 | Fail RIM
[11 empty] | Industrial | Motor Improved Controls | Miscellaneous Manufacturing |  | MS_Motor Improved Controls | 9.9508 | 0.57329 | 17.3573 | 0 | 0 | 0 | Fail RIM
[11 empty] | Industrial | Pump Equipment Upgrade | Miscellaneous Manufacturing |  | MS_Pump Equipment Upgrade | 4.7682 | 0.57329 | 8.3171 | 0 | 0 | 0 | Fail RIM
[11 empty] | Industrial | Motor Equipment Upgrades | Miscellaneous Manufacturing |  | MS_Motor Equipment Upgrades | 1.8858 | 0.52044 | 3.6234 | 0 | 0 | 0 | Fail RIM
[11 empty] | Industrial | Fan Improved Controls | Miscellaneous Manufacturing |  | MS_Fan Improved Controls | 25.8065 | 0.57329 | 45.0144 | 0 | 0 | 0 | Fail RIM
[11 empty] | Industrial | Fan Equipment Upgrades | Miscellaneous Manufacturing |  | MS_Fan Equipment Upgrades | 3.4809 | 0.57329 | 6.0718 | 0 | 0 | 0 | Fail RIM
[11 empty] | Industrial | Lighting Controls | Miscellaneous Manufacturing |  | MS_Lighting Controls | 3.7369 | 0.535 | 6.9848 | 0 | 0 | 0 | Fail RIM
[11 empty] | Industrial | Efficient Lighting - Other Interior Lighting | Miscellaneous Manufacturing |  | MS_Efficient Lighting - Other Interior Lighting | 1.5362 | 0.58394 | 2.6307 | 0 | 0 | 0 | Fail RIM
[11 empty] | Industrial | Efficient Lighting - High Bay | Miscellaneous Manufacturing |  | MS_Efficient Lighting - High Bay | 2.8351 | 0.58394 | 4.855 | 0 | 0 | 0 | Fail RIM
[11 empty] | Industrial | HVAC Improved Controls | Miscellaneous Manufacturing |  | MS_HVAC Improved Controls | 104.6584 | 0.58958 | 177.5128 | 0 | 0 | 0 | Fail RIM
[11 empty] | Industrial | Building Envelope Improvements | Miscellaneous Manufacturing |  | MS_Building Envelope Improvements | 6.5404 | 0.58958 | 11.0933 | 0 | 0 | 0 | Fail RIM
[11 empty] | Industrial | HVAC Equipment Upgrades | Miscellaneous Manufacturing |  | MS_HVAC Equipment Upgrades | 2.3668 | 0.60648 | 3.9025 | 0 | 0 | 0 | Fail RIM
[11 empty] | Industrial | Lighting Controls - Exterior | Miscellaneous Manufacturing |  | MS_Lighting Controls - Exterior | 1.9398 | 0.27772 | 6.9848 | 0 | 0 | 0 | Fail RIM
[11 empty] | Industrial | Efficient Lighting - Exterior | Miscellaneous Manufacturing |  | MS_Efficient Lighting - Exterior | 2.6538 | 0.28969 | 9.161 | 0 | 0 | 0 | Fail RIM
[11 empty] | Industrial | Compressed Air System Optimization | Miscellaneous Manufacturing |  | MS_Compressed Air System Optimization | 5.551 | 0.52044 | 10.666 | 0 | 0 | 0 | Fail RIM
[11 empty] | Industrial | Compressed Air Controls | Miscellaneous Manufacturing |  | MS_Compressed Air Controls | 84.9661 | 0.55985 | 151.7669 | 0 | 0 | 0 | Fail RIM
[11 empty] | Industrial | Compressed Air Equipment | Miscellaneous Manufacturing |  | MS_Compressed Air Equipment | 44.0442 | 0.57329 | 76.8266 | 0 | 0 | 0 | Fail RIM
[11 empty] | Industrial | Process Other Systems Optimization | Primary Resources Industries |  | PR_Process Other Systems Optimization | 0.98506 | 0.44924 | 2.1927 | 0 | 0 | 0 | Fail RIM
[11 empty] | Industrial | Plant Energy Management | Primary Resources Industries |  | PR_Plant Energy Management | 20.0608 | 0.54282 | 36.9568 | 0 | 0 | 0 | Fail RIM
[11 empty] | Industrial | Process Heat System Optimization | Primary Resources Industries |  | PR_Process Heat System Optimization | 0.47348 | 0.45211 | 1.0473 | 0 | 0 | 0 | Fail RIM
[11 empty] | Industrial | Process Heat Improved Controls | Primary Resources Industries |  | PR_Process Heat Improved Controls | 0.71524 | 0.57959 | 1.234 | 0 | 0 | 0 | Fail RIM
[11 empty] | Industrial | Process Refrig System Optimization | Primary Resources Industries |  | PR_Process Refrig System Optimization | 34.1292 | 0.44924 | 75.9706 | 0 | 0 | 0 | Fail RIM
[11 empty] | Industrial | Process Refrig Controls | Primary Resources Industries |  | PR_Process Refrig Controls | 0.7294 | 0.57959 | 1.2585 | 0 | 0 | 0 | Fail RIM
[11 empty] | Industrial | Process Refrig Equipment Upgrade | Primary Resources Industries |  | PR_Process Refrig Equipment Upgrade | 2.8204 | 0.52587 | 5.3633 | 0 | 0 | 0 | Fail RIM
[11 empty] | Industrial | Pump System Optimization | Primary Resources Industries |  | PR_Pump System Optimization | 48.9871 | 0.52044 | 94.126 | 0 | 0 | 0 | Fail RIM
[11 empty] | Industrial | Pump Improved Controls | Primary Resources Industries |  | PR_Pump Improved Controls | 9.9508 | 0.57329 | 17.3573 | 0 | 0 | 0 | Fail RIM
[11 empty] | Industrial | Motor Optimization | Primary Resources Industries |  | PR_Motor Optimization | 6.6719 | 0.52044 | 12.8196 | 0 | 0 | 0 | Fail RIM
[11 empty] | Industrial | Motor Improved Controls | Primary Resources Industries |  | PR_Motor Improved Controls | 9.9508 | 0.57329 | 17.3573 | 0 | 0 | 0 | Fail RIM
[11 empty] | Industrial | Pump Equipment Upgrade | Primary Resources Industries |  | PR_Pump Equipment Upgrade | 5.7075 | 0.57329 | 9.9556 | 0 | 0 | 0 | Fail RIM
[11 empty] | Industrial | Motor Equipment Upgrades | Primary Resources Industries |  | PR_Motor Equipment Upgrades | 2.3753 | 0.52044 | 4.5641 | 0 | 0 | 0 | Fail RIM
[11 empty] | Industrial | Fan System Optimization | Primary Resources Industries |  | PR_Fan System Optimization | 126.0632 | 0.52044 | 242.2237 | 0 | 0 | 0 | Fail RIM
[11 empty] | Industrial | Fan Improved Controls | Primary Resources Industries |  | PR_Fan Improved Controls | 25.8065 | 0.57329 | 45.0144 | 0 | 0 | 0 | Fail RIM
[11 empty] | Industrial | Fan Equipment Upgrades | Primary Resources Industries |  | PR_Fan Equipment Upgrades | 5.7075 | 0.57329 | 9.9556 | 0 | 0 | 0 | Fail RIM
[11 empty] | Industrial | Lighting Controls | Primary Resources Industries |  | PR_Lighting Controls | 2.8699 | 0.535 | 5.3642 | 0 | 0 | 0 | Fail RIM
[11 empty] | Industrial | Efficient Lighting - Other Interior Lighting | Primary Resources Industries |  | PR_Efficient Lighting - Other Interior Lighting | 1.5362 | 0.58394 | 2.6307 | 0 | 0 | 0 | Fail RIM
[11 empty] | Industrial | Efficient Lighting - High Bay | Primary Resources Industries |  | PR_Efficient Lighting - High Bay | 2.8351 | 0.58394 | 4.855 | 0 | 0 | 0 | Fail RIM
[11 empty] | Industrial | HVAC Improved Controls | Primary Resources Industries |  | PR_HVAC Improved Controls | 20.9552 | 0.58958 | 35.5425 | 0 | 0 | 0 | Fail RIM
[11 empty] | Industrial | Building Envelope Improvements | Primary Resources Industries |  | PR_Building Envelope Improvements | 5.025 | 0.58958 | 8.5229 | 0 | 0 | 0 | Fail RIM
[11 empty] | Industrial | HVAC Equipment Upgrades | Primary Resources Industries |  | PR_HVAC Equipment Upgrades | 3.2102 | 0.60648 | 5.2932 | 0 | 0 | 0 | Fail RIM
[11 empty] | Industrial | Lighting Controls - Exterior | Primary Resources Industries |  | PR_Lighting Controls - Exterior | 1.4898 | 0.27772 | 5.3642 | 0 | 0 | 0 | Fail RIM
[11 empty] | Industrial | Efficient Lighting - Exterior | Primary Resources Industries |  | PR_Efficient Lighting - Exterior | 2.6538 | 0.28969 | 9.161 | 0 | 0 | 0 | Fail RIM
[11 empty] | Industrial | Compressed Air System Optimization | Primary Resources Industries |  | PR_Compressed Air System Optimization | 8.9705 | 0.52044 | 17.2363 | 0 | 0 | 0 | Fail RIM
[11 empty] | Industrial | Compressed Air Controls | Primary Resources Industries |  | PR_Compressed Air Controls | 12.126 | 0.55985 | 21.6595 | 0 | 0 | 0 | Fail RIM
[11 empty] | Industrial | Compressed Air Equipment | Primary Resources Industries |  | PR_Compressed Air Equipment | 5.2528 | 0.57329 | 9.1625 | 0 | 0 | 0 | Fail RIM
[11 empty] | Industrial | Process Other Systems Optimization | Stone/Clay/Glass/Concrete |  | ST_Process Other Systems Optimization | 8.1931 | 0.44924 | 18.2376 | 0 | 0 | 0 | Fail RIM
[11 empty] | Industrial | Plant Energy Management | Stone/Clay/Glass/Concrete |  | ST_Plant Energy Management | 19.9858 | 0.54079 | 36.9568 | 0 | 0 | 0 | Fail RIM
[11 empty] | Industrial | Process Heat System Optimization | Stone/Clay/Glass/Concrete |  | ST_Process Heat System Optimization | 0.2521 | 0.45211 | 0.5576 | 0 | 0 | 0 | Fail RIM
[11 empty] | Industrial | Process Heat Improved Controls | Stone/Clay/Glass/Concrete |  | ST_Process Heat Improved Controls | 0.71524 | 0.57959 | 1.234 | 0 | 0 | 0 | Fail RIM
[11 empty] | Industrial | Process Heat Equipment Upgrade | Stone/Clay/Glass/Concrete |  | ST_Process Heat Equipment Upgrade | 1.7872 | 0.52587 | 3.3986 | 0 | 0 | 0 | Fail RIM
[11 empty] | Industrial | Process Refrig Controls | Stone/Clay/Glass/Concrete |  | ST_Process Refrig Controls | 0.7294 | 0.57959 | 1.2585 | 0 | 0 | 0 | Fail RIM
[11 empty] | Industrial | Process Refrig Equipment Upgrade | Stone/Clay/Glass/Concrete |  | ST_Process Refrig Equipment Upgrade | 1.6096 | 0.52587 | 3.0607 | 0 | 0 | 0 | Fail RIM
[11 empty] | Industrial | Pump System Optimization | Stone/Clay/Glass/Concrete |  | ST_Pump System Optimization | 0 | 0 | 0 | 0 | 0 | 0 | Fail RIM
[11 empty] | Industrial | Pump Improved Controls | Stone/Clay/Glass/Concrete |  | ST_Pump Improved Controls | 9.9508 | 0.57329 | 17.3573 | 0 | 0 | 0 | Fail RIM
[11 empty] | Industrial | Motor Optimization | Stone/Clay/Glass/Concrete |  | ST_Motor Optimization | 6.2829 | 0.52044 | 12.0722 | 0 | 0 | 0 | Fail RIM
[11 empty] | Industrial | Motor Improved Controls | Stone/Clay/Glass/Concrete |  | ST_Motor Improved Controls | 9.9508 | 0.57329 | 17.3573 | 0 | 0 | 0 | Fail RIM
[11 empty] | Industrial | Pump Equipment Upgrade | Stone/Clay/Glass/Concrete |  | ST_Pump Equipment Upgrade | 3.4809 | 0.57329 | 6.0718 | 0 | 0 | 0 | Fail RIM
[11 empty] | Industrial | Motor Equipment Upgrades | Stone/Clay/Glass/Concrete |  | ST_Motor Equipment Upgrades | 6.7035 | 0.52044 | 12.8803 | 0 | 0 | 0 | Fail RIM
[11 empty] | Industrial | Fan Improved Controls | Stone/Clay/Glass/Concrete |  | ST_Fan Improved Controls | 25.8065 | 0.57329 | 45.0144 | 0 | 0 | 0 | Fail RIM
[11 empty] | Industrial | Fan Equipment Upgrades | Stone/Clay/Glass/Concrete |  | ST_Fan Equipment Upgrades | 3.4809 | 0.57329 | 6.0718 | 0 | 0 | 0 | Fail RIM
[11 empty] | Industrial | Lighting Controls | Stone/Clay/Glass/Concrete |  | ST_Lighting Controls | 2.8144 | 0.535 | 5.2605 | 0 | 0 | 0 | Fail RIM
[11 empty] | Industrial | Efficient Lighting - Other Interior Lighting | Stone/Clay/Glass/Concrete |  | ST_Efficient Lighting - Other Interior Lighting | 1.5362 | 0.58394 | 2.6307 | 0 | 0 | 0 | Fail RIM
[11 empty] | Industrial | Efficient Lighting - High Bay | Stone/Clay/Glass/Concrete |  | ST_Efficient Lighting - High Bay | 2.8351 | 0.58394 | 4.855 | 0 | 0 | 0 | Fail RIM
[11 empty] | Industrial | HVAC Improved Controls | Stone/Clay/Glass/Concrete |  | ST_HVAC Improved Controls | 16.0341 | 0.58958 | 27.1957 | 0 | 0 | 0 | Fail RIM
[11 empty] | Industrial | Building Envelope Improvements | Stone/Clay/Glass/Concrete |  | ST_Building Envelope Improvements | 4.2168 | 0.58958 | 7.1521 | 0 | 0 | 0 | Fail RIM
[11 empty] | Industrial | HVAC Equipment Upgrades | Stone/Clay/Glass/Concrete |  | ST_HVAC Equipment Upgrades | 6.1772 | 0.60648 | 10.1853 | 0 | 0 | 0 | Fail RIM
[11 empty] | Industrial | Lighting Controls - Exterior | Stone/Clay/Glass/Concrete |  | ST_Lighting Controls - Exterior | 1.461 | 0.27772 | 5.2605 | 0 | 0 | 0 | Fail RIM
[11 empty] | Industrial | Efficient Lighting - Exterior | Stone/Clay/Glass/Concrete |  | ST_Efficient Lighting - Exterior | 2.6538 | 0.28969 | 9.161 | 0 | 0 | 0 | Fail RIM
[11 empty] | Industrial | Compressed Air System Optimization | Stone/Clay/Glass/Concrete |  | ST_Compressed Air System Optimization | 6.6644 | 0.52044 | 12.8052 | 0 | 0 | 0 | Fail RIM
[11 empty] | Industrial | Compressed Air Controls | Stone/Clay/Glass/Concrete |  | ST_Compressed Air Controls | 10.3367 | 0.55985 | 18.4634 | 0 | 0 | 0 | Fail RIM
[11 empty] | Industrial | Compressed Air Equipment | Stone/Clay/Glass/Concrete |  | ST_Compressed Air Equipment | 2.868 | 0.57329 | 5.0026 | 0 | 0 | 0 | Fail RIM
[11 empty] | Industrial | Process Other Systems Optimization | Textiles and Leather |  | TX_Process Other Systems Optimization | 3.4762 | 0.44924 | 7.7379 | 0 | 0 | 0 | Fail RIM
[11 empty] | Industrial | Process Heat System Optimization | Textiles and Leather |  | TX_Process Heat System Optimization | 0.077582 | 0.45211 | 0.1716 | 0 | 0 | 0 | Fail RIM
[11 empty] | Industrial | Process Heat Equipment Upgrade | Textiles and Leather |  | TX_Process Heat Equipment Upgrade | 11.0995 | 0.52587 | 21.1069 | 0 | 0 | 0 | Fail RIM
[11 empty] | Industrial | Process Refrig Controls | Textiles and Leather |  | TX_Process Refrig Controls | 0.7294 | 0.57959 | 1.2585 | 0 | 0 | 0 | Fail RIM
[11 empty] | Industrial | Process Refrig Equipment Upgrade | Textiles and Leather |  | TX_Process Refrig Equipment Upgrade | 2.5187 | 0.52587 | 4.7895 | 0 | 0 | 0 | Fail RIM
[11 empty] | Industrial | Pump Improved Controls | Textiles and Leather |  | TX_Pump Improved Controls | 9.9508 | 0.57329 | 17.3573 | 0 | 0 | 0 | Fail RIM
[11 empty] | Industrial | Motor Optimization | Textiles and Leather |  | TX_Motor Optimization | 1.34 | 0.52044 | 2.5747 | 0 | 0 | 0 | Fail RIM
[11 empty] | Industrial | Motor Improved Controls | Textiles and Leather |  | TX_Motor Improved Controls | 9.9508 | 0.57329 | 17.3573 | 0 | 0 | 0 | Fail RIM
[11 empty] | Industrial | Pump Equipment Upgrade | Textiles and Leather |  | TX_Pump Equipment Upgrade | 4.9648 | 0.57329 | 8.6601 | 0 | 0 | 0 | Fail RIM
[11 empty] | Industrial | Motor Equipment Upgrades | Textiles and Leather |  | TX_Motor Equipment Upgrades | 2.917 | 0.52044 | 5.6048 | 0 | 0 | 0 | Fail RIM
[11 empty] | Industrial | Fan Improved Controls | Textiles and Leather |  | TX_Fan Improved Controls | 25.8065 | 0.57329 | 45.0144 | 0 | 0 | 0 | Fail RIM
[11 empty] | Industrial | Fan Equipment Upgrades | Textiles and Leather |  | TX_Fan Equipment Upgrades | 4.9648 | 0.57329 | 8.6601 | 0 | 0 | 0 | Fail RIM
[11 empty] | Industrial | Lighting Controls | Textiles and Leather |  | TX_Lighting Controls | 3.2854 | 0.535 | 6.1409 | 0 | 0 | 0 | Fail RIM
[11 empty] | Industrial | Efficient Lighting - Other Interior Lighting | Textiles and Leather |  | TX_Efficient Lighting - Other Interior Lighting | 1.5362 | 0.58394 | 2.6307 | 0 | 0 | 0 | Fail RIM
[11 empty] | Industrial | Efficient Lighting - High Bay | Textiles and Leather |  | TX_Efficient Lighting - High Bay | 2.8351 | 0.58394 | 4.855 | 0 | 0 | 0 | Fail RIM
[11 empty] | Industrial | HVAC Recommissioning | Textiles and Leather |  | TX_HVAC Recommissioning | 7.1 | 0.53449 | 13.2838 | 0 | 0 | 0 | Fail RIM
[11 empty] | Industrial | HVAC Improved Controls | Textiles and Leather |  | TX_HVAC Improved Controls | 199.398 | 0.58958 | 338.2021 | 0 | 0 | 0 | Fail RIM
[11 empty] | Industrial | Building Envelope Improvements | Textiles and Leather |  | TX_Building Envelope Improvements | 2.3183 | 0.58958 | 3.9321 | 0 | 0 | 0 | Fail RIM
[11 empty] | Industrial | HVAC Equipment Upgrades | Textiles and Leather |  | TX_HVAC Equipment Upgrades | 6.025 | 0.60648 | 9.9343 | 0 | 0 | 0 | Fail RIM
[11 empty] | Industrial | Lighting Controls - Exterior | Textiles and Leather |  | TX_Lighting Controls - Exterior | 1.7055 | 0.27772 | 6.1409 | 0 | 0 | 0 | Fail RIM
[11 empty] | Industrial | Efficient Lighting - Exterior | Textiles and Leather |  | TX_Efficient Lighting - Exterior | 2.6538 | 0.28969 | 9.161 | 0 | 0 | 0 | Fail RIM
[11 empty] | Industrial | Compressed Air System Optimization | Textiles and Leather |  | TX_Compressed Air System Optimization | 8.211 | 0.52044 | 15.777 | 0 | 0 | 0 | Fail RIM
[11 empty] | Industrial | Compressed Air Controls | Textiles and Leather |  | TX_Compressed Air Controls | 10.0593 | 0.55985 | 17.9679 | 0 | 0 | 0 | Fail RIM
[11 empty] | Industrial | Compressed Air Equipment | Textiles and Leather |  | TX_Compressed Air Equipment | 5.0427 | 0.57329 | 8.796 | 0 | 0 | 0 | Fail RIM
[11 empty] | Industrial | Process Other Systems Optimization | Transportation Equipment |  | TR_Process Other Systems Optimization | 8.1931 | 0.44924 | 18.2376 | 0 | 0 | 0 | Fail RIM
[11 empty] | Industrial | Plant Energy Management | Transportation Equipment |  | TR_Plant Energy Management | 20.0556 | 0.54268 | 36.9568 | 0 | 0 | 0 | Fail RIM
[11 empty] | Industrial | Process Heat System Optimization | Transportation Equipment |  | TR_Process Heat System Optimization | 0.88556 | 0.45211 | 1.9587 | 0 | 0 | 0 | Fail RIM
[11 empty] | Industrial | Process Heat Improved Controls | Transportation Equipment |  | TR_Process Heat Improved Controls | 0.71524 | 0.57959 | 1.234 | 0 | 0 | 0 | Fail RIM
[11 empty] | Industrial | Process Refrig Controls | Transportation Equipment |  | TR_Process Refrig Controls | 0.7294 | 0.57959 | 1.2585 | 0 | 0 | 0 | Fail RIM
[11 empty] | Industrial | Process Refrig Equipment Upgrade | Transportation Equipment |  | TR_Process Refrig Equipment Upgrade | 3.3886 | 0.52587 | 6.4438 | 0 | 0 | 0 | Fail RIM
[11 empty] | Industrial | Pump System Optimization | Transportation Equipment |  | TR_Pump System Optimization | 5.2391 | 0.52044 | 10.0666 | 0 | 0 | 0 | Fail RIM
[11 empty] | Industrial | Pump Improved Controls | Transportation Equipment |  | TR_Pump Improved Controls | 9.9508 | 0.57329 | 17.3573 | 0 | 0 | 0 | Fail RIM
[11 empty] | Industrial | Motor Optimization | Transportation Equipment |  | TR_Motor Optimization | 4.8986 | 0.52044 | 9.4124 | 0 | 0 | 0 | Fail RIM
[11 empty] | Industrial | Motor Improved Controls | Transportation Equipment |  | TR_Motor Improved Controls | 9.9508 | 0.57329 | 17.3573 | 0 | 0 | 0 | Fail RIM
[11 empty] | Industrial | Pump Equipment Upgrade | Transportation Equipment |  | TR_Pump Equipment Upgrade | 2.5018 | 0.57329 | 4.3639 | 0 | 0 | 0 | Fail RIM
[11 empty] | Industrial | Motor Equipment Upgrades | Transportation Equipment |  | TR_Motor Equipment Upgrades | 13.0461 | 0.52044 | 25.0674 | 0 | 0 | 0 | Fail RIM
[11 empty] | Industrial | Fan System Optimization | Transportation Equipment |  | TR_Fan System Optimization | 11.7046 | 0.52044 | 22.4898 | 0 | 0 | 0 | Fail RIM
[11 empty] | Industrial | Fan Improved Controls | Transportation Equipment |  | TR_Fan Improved Controls | 64.4027 | 0.57329 | 112.3381 | 0 | 0 | 0 | Fail RIM
[11 empty] | Industrial | Fan Equipment Upgrades | Transportation Equipment |  | TR_Fan Equipment Upgrades | 2.5018 | 0.57329 | 4.3639 | 0 | 0 | 0 | Fail RIM
[11 empty] | Industrial | Lighting Controls | Transportation Equipment |  | TR_Lighting Controls | 3.2092 | 0.535 | 5.9986 | 0 | 0 | 0 | Fail RIM
[11 empty] | Industrial | Efficient Lighting - Other Interior Lighting | Transportation Equipment |  | TR_Efficient Lighting - Other Interior Lighting | 1.5362 | 0.58394 | 2.6307 | 0 | 0 | 0 | Fail RIM
[11 empty] | Industrial | Efficient Lighting - High Bay | Transportation Equipment |  | TR_Efficient Lighting - High Bay | 2.8351 | 0.58394 | 4.855 | 0 | 0 | 0 | Fail RIM
[11 empty] | Industrial | HVAC Recommissioning | Transportation Equipment |  | TR_HVAC Recommissioning | 1.81 | 0.53449 | 3.3865 | 0 | 0 | 0 | Fail RIM
[11 empty] | Industrial | HVAC Improved Controls | Transportation Equipment |  | TR_HVAC Improved Controls | 43.3684 | 0.58958 | 73.5578 | 0 | 0 | 0 | Fail RIM
[11 empty] | Industrial | Building Envelope Improvements | Transportation Equipment |  | TR_Building Envelope Improvements | 4.8193 | 0.58958 | 8.1742 | 0 | 0 | 0 | Fail RIM
[11 empty] | Industrial | HVAC Equipment Upgrades | Transportation Equipment |  | TR_HVAC Equipment Upgrades | 6.1772 | 0.60648 | 10.1853 | 0 | 0 | 0 | Fail RIM
[11 empty] | Industrial | Lighting Controls - Exterior | Transportation Equipment |  | TR_Lighting Controls - Exterior | 1.6659 | 0.27772 | 5.9986 | 0 | 0 | 0 | Fail RIM
[11 empty] | Industrial | Efficient Lighting - Exterior | Transportation Equipment |  | TR_Efficient Lighting - Exterior | 2.6538 | 0.28969 | 9.161 | 0 | 0 | 0 | Fail RIM
[11 empty] | Industrial | Compressed Air System Optimization | Transportation Equipment |  | TR_Compressed Air System Optimization | 6.7193 | 0.52044 | 12.9108 | 0 | 0 | 0 | Fail RIM
[11 empty] | Industrial | Compressed Air Controls | Transportation Equipment |  | TR_Compressed Air Controls | 8.1105 | 0.55985 | 14.487 | 0 | 0 | 0 | Fail RIM
[11 empty] | Industrial | Compressed Air Equipment | Transportation Equipment |  | TR_Compressed Air Equipment | 7.3261 | 0.57329 | 12.779 | 0 | 0 | 0 | Fail RIM
[11 empty] | Industrial | Process Other Systems Optimization | Water and Wastewater |  | WW_Process Other Systems Optimization | 5.8045 | 0.44924 | 12.9206 | 0 | 0 | 0 | Fail RIM
[11 empty] | Industrial | Plant Energy Management | Water and Wastewater |  | WW_Plant Energy Management | 20.0142 | 0.54156 | 36.9568 | 0 | 0 | 0 | Fail RIM
[11 empty] | Industrial | Process Heat System Optimization | Water and Wastewater |  | WW_Process Heat System Optimization | 0.26506 | 0.45211 | 0.58628 | 0 | 0 | 0 | Fail RIM
[11 empty] | Industrial | Process Heat Improved Controls | Water and Wastewater |  | WW_Process Heat Improved Controls | 0.66651 | 0.57959 | 1.15 | 0 | 0 | 0 | Fail RIM
[11 empty] | Industrial | Process Refrig System Optimization | Water and Wastewater |  | WW_Process Refrig System Optimization | 1.6807 | 0.44924 | 3.7412 | 0 | 0 | 0 | Fail RIM
[11 empty] | Industrial | Process Refrig Controls | Water and Wastewater |  | WW_Process Refrig Controls | 9.677 | 0.57959 | 16.6964 | 0 | 0 | 0 | Fail RIM
[11 empty] | Industrial | Process Refrig Equipment Upgrade | Water and Wastewater |  | WW_Process Refrig Equipment Upgrade | 2.0059 | 0.52587 | 3.8145 | 0 | 0 | 0 | Fail RIM
[11 empty] | Industrial | Pump System Optimization | Water and Wastewater |  | WW_Pump System Optimization | 6.184 | 0.52044 | 11.8822 | 0 | 0 | 0 | Fail RIM
[11 empty] | Industrial | Pump Improved Controls | Water and Wastewater |  | WW_Pump Improved Controls | 9.9508 | 0.57329 | 17.3573 | 0 | 0 | 0 | Fail RIM
[11 empty] | Industrial | Motor Optimization | Water and Wastewater |  | WW_Motor Optimization | 0.89977 | 0.52044 | 1.7289 | 0 | 0 | 0 | Fail RIM
[11 empty] | Industrial | Motor Improved Controls | Water and Wastewater |  | WW_Motor Improved Controls | 6.1221 | 0.57329 | 10.6788 | 0 | 0 | 0 | Fail RIM
[11 empty] | Industrial | Pump Equipment Upgrade | Water and Wastewater |  | WW_Pump Equipment Upgrade | 4.7682 | 0.57329 | 8.3171 | 0 | 0 | 0 | Fail RIM
[11 empty] | Industrial | Motor Equipment Upgrades | Water and Wastewater |  | WW_Motor Equipment Upgrades | 2.4616 | 0.52044 | 4.7299 | 0 | 0 | 0 | Fail RIM
[11 empty] | Industrial | Fan System Optimization | Water and Wastewater |  | WW_Fan System Optimization | 11.6194 | 0.52044 | 22.326 | 0 | 0 | 0 | Fail RIM
[11 empty] | Industrial | Fan Improved Controls | Water and Wastewater |  | WW_Fan Improved Controls | 19.0494 | 0.57329 | 33.2279 | 0 | 0 | 0 | Fail RIM
[11 empty] | Industrial | Fan Equipment Upgrades | Water and Wastewater |  | WW_Fan Equipment Upgrades | 3.4809 | 0.57329 | 6.0718 | 0 | 0 | 0 | Fail RIM
[11 empty] | Industrial | Lighting Controls | Water and Wastewater |  | WW_Lighting Controls | 3.0149 | 0.535 | 5.6354 | 0 | 0 | 0 | Fail RIM
[11 empty] | Industrial | Efficient Lighting - Other Interior Lighting | Water and Wastewater |  | WW_Efficient Lighting - Other Interior Lighting | 1.5362 | 0.58394 | 2.6307 | 0 | 0 | 0 | Fail RIM
[11 empty] | Industrial | Efficient Lighting - High Bay | Water and Wastewater |  | WW_Efficient Lighting - High Bay | 2.8351 | 0.58394 | 4.855 | 0 | 0 | 0 | Fail RIM
[11 empty] | Industrial | HVAC Recommissioning | Water and Wastewater |  | WW_HVAC Recommissioning | 1.8242 | 0.53449 | 3.4129 | 0 | 0 | 0 | Fail RIM
[11 empty] | Industrial | HVAC Improved Controls | Water and Wastewater |  | WW_HVAC Improved Controls | 12.9325 | 0.58958 | 21.935 | 0 | 0 | 0 | Fail RIM
[11 empty] | Industrial | Building Envelope Improvements | Water and Wastewater |  | WW_Building Envelope Improvements | 4.5219 | 0.58958 | 7.6696 | 0 | 0 | 0 | Fail RIM
[11 empty] | Industrial | HVAC Equipment Upgrades | Water and Wastewater |  | WW_HVAC Equipment Upgrades | 5.601 | 0.60648 | 9.2351 | 0 | 0 | 0 | Fail RIM
[11 empty] | Industrial | Lighting Controls - Exterior | Water and Wastewater |  | WW_Lighting Controls - Exterior | 1.5651 | 0.27772 | 5.6354 | 0 | 0 | 0 | Fail RIM
[11 empty] | Industrial | Efficient Lighting - Exterior | Water and Wastewater |  | WW_Efficient Lighting - Exterior | 2.6538 | 0.28969 | 9.161 | 0 | 0 | 0 | Fail RIM
[11 empty] | Industrial | Compressed Air System Optimization | Water and Wastewater |  | WW_Compressed Air System Optimization | 7.6035 | 0.52044 | 14.6097 | 0 | 0 | 0 | Fail RIM
[11 empty] | Industrial | Compressed Air Controls | Water and Wastewater |  | WW_Compressed Air Controls | 9.9842 | 0.55985 | 17.8338 | 0 | 0 | 0 | Fail RIM
[11 empty] | Industrial | Compressed Air Equipment | Water and Wastewater |  | WW_Compressed Air Equipment | 6.1318 | 0.57329 | 10.6957 | 0 | 0 | 0 | Fail RIM
[11 empty] | Residential | PV System | Single Family | New | SF_Solar Voltaic (17.1w/sf2) | 0.49302 | 0.50602 | 0.9743 | 0 | 0 | 0 | Fail RIM
[11 empty] | Residential | PV System | Multi-Family | New | MF_Solar Voltaic (17.1w/sf2) | 0.49302 | 0.50602 | 0.9743 | 0 | 0 | 0 | Fail RIM
[11 empty] | Residential | Battery Storage from PV System | Single Family | New | SF_Solar Plus Storage with other DSM (EE and DR) | 0.13894 | 0.37609 | 0.36943 | 0 | 0 | 0 | Fail RIM
[11 empty] | Residential | Battery Storage from PV System | Multi-Family | New | MF_Solar Plus Storage with other DSM (EE and DR) | 0.095161 | 1.5713 | 0.060561 | 0 | 0 | 0 | Fail PCT
[11 empty] | Commercial | Solar Voltaic (17.1w/sf2) | Assembly | New | AS_Solar Voltaic (17.1w/sf2) | 0.82668 | 0.63923 | 1.2932 | 0 | 0 | 0 | Fail RIM
[11 empty] | Commercial | Solar Voltaic (17.1w/sf2) | College and University | New | CU_Solar Voltaic (17.1w/sf2) | 0.82668 | 0.63923 | 1.2932 | 0 | 0 | 0 | Fail RIM
[11 empty] | Commercial | Solar Voltaic (17.1w/sf2) | Grocery | New | GR_Solar Voltaic (17.1w/sf2) | 0.82668 | 0.63923 | 1.2932 | 0 | 0 | 0 | Fail RIM
[11 empty] | Commercial | Solar Voltaic (17.1w/sf2) | Healthcare | New | HC_Solar Voltaic (17.1w/sf2) | 0.82668 | 0.63923 | 1.2932 | 0 | 0 | 0 | Fail RIM
[11 empty] | Commercial | Solar Voltaic (17.1w/sf2) | Hospitals | New | HS_Solar Voltaic (17.1w/sf2) | 0.82668 | 0.63923 | 1.2932 | 0 | 0 | 0 | Fail RIM
[11 empty] | Commercial | Solar Voltaic (17.1w/sf2) | Institutional | New | IN_Solar Voltaic (17.1w/sf2) | 0.82668 | 0.63923 | 1.2932 | 0 | 0 | 0 | Fail RIM
[11 empty] | Commercial | Solar Voltaic (17.1w/sf2) | Lodging/Hospitality | New | LG_Solar Voltaic (17.1w/sf2) | 0.82668 | 0.63923 | 1.2932 | 0 | 0 | 0 | Fail RIM
[11 empty] | Commercial | Solar Voltaic (17.1w/sf2) | Miscellaneous | New | MS_Solar Voltaic (17.1w/sf2) | 0.82668 | 0.63923 | 1.2932 | 0 | 0 | 0 | Fail RIM
[11 empty] | Commercial | Solar Voltaic (17.1w/sf2) | Offices | New | OF_Solar Voltaic (17.1w/sf2) | 0.82668 | 0.63923 | 1.2932 | 0 | 0 | 0 | Fail RIM
[11 empty] | Commercial | Solar Voltaic (17.1w/sf2) | Restaurants | New | RS_Solar Voltaic (17.1w/sf2) | 0.82668 | 0.63923 | 1.2932 | 0 | 0 | 0 | Fail RIM
[11 empty] | Commercial | Solar Voltaic (17.1w/sf2) | Retail | New | RT_Solar Voltaic (17.1w/sf2) | 0.82668 | 0.63923 | 1.2932 | 0 | 0 | 0 | Fail RIM
[11 empty] | Commercial | Solar Voltaic (17.1w/sf2) | Schools K-12 | New | SC_Solar Voltaic (17.1w/sf2) | 0.82668 | 0.63923 | 1.2932 | 0 | 0 | 0 | Fail RIM
[11 empty] | Commercial | Solar Voltaic (17.1w/sf2) | Warehouse | New | WR_Solar Voltaic (17.1w/sf2) | 0.82668 | 0.63923 | 1.2932 | 0 | 0 | 0 | Fail RIM
[11 empty] | Commercial | Storage with other DSM (EE and DR) - Seg 1 - 15 MWh |  | New | Storage with other DSM (EE and DR) - Seg 1 - 15 MWh | 0.037714 | 0 | 0 | 0 | 0 | 0 | Fail RIM
[11 empty] | Commercial | Storage with other DSM (EE and DR) - Seg 2 - 25 MWh |  | New | Storage with other DSM (EE and DR) - Seg 2 - 25 MWh | 0.019697 | 0 | 0 | 0 | 0 | 0 | Fail RIM
[11 empty] | Commercial | Storage with other DSM (EE and DR) - Seg 3 - 50 MWh |  | New | Storage with other DSM (EE and DR) - Seg 3 - 50 MWh | 0.019973 | 0 | 0 | 0 | 0 | 0 | Fail RIM
[11 empty] | Commercial | Storage with other DSM (EE and DR) - Seg 4 51+ MWh |  | New | Storage with other DSM (EE and DR) - Seg 4 51+ MWh | 0.020356 | 0 | 0 | 0 | 0 | 0 | Fail RIM
[11 empty] | Nonresidential | 5500 kW Steam Turbine-Biomass |  | New | 5500 kW Steam Turbine-Biomass | 0.44058 | 0.58215 | 0.75682 | 0 | 0 | 0 | Fail RIM
[11 empty] | Nonresidential | 3500 kW Steam Turbine-Biomass |  | New | 3500 kW Steam Turbine-Biomass | 0.4136 | 0.58215 | 0.71047 | 0 | 0 | 0 | Fail RIM
[11 empty] | Nonresidential | 3500 kW Gas Turbine |  | New | 3500 kW Gas Turbine | 0.3297 | 0.60545 | 0.54456 | 0 | 0 | 0 | Fail RIM
[11 empty] | Nonresidential | 3000 kW Gas Turbine |  | New | 3000 kW Gas Turbine | 0.32372 | 0.60545 | 0.53467 | 0 | 0 | 0 | Fail RIM
[11 empty] | Nonresidential | 2500 kW Gas Turbine |  | New | 2500 kW Gas Turbine | 0.31762 | 0.60545 | 0.52461 | 0 | 0 | 0 | Fail RIM
[11 empty] | Nonresidential | 4500 kW Reciprocating Engine |  | New | 4500 kW Reciprocating Engine | 0.60916 | 0.92462 | 0.65882 | 0 | 0 | 0 | Fail RIM
[11 empty] | Nonresidential | 1500 kW Steam Turbine-Biomass |  | New | 1500 kW Steam Turbine-Biomass | 0.44702 | 0.58215 | 0.76789 | 0 | 0 | 0 | Fail RIM
[11 empty] | Nonresidential | 3000 kW Reciprocating Engine |  | New | 3000 kW Reciprocating Engine | 0.60426 | 0.92462 | 0.65353 | 0 | 0 | 0 | Fail RIM
[11 empty] | Nonresidential | 1125 kW Fuel Cell |  | New | 1125 kW Fuel Cell | 0.34961 | 0.56465 | 0.61916 | 0 | 0 | 0 | Fail RIM
[11 empty] | Nonresidential | 800 kW Fuel Cell-Biogas |  | New | 800 kW Fuel Cell-Biogas | 0.31142 | 0.56465 | 0.55152 | 0 | 0 | 0 | Fail RIM
[11 empty] | Nonresidential | 1250 kW Reciprocating Engine |  | New | 1250 kW Reciprocating Engine | 0.53531 | 0.92462 | 0.57895 | 0 | 0 | 0 | Fail RIM
[11 empty] | Nonresidential | 1250 kW Reciprocating Engine-Biogas |  | New | 1250 kW Reciprocating Engine-Biogas | 0.51934 | 0.92462 | 0.56168 | 0 | 0 | 0 | Fail RIM
[11 empty] | Nonresidential | 500 kW Fuel Cell |  | New | 500 kW Fuel Cell | 0.27055 | 0.56465 | 0.47914 | 0 | 0 | 0 | Fail RIM
[11 empty] | Nonresidential | 350 kW Reciprocating Engine |  | New | 350 kW Reciprocating Engine | 0.46511 | 0.92462 | 0.50303 | 0 | 0 | 0 | Fail RIM
[11 empty] | Nonresidential | 175 kW Fuel Cell |  | New | 175 kW Fuel Cell | 0.15408 | 0.56465 | 0.27287 | 0 | 0 | 0 | Fail RIM
[11 empty] | Nonresidential | 200 kW Micro Turbine |  | New | 200 kW Micro Turbine | 0.2121 | 0.69476 | 0.30529 | 0 | 0 | 0 | Fail RIM
[11 empty] | Nonresidential | 150 kW Reciprocating Engine |  | New | 150 kW Reciprocating Engine | 0.44363 | 0.92462 | 0.4798 | 0 | 0 | 0 | Fail RIM
[11 empty] | Nonresidential | 100 kW Micro Turbine |  | New | 100 kW Micro Turbine | 0.20706 | 0.69476 | 0.29803 | 0 | 0 | 0 | Fail RIM
[11 empty] | Nonresidential | 100 kW Micro Turbine- Biogas |  | New | 100 kW Micro Turbine- Biogas | 0.20061 | 0.69476 | 0.28874 | 0 | 0 | 0 | Fail RIM
[11 empty] | Nonresidential | 50 kW Micro Turbine |  | New | 50 kW Micro Turbine | 0.20038 | 0.69476 | 0.28841 | 0 | 0 | 0 | Fail RIM

## Staff ROG18_AP
Achievable Potential - RIM | [10 empty] | Achievable Potential - RIM | [11 empty] | Achievable Potential - TRC | [10 empty] | Achievable Potential - TRC
Passing Measures Results | [10 empty] | Falling Measures Results | [11 empty] | Passing Measures Results | [10 empty] | Falling Measures Results
[Economic Potential or Achievable Potential] – [TRC or RIM] | [10 empty] | [Economic Potential or Achievable Potential] – [TRC or RIM] | [11 empty] | [Economic Potential or Achievable Potential] – [TRC or RIM] | [10 empty] | [Economic Potential or Achievable Potential] – [TRC or RIM]
Customer | Measure | Segment | Vintage | *Measure | TRC | RIM | PCT | Summer | Winter | Energy | Customer | Measure | Segment | Vintage | *Measure | TRC | RIM | PCT | Summer | Winter | Energy | Reason For | Customer | Measure | Segment | Vintage | *Measure | TRC | RIM | PCT | Summer | Winter | Energy | Customer | Measure | Segment | Vintage | *Measure | TRC | RIM | PCT | Summer | Winter | Energy | Reason For
Class | Name |  |  | Name |  |  |  | (MW) | (MW) | (GWh) | Class | Name |  |  | Name |  |  |  | (MW) | (MW) | (GWh) | Failure | Class | Name |  |  | Name |  |  |  | (MW) | (MW) | (GWh) | Class | Name |  |  | Name |  |  |  | (MW) | (MW) | (GWh) | Failure
Residential | Ceiling Insulation(R12 to R38) | Single Family | New | N_SF_Ceiling Insulation(R12 to R38) | 2.1859 | 1 | 2.2441 | 0 | 0 | 0 | Commercial | Efficient Battery Charger | Assembly | Turnover | T_AS_Efficient Battery Charger | 1.4706 | 0.95719 | 1.5944 | 0 | 0 | 0 | Fail RIM | Residential | High Efficiency Induction Cooktop | Single Family | Turnover | T_SF_High Efficiency Induction Cooktop | 1.7834 | 0.6707 | 2.8506 | 1.5124 | 0.25206 | 3.6728 | Residential | CFL-13W | Single Family | Turnover | T_SF_CFL-13W | 0.98035 | 0.3255 | 3.4069 | 0 | 0 | 0 | Fail TRC
Residential | Home Energy Management System | Single Family | New | N_SF_Home Energy Management System | 1.7074 | 1 | 1.7576 | 0.084115 | 0.035512 | 0.10718 | Commercial | Efficient Battery Charger | College and University | Turnover | T_CU_Efficient Battery Charger | 1.4706 | 0.95719 | 1.5944 | 0 | 0 | 0 | Fail RIM | Residential | High Efficiency Induction Cooktop | Multi-Family | Turnover | T_MF_High Efficiency Induction Cooktop | 1.7834 | 0.6707 | 2.8506 | 0.48341 | 0.080568 | 1.174 | Residential | CFL-13W | Multi-Family | Turnover | T_MF_CFL-13W | 0.98035 | 0.3255 | 3.4069 | 0 | 0 | 0 | Fail TRC
Residential | Ceiling Insulation(R12 to R38) | Single Family | Existing | E_SF_Ceiling Insulation(R12 to R38) | 2.1859 | 1 | 2.2441 | 1.9243 | 0.87647 | 2.932 | Commercial | Efficient Battery Charger | Grocery | Turnover | T_GR_Efficient Battery Charger | 1.4706 | 0.95719 | 1.5944 | 0 | 0 | 0 | Fail RIM | Residential | High Efficiency Induction Cooktop | Manufactured Home | Turnover | T_MH_High Efficiency Induction Cooktop | 1.7834 | 0.6707 | 2.8506 | 0.12275 | 0.020459 | 0.2981 | Residential | CFL-13W | Manufactured Home | Turnover | T_MH_CFL-13W | 0.98035 | 0.3255 | 3.4069 | 0 | 0 | 0 | Fail TRC
Residential | Home Energy Management System | Single Family | Existing | E_SF_Home Energy Management System | 1.7074 | 1 | 1.7576 | 0.63128 | 0.276 | 0.81341 | Commercial | Efficient Battery Charger | Healthcare | Turnover | T_HC_Efficient Battery Charger | 1.4706 | 0.95719 | 1.5944 | 0 | 0 | 0 | Fail RIM | Residential | High Efficiency Induction Cooktop | Single Family | New | N_SF_High Efficiency Induction Cooktop | 1.7834 | 0.6707 | 2.8506 | 0.31521 | 0.052534 | 0.76548 | Residential | CFL-13W | Single Family | New | N_SF_CFL-13W | 0.98035 | 0.3255 | 3.4069 | 0 | 0 | 0 | Fail TRC
Residential | Energy Star Windows | Single Family | Existing | E_SF_Energy Star Windows | 3.3571 | 1.0232 | 3.4575 | 3.8873 | 1.6983 | 7.8523 | Commercial | Efficient Battery Charger | Hospitals | Turnover | T_HS_Efficient Battery Charger | 1.4706 | 0.95719 | 1.5944 | 0 | 0 | 0 | Fail RIM | Residential | High Efficiency Induction Cooktop | Multi-Family | New | N_MF_High Efficiency Induction Cooktop | 1.7834 | 0.6707 | 2.8506 | 0.10075 | 0.016792 | 0.24468 | Residential | CFL-13W | Multi-Family | New | N_MF_CFL-13W | 0.98035 | 0.3255 | 3.4069 | 0 | 0 | 0 | Fail TRC
Residential | Duct Repair | Single Family | Existing | E_SF_Duct Repair | 3.1925 | 1 | 3.5027 | 6.2919 | 2.7493 | 9.9599 | Commercial | Efficient Battery Charger | Institutional | Turnover | T_IN_Efficient Battery Charger | 1.4706 | 0.95719 | 1.5944 | 0 | 0 | 0 | Fail RIM | Residential | High Efficiency Induction Cooktop | Manufactured Home | New | N_MH_High Efficiency Induction Cooktop | 1.7834 | 0.6707 | 2.8506 | 0.025584 | 0.004264 | 0.062131 | Residential | CFL-13W | Manufactured Home | New | N_MH_CFL-13W | 0.98035 | 0.3255 | 3.4069 | 0 | 0 | 0 | Fail TRC
Residential | Air Sealing-Infiltration Control | Single Family | Existing | E_SF_Air Sealing-Infiltration Control | 1.2369 | 1 | 1.2488 | 5.7801 | 2.5261 | 9.1501 | Commercial | Efficient Battery Charger | Lodging/Hospitality | Turnover | T_LG_Efficient Battery Charger | 1.4706 | 0.95719 | 1.5944 | 0 | 0 | 0 | Fail RIM | Residential | 14 SEER ASHP from base electric resistance heating | Single Family | Turnover | T_SF_14 SEER ASHP from base electric resistance heating | 3.181 | 0.98623 | 3.4468 | 0 | 8.0334 | 12.3977 | Commercial | Premium T8 - Fixture Replacement | Hospitals | Turnover | T_HS_Premium T8 - Fixture Replacement | 0.88265 | 0.36043 | 2.6518 | 0 | 0 | 0 | Fail TRC
Residential | Ceiling Insulation(R12 to R38) | Multi-Family | New | N_MF_Ceiling Insulation(R12 to R38) | 1.6492 | 1 | 1.673 | 0 | 0 | 0 | Commercial | Efficient Battery Charger | Miscellaneous | Turnover | T_MS_Efficient Battery Charger | 1.4706 | 0.95719 | 1.5944 | 0 | 0 | 0 | Fail RIM | Residential | 14 SEER ASHP from base electric resistance heating | Multi-Family | Turnover | T_MF_14 SEER ASHP from base electric resistance heating | 2.9332 | 0.96106 | 3.2388 | 0 | 0.66076 | 1.0197 | Commercial | Premium T8 - Fixture Replacement | Hospitals | New | N_HS_Premium T8 - Fixture Replacement | 0.88265 | 0.36043 | 2.6518 | 0 | 0 | 0 | Fail TRC
Residential | Ceiling Insulation(R12 to R38) | Multi-Family | Existing | E_MF_Ceiling Insulation(R12 to R38) | 1.6492 | 1 | 1.673 | 0.57309 | 0.25909 | 0.89115 | Commercial | Efficient Battery Charger | Offices | Turnover | T_OF_Efficient Battery Charger | 1.4706 | 0.95719 | 1.5944 | 0 | 0 | 0 | Fail RIM | Residential | 14 SEER ASHP from base electric resistance heating | Manufactured Home | Turnover | T_MH_14 SEER ASHP from base electric resistance heating | 2.0425 | 0.8409 | 2.517 | 0 | 0.35784 | 0.55224 | Commercial | Solar Pool Heater | Assembly | Turnover | T_AS_Solar Pool Heater | 0.96735 | 0.284 | 3.6796 | 0 | 0 | 0 | Fail TRC
Residential | 15 SEER Air Source Heat Pump | Single Family | Turnover | T_SF_15 SEER Air Source Heat Pump | 1.44 | 1 | 1.4583 | 4.6127 | 8.5663 | 10.7085 | Commercial | Efficient Battery Charger | Restaurants | Turnover | T_RS_Efficient Battery Charger | 1.4706 | 0.95719 | 1.5944 | 0 | 0 | 0 | Fail RIM | Residential | 14 SEER ASHP from base electric resistance heating | Single Family | New | N_SF_14 SEER ASHP from base electric resistance heating | 3.181 | 0.98623 | 3.4468 | 0 | 1.8756 | 2.8945 | Commercial | Solar Pool Heater | College and University | Turnover | T_CU_Solar Pool Heater | 0.96735 | 0.284 | 3.6796 | 0 | 0 | 0 | Fail TRC
Residential | 14 SEER ASHP from base electric resistance heating | Single Family | Turnover | T_SF_14 SEER ASHP from base electric resistance heating | 3.181 | 1 | 3.398 | 0 | 7.8446 | 12.1063 | Commercial | Efficient Battery Charger | Retail | Turnover | T_RT_Efficient Battery Charger | 1.4706 | 0.95719 | 1.5944 | 0 | 0 | 0 | Fail RIM | Residential | 14 SEER ASHP from base electric resistance heating | Multi-Family | New | N_MF_14 SEER ASHP from base electric resistance heating | 2.9332 | 0.96106 | 3.2388 | 0 | 0.15427 | 0.23808 | Commercial | Solar Pool Heater | Grocery | Turnover | T_GR_Solar Pool Heater | 0.96735 | 0.284 | 3.6796 | 0 | 0 | 0 | Fail TRC
Residential | 15 SEER Air Source Heat Pump | Single Family | New | N_SF_15 SEER Air Source Heat Pump | 1.44 | 1 | 1.4583 | 1.0765 | 2 | 2.4993 | Commercial | Efficient Battery Charger | Schools K-12 | Turnover | T_SC_Efficient Battery Charger | 1.4706 | 0.95719 | 1.5944 | 0 | 0 | 0 | Fail RIM | Residential | 14 SEER ASHP from base electric resistance heating | Manufactured Home | New | N_MH_14 SEER ASHP from base electric resistance heating | 2.0425 | 0.8409 | 2.517 | 0 | 0.083545 | 0.12893 | Commercial | Solar Pool Heater | Healthcare | Turnover | T_HC_Solar Pool Heater | 0.96735 | 0.284 | 3.6796 | 0 | 0 | 0 | Fail TRC
Residential | 14 SEER ASHP from base electric resistance heating | Single Family | New | N_SF_14 SEER ASHP from base electric resistance heating | 3.181 | 1 | 3.398 | 0 | 1.8314 | 2.8264 | Commercial | Efficient Battery Charger | Warehouse | Turnover | T_WR_Efficient Battery Charger | 1.4706 | 0.95719 | 1.5944 | 0 | 0 | 0 | Fail RIM | Residential | 15 SEER Air Source Heat Pump | Single Family | Turnover | T_SF_15 SEER Air Source Heat Pump | 1.44 | 0.72669 | 2.0224 | 5.8768 | 10.581 | 13.6058 | Commercial | Solar Pool Heater | Hospitals | Turnover | T_HS_Solar Pool Heater | 0.96735 | 0.284 | 3.6796 | 0 | 0 | 0 | Fail TRC
Residential | Ceiling Insulation(R12 to R38) | Manufactured Home | New | N_MH_Ceiling Insulation(R12 to R38) | 1.5523 | 1 | 1.5712 | 0 | 0 | 0 | Commercial | Efficient Battery Charger | Assembly | New | N_AS_Efficient Battery Charger | 1.4706 | 0.95719 | 1.5944 | 0 | 0 | 0 | Fail RIM | Residential | 15 SEER Air Source Heat Pump | Single Family | New | N_SF_15 SEER Air Source Heat Pump | 1.44 | 0.72669 | 2.0224 | 1.3714 | 2.4683 | 3.1749 | Commercial | Solar Pool Heater | Institutional | Turnover | T_IN_Solar Pool Heater | 0.96735 | 0.284 | 3.6796 | 0 | 0 | 0 | Fail TRC
Residential | Ceiling Insulation(R12 to R38) | Manufactured Home | Existing | E_MH_Ceiling Insulation(R12 to R38) | 1.5523 | 1 | 1.5712 | 0.22952 | 0.18576 | 0.40804 | Commercial | Efficient Battery Charger | College and University | New | N_CU_Efficient Battery Charger | 1.4706 | 0.95719 | 1.5944 | 0 | 0 | 0 | Fail RIM | Residential | 15 SEER Central AC | Single Family | Turnover | T_SF_15 SEER Central AC | 1.5222 | 0.70648 | 2.2115 | 2.0867 | 0 | 4.0807 | Commercial | Solar Pool Heater | Lodging/Hospitality | Turnover | T_LG_Solar Pool Heater | 0.96735 | 0.284 | 3.6796 | 0 | 0 | 0 | Fail TRC
Residential | Ceiling Insulation(R19 to R38) | Single Family | New | N_SF_Ceiling Insulation(R19 to R38) | 1.3143 | 1 | 1.3234 | 0 | 0 | 0 | Commercial | Efficient Battery Charger | Grocery | New | N_GR_Efficient Battery Charger | 1.4706 | 0.95719 | 1.5944 | 0 | 0 | 0 | Fail RIM | Residential | 15 SEER Central AC | Single Family | New | N_SF_15 SEER Central AC | 1.5222 | 0.70648 | 2.2115 | 0.43016 | 0 | 0.84121 | Commercial | Solar Pool Heater | Miscellaneous | Turnover | T_MS_Solar Pool Heater | 0.96735 | 0.284 | 3.6796 | 0 | 0 | 0 | Fail TRC
Residential | Ceiling Insulation(R19 to R38) | Single Family | Existing | E_SF_Ceiling Insulation(R19 to R38) | 1.3143 | 1 | 1.3234 | 0.37626 | 0.17271 | 0.57172 | Commercial | Efficient Battery Charger | Healthcare | New | N_HC_Efficient Battery Charger | 1.4706 | 0.95719 | 1.5944 | 0 | 0 | 0 | Fail RIM | Residential | 16 SEER Central AC | Single Family | Turnover | T_SF_16 SEER Central AC | 1.4614 | 0.69309 | 2.1608 | 0 | 0 | 0 | Commercial | Solar Pool Heater | Offices | Turnover | T_OF_Solar Pool Heater | 0.96735 | 0.284 | 3.6796 | 0 | 0 | 0 | Fail TRC
Residential | 16 SEER Central AC | Single Family | Turnover | T_SF_16 SEER Central AC | 1.4614 | 1 | 1.4832 | 2.9022 | 0 | 5.6753 | Commercial | Efficient Battery Charger | Hospitals | New | N_HS_Efficient Battery Charger | 1.4706 | 0.95719 | 1.5944 | 0 | 0 | 0 | Fail RIM | Residential | 16 SEER Central AC | Single Family | New | N_SF_16 SEER Central AC | 1.4614 | 0.69309 | 2.1608 | 0 | 0 | 0 | Commercial | Solar Pool Heater | Restaurants | Turnover | T_RS_Solar Pool Heater | 0.96735 | 0.284 | 3.6796 | 0 | 0 | 0 | Fail TRC
Residential | 15 SEER Central AC | Single Family | Turnover | T_SF_15 SEER Central AC | 1.5222 | 1 | 1.5479 | 0 | 0 | 0 | Commercial | Efficient Battery Charger | Institutional | New | N_IN_Efficient Battery Charger | 1.4706 | 0.95719 | 1.5944 | 0 | 0 | 0 | Fail RIM | Residential | LED - 9W Flood | Single Family | Turnover | T_SF_LED - 9W Flood | 1.1458 | 0.34033 | 3.7771 | 2.4573 | 2.5801 | 27.9366 | Commercial | Solar Pool Heater | Retail | Turnover | T_RT_Solar Pool Heater | 0.96735 | 0.284 | 3.6796 | 0 | 0 | 0 | Fail TRC
Residential | 16 SEER Central AC | Single Family | New | N_SF_16 SEER Central AC | 1.4614 | 1 | 1.4832 | 0.59826 | 0 | 1.1699 | Commercial | Efficient Battery Charger | Lodging/Hospitality | New | N_LG_Efficient Battery Charger | 1.4706 | 0.95719 | 1.5944 | 0 | 0 | 0 | Fail RIM | Residential | LED - 9W Flood | Multi-Family | Turnover | T_MF_LED - 9W Flood | 1.1458 | 0.34033 | 3.7771 | 1.123 | 1.1791 | 12.7674 | Commercial | Solar Pool Heater | Schools K-12 | Turnover | T_SC_Solar Pool Heater | 0.96735 | 0.284 | 3.6796 | 0 | 0 | 0 | Fail TRC
Residential | 15 SEER Central AC | Single Family | New | N_SF_15 SEER Central AC | 1.5222 | 1 | 1.5479 | 0 | 0 | 0 | Commercial | Efficient Battery Charger | Miscellaneous | New | N_MS_Efficient Battery Charger | 1.4706 | 0.95719 | 1.5944 | 0 | 0 | 0 | Fail RIM | Residential | LED - 9W Flood | Manufactured Home | Turnover | T_MH_LED - 9W Flood | 1.1458 | 0.34033 | 3.7771 | 0.32264 | 0.33875 | 3.668 | Commercial | Solar Pool Heater | Warehouse | Turnover | T_WR_Solar Pool Heater | 0.96735 | 0.284 | 3.6796 | 0 | 0 | 0 | Fail TRC
Residential | Ceiling Insulation(R2 to R38) | Single Family | New | N_SF_Ceiling Insulation(R2 to R38) | 6.3207 | 1.1938 | 5.9661 | 0 | 0 | 0 | Commercial | Efficient Battery Charger | Offices | New | N_OF_Efficient Battery Charger | 1.4706 | 0.95719 | 1.5944 | 0 | 0 | 0 | Fail RIM | Residential | LED - 9W Flood | Single Family | New | N_SF_LED - 9W Flood | 1.1458 | 0.34033 | 3.7771 | 0.36397 | 0.38214 | 4.1378 | Commercial | Solar Pool Heater | Assembly | New | N_AS_Solar Pool Heater | 0.96735 | 0.284 | 3.6796 | 0 | 0 | 0 | Fail TRC
Residential | Ceiling Insulation(R2 to R38) | Single Family | Existing | E_SF_Ceiling Insulation(R2 to R38) | 6.3207 | 1.1938 | 5.9661 | 0.29863 | 0.13003 | 0.45367 | Commercial | Efficient Battery Charger | Restaurants | New | N_RS_Efficient Battery Charger | 1.4706 | 0.95719 | 1.5944 | 0 | 0 | 0 | Fail RIM | Residential | LED - 9W Flood | Multi-Family | New | N_MF_LED - 9W Flood | 1.1458 | 0.34033 | 3.7771 | 0.16634 | 0.17464 | 1.891 | Commercial | Solar Pool Heater | College and University | New | N_CU_Solar Pool Heater | 0.96735 | 0.284 | 3.6796 | 0 | 0 | 0 | Fail TRC
Residential | Home Energy Management System | Multi-Family | New | N_MF_Home Energy Management System | 1.2534 | 1 | 1.2664 | 0.092873 | 0.015973 | 0.072749 | Commercial | Efficient Battery Charger | Retail | New | N_RT_Efficient Battery Charger | 1.4706 | 0.95719 | 1.5944 | 0 | 0 | 0 | Fail RIM | Residential | LED - 9W Flood | Manufactured Home | New | N_MH_LED - 9W Flood | 1.1458 | 0.34033 | 3.7771 | 0.047787 | 0.050174 | 0.54327 | Commercial | Solar Pool Heater | Grocery | New | N_GR_Solar Pool Heater | 0.96735 | 0.284 | 3.6796 | 0 | 0 | 0 | Fail TRC
Residential | Home Energy Management System | Multi-Family | Existing | E_MF_Home Energy Management System | 1.2534 | 1 | 1.2664 | 0.698 | 0.12412 | 0.55143 | Commercial | Efficient Battery Charger | Schools K-12 | New | N_SC_Efficient Battery Charger | 1.4706 | 0.95719 | 1.5944 | 0 | 0 | 0 | Fail RIM | Residential | LED Specialty Lamps-5W Chandelier | Single Family | Turnover | T_SF_LED Specialty Lamps-5W Chandelier | 1.2064 | 0.34548 | 3.951 | 0.070807 | 0.074343 | 0.80498 | Commercial | Solar Pool Heater | Healthcare | New | N_HC_Solar Pool Heater | 0.96735 | 0.284 | 3.6796 | 0 | 0 | 0 | Fail TRC
Residential | Energy Star Windows | Multi-Family | Existing | E_MF_Energy Star Windows | 3.3571 | 1.0232 | 3.4575 | 1.9907 | 0.35334 | 3.8926 | Commercial | Efficient Battery Charger | Warehouse | New | N_WR_Efficient Battery Charger | 1.4706 | 0.95719 | 1.5944 | 0 | 0 | 0 | Fail RIM | Residential | LED Specialty Lamps-5W Chandelier | Multi-Family | Turnover | T_MF_LED Specialty Lamps-5W Chandelier | 1.2064 | 0.34548 | 3.951 | 0.032362 | 0.033978 | 0.36791 | Commercial | Solar Pool Heater | Hospitals | New | N_HS_Solar Pool Heater | 0.96735 | 0.284 | 3.6796 | 0 | 0 | 0 | Fail TRC
Residential | Duct Repair | Multi-Family | Existing | E_MF_Duct Repair | 2.1701 | 1 | 2.2777 | 9.2147 | 1.636 | 10.3176 | Residential | Room AC control | Multi Family | New |  | 0.55 | 0.55 | N/A | 0 | 0 | 0 | Fail RIM | Residential | LED Specialty Lamps-5W Chandelier | Manufactured Home | Turnover | T_MH_LED Specialty Lamps-5W Chandelier | 1.2064 | 0.34548 | 3.951 | 0.0092559 | 0.0097181 | 0.10523 | Commercial | Solar Pool Heater | Institutional | New | N_IN_Solar Pool Heater | 0.96735 | 0.284 | 3.6796 | 0 | 0 | 0 | Fail TRC
Residential | Air Sealing-Infiltration Control | Multi-Family | Existing | E_MF_Air Sealing-Infiltration Control | 1.3494 | 1 | 1.3687 | 4.8331 | 0.85817 | 5.4116 | Residential | Smart thermostats - Utility Installation | Single Family | New |  | 1.08 | 0.7 | N/A | 0 | 0 | 0 | Fail RIM | Residential | LED Specialty Lamps-5W Chandelier | Single Family | New | N_SF_LED Specialty Lamps-5W Chandelier | 1.2064 | 0.34548 | 3.951 | 0.013634 | 0.014315 | 0.155 | Commercial | Solar Pool Heater | Lodging/Hospitality | New | N_LG_Solar Pool Heater | 0.96735 | 0.284 | 3.6796 | 0 | 0 | 0 | Fail TRC
Residential | Ceiling Insulation(R2 to R38) | Multi-Family | New | N_MF_Ceiling Insulation(R2 to R38) | 4.7601 | 1.1242 | 4.6009 | 0 | 0 | 0 | Residential | Smart thermostats - Utility Installation | Multi Family | New |  | 0.56 | 0.51 | N/A | 0 | 0 | 0 | Fail RIM | Residential | LED Specialty Lamps-5W Chandelier | Multi-Family | New | N_MF_LED Specialty Lamps-5W Chandelier | 1.2064 | 0.34548 | 3.951 | 0.0062312 | 0.0065424 | 0.070841 | Commercial | Solar Pool Heater | Miscellaneous | New | N_MS_Solar Pool Heater | 0.96735 | 0.284 | 3.6796 | 0 | 0 | 0 | Fail TRC
Residential | Ceiling Insulation(R2 to R38) | Multi-Family | Existing | E_MF_Ceiling Insulation(R2 to R38) | 4.7601 | 1.1242 | 4.6009 | 0.95394 | 0.38225 | 1.462 | Residential | Smart thermostats - Utility Installation | Mobile Home/Other | New |  | 1.06 | 0.7 | N/A | 0 | 0 | 0 | Fail RIM | Residential | LED Specialty Lamps-5W Chandelier | Manufactured Home | New | N_MH_LED Specialty Lamps-5W Chandelier | 1.2064 | 0.34548 | 3.951 | 0.0017822 | 0.0018712 | 0.020261 | Commercial | Solar Pool Heater | Offices | New | N_OF_Solar Pool Heater | 0.96735 | 0.284 | 3.6796 | 0 | 0 | 0 | Fail TRC
Residential | 14 SEER ASHP from base electric resistance heating | Multi-Family | Turnover | T_MF_14 SEER ASHP from base electric resistance heating | 2.9332 | 1 | 3.1091 | 0 | 0.62475 | 0.96416 | Residential | CPP + Tech | Single Family | New |  | 1.4303 | 0.97 | N/A | 0 | 0 | 0 | Fail RIM | Residential | Two Speed Pool Pump | Single Family | Turnover | T_SF_Two Speed Pool Pump | 1.2241 | 0.40781 | 3.2874 | 1.3476 | 1.5182 | 9.0112 | Commercial | Solar Pool Heater | Restaurants | New | N_RS_Solar Pool Heater | 0.96735 | 0.284 | 3.6796 | 0 | 0 | 0 | Fail TRC
Residential | 14 SEER ASHP from base electric resistance heating | Multi-Family | New | N_MF_14 SEER ASHP from base electric resistance heating | 2.9332 | 1 | 3.1091 | 0 | 0.14586 | 0.22511 | Residential | CPP + Tech | Multi Family | New |  | 0.97191 | 0.9 | N/A | 0 | 0 | 0 | Fail RIM | Residential | Two Speed Pool Pump | Multi-Family | Turnover | T_MF_Two Speed Pool Pump | 1.2241 | 0.40781 | 3.2874 | 0 | 0 | 0 | Commercial | Solar Pool Heater | Retail | New | N_RT_Solar Pool Heater | 0.96735 | 0.284 | 3.6796 | 0 | 0 | 0 | Fail TRC
Residential | Ceiling Insulation(R2 to R38) | Manufactured Home | New | N_MH_Ceiling Insulation(R2 to R38) | 4.659 | 1.1185 | 4.516 | 0 | 0 | 0 | Residential | CPP + Tech | Mobile Home/Other | New |  | 1.4175 | 0.97 | N/A | 0 | 0 | 0 | Fail RIM | Residential | Two Speed Pool Pump | Manufactured Home | Turnover | T_MH_Two Speed Pool Pump | 1.2241 | 0.40781 | 3.2874 | 0 | 0 | 0 | Commercial | Solar Pool Heater | Schools K-12 | New | N_SC_Solar Pool Heater | 0.96735 | 0.284 | 3.6796 | 0 | 0 | 0 | Fail TRC
Residential | Ceiling Insulation(R2 to R38) | Manufactured Home | Existing | E_MH_Ceiling Insulation(R2 to R38) | 4.659 | 1.1185 | 4.516 | 0.4391 | 0.28215 | 0.73201 | Small C&I | CPP + Tech | 0-15,000 kWh | New |  | 0.39739 | 0.80004 | N/A | 0 | 0 | 0 | Fail RIM | Residential | Two Speed Pool Pump | Single Family | New | N_SF_Two Speed Pool Pump | 1.2241 | 0.40781 | 3.2874 | 0.23483 | 0.26457 | 1.5703 | Commercial | Solar Pool Heater | Warehouse | New | N_WR_Solar Pool Heater | 0.96735 | 0.284 | 3.6796 | 0 | 0 | 0 | Fail TRC
Residential | Home Energy Management System | Manufactured Home | New | N_MH_Home Energy Management System | 1.8826 | 1 | 1.9522 | 0.14909 | 0.027527 | 0.11061 | Small C&I | CPP + Tech | 15,001-25,000 kWh | New |  | 0.81313 | 0.79564 | N/A | 0 | 0 | 0 | Fail RIM | Residential | Two Speed Pool Pump | Multi-Family | New | N_MF_Two Speed Pool Pump | 1.2241 | 0.40781 | 3.2874 | 0 | 0 | 0 | Commercial | Dedicated Outdoor Air System on VRF unit | Retail | Existing | E_RT_Dedicated Outdoor Air System on VRF unit | 0.98831 | 0.51305 | 1.9642 | 0 | 0 | 0 | Fail TRC
Residential | Home Energy Management System | Manufactured Home | Existing | E_MH_Home Energy Management System | 1.8826 | 1 | 1.9522 | 1.1228 | 0.2138 | 0.84077 | Small C&I | CPP + Tech | 25,001-50,000 kWh | New |  | 1.0427 | 0.68517 | N/A | 0 | 0 | 0 | Fail RIM | Residential | Two Speed Pool Pump | Manufactured Home | New | N_MH_Two Speed Pool Pump | 1.2241 | 0.40781 | 3.2874 | 0 | 0 | 0 | Commercial | Dedicated Outdoor Air System on VRF unit | Retail | New | N_RT_Dedicated Outdoor Air System on VRF unit | 0.98831 | 0.51305 | 1.9642 | 0 | 0 | 0 | Fail TRC
Residential | Energy Star Windows | Manufactured Home | Existing | E_MH_Energy Star Windows | 3.3571 | 1.0232 | 3.4575 | 0.90329 | 0.17164 | 1.7691 | Small C&I | CPP + Tech | 50,001 kWh + | New |  | 2.6575 | 0.96396 | N/A | 0 | 0 | 0 | Fail RIM | Residential | Variable Speed Pool Pump | Single Family | Turnover | T_SF_Variable Speed Pool Pump | 1.2236 | 0.40776 | 3.2864 | 0 | 0 | 0 | Commercial | Facility Energy Management System | Assembly | Existing | E_AS_Facility Energy Management System | 0.98053 | 0.46349 | 2.171 | 0 | 0 | 0 | Fail TRC
Residential | Duct Repair | Manufactured Home | Existing | E_MH_Duct Repair | 3.1314 | 1 | 3.4264 | 6.5809 | 1.2505 | 6.9627 | Small C&I | Smart thermostats - Utility Installation | 0-15,000 kWh | New |  | 0.4 | 0.81066 | N/A | 0 | 0 | 0 | Fail RIM | Residential | Variable Speed Pool Pump | Multi-Family | Turnover | T_MF_Variable Speed Pool Pump | 1.2236 | 0.40776 | 3.2864 | 0 | 0 | 0 | Commercial | Facility Energy Management System | Assembly | New | N_AS_Facility Energy Management System | 0.98053 | 0.46349 | 2.171 | 0 | 0 | 0 | Fail TRC
Residential | Air Sealing-Infiltration Control | Manufactured Home | Existing | E_MH_Air Sealing-Infiltration Control | 1.8822 | 1 | 1.9517 | 3.3798 | 0.64256 | 3.5763 | Small C&I | Smart thermostats - Utility Installation | 15,001-25,000 kWh | New |  | 0.82826 | 0.81011 | N/A | 0 | 0 | 0 | Fail RIM | Residential | Variable Speed Pool Pump | Manufactured Home | Turnover | T_MH_Variable Speed Pool Pump | 1.2236 | 0.40776 | 3.2864 | 0 | 0 | 0 | Commercial | HVAC tune-up_RTU | Retail | Existing | E_RT_HVAC tune-up_RTU | 0.9048 | 0.56485 | 1.6687 | 0 | 0 | 0 | Fail TRC
Residential | Spray Foam Insulation(Base R2) | Single Family | New | N_SF_Spray Foam Insulation(Base R2) | 1.485 | 1 | 1.5009 | 0 | 0 | 0 | Small C&I | Smart thermostats - Utility Installation | 25,001-50,000 kWh | New |  | 1.0749 | 0.69892 | N/A | 0 | 0 | 0 | Fail RIM | Residential | Variable Speed Pool Pump | Single Family | New | N_SF_Variable Speed Pool Pump | 1.2236 | 0.40776 | 3.2864 | 0 | 0 | 0 | Commercial | HVAC tune-up_RTU | Retail | New | N_RT_HVAC tune-up_RTU | 0.9048 | 0.56485 | 1.6687 | 0 | 0 | 0 | Fail TRC
Residential | Spray Foam Insulation(Base R2) | Single Family | Existing | E_SF_Spray Foam Insulation(Base R2) | 1.485 | 1 | 1.5009 | 5.4835 | 2.3871 | 8.7617 | Small C&I | Smart thermostats - Utility Installation | 50,001 kWh + | New |  | 2.8285 | 0.99 | N/A | 0 | 0 | 0 | Fail RIM | Residential | Variable Speed Pool Pump | Multi-Family | New | N_MF_Variable Speed Pool Pump | 1.2236 | 0.40776 | 3.2864 | 0 | 0 | 0 | Commercial | Smart Thermostat | Healthcare | Existing | E_HC_Smart Thermostat | 0.96629 | 0.27756 | 3.9011 | 0 | 0 | 0 | Fail TRC
Residential | 14 SEER ASHP from base electric resistance heating | Manufactured Home | Turnover | T_MH_14 SEER ASHP from base electric resistance heating | 2.0425 | 1 | 2.1067 | 0 | 0.29967 | 0.46247 | [12 empty] | Residential | Variable Speed Pool Pump | Manufactured Home | New | N_MH_Variable Speed Pool Pump | 1.2236 | 0.40776 | 3.2864 | 0 | 0 | 0 | Commercial | Smart Thermostat | Healthcare | New | N_HC_Smart Thermostat | 0.96629 | 0.27756 | 3.9011 | 0 | 0 | 0 | Fail TRC
Residential | 14 SEER ASHP from base electric resistance heating | Manufactured Home | New | N_MH_14 SEER ASHP from base electric resistance heating | 2.0425 | 1 | 2.1067 | 0 | 0.069964 | 0.10797 | [12 empty] | Residential | Thermostatic Shower Restriction Valve | Single Family | Existing | E_SF_Thermostatic Shower Restriction Valve | 1.3793 | 0.44368 | 3.4283 | 0.024448 | 0.052627 | 0.27143 | Commercial | Water Cooled Refrigeration Heat Recovery | Miscellaneous | Existing | E_MS_Water Cooled Refrigeration Heat Recovery | 0.99205 | 0.33359 | 3.1116 | 0 | 0 | 0 | Fail TRC
Residential | Wall Insulation | Single Family | Existing | E_SF_Wall Insulation | 1.3135 | 1 | 1.3226 | 0.69167 | 0.3185 | 0.72836 | [12 empty] | Residential | Thermostatic Shower Restriction Valve | Multi-Family | Existing | E_MF_Thermostatic Shower Restriction Valve | 1.1156 | 0.41234 | 2.9088 | 0.12518 | 0.26947 | 1.3898 | Commercial | Water Cooled Refrigeration Heat Recovery | Miscellaneous | New | N_MS_Water Cooled Refrigeration Heat Recovery | 0.99205 | 0.33359 | 3.1116 | 0 | 0 | 0 | Fail TRC
Residential | Wall Insulation | Manufactured Home | Existing | E_MH_Wall Insulation | 1.5096 | 1 | 1.5266 | 0.16342 | 0.083274 | 0.1748 | [12 empty] | Residential | Thermostatic Shower Restriction Valve | Manufactured Home | Existing | E_MH_Thermostatic Shower Restriction Valve | 1.1076 | 0.41124 | 2.8936 | 0.021345 | 0.045947 | 0.23698 | Industrial | Process Heat Improved Controls | Chemicals and Plastics |  | CP_Process Heat Improved Controls | 0.98391 | 0.4083 | 2.5004 | 0 | 0 | 0 | Fail TRC
Commercial | Thermal Energy Storage | Assembly | New | N_AS_Thermal Energy Storage | 2.4773 | 2.9211 | 9999 | 0 | 0 | 0 | [12 empty] | Residential | Thermostatic Shower Restriction Valve | Single Family | New | N_SF_Thermostatic Shower Restriction Valve | 1.3793 | 0.44368 | 3.4283 | 0.018553 | 0.039937 | 0.20598 | Residential | Smart thermostats - Utility Installation | Multi Family | New |  | 0.56 | 0.51 | N/A | 0 | 0 | 0 | Fail TRC
Commercial | Duct Sealing Repair | Assembly | New | N_AS_Duct Sealing Repair | 4.4692 | 1.4111 | 3.5036 | 0 | 0 | 0 | [12 empty] | Residential | Thermostatic Shower Restriction Valve | Multi-Family | New | N_MF_Thermostatic Shower Restriction Valve | 1.1156 | 0.41234 | 2.9088 | 0.0073077 | 0.01573 | 0.081132 | Residential | Room AC control | Multi Family | New |  | 0.55 | 0.55 | N/A | 0 | 0 | 0 | Fail TRC
Commercial | Ceiling Insulation(R2 to R38) | Assembly | New | N_AS_Ceiling Insulation(R2 to R38) | 4.1366 | 1.0791 | 4.2441 | 0 | 0 | 0 | [12 empty] | Residential | Thermostatic Shower Restriction Valve | Manufactured Home | New | N_MH_Thermostatic Shower Restriction Valve | 1.1076 | 0.41124 | 2.8936 | 0.001246 | 0.0026821 | 0.013834 | Residential | CPP + Tech | Multi Family | New |  | 0.97191 | 0.9 | N/A | 0 | 0 | 0 | Fail TRC
Commercial | Wall Insulation | Assembly | Existing | E_AS_Wall Insulation | 3.1639 | 1.024 | 3.337 | 0 | 0 | 0 | [12 empty] | Residential | Air Sealing-Infiltration Control | Single Family | Existing | E_SF_Air Sealing-Infiltration Control | 1.2369 | 0.66611 | 1.9001 | 7.7335 | 3.3797 | 12.2422 | Small C&I | Smart thermostats - Utility Installation | 0-15,000 kWh | New |  | 0.4 | 0.81066 | N/A | 0 | 0 | 0 | Fail TRC
Commercial | Thermal Energy Storage | Assembly | Existing | E_AS_Thermal Energy Storage | 2.4773 | 2.9211 | 9999 | 1.7838 | 0.51697 | -0.28384 | [12 empty] | Residential | Air Sealing-Infiltration Control | Multi-Family | Existing | E_MF_Air Sealing-Infiltration Control | 1.3494 | 0.69744 | 1.9865 | 6.3742 | 1.1319 | 7.1373 | Small C&I | Smart thermostats - Utility Installation | 15,001-25,000 kWh | New |  | 0.82826 | 0.81011 | N/A | 0 | 0 | 0 | Fail TRC
Commercial | Low U-Value Windows | Assembly | Existing | E_AS_Low U-Value Windows | 1.4101 | 1.0262 | 1.4254 | 0.045668 | 1.144e-05 | 0.12561 | [12 empty] | Residential | Air Sealing-Infiltration Control | Manufactured Home | Existing | E_MH_Air Sealing-Infiltration Control | 1.8822 | 0.81696 | 2.4067 | 4.1545 | 0.78999 | 4.3961 | Small C&I | CPP + Tech | 0-15,000 kWh | New |  | 0.39739 | 0.80004 | N/A | 0 | 0 | 0 | Fail TRC
Commercial | Duct Sealing Repair | Assembly | Existing | E_AS_Duct Sealing Repair | 4.4692 | 1.4111 | 3.5036 | 0 | 0 | 0 | [12 empty] | Residential | Ceiling Insulation(R12 to R38) | Single Family | Existing | E_SF_Ceiling Insulation(R12 to R38) | 2.1859 | 0.87957 | 2.5581 | 2.1902 | 0.99756 | 3.3371 | Small C&I | CPP + Tech | 15,001-25,000 kWh | New |  | 0.81313 | 0.79564 | N/A | 0 | 0 | 0 | Fail TRC
Commercial | Ceiling Insulation(R2 to R38) | Assembly | Existing | E_AS_Ceiling Insulation(R2 to R38) | 4.2086 | 1.084 | 4.3067 | 0 | 0 | 0 | [12 empty] | Residential | Ceiling Insulation(R12 to R38) | Multi-Family | Existing | E_MF_Ceiling Insulation(R12 to R38) | 1.6492 | 0.77773 | 2.1615 | 0.70205 | 0.31737 | 1.0917
Commercial | Demand Controlled Ventilation | Assembly | New | N_AS_Demand Controlled Ventilation | 2.7511 | 1.0738 | 2.8736 | 0.0095317 | 0.053663 | 0.09155 | [12 empty] | Residential | Ceiling Insulation(R12 to R38) | Manufactured Home | Existing | E_MH_Ceiling Insulation(R12 to R38) | 1.5523 | 0.75548 | 2.0909 | 0.28484 | 0.23055 | 0.50641
Commercial | Demand Controlled Ventilation | Assembly | Existing | E_AS_Demand Controlled Ventilation | 2.7511 | 1.0738 | 2.8736 | 0.070824 | 0.39874 | 0.68025 | [12 empty] | Residential | Ceiling Insulation(R12 to R38) | Single Family | New | N_SF_Ceiling Insulation(R12 to R38) | 2.1859 | 0.87957 | 2.5581 | 0 | 0 | 0
Commercial | High Efficiency Chiller (Water cooled-positive displacement, 100 tons) | Assembly | Turnover | T_AS_High Efficiency Chiller (Water cooled-positive displacement, 100 tons) | 1.4318 | 1.025 | 1.4475 | 0.027696 | 5.3796e-05 | 0.0735 | [12 empty] | Residential | Ceiling Insulation(R12 to R38) | Multi-Family | New | N_MF_Ceiling Insulation(R12 to R38) | 1.6492 | 0.77773 | 2.1615 | 0 | 0 | 0
Commercial | High Efficiency Chiller (Water cooled-centrifugal, 200 tons) | Assembly | Turnover | T_AS_High Efficiency Chiller (Water cooled-centrifugal, 200 tons) | 2.4009 | 1.025 | 2.4882 | 0.048177 | 9.3578e-05 | 0.12785 | [12 empty] | Residential | Ceiling Insulation(R12 to R38) | Manufactured Home | New | N_MH_Ceiling Insulation(R12 to R38) | 1.5523 | 0.75548 | 2.0909 | 0 | 0 | 0
Commercial | High Efficiency Chiller (Water cooled-positive displacement, 100 tons) | Assembly | New | N_AS_High Efficiency Chiller (Water cooled-positive displacement, 100 tons) | 1.4318 | 1.025 | 1.4475 | 0.0090718 | 1.7621e-05 | 0.024075 | [12 empty] | Residential | Ceiling Insulation(R19 to R38) | Single Family | Existing | E_SF_Ceiling Insulation(R19 to R38) | 1.3143 | 0.69429 | 1.9188 | 0.48349 | 0.22192 | 0.73464
Commercial | High Efficiency Chiller (Water cooled-centrifugal, 200 tons) | Assembly | New | N_AS_High Efficiency Chiller (Water cooled-centrifugal, 200 tons) | 2.4009 | 1.025 | 2.4882 | 0.015786 | 3.0663e-05 | 0.041894 | [12 empty] | Residential | Ceiling Insulation(R19 to R38) | Single Family | New | N_SF_Ceiling Insulation(R19 to R38) | 1.3143 | 0.69429 | 1.9188 | 0 | 0 | 0
Commercial | Thermal Energy Storage | College and University | New | N_CU_Thermal Energy Storage | 2.4773 | 2.9211 | 9999 | 0 | 0 | 0 | [12 empty] | Residential | Ceiling Insulation(R2 to R38) | Single Family | Existing | E_SF_Ceiling Insulation(R2 to R38) | 6.3207 | 1.1938 | 5.9661 | 2.9875 | 1.3003 | 4.5382
Commercial | Duct Sealing Repair | College and University | New | N_CU_Duct Sealing Repair | 6.4538 | 1.5628 | 4.7941 | 0 | 0 | 0 | [12 empty] | Residential | Ceiling Insulation(R2 to R38) | Multi-Family | Existing | E_MF_Ceiling Insulation(R2 to R38) | 4.7601 | 1.1242 | 4.6009 | 0.95394 | 0.38225 | 1.462
Commercial | Ceiling Insulation(R2 to R38) | College and University | New | N_CU_Ceiling Insulation(R2 to R38) | 4.1125 | 1.0728 | 4.2441 | 0 | 0 | 0 | [12 empty] | Residential | Ceiling Insulation(R2 to R38) | Manufactured Home | Existing | E_MH_Ceiling Insulation(R2 to R38) | 4.659 | 1.1185 | 4.516 | 0.4391 | 0.28215 | 0.73201
Commercial | Wall Insulation | College and University | Existing | E_CU_Wall Insulation | 3.0615 | 1.0241 | 3.2216 | 0 | 0 | 0 | [12 empty] | Residential | Ceiling Insulation(R2 to R38) | Single Family | New | N_SF_Ceiling Insulation(R2 to R38) | 6.3207 | 1.1938 | 5.9661 | 0 | 0 | 0
Commercial | Thermal Energy Storage | College and University | Existing | E_CU_Thermal Energy Storage | 2.4773 | 2.9211 | 9999 | 0.042654 | 0.012362 | -0.0067872 | [12 empty] | Residential | Ceiling Insulation(R2 to R38) | Multi-Family | New | N_MF_Ceiling Insulation(R2 to R38) | 4.7601 | 1.1242 | 4.6009 | 0 | 0 | 0
Commercial | Low U-Value Windows | College and University | Existing | E_CU_Low U-Value Windows | 1.4101 | 1.0262 | 1.4254 | 0.0021823 | 2.3044e-07 | 0.0059266 | [12 empty] | Residential | Ceiling Insulation(R2 to R38) | Manufactured Home | New | N_MH_Ceiling Insulation(R2 to R38) | 4.659 | 1.1185 | 4.516 | 0 | 0 | 0
Commercial | Duct Sealing Repair | College and University | Existing | E_CU_Duct Sealing Repair | 6.4538 | 1.5628 | 4.7941 | 0 | 0 | 0 | [12 empty] | Residential | Duct Repair | Single Family | Existing | E_SF_Duct Repair | 3.1925 | 0.99405 | 3.5245 | 6.3582 | 2.7784 | 10.065
Commercial | Ceiling Insulation(R2 to R38) | College and University | Existing | E_CU_Ceiling Insulation(R2 to R38) | 4.184 | 1.0776 | 4.3067 | 0 | 0 | 0 | [12 empty] | Residential | Duct Repair | Multi-Family | Existing | E_MF_Duct Repair | 2.1701 | 0.86687 | 2.6416 | 10.8832 | 1.9325 | 12.1861
Commercial | High Efficiency Chiller (Water cooled-positive displacement, 100 tons) | College and University | Turnover | T_CU_High Efficiency Chiller (Water cooled-positive displacement, 100 tons) | 1.5824 | 1.025 | 1.6058 | 0.0016277 | 3.1616e-06 | 0.0043196 | [12 empty] | Residential | Duct Repair | Manufactured Home | Existing | E_MH_Duct Repair | 3.1314 | 0.98804 | 3.4695 | 6.7162 | 1.2766 | 7.1064
Commercial | High Efficiency Chiller (Water cooled-centrifugal, 200 tons) | College and University | Turnover | T_CU_High Efficiency Chiller (Water cooled-centrifugal, 200 tons) | 2.6466 | 1.025 | 2.7604 | 0.0028438 | 5.5237e-06 | 0.007547 | [12 empty] | Residential | Energy Star Windows | Single Family | Existing | E_SF_Energy Star Windows | 3.3571 | 1.0232 | 3.4575 | 3.8877 | 1.6987 | 7.8531
Commercial | High Efficiency Chiller (Water cooled-positive displacement, 100 tons) | College and University | New | N_CU_High Efficiency Chiller (Water cooled-positive displacement, 100 tons) | 1.5824 | 1.025 | 1.6058 | 0.00053327 | 1.0358e-06 | 0.0014152 | [12 empty] | Residential | Energy Star Windows | Multi-Family | Existing | E_MF_Energy Star Windows | 3.3571 | 1.0232 | 3.4575 | 1.9907 | 0.35339 | 3.8926
Commercial | High Efficiency Chiller (Water cooled-centrifugal, 200 tons) | College and University | New | N_CU_High Efficiency Chiller (Water cooled-centrifugal, 200 tons) | 2.6466 | 1.025 | 2.7604 | 0.00093199 | 1.8103e-06 | 0.0024734 | [12 empty] | Residential | Energy Star Windows | Manufactured Home | Existing | E_MH_Energy Star Windows | 3.3571 | 1.0232 | 3.4575 | 0.90329 | 0.17168 | 1.7691
Commercial | Thermal Energy Storage | Grocery | New | N_GR_Thermal Energy Storage | 2.4773 | 2.9211 | 9999 | 0 | 0 | 0 | [12 empty] | Residential | Home Energy Management System | Single Family | Existing | E_SF_Home Energy Management System | 1.7074 | 0.7822 | 2.2668 | 0.79477 | 0.34735 | 1.0239
Commercial | Ceiling Insulation(R2 to R38) | Grocery | New | N_GR_Ceiling Insulation(R2 to R38) | 4.245 | 1.1074 | 4.2441 | 0 | 0 | 0 | [12 empty] | Residential | Home Energy Management System | Multi-Family | Existing | E_MF_Home Energy Management System | 1.2534 | 0.67089 | 1.9127 | 0.93186 | 0.16548 | 0.73592
Commercial | Wall Insulation | Grocery | Existing | E_GR_Wall Insulation | 3.203 | 1.0233 | 3.3765 | 0 | 0 | 0 | [12 empty] | Residential | Home Energy Management System | Manufactured Home | Existing | E_MH_Home Energy Management System | 1.8826 | 0.81704 | 2.407 | 1.3809 | 0.26261 | 1.0336
Commercial | Thermal Energy Storage | Grocery | Existing | E_GR_Thermal Energy Storage | 2.4773 | 2.9211 | 9999 | 0 | 0 | 0 | [12 empty] | Residential | Home Energy Management System | Single Family | New | N_SF_Home Energy Management System | 1.7074 | 0.7822 | 2.2668 | 0.1063 | 0.044775 | 0.13535
Commercial | Low U-Value Windows | Grocery | Existing | E_GR_Low U-Value Windows | 1.4101 | 1.0262 | 1.4254 | 0.037471 | 4.3472e-05 | 0.11127 | [12 empty] | Residential | Home Energy Management System | Multi-Family | New | N_MF_Home Energy Management System | 1.2534 | 0.67089 | 1.9127 | 0.12399 | 0.021324 | 0.097123
Commercial | Ceiling Insulation(R2 to R38) | Grocery | Existing | E_GR_Ceiling Insulation(R2 to R38) | 4.3188 | 1.1123 | 4.3067 | 0 | 0 | 0 | [12 empty] | Residential | Home Energy Management System | Manufactured Home | New | N_MH_Home Energy Management System | 1.8826 | 0.81704 | 2.407 | 0.18325 | 0.033836 | 0.13596
Commercial | High Efficiency PTHP | Grocery | Turnover | T_GR_High Efficiency PTHP | 4.4239 | 1.2146 | 4.1248 | 0 | 0 | 0 | [12 empty] | Residential | Spray Foam Insulation(Base R2) | Single Family | Existing | E_SF_Spray Foam Insulation(Base R2) | 1.485 | 0.73918 | 2.0421 | 0 | 0 | 0
Commercial | High Efficiency PTAC | Grocery | Turnover | T_GR_High Efficiency PTAC | 4.3175 | 1.2193 | 3.9899 | 0 | 0 | 0 | [12 empty] | Residential | Spray Foam Insulation(Base R2) | Single Family | New | N_SF_Spray Foam Insulation(Base R2) | 1.485 | 0.73918 | 2.0421 | 0 | 0 | 0
Commercial | High Efficiency PTHP | Grocery | New | N_GR_High Efficiency PTHP | 4.4239 | 1.2146 | 4.1248 | 0 | 0 | 0 | [12 empty] | Residential | Wall Insulation | Single Family | Existing | E_SF_Wall Insulation | 1.3135 | 0.69408 | 1.9183 | 0.88884 | 0.40918 | 0.93586
Commercial | High Efficiency PTAC | Grocery | New | N_GR_High Efficiency PTAC | 4.3175 | 1.2193 | 3.9899 | 0 | 0 | 0 | [12 empty] | Residential | Wall Insulation | Manufactured Home | Existing | E_MH_Wall Insulation | 1.5096 | 0.74523 | 2.0599 | 0.20402 | 0.10392 | 0.21818
Commercial | Demand Controlled Ventilation | Grocery | New | N_GR_Demand Controlled Ventilation | 1.3283 | 1.041 | 1.3465 | 0.0077736 | 0.043765 | 0.074664 | [12 empty] | Commercial | Efficient Exhaust Hood | Assembly | Turnover | T_AS_Efficient Exhaust Hood | 2.9051 | 0.68811 | 4.7317 | 0 | 0 | 0
Commercial | Demand Controlled Ventilation | Grocery | Existing | E_GR_Demand Controlled Ventilation | 1.3283 | 1.041 | 1.3465 | 0.054756 | 0.30828 | 0.52592 | [12 empty] | Commercial | Efficient Exhaust Hood | College and University | Turnover | T_CU_Efficient Exhaust Hood | 2.9051 | 0.68811 | 4.7317 | 6.4777e-05 | 2.5425e-05 | 0.0002963
Commercial | High Efficiency Chiller (Water cooled-centrifugal, 200 tons) | Grocery | Turnover | T_GR_High Efficiency Chiller (Water cooled-centrifugal, 200 tons) | 1.362 | 1.025 | 1.3745 | 0 | 0 | 0 | [12 empty] | Commercial | Efficient Exhaust Hood | Grocery | Turnover | T_GR_Efficient Exhaust Hood | 2.9051 | 0.68811 | 4.7317 | 0 | 0 | 0
Commercial | High Efficiency Chiller (Water cooled-centrifugal, 200 tons) | Grocery | New | N_GR_High Efficiency Chiller (Water cooled-centrifugal, 200 tons) | 1.362 | 1.025 | 1.3745 | 0 | 0 | 0 | [12 empty] | Commercial | Efficient Exhaust Hood | Healthcare | Turnover | T_HC_Efficient Exhaust Hood | 2.9051 | 0.68811 | 4.7317 | 0.0038656 | 0.0015172 | 0.017682
Commercial | Thermal Energy Storage | Healthcare | New | N_HC_Thermal Energy Storage | 2.4773 | 2.9211 | 9999 | 0 | 0 | 0 | [12 empty] | Commercial | Efficient Exhaust Hood | Hospitals | Turnover | T_HS_Efficient Exhaust Hood | 2.9051 | 0.68811 | 4.7317 | 0.013212 | 0.0051858 | 0.060435
Commercial | Ceiling Insulation(R2 to R38) | Healthcare | New | N_HC_Ceiling Insulation(R2 to R38) | 4.1366 | 1.0791 | 4.2441 | 0 | 0 | 0 | [12 empty] | Commercial | Efficient Exhaust Hood | Institutional | Turnover | T_IN_Efficient Exhaust Hood | 2.9051 | 0.68811 | 4.7317 | 0 | 0 | 0
Commercial | Wall Insulation | Healthcare | Existing | E_HC_Wall Insulation | 3.0387 | 1.024 | 3.1948 | 0.0015833 | 6.6932e-05 | 0.079272 | [12 empty] | Commercial | Efficient Exhaust Hood | Lodging/Hospitality | Turnover | T_LG_Efficient Exhaust Hood | 2.9051 | 0.68811 | 4.7317 | 0.050692 | 0.019896 | 0.23187
Commercial | Thermal Energy Storage | Healthcare | Existing | E_HC_Thermal Energy Storage | 2.4773 | 2.9211 | 9999 | 0 | 0 | 0 | [12 empty] | Commercial | Efficient Exhaust Hood | Miscellaneous | Turnover | T_MS_Efficient Exhaust Hood | 2.9051 | 0.68811 | 4.7317 | 0 | 0 | 0
Commercial | Low U-Value Windows | Healthcare | Existing | E_HC_Low U-Value Windows | 1.4101 | 1.0262 | 1.4254 | 0.058082 | 6.1179e-06 | 0.15773 | [12 empty] | Commercial | Efficient Exhaust Hood | Offices | Turnover | T_OF_Efficient Exhaust Hood | 2.9051 | 0.68811 | 4.7317 | 0 | 0 | 0
Commercial | Ceiling Insulation(R2 to R38) | Healthcare | Existing | E_HC_Ceiling Insulation(R2 to R38) | 4.2086 | 1.084 | 4.3067 | 0.043178 | 0.012537 | 2.1856 | [12 empty] | Commercial | Efficient Exhaust Hood | Restaurants | Turnover | T_RS_Efficient Exhaust Hood | 2.9051 | 0.68811 | 4.7317 | 0.25007 | 0.098152 | 1.1439
Commercial | High Efficiency DX 135k- less than 240k BTU | Healthcare | Turnover | T_HC_High Efficiency DX 135k- less than 240k BTU | 1.4434 | 1.0309 | 1.4634 | 0.45881 | 0 | 1.1155 | [12 empty] | Commercial | Efficient Exhaust Hood | Retail | Turnover | T_RT_Efficient Exhaust Hood | 2.9051 | 0.68811 | 4.7317 | 0 | 0 | 0
Commercial | High Efficiency DX 135k- less than 240k BTU | Healthcare | New | N_HC_High Efficiency DX 135k- less than 240k BTU | 1.4434 | 1.0309 | 1.4634 | 0.11275 | 0 | 0.27398 | [12 empty] | Commercial | Efficient Exhaust Hood | Schools K-12 | Turnover | T_SC_Efficient Exhaust Hood | 2.9051 | 0.68811 | 4.7317 | 0.0012083 | 0.00047427 | 0.0055271
Commercial | High Efficiency Chiller (Water cooled-positive displacement, 100 tons) | Healthcare | Turnover | T_HC_High Efficiency Chiller (Water cooled-positive displacement, 100 tons) | 2.9925 | 1.025 | 3.1496 | 0 | 0 | 0 | [12 empty] | Commercial | Efficient Exhaust Hood | Warehouse | Turnover | T_WR_Efficient Exhaust Hood | 2.9051 | 0.68811 | 4.7317 | 0 | 0 | 0
Commercial | High Efficiency Chiller (Water cooled-centrifugal, 200 tons) | Healthcare | Turnover | T_HC_High Efficiency Chiller (Water cooled-centrifugal, 200 tons) | 4.8874 | 1.0876 | 5.1029 | 0 | 0 | 0 | [12 empty] | Commercial | Efficient Exhaust Hood | Assembly | New | N_AS_Efficient Exhaust Hood | 2.9051 | 0.68811 | 4.7317 | 0 | 0 | 0
Commercial | High Efficiency Chiller (Water cooled-positive displacement, 100 tons) | Healthcare | New | N_HC_High Efficiency Chiller (Water cooled-positive displacement, 100 tons) | 2.9925 | 1.025 | 3.1496 | 0 | 0 | 0 | [12 empty] | Commercial | Efficient Exhaust Hood | College and University | New | N_CU_Efficient Exhaust Hood | 2.9051 | 0.68811 | 4.7317 | 9.6855e-06 | 3.8015e-06 | 4.4303e-05
Commercial | High Efficiency Chiller (Water cooled-centrifugal, 200 tons) | Healthcare | New | N_HC_High Efficiency Chiller (Water cooled-centrifugal, 200 tons) | 4.8874 | 1.0876 | 5.1029 | 0 | 0 | 0 | [12 empty] | Commercial | Efficient Exhaust Hood | Grocery | New | N_GR_Efficient Exhaust Hood | 2.9051 | 0.68811 | 4.7317 | 0 | 0 | 0
Commercial | Thermal Energy Storage | Hospitals | New | N_HS_Thermal Energy Storage | 2.4773 | 2.9211 | 9999 | 0 | 0 | 0 | [12 empty] | Commercial | Efficient Exhaust Hood | Healthcare | New | N_HC_Efficient Exhaust Hood | 2.9051 | 0.68811 | 4.7317 | 0.00057805 | 0.00022688 | 0.0026441
Commercial | Ceiling Insulation(R2 to R38) | Hospitals | New | N_HS_Ceiling Insulation(R2 to R38) | 4.1125 | 1.0728 | 4.2441 | 0 | 0 | 0 | [12 empty] | Commercial | Efficient Exhaust Hood | Hospitals | New | N_HS_Efficient Exhaust Hood | 2.9051 | 0.68811 | 4.7317 | 0.0019757 | 0.00077546 | 0.0090372
Commercial | Wall Insulation | Hospitals | Existing | E_HS_Wall Insulation | 3.103 | 1.0241 | 3.2687 | 0 | 0 | 0 | [12 empty] | Commercial | Efficient Exhaust Hood | Institutional | New | N_IN_Efficient Exhaust Hood | 2.9051 | 0.68811 | 4.7317 | 0 | 0 | 0
Commercial | Thermal Energy Storage | Hospitals | Existing | E_HS_Thermal Energy Storage | 2.4773 | 2.9211 | 9999 | 2.9198 | 0.84621 | -0.46461 | [12 empty] | Commercial | Efficient Exhaust Hood | Lodging/Hospitality | New | N_LG_Efficient Exhaust Hood | 2.9051 | 0.68811 | 4.7317 | 0.0075787 | 0.0029746 | 0.034666
Commercial | Low U-Value Windows | Hospitals | Existing | E_HS_Low U-Value Windows | 1.4101 | 1.0262 | 1.4254 | 0.053095 | 1.2365e-06 | 0.14314 | [12 empty] | Commercial | Efficient Exhaust Hood | Miscellaneous | New | N_MS_Efficient Exhaust Hood | 2.9051 | 0.68811 | 4.7317 | 0 | 0 | 0
Commercial | Ceiling Insulation(R2 to R38) | Hospitals | Existing | E_HS_Ceiling Insulation(R2 to R38) | 4.184 | 1.0776 | 4.3067 | 0 | 0 | 0 | [12 empty] | Commercial | Efficient Exhaust Hood | Offices | New | N_OF_Efficient Exhaust Hood | 2.9051 | 0.68811 | 4.7317 | 0 | 0 | 0
Commercial | High Efficiency DX 135k- less than 240k BTU | Hospitals | Turnover | T_HS_High Efficiency DX 135k- less than 240k BTU | 1.3704 | 1.0309 | 1.3862 | 0.17443 | 0 | 0.42237 | [12 empty] | Commercial | Efficient Exhaust Hood | Restaurants | New | N_RS_Efficient Exhaust Hood | 2.9051 | 0.68811 | 4.7317 | 0.037381 | 0.014672 | 0.17099
Commercial | High Efficiency DX 135k- less than 240k BTU | Hospitals | New | N_HS_High Efficiency DX 135k- less than 240k BTU | 1.3704 | 1.0309 | 1.3862 | 0.042866 | 0 | 0.10378 | [12 empty] | Commercial | Efficient Exhaust Hood | Retail | New | N_RT_Efficient Exhaust Hood | 2.9051 | 0.68811 | 4.7317 | 0 | 0 | 0
Commercial | High Efficiency Chiller (Water cooled-positive displacement, 100 tons) | Hospitals | Turnover | T_HS_High Efficiency Chiller (Water cooled-positive displacement, 100 tons) | 2.8457 | 1.025 | 2.9835 | 0.073404 | 0.00014258 | 0.1948 | [12 empty] | Commercial | Efficient Exhaust Hood | Schools K-12 | New | N_SC_Efficient Exhaust Hood | 2.9051 | 0.68811 | 4.7317 | 0.00018067 | 7.0913e-05 | 0.00082642
Commercial | High Efficiency Chiller (Water cooled-centrifugal, 200 tons) | Hospitals | Turnover | T_HS_High Efficiency Chiller (Water cooled-centrifugal, 200 tons) | 4.6589 | 1.0758 | 4.8865 | 0.12156 | 0.00023612 | 0.32261 | [12 empty] | Commercial | Efficient Exhaust Hood | Warehouse | New | N_WR_Efficient Exhaust Hood | 2.9051 | 0.68811 | 4.7317 | 0 | 0 | 0
Commercial | High Efficiency Chiller (Water cooled-positive displacement, 100 tons) | Hospitals | New | N_HS_High Efficiency Chiller (Water cooled-positive displacement, 100 tons) | 2.8457 | 1.025 | 2.9835 | 0.024044 | 4.6702e-05 | 0.063809 | [12 empty] | Commercial | Energy Star Hot Food Holding Cabinet | Assembly | Turnover | T_AS_Energy Star Hot Food Holding Cabinet | 1.1819 | 0.48299 | 2.5674 | 0 | 0 | 0
Commercial | High Efficiency Chiller (Water cooled-centrifugal, 200 tons) | Hospitals | New | N_HS_High Efficiency Chiller (Water cooled-centrifugal, 200 tons) | 4.6589 | 1.0758 | 4.8865 | 0.039832 | 7.737e-05 | 0.10571 | [12 empty] | Commercial | Energy Star Hot Food Holding Cabinet | College and University | Turnover | T_CU_Energy Star Hot Food Holding Cabinet | 1.1819 | 0.48299 | 2.5674 | 0.00018915 | 9.1525e-05 | 0.0010271
Commercial | Thermal Energy Storage | Institutional | New | N_IN_Thermal Energy Storage | 2.4773 | 2.9211 | 9999 | 0 | 0 | 0 | [12 empty] | Commercial | Energy Star Hot Food Holding Cabinet | Grocery | Turnover | T_GR_Energy Star Hot Food Holding Cabinet | 1.1819 | 0.48299 | 2.5674 | 0 | 0 | 0
Commercial | Ceiling Insulation(R2 to R38) | Institutional | New | N_IN_Ceiling Insulation(R2 to R38) | 4.1366 | 1.0791 | 4.2441 | 0 | 0 | 0 | [12 empty] | Commercial | Energy Star Hot Food Holding Cabinet | Healthcare | Turnover | T_HC_Energy Star Hot Food Holding Cabinet | 1.1819 | 0.48299 | 2.5674 | 0.011231 | 0.0054341 | 0.060982
Commercial | Wall Insulation | Institutional | Existing | E_IN_Wall Insulation | 3.0795 | 1.024 | 3.241 | 0 | 0 | 0 | [12 empty] | Commercial | Energy Star Hot Food Holding Cabinet | Hospitals | Turnover | T_HS_Energy Star Hot Food Holding Cabinet | 1.1819 | 0.48299 | 2.5674 | 0.035589 | 0.01722 | 0.19325
Commercial | Thermal Energy Storage | Institutional | Existing | E_IN_Thermal Energy Storage | 2.4773 | 2.9211 | 9999 | 0.73043 | 0.21169 | -0.11623 | [12 empty] | Commercial | Energy Star Hot Food Holding Cabinet | Institutional | Turnover | T_IN_Energy Star Hot Food Holding Cabinet | 1.1819 | 0.48299 | 2.5674 | 0 | 0 | 0
Commercial | Low U-Value Windows | Institutional | Existing | E_IN_Low U-Value Windows | 1.4101 | 1.0262 | 1.4254 | 0.02643 | 2.4903e-06 | 0.071706 | [12 empty] | Commercial | Energy Star Hot Food Holding Cabinet | Lodging/Hospitality | Turnover | T_LG_Energy Star Hot Food Holding Cabinet | 1.1819 | 0.48299 | 2.5674 | 0.11448 | 0.055392 | 0.62161
Commercial | Ceiling Insulation(R2 to R38) | Institutional | Existing | E_IN_Ceiling Insulation(R2 to R38) | 4.2086 | 1.084 | 4.3067 | 0 | 0 | 0 | [12 empty] | Commercial | Energy Star Hot Food Holding Cabinet | Miscellaneous | Turnover | T_MS_Energy Star Hot Food Holding Cabinet | 1.1819 | 0.48299 | 2.5674 | 0 | 0 | 0
Commercial | High Efficiency PTHP | Institutional | Turnover | T_IN_High Efficiency PTHP | 4.2571 | 1.2017 | 3.9921 | 0 | 0 | 0 | [12 empty] | Commercial | Energy Star Hot Food Holding Cabinet | Offices | Turnover | T_OF_Energy Star Hot Food Holding Cabinet | 1.1819 | 0.48299 | 2.5674 | 0 | 0 | 0
Commercial | High Efficiency PTAC | Institutional | Turnover | T_IN_High Efficiency PTAC | 4.2324 | 1.2124 | 3.9237 | 0.0038042 | 0 | 0.0079893 | [12 empty] | Commercial | Energy Star Hot Food Holding Cabinet | Restaurants | Turnover | T_RS_Energy Star Hot Food Holding Cabinet | 1.1819 | 0.48299 | 2.5674 | 0.56472 | 0.27325 | 3.0664
Commercial | High Efficiency PTHP | Institutional | New | N_IN_High Efficiency PTHP | 4.2571 | 1.2017 | 3.9921 | 0 | 0 | 0 | [12 empty] | Commercial | Energy Star Hot Food Holding Cabinet | Retail | Turnover | T_RT_Energy Star Hot Food Holding Cabinet | 1.1819 | 0.48299 | 2.5674 | 0 | 0 | 0
Commercial | High Efficiency PTAC | Institutional | New | N_IN_High Efficiency PTAC | 4.2324 | 1.2124 | 3.9237 | 0.00096658 | 0 | 0.00203 | [12 empty] | Commercial | Energy Star Hot Food Holding Cabinet | Schools K-12 | Turnover | T_SC_Energy Star Hot Food Holding Cabinet | 1.1819 | 0.48299 | 2.5674 | 0.0035284 | 0.0017073 | 0.019159
Commercial | High Efficiency Chiller (Water cooled-centrifugal, 200 tons) | Institutional | Turnover | T_IN_High Efficiency Chiller (Water cooled-centrifugal, 200 tons) | 1.3328 | 1.025 | 1.344 | 0.0279 | 5.4193e-05 | 0.074043 | [12 empty] | Commercial | Energy Star Hot Food Holding Cabinet | Warehouse | Turnover | T_WR_Energy Star Hot Food Holding Cabinet | 1.1819 | 0.48299 | 2.5674 | 0 | 0 | 0
Commercial | High Efficiency Chiller (Water cooled-centrifugal, 200 tons) | Institutional | New | N_IN_High Efficiency Chiller (Water cooled-centrifugal, 200 tons) | 1.3328 | 1.025 | 1.344 | 0.009147 | 1.7767e-05 | 0.024275 | [12 empty] | Commercial | Energy Star Hot Food Holding Cabinet | Assembly | New | N_AS_Energy Star Hot Food Holding Cabinet | 1.1819 | 0.48299 | 2.5674 | 0 | 0 | 0
Commercial | Thermal Energy Storage | Lodging/Hospitality | New | N_LG_Thermal Energy Storage | 2.4773 | 2.9211 | 9999 | 0 | 0 | 0 | [12 empty] | Commercial | Energy Star Hot Food Holding Cabinet | College and University | New | N_CU_Energy Star Hot Food Holding Cabinet | 1.1819 | 0.48299 | 2.5674 | 2.8306e-05 | 1.3696e-05 | 0.0001537
Commercial | Smart Thermostat | Lodging/Hospitality | New | N_LG_Smart Thermostat | 11.1671 | 4.5001 | 2.7322 | -0.021176 | 0.08526 | 0.68962 | [12 empty] | Commercial | Energy Star Hot Food Holding Cabinet | Grocery | New | N_GR_Energy Star Hot Food Holding Cabinet | 1.1819 | 0.48299 | 2.5674 | 0 | 0 | 0
Commercial | Programmable Thermostat | Lodging/Hospitality | New | N_LG_Programmable Thermostat | 6.5572 | 3.5066 | 1.9764 | 0 | 0 | 0 | [12 empty] | Commercial | Energy Star Hot Food Holding Cabinet | Healthcare | New | N_HC_Energy Star Hot Food Holding Cabinet | 1.1819 | 0.48299 | 2.5674 | 0.0016808 | 0.00081328 | 0.0091266
Commercial | Ceiling Insulation(R2 to R38) | Lodging/Hospitality | New | N_LG_Ceiling Insulation(R2 to R38) | 4.1125 | 1.0728 | 4.2441 | 0 | 0 | 0 | [12 empty] | Commercial | Energy Star Hot Food Holding Cabinet | Hospitals | New | N_HS_Energy Star Hot Food Holding Cabinet | 1.1819 | 0.48299 | 2.5674 | 0.0053266 | 0.0025774 | 0.028923
Commercial | Wall Insulation | Lodging/Hospitality | Existing | E_LG_Wall Insulation | 3.0615 | 1.0241 | 3.2216 | 0 | 0 | 0 | [12 empty] | Commercial | Energy Star Hot Food Holding Cabinet | Institutional | New | N_IN_Energy Star Hot Food Holding Cabinet | 1.1819 | 0.48299 | 2.5674 | 0 | 0 | 0
Commercial | Thermal Energy Storage | Lodging/Hospitality | Existing | E_LG_Thermal Energy Storage | 2.4773 | 2.9211 | 9999 | 0.57511 | 0.16668 | -0.091513 | [12 empty] | Commercial | Energy Star Hot Food Holding Cabinet | Lodging/Hospitality | New | N_LG_Energy Star Hot Food Holding Cabinet | 1.1819 | 0.48299 | 2.5674 | 0.017133 | 0.0082903 | 0.093034
Commercial | Smart Thermostat | Lodging/Hospitality | Existing | E_LG_Smart Thermostat | 11.1671 | 4.5001 | 2.7322 | -0.17176 | 0.71879 | 5.6027 | [12 empty] | Commercial | Energy Star Hot Food Holding Cabinet | Miscellaneous | New | N_MS_Energy Star Hot Food Holding Cabinet | 1.1819 | 0.48299 | 2.5674 | 0 | 0 | 0
Commercial | Programmable Thermostat | Lodging/Hospitality | Existing | E_LG_Programmable Thermostat | 6.5572 | 3.5066 | 1.9764 | 0 | 0 | 0 | [12 empty] | Commercial | Energy Star Hot Food Holding Cabinet | Offices | New | N_OF_Energy Star Hot Food Holding Cabinet | 1.1819 | 0.48299 | 2.5674 | 0 | 0 | 0
Commercial | Low U-Value Windows | Lodging/Hospitality | Existing | E_LG_Low U-Value Windows | 1.6039 | 1.0229 | 1.6264 | 0.13809 | -0.0013965 | 0.32701 | [12 empty] | Commercial | Energy Star Hot Food Holding Cabinet | Restaurants | New | N_RS_Energy Star Hot Food Holding Cabinet | 1.1819 | 0.48299 | 2.5674 | 0.084506 | 0.04089 | 0.45887
Commercial | Ceiling Insulation(R2 to R38) | Lodging/Hospitality | Existing | E_LG_Ceiling Insulation(R2 to R38) | 4.184 | 1.0776 | 4.3067 | 0 | 0 | 0 | [12 empty] | Commercial | Energy Star Hot Food Holding Cabinet | Retail | New | N_RT_Energy Star Hot Food Holding Cabinet | 1.1819 | 0.48299 | 2.5674 | 0 | 0 | 0
Commercial | Demand Controlled Ventilation | Lodging/Hospitality | New | N_LG_Demand Controlled Ventilation | 4.1966 | 1.2406 | 4.0532 | 0.071146 | 0.40055 | 0.68334 | [12 empty] | Commercial | Energy Star Hot Food Holding Cabinet | Schools K-12 | New | N_SC_Energy Star Hot Food Holding Cabinet | 1.1819 | 0.48299 | 2.5674 | 0.00052801 | 0.00025549 | 0.0028671
Commercial | Demand Controlled Ventilation | Lodging/Hospitality | Existing | E_LG_Demand Controlled Ventilation | 4.1966 | 1.2406 | 4.0532 | 0.49886 | 2.8086 | 4.7914 | [12 empty] | Commercial | Energy Star Hot Food Holding Cabinet | Warehouse | New | N_WR_Energy Star Hot Food Holding Cabinet | 1.1819 | 0.48299 | 2.5674 | 0 | 0 | 0
Commercial | High Efficiency Chiller (Water cooled-positive displacement, 100 tons) | Lodging/Hospitality | Turnover | T_LG_High Efficiency Chiller (Water cooled-positive displacement, 100 tons) | 2.3125 | 1.025 | 2.391 | 0.012392 | 2.4071e-05 | 0.032887 | [12 empty] | Commercial | Heat Pump Water Heater | Assembly | Turnover | T_AS_Heat Pump Water Heater | 1.8139 | 0.53776 | 3.8054 | 0.0052061 | 0.0034627 | 0.030806
Commercial | High Efficiency Chiller (Water cooled-centrifugal, 200 tons) | Lodging/Hospitality | Turnover | T_LG_High Efficiency Chiller (Water cooled-centrifugal, 200 tons) | 3.82 | 1.025 | 4.1102 | 0.022212 | 4.3144e-05 | 0.058947 | [12 empty] | Commercial | Heat Pump Water Heater | Assembly | New | N_AS_Heat Pump Water Heater | 1.8139 | 0.53776 | 3.8054 | 0.00063651 | 0.00042335 | 0.0037664
Commercial | High Efficiency Chiller (Water cooled-positive displacement, 100 tons) | Lodging/Hospitality | New | N_LG_High Efficiency Chiller (Water cooled-positive displacement, 100 tons) | 2.3125 | 1.025 | 2.391 | 0.0040243 | 7.8167e-06 | 0.01068 | [12 empty] | Commercial | Solar Water Heater | Hospitals | Turnover | T_HS_Solar Water Heater | 1.0016 | 0.35065 | 3.0151 | 0.0017008 | 0.00023878 | 0.022756
Commercial | High Efficiency Chiller (Water cooled-centrifugal, 200 tons) | Lodging/Hospitality | New | N_LG_High Efficiency Chiller (Water cooled-centrifugal, 200 tons) | 3.82 | 1.025 | 4.1102 | 0.0072155 | 1.4015e-05 | 0.019149 | [12 empty] | Commercial | Solar Water Heater | Institutional | Turnover | T_IN_Solar Water Heater | 1.1744 | 0.36969 | 3.3982 | 0.029335 | 0.0041185 | 0.39249
Commercial | Thermal Energy Storage | Miscellaneous | New | N_MS_Thermal Energy Storage | 2.4773 | 2.9211 | 9999 | 0 | 0 | 0 | [12 empty] | Commercial | Solar Water Heater | Lodging/Hospitality | Turnover | T_LG_Solar Water Heater | 1.1744 | 0.36969 | 3.3982 | 0.022547 | 0.0031655 | 0.30167
Commercial | Ceiling Insulation(R2 to R38) | Miscellaneous | New | N_MS_Ceiling Insulation(R2 to R38) | 4.1366 | 1.0791 | 4.2441 | 0 | 0 | 0 | [12 empty] | Commercial | Solar Water Heater | Miscellaneous | Turnover | T_MS_Solar Water Heater | 1.1074 | 0.36278 | 3.2483 | 0.00055031 | 7.7261e-05 | 0.0073628
Commercial | Wall Insulation | Miscellaneous | Existing | E_MS_Wall Insulation | 3.1212 | 1.024 | 3.2884 | 0 | 0 | 0 | [12 empty] | Commercial | Solar Water Heater | Offices | Turnover | T_OF_Solar Water Heater | 1.032 | 0.3543 | 3.0817 | 0.0099515 | 0.0013971 | 0.13315
Commercial | Thermal Energy Storage | Miscellaneous | Existing | E_MS_Thermal Energy Storage | 2.4773 | 2.9211 | 9999 | 1.2226 | 0.35435 | -0.19455 | [12 empty] | Commercial | Solar Water Heater | Hospitals | New | N_HS_Solar Water Heater | 1.0016 | 0.35065 | 3.0151 | 0.00020794 | 2.9193e-05 | 0.002782
Commercial | Low U-Value Windows | Miscellaneous | Existing | E_MS_Low U-Value Windows | 1.3337 | 1.0277 | 1.3461 | 0.094313 | -0.00050833 | 0.2827 | [12 empty] | Commercial | Solar Water Heater | Institutional | New | N_IN_Solar Water Heater | 1.1744 | 0.36969 | 3.3982 | 0.0035816 | 0.00050284 | 0.04792
Commercial | Ceiling Insulation(R2 to R38) | Miscellaneous | Existing | E_MS_Ceiling Insulation(R2 to R38) | 4.2086 | 1.084 | 4.3067 | 0 | 0 | 0 | [12 empty] | Commercial | Solar Water Heater | Lodging/Hospitality | New | N_LG_Solar Water Heater | 1.1744 | 0.36969 | 3.3982 | 0.002747 | 0.00038566 | 0.036753
Commercial | High Efficiency PTHP | Miscellaneous | Turnover | T_MS_High Efficiency PTHP | 4.3506 | 1.209 | 4.0663 | 0.020594 | 0 | 0.041407 | [12 empty] | Commercial | Solar Water Heater | Miscellaneous | New | N_MS_Solar Water Heater | 1.1074 | 0.36278 | 3.2483 | 6.7072e-05 | 9.4165e-06 | 0.00089738
Commercial | High Efficiency PTAC | Miscellaneous | Turnover | T_MS_High Efficiency PTAC | 3.7966 | 1.0647 | 4.0231 | 0 | 0 | 0 | [12 empty] | Commercial | Solar Water Heater | Offices | New | N_OF_Solar Water Heater | 1.032 | 0.3543 | 3.0817 | 0.0012119 | 0.00017014 | 0.016214
Commercial | High Efficiency PTHP | Miscellaneous | New | N_MS_High Efficiency PTHP | 4.3506 | 1.209 | 4.0663 | 0.0052319 | 0 | 0.010519 | [12 empty] | Commercial | High Efficiency Chiller (Air Cooled, 50 tons) | Assembly | Turnover | T_AS_High Efficiency Chiller (Air Cooled, 50 tons) | 2.052 | 0.68483 | 3.1373 | 0.080067 | 0.0036438 | 0.29393
Commercial | High Efficiency PTAC | Miscellaneous | New | N_MS_High Efficiency PTAC | 3.7966 | 1.0647 | 4.0231 | 0 | 0 | 0 | [12 empty] | Commercial | High Efficiency Chiller (Air Cooled, 50 tons) | College and University | Turnover | T_CU_High Efficiency Chiller (Air Cooled, 50 tons) | 2.2602 | 0.70655 | 3.3712 | 0.004598 | 0.00020925 | 0.01688
Commercial | Demand Controlled Ventilation | Miscellaneous | New | N_MS_Demand Controlled Ventilation | 3.8664 | 1.2101 | 3.7698 | 0.0051648 | 0.029078 | 0.049607 | [12 empty] | Commercial | High Efficiency Chiller (Air Cooled, 50 tons) | Grocery | Turnover | T_GR_High Efficiency Chiller (Air Cooled, 50 tons) | 1.168 | 0.54674 | 2.1807 | 0 | 0 | 0
Commercial | Demand Controlled Ventilation | Miscellaneous | Existing | E_MS_Demand Controlled Ventilation | 3.8664 | 1.2101 | 3.7698 | 0.036237 | 0.20402 | 0.34805 | [12 empty] | Commercial | High Efficiency Chiller (Air Cooled, 50 tons) | Healthcare | Turnover | T_HC_High Efficiency Chiller (Air Cooled, 50 tons) | 4.1438 | 0.82358 | 5.6508 | 0 | 0 | 0
Commercial | High Efficiency Chiller (Water cooled-centrifugal, 200 tons) | Miscellaneous | Turnover | T_MS_High Efficiency Chiller (Water cooled-centrifugal, 200 tons) | 1.3766 | 1.025 | 1.3897 | 0.026992 | 5.243e-05 | 0.071634 | [12 empty] | Commercial | High Efficiency Chiller (Air Cooled, 50 tons) | Hospitals | Turnover | T_HS_High Efficiency Chiller (Air Cooled, 50 tons) | 3.953 | 0.81575 | 5.4055 | 0.16852 | 0.0076694 | 0.61866
Commercial | High Efficiency Chiller (Water cooled-centrifugal, 200 tons) | Miscellaneous | New | N_MS_High Efficiency Chiller (Water cooled-centrifugal, 200 tons) | 1.3766 | 1.025 | 1.3897 | 0.0088481 | 1.7186e-05 | 0.023482 | [12 empty] | Commercial | High Efficiency Chiller (Air Cooled, 50 tons) | Institutional | Turnover | T_IN_High Efficiency Chiller (Air Cooled, 50 tons) | 1.1431 | 0.54121 | 2.1545 | 0.052313 | 0.0023808 | 0.19205
Commercial | Thermal Energy Storage | Offices | New | N_OF_Thermal Energy Storage | 2.4773 | 2.9211 | 9999 | 0 | 0 | 0 | [12 empty] | Commercial | High Efficiency Chiller (Air Cooled, 50 tons) | Lodging/Hospitality | Turnover | T_LG_High Efficiency Chiller (Air Cooled, 50 tons) | 3.25 | 0.78089 | 4.5306 | 0.031151 | 0.0014177 | 0.11436
Commercial | Ceiling Insulation(R2 to R38) | Offices | New | N_OF_Ceiling Insulation(R2 to R38) | 4.1366 | 1.0791 | 4.2441 | 0 | 0 | 0 | [12 empty] | Commercial | High Efficiency Chiller (Air Cooled, 50 tons) | Miscellaneous | Turnover | T_MS_High Efficiency Chiller (Air Cooled, 50 tons) | 1.1805 | 0.54945 | 2.1938 | 0.050426 | 0.0022948 | 0.18512
Commercial | Wall Insulation | Offices | Existing | E_OF_Wall Insulation | 3.1212 | 1.024 | 3.2884 | 0.010604 | 0.0042378 | 0.53934 | [12 empty] | Commercial | High Efficiency Chiller (Air Cooled, 50 tons) | Offices | Turnover | T_OF_High Efficiency Chiller (Air Cooled, 50 tons) | 2.2906 | 0.70949 | 3.4055 | 0.14285 | 0.0065013 | 0.52443
Commercial | Thermal Energy Storage | Offices | Existing | E_OF_Thermal Energy Storage | 2.4773 | 2.9211 | 9999 | 1.986 | 0.57559 | -0.31602 | [12 empty] | Commercial | High Efficiency Chiller (Air Cooled, 50 tons) | Restaurants | Turnover | T_RS_High Efficiency Chiller (Air Cooled, 50 tons) | 3.1946 | 0.77765 | 4.4636 | 0.0083412 | 0.0003796 | 0.030621
Commercial | Low U-Value Windows | Offices | Existing | E_OF_Low U-Value Windows | 1.4101 | 1.0262 | 1.4254 | 0.092578 | 9.2194e-05 | 0.27125 | [12 empty] | Commercial | High Efficiency Chiller (Air Cooled, 50 tons) | Retail | Turnover | T_RT_High Efficiency Chiller (Air Cooled, 50 tons) | 2.5606 | 0.73345 | 3.7146 | 0 | 0 | 0
Commercial | Ceiling Insulation(R2 to R38) | Offices | Existing | E_OF_Ceiling Insulation(R2 to R38) | 4.2086 | 1.084 | 4.3067 | 0.027678 | 0.075943 | 1.5516 | [12 empty] | Commercial | High Efficiency Chiller (Air Cooled, 50 tons) | Schools K-12 | Turnover | T_SC_High Efficiency Chiller (Air Cooled, 50 tons) | 2.2501 | 0.70556 | 3.3597 | 0.038142 | 0.0017358 | 0.14002
Commercial | Demand Controlled Ventilation | Offices | New | N_OF_Demand Controlled Ventilation | 4.0216 | 1.2249 | 3.9019 | 0.082686 | 0.46552 | 0.79418 | [12 empty] | Commercial | High Efficiency Chiller (Air Cooled, 50 tons) | Assembly | New | N_AS_High Efficiency Chiller (Air Cooled, 50 tons) | 2.052 | 0.68483 | 3.1373 | 0.026226 | 0.0011935 | 0.096279
Commercial | Demand Controlled Ventilation | Offices | Existing | E_OF_Demand Controlled Ventilation | 4.0216 | 1.2249 | 3.9019 | 0.77173 | 4.3449 | 7.4123 | [12 empty] | Commercial | High Efficiency Chiller (Air Cooled, 50 tons) | College and University | New | N_CU_High Efficiency Chiller (Air Cooled, 50 tons) | 2.2602 | 0.70655 | 3.3712 | 0.0015064 | 6.8555e-05 | 0.0055301
Commercial | High Efficiency Chiller (Water cooled-positive displacement, 100 tons) | Offices | Turnover | T_OF_High Efficiency Chiller (Water cooled-positive displacement, 100 tons) | 1.6044 | 1.025 | 1.6291 | 0.050743 | 9.8563e-05 | 0.13467 | [12 empty] | Commercial | High Efficiency Chiller (Air Cooled, 50 tons) | Grocery | New | N_GR_High Efficiency Chiller (Air Cooled, 50 tons) | 1.168 | 0.54674 | 2.1807 | 0 | 0 | 0
Commercial | High Efficiency Chiller (Water cooled-centrifugal, 200 tons) | Offices | Turnover | T_OF_High Efficiency Chiller (Water cooled-centrifugal, 200 tons) | 2.6825 | 1.025 | 2.8004 | 0.088829 | 0.00017254 | 0.23574 | [12 empty] | Commercial | High Efficiency Chiller (Air Cooled, 50 tons) | Healthcare | New | N_HC_High Efficiency Chiller (Air Cooled, 50 tons) | 4.1438 | 0.82358 | 5.6508 | 0 | 0 | 0
Commercial | High Efficiency Chiller (Water cooled-positive displacement, 100 tons) | Offices | New | N_OF_High Efficiency Chiller (Water cooled-positive displacement, 100 tons) | 1.6044 | 1.025 | 1.6291 | 0.016626 | 3.2293e-05 | 0.044122 | [12 empty] | Commercial | High Efficiency Chiller (Air Cooled, 50 tons) | Hospitals | New | N_HS_High Efficiency Chiller (Air Cooled, 50 tons) | 3.953 | 0.81575 | 5.4055 | 0.0552 | 0.0025121 | 0.20264
Commercial | High Efficiency Chiller (Water cooled-centrifugal, 200 tons) | Offices | New | N_OF_High Efficiency Chiller (Water cooled-centrifugal, 200 tons) | 2.6825 | 1.025 | 2.8004 | 0.029115 | 5.6552e-05 | 0.077266 | [12 empty] | Commercial | High Efficiency Chiller (Air Cooled, 50 tons) | Institutional | New | N_IN_High Efficiency Chiller (Air Cooled, 50 tons) | 1.1431 | 0.54121 | 2.1545 | 0.0048805 | 0.00022211 | 0.017917
Commercial | Thermal Energy Storage | Restaurants | New | N_RS_Thermal Energy Storage | 2.4773 | 2.9211 | 9999 | 0 | 0 | 0 | [12 empty] | Commercial | High Efficiency Chiller (Air Cooled, 50 tons) | Lodging/Hospitality | New | N_LG_High Efficiency Chiller (Air Cooled, 50 tons) | 3.25 | 0.78089 | 4.5306 | 0.010116 | 0.00046037 | 0.037137
Commercial | Ceiling Insulation(R2 to R38) | Restaurants | New | N_RS_Ceiling Insulation(R2 to R38) | 4.245 | 1.1074 | 4.2441 | 0 | 0 | 0 | [12 empty] | Commercial | High Efficiency Chiller (Air Cooled, 50 tons) | Miscellaneous | New | N_MS_High Efficiency Chiller (Air Cooled, 50 tons) | 1.1805 | 0.54945 | 2.1938 | 0.0044124 | 0.00020081 | 0.016198
Commercial | Wall Insulation | Restaurants | Existing | E_RS_Wall Insulation | 3.2468 | 1.0252 | 3.4203 | 0 | 0 | 0 | [12 empty] | Commercial | High Efficiency Chiller (Air Cooled, 50 tons) | Offices | New | N_OF_High Efficiency Chiller (Air Cooled, 50 tons) | 2.2906 | 0.70949 | 3.4055 | 0.046779 | 0.0021289 | 0.17173
Commercial | Thermal Energy Storage | Restaurants | Existing | E_RS_Thermal Energy Storage | 2.4773 | 2.9211 | 9999 | 0 | 0 | 0 | [12 empty] | Commercial | High Efficiency Chiller (Air Cooled, 50 tons) | Restaurants | New | N_RS_High Efficiency Chiller (Air Cooled, 50 tons) | 3.1946 | 0.77765 | 4.4636 | 0.0027252 | 0.00012402 | 0.010004
Commercial | Low U-Value Windows | Restaurants | Existing | E_RS_Low U-Value Windows | 1.4101 | 1.0262 | 1.4254 | 0.12399 | 0.00010468 | 0.35876 | [12 empty] | Commercial | High Efficiency Chiller (Air Cooled, 50 tons) | Retail | New | N_RT_High Efficiency Chiller (Air Cooled, 50 tons) | 2.5606 | 0.73345 | 3.7146 | 0 | 0 | 0
Commercial | Ceiling Insulation(R2 to R38) | Restaurants | Existing | E_RS_Ceiling Insulation(R2 to R38) | 4.3188 | 1.1123 | 4.3067 | 0 | 0 | 0 | [12 empty] | Commercial | High Efficiency Chiller (Air Cooled, 50 tons) | Schools K-12 | New | N_SC_High Efficiency Chiller (Air Cooled, 50 tons) | 2.2501 | 0.70556 | 3.3597 | 0.012496 | 0.0005687 | 0.045875
Commercial | Demand Controlled Ventilation | Restaurants | New | N_RS_Demand Controlled Ventilation | 1.4263 | 1.041 | 1.4517 | 0.017538 | 0.098737 | 0.16844 | [12 empty] | Commercial | High Efficiency Chiller (Water cooled-centrifugal, 200 tons) | Assembly | Turnover | T_AS_High Efficiency Chiller (Water cooled-centrifugal, 200 tons) | 2.4009 | 0.8652 | 2.8856 | 0.05658 | 0.0001099 | 0.15015
Commercial | Demand Controlled Ventilation | Restaurants | Existing | E_RS_Demand Controlled Ventilation | 1.4263 | 1.041 | 1.4517 | 0.12358 | 0.69576 | 1.187 | [12 empty] | Commercial | High Efficiency Chiller (Water cooled-centrifugal, 200 tons) | College and University | Turnover | T_CU_High Efficiency Chiller (Water cooled-centrifugal, 200 tons) | 2.6466 | 0.89515 | 3.0919 | 0.0032516 | 6.3158e-06 | 0.0086292
Commercial | High Efficiency Chiller (Water cooled-positive displacement, 100 tons) | Restaurants | Turnover | T_RS_High Efficiency Chiller (Water cooled-positive displacement, 100 tons) | 2.271 | 1.025 | 2.3456 | 0.0032956 | 6.4013e-06 | 0.008746 | [12 empty] | Commercial | High Efficiency Chiller (Water cooled-centrifugal, 200 tons) | Grocery | Turnover | T_GR_High Efficiency Chiller (Water cooled-centrifugal, 200 tons) | 1.362 | 0.67866 | 2.0416 | 0 | 0 | 0
Commercial | High Efficiency Chiller (Water cooled-centrifugal, 200 tons) | Restaurants | Turnover | T_RS_High Efficiency Chiller (Water cooled-centrifugal, 200 tons) | 3.7541 | 1.025 | 4.0321 | 0.0058988 | 1.1458e-05 | 0.015655 | [12 empty] | Commercial | High Efficiency Chiller (Water cooled-centrifugal, 200 tons) | Healthcare | Turnover | T_HC_High Efficiency Chiller (Water cooled-centrifugal, 200 tons) | 4.8874 | 1.0594 | 5.1029 | 0 | 0 | 0
Commercial | High Efficiency Chiller (Water cooled-positive displacement, 100 tons) | Restaurants | New | N_RS_High Efficiency Chiller (Water cooled-positive displacement, 100 tons) | 2.271 | 1.025 | 2.3456 | 0.0010802 | 2.0982e-06 | 0.0028667 | [12 empty] | Commercial | High Efficiency Chiller (Water cooled-centrifugal, 200 tons) | Hospitals | Turnover | T_HS_High Efficiency Chiller (Water cooled-centrifugal, 200 tons) | 4.6589 | 1.0483 | 4.8865 | 0.12156 | 0.00023612 | 0.32261
Commercial | High Efficiency Chiller (Water cooled-centrifugal, 200 tons) | Restaurants | New | N_RS_High Efficiency Chiller (Water cooled-centrifugal, 200 tons) | 3.7541 | 1.025 | 4.0321 | 0.0019341 | 3.7568e-06 | 0.0051328 | [12 empty] | Commercial | High Efficiency Chiller (Water cooled-centrifugal, 200 tons) | Institutional | Turnover | T_IN_High Efficiency Chiller (Water cooled-centrifugal, 200 tons) | 1.3328 | 0.67133 | 2.0185 | 0.036697 | 7.1281e-05 | 0.09739
Commercial | Thermal Energy Storage | Retail | New | N_RT_Thermal Energy Storage | 2.4773 | 2.9211 | 9999 | 0 | 0 | 0 | [12 empty] | Commercial | High Efficiency Chiller (Water cooled-centrifugal, 200 tons) | Lodging/Hospitality | Turnover | T_LG_High Efficiency Chiller (Water cooled-centrifugal, 200 tons) | 3.82 | 0.99893 | 4.1147 | 0.022253 | 4.3223e-05 | 0.059055
Commercial | Duct Sealing Repair | Retail | New | N_RT_Duct Sealing Repair | 7.6266 | 1.6232 | 5.6187 | 0 | 0 | 0 | [12 empty] | Commercial | High Efficiency Chiller (Water cooled-centrifugal, 200 tons) | Miscellaneous | Turnover | T_MS_High Efficiency Chiller (Water cooled-centrifugal, 200 tons) | 1.3766 | 0.68226 | 2.0531 | 0.035342 | 6.8648e-05 | 0.093793
Commercial | Ceiling Insulation(R2 to R38) | Retail | New | N_RT_Ceiling Insulation(R2 to R38) | 4.245 | 1.1074 | 4.2441 | 0 | 0 | 0 | [12 empty] | Commercial | High Efficiency Chiller (Water cooled-centrifugal, 200 tons) | Offices | Turnover | T_OF_High Efficiency Chiller (Water cooled-centrifugal, 200 tons) | 2.6825 | 0.89921 | 3.1222 | 0.10117 | 0.00019651 | 0.26849
Commercial | Wall Insulation | Retail | Existing | E_RT_Wall Insulation | 3.203 | 1.0233 | 3.3765 | 0.073157 | 0.00082301 | 0.36025 | [12 empty] | Commercial | High Efficiency Chiller (Water cooled-centrifugal, 200 tons) | Restaurants | Turnover | T_RS_High Efficiency Chiller (Water cooled-centrifugal, 200 tons) | 3.7541 | 0.99436 | 4.0556 | 0.0059548 | 1.1567e-05 | 0.015803
Commercial | Thermal Energy Storage | Retail | Existing | E_RT_Thermal Energy Storage | 2.4773 | 2.9211 | 9999 | 0 | 0 | 0 | [12 empty] | Commercial | High Efficiency Chiller (Water cooled-centrifugal, 200 tons) | Retail | Turnover | T_RT_High Efficiency Chiller (Water cooled-centrifugal, 200 tons) | 3.0018 | 0.93247 | 3.3948 | 0 | 0 | 0
Commercial | Low U-Value Windows | Retail | Existing | E_RT_Low U-Value Windows | 1.4101 | 1.0262 | 1.4254 | 0.098089 | 2.7103e-05 | 0.27041 | [12 empty] | Commercial | High Efficiency Chiller (Water cooled-centrifugal, 200 tons) | Schools K-12 | Turnover | T_SC_High Efficiency Chiller (Water cooled-centrifugal, 200 tons) | 2.6347 | 0.89378 | 3.0818 | 0.026971 | 5.2388e-05 | 0.071577
Commercial | Duct Sealing Repair | Retail | Existing | E_RT_Duct Sealing Repair | 7.6266 | 1.6232 | 5.6187 | 1.566 | 0.13724 | 8.1452 | [12 empty] | Commercial | High Efficiency Chiller (Water cooled-centrifugal, 200 tons) | Assembly | New | N_AS_High Efficiency Chiller (Water cooled-centrifugal, 200 tons) | 2.4009 | 0.8652 | 2.8856 | 0.01854 | 3.6011e-05 | 0.049201
Commercial | Ceiling Insulation(R2 to R38) | Retail | Existing | E_RT_Ceiling Insulation(R2 to R38) | 4.3188 | 1.1123 | 4.3067 | 0 | 0 | 0 | [12 empty] | Commercial | High Efficiency Chiller (Water cooled-centrifugal, 200 tons) | College and University | New | N_CU_High Efficiency Chiller (Water cooled-centrifugal, 200 tons) | 2.6466 | 0.89515 | 3.0919 | 0.0010656 | 2.0699e-06 | 0.002828
Commercial | Demand Controlled Ventilation | Retail | New | N_RT_Demand Controlled Ventilation | 2.9835 | 1.1075 | 3.053 | 0.12123 | 0.68252 | 1.1644 | [12 empty] | Commercial | High Efficiency Chiller (Water cooled-centrifugal, 200 tons) | Grocery | New | N_GR_High Efficiency Chiller (Water cooled-centrifugal, 200 tons) | 1.362 | 0.67866 | 2.0416 | 0 | 0 | 0
Commercial | Demand Controlled Ventilation | Retail | Existing | E_RT_Demand Controlled Ventilation | 2.9835 | 1.1075 | 3.053 | 0.85174 | 4.7953 | 8.1808 | [12 empty] | Commercial | High Efficiency Chiller (Water cooled-centrifugal, 200 tons) | Healthcare | New | N_HC_High Efficiency Chiller (Water cooled-centrifugal, 200 tons) | 4.8874 | 1.0594 | 5.1029 | 0 | 0 | 0
Commercial | High Efficiency Chiller (Water cooled-positive displacement, 100 tons) | Retail | Turnover | T_RT_High Efficiency Chiller (Water cooled-positive displacement, 100 tons) | 1.8015 | 1.025 | 1.8384 | 0 | 0 | 0 | [12 empty] | Commercial | High Efficiency Chiller (Water cooled-centrifugal, 200 tons) | Hospitals | New | N_HS_High Efficiency Chiller (Water cooled-centrifugal, 200 tons) | 4.6589 | 1.0483 | 4.8865 | 0.039832 | 7.737e-05 | 0.10571
Commercial | High Efficiency Chiller (Water cooled-centrifugal, 200 tons) | Retail | Turnover | T_RT_High Efficiency Chiller (Water cooled-centrifugal, 200 tons) | 3.0018 | 1.025 | 3.1602 | 0 | 0 | 0 | [12 empty] | Commercial | High Efficiency Chiller (Water cooled-centrifugal, 200 tons) | Institutional | New | N_IN_High Efficiency Chiller (Water cooled-centrifugal, 200 tons) | 1.3328 | 0.67133 | 2.0185 | 0.0089604 | 1.7405e-05 | 0.02378
Commercial | High Efficiency Chiller (Water cooled-positive displacement, 100 tons) | Retail | New | N_RT_High Efficiency Chiller (Water cooled-positive displacement, 100 tons) | 1.8015 | 1.025 | 1.8384 | 0 | 0 | 0 | [12 empty] | Commercial | High Efficiency Chiller (Water cooled-centrifugal, 200 tons) | Lodging/Hospitality | New | N_LG_High Efficiency Chiller (Water cooled-centrifugal, 200 tons) | 3.82 | 0.99893 | 4.1147 | 0.0072287 | 1.4041e-05 | 0.019184
Commercial | High Efficiency Chiller (Water cooled-centrifugal, 200 tons) | Retail | New | N_RT_High Efficiency Chiller (Water cooled-centrifugal, 200 tons) | 3.0018 | 1.025 | 3.1602 | 0 | 0 | 0 | [12 empty] | Commercial | High Efficiency Chiller (Water cooled-centrifugal, 200 tons) | Miscellaneous | New | N_MS_High Efficiency Chiller (Water cooled-centrifugal, 200 tons) | 1.3766 | 0.68226 | 2.0531 | 0.0091766 | 1.7825e-05 | 0.024353
Commercial | Thermal Energy Storage | Schools K-12 | New | N_SC_Thermal Energy Storage | 2.4773 | 2.9211 | 9999 | 0 | 0 | 0 | [12 empty] | Commercial | High Efficiency Chiller (Water cooled-centrifugal, 200 tons) | Offices | New | N_OF_High Efficiency Chiller (Water cooled-centrifugal, 200 tons) | 2.6825 | 0.89921 | 3.1222 | 0.033141 | 6.4372e-05 | 0.08795
Commercial | Duct Sealing Repair | Schools K-12 | New | N_SC_Duct Sealing Repair | 6.4538 | 1.5628 | 4.7941 | 0 | 0 | 0 | [12 empty] | Commercial | High Efficiency Chiller (Water cooled-centrifugal, 200 tons) | Restaurants | New | N_RS_High Efficiency Chiller (Water cooled-centrifugal, 200 tons) | 3.7541 | 0.99436 | 4.0556 | 0.0019525 | 3.7925e-06 | 0.0051816
Commercial | Ceiling Insulation(R2 to R38) | Schools K-12 | New | N_SC_Ceiling Insulation(R2 to R38) | 4.1366 | 1.0791 | 4.2441 | 0 | 0 | 0 | [12 empty] | Commercial | High Efficiency Chiller (Water cooled-centrifugal, 200 tons) | Retail | New | N_RT_High Efficiency Chiller (Water cooled-centrifugal, 200 tons) | 3.0018 | 0.93247 | 3.3948 | 0 | 0 | 0
Commercial | Wall Insulation | Schools K-12 | Existing | E_SC_Wall Insulation | 3.2077 | 1.024 | 3.3868 | 0 | 0 | 0 | [12 empty] | Commercial | High Efficiency Chiller (Water cooled-centrifugal, 200 tons) | Schools K-12 | New | N_SC_High Efficiency Chiller (Water cooled-centrifugal, 200 tons) | 2.6347 | 0.89378 | 3.0818 | 0.0088391 | 1.7169e-05 | 0.023458
Commercial | Thermal Energy Storage | Schools K-12 | Existing | E_SC_Thermal Energy Storage | 2.4773 | 2.9211 | 9999 | 0.48197 | 0.13968 | -0.076693 | [12 empty] | Commercial | High Efficiency Chiller (Water cooled-positive displacement, 100 tons) | Assembly | Turnover | T_AS_High Efficiency Chiller (Water cooled-positive displacement, 100 tons) | 1.4318 | 0.69555 | 2.0969 | 0.035314 | 6.8594e-05 | 0.093719
Commercial | Low U-Value Windows | Schools K-12 | Existing | E_SC_Low U-Value Windows | 1.4101 | 1.0262 | 1.4254 | 0.01865 | 6.599e-06 | 0.051762 | [12 empty] | Commercial | High Efficiency Chiller (Water cooled-positive displacement, 100 tons) | College and University | Turnover | T_CU_High Efficiency Chiller (Water cooled-positive displacement, 100 tons) | 1.5824 | 0.72927 | 2.2169 | 0.0020477 | 3.9775e-06 | 0.0054343
Commercial | Duct Sealing Repair | Schools K-12 | Existing | E_SC_Duct Sealing Repair | 6.4538 | 1.5628 | 4.7941 | 0 | 0 | 0 | [12 empty] | Commercial | High Efficiency Chiller (Water cooled-positive displacement, 100 tons) | Healthcare | Turnover | T_HC_High Efficiency Chiller (Water cooled-positive displacement, 100 tons) | 2.9925 | 0.93157 | 3.3868 | 0 | 0 | 0
Commercial | Ceiling Insulation(R2 to R38) | Schools K-12 | Existing | E_SC_Ceiling Insulation(R2 to R38) | 4.2086 | 1.084 | 4.3067 | 0 | 0 | 0 | [12 empty] | Commercial | High Efficiency Chiller (Water cooled-positive displacement, 100 tons) | Hospitals | Turnover | T_HS_High Efficiency Chiller (Water cooled-positive displacement, 100 tons) | 2.8457 | 0.91684 | 3.2609 | 0.080424 | 0.00015622 | 0.21343
Commercial | High Efficiency Chiller (Water cooled-positive displacement, 100 tons) | Schools K-12 | Turnover | T_SC_High Efficiency Chiller (Water cooled-positive displacement, 100 tons) | 1.5751 | 1.025 | 1.5981 | 0.013487 | 2.6197e-05 | 0.035793 | [12 empty] | Commercial | High Efficiency Chiller (Water cooled-positive displacement, 100 tons) | Lodging/Hospitality | Turnover | T_LG_High Efficiency Chiller (Water cooled-positive displacement, 100 tons) | 2.3125 | 0.85343 | 2.8119 | 0.014425 | 2.8019e-05 | 0.038281
Commercial | High Efficiency Chiller (Water cooled-centrifugal, 200 tons) | Schools K-12 | Turnover | T_SC_High Efficiency Chiller (Water cooled-centrifugal, 200 tons) | 2.6347 | 1.025 | 2.7471 | 0.023558 | 4.5758e-05 | 0.062518 | [12 empty] | Commercial | High Efficiency Chiller (Water cooled-positive displacement, 100 tons) | Offices | Turnover | T_OF_High Efficiency Chiller (Water cooled-positive displacement, 100 tons) | 1.6044 | 0.73391 | 2.2345 | 0.063542 | 0.00012342 | 0.16863
Commercial | High Efficiency Chiller (Water cooled-positive displacement, 100 tons) | Schools K-12 | New | N_SC_High Efficiency Chiller (Water cooled-positive displacement, 100 tons) | 1.5751 | 1.025 | 1.5981 | 0.0044187 | 8.5828e-06 | 0.011727 | [12 empty] | Commercial | High Efficiency Chiller (Water cooled-positive displacement, 100 tons) | Restaurants | Turnover | T_RS_High Efficiency Chiller (Water cooled-positive displacement, 100 tons) | 2.271 | 0.84772 | 2.7775 | 0.0038532 | 7.4845e-06 | 0.010226
Commercial | High Efficiency Chiller (Water cooled-centrifugal, 200 tons) | Schools K-12 | New | N_SC_High Efficiency Chiller (Water cooled-centrifugal, 200 tons) | 2.6347 | 1.025 | 2.7471 | 0.0077205 | 1.4996e-05 | 0.020489 | [12 empty] | Commercial | High Efficiency Chiller (Water cooled-positive displacement, 100 tons) | Retail | Turnover | T_RT_High Efficiency Chiller (Water cooled-positive displacement, 100 tons) | 1.8015 | 0.77257 | 2.3931 | 0 | 0 | 0
Commercial | Thermal Energy Storage | Warehouse | New | N_WR_Thermal Energy Storage | 2.4773 | 2.9211 | 9999 | 0 | 0 | 0 | [12 empty] | Commercial | High Efficiency Chiller (Water cooled-positive displacement, 100 tons) | Schools K-12 | Turnover | T_SC_High Efficiency Chiller (Water cooled-positive displacement, 100 tons) | 1.5751 | 0.7277 | 2.211 | 0.016981 | 3.2983e-05 | 0.045064
Commercial | Duct Sealing Repair | Warehouse | New | N_WR_Duct Sealing Repair | 2.2933 | 1.0858 | 2.2215 | 0 | 0 | 0 | [12 empty] | Commercial | High Efficiency Chiller (Water cooled-positive displacement, 100 tons) | Assembly | New | N_AS_High Efficiency Chiller (Water cooled-positive displacement, 100 tons) | 1.4318 | 0.69555 | 2.0969 | 0.0024715 | 4.8007e-06 | 0.0065591
Commercial | Thermal Energy Storage | Warehouse | Existing | E_WR_Thermal Energy Storage | 2.4773 | 2.9211 | 9999 | 0 | 0 | 0 | [12 empty] | Commercial | High Efficiency Chiller (Water cooled-positive displacement, 100 tons) | College and University | New | N_CU_High Efficiency Chiller (Water cooled-positive displacement, 100 tons) | 1.5824 | 0.72927 | 2.2169 | 0.0006312 | 1.226e-06 | 0.0016751
Commercial | Low U-Value Windows | Warehouse | Existing | E_WR_Low U-Value Windows | 1.3337 | 1.0277 | 1.3461 | 0.0097461 | -5.3716e-05 | 0.029234 | [12 empty] | Commercial | High Efficiency Chiller (Water cooled-positive displacement, 100 tons) | Healthcare | New | N_HC_High Efficiency Chiller (Water cooled-positive displacement, 100 tons) | 2.9925 | 0.93157 | 3.3868 | 0 | 0 | 0
Commercial | Duct Sealing Repair | Warehouse | Existing | E_WR_Duct Sealing Repair | 2.2933 | 1.0858 | 2.2215 | 0 | 0 | 0 | [12 empty] | Commercial | High Efficiency Chiller (Water cooled-positive displacement, 100 tons) | Hospitals | New | N_HS_High Efficiency Chiller (Water cooled-positive displacement, 100 tons) | 2.8457 | 0.91684 | 3.2609 | 0.026324 | 5.1131e-05 | 0.06986
Commercial | High Efficiency PTHP | Warehouse | Turnover | T_WR_High Efficiency PTHP | 2.056 | 1.0272 | 2.1167 | 0 | 0 | 0 | [12 empty] | Commercial | High Efficiency Chiller (Water cooled-positive displacement, 100 tons) | Lodging/Hospitality | New | N_LG_High Efficiency Chiller (Water cooled-positive displacement, 100 tons) | 2.3125 | 0.85343 | 2.8119 | 0.0046755 | 9.0817e-06 | 0.012408
Commercial | High Efficiency PTAC | Warehouse | Turnover | T_WR_High Efficiency PTAC | 2.0234 | 1.0268 | 2.0803 | 0 | 0 | 0 | [12 empty] | Commercial | High Efficiency Chiller (Water cooled-positive displacement, 100 tons) | Offices | New | N_OF_High Efficiency Chiller (Water cooled-positive displacement, 100 tons) | 1.6044 | 0.73391 | 2.2345 | 0.0056895 | 1.1051e-05 | 0.015099
Commercial | High Efficiency PTHP | Warehouse | New | N_WR_High Efficiency PTHP | 2.056 | 1.0272 | 2.1167 | 0 | 0 | 0 | [12 empty] | Commercial | High Efficiency Chiller (Water cooled-positive displacement, 100 tons) | Restaurants | New | N_RS_High Efficiency Chiller (Water cooled-positive displacement, 100 tons) | 2.271 | 0.84772 | 2.7775 | 0.0012581 | 2.4437e-06 | 0.0033388
Commercial | High Efficiency PTAC | Warehouse | New | N_WR_High Efficiency PTAC | 2.0234 | 1.0268 | 2.0803 | 0 | 0 | 0 | [12 empty] | Commercial | High Efficiency Chiller (Water cooled-positive displacement, 100 tons) | Retail | New | N_RT_High Efficiency Chiller (Water cooled-positive displacement, 100 tons) | 1.8015 | 0.77257 | 2.3931 | 0 | 0 | 0
Commercial | Demand Controlled Ventilation | Warehouse | New | N_WR_Demand Controlled Ventilation | 1.1961 | 1.041 | 1.2058 | 0.0088369 | 0.049752 | 0.084877 | [12 empty] | Commercial | High Efficiency Chiller (Water cooled-positive displacement, 100 tons) | Schools K-12 | New | N_SC_High Efficiency Chiller (Water cooled-positive displacement, 100 tons) | 1.5751 | 0.7277 | 2.211 | 0.003129 | 6.0777e-06 | 0.0083038
Commercial | Demand Controlled Ventilation | Warehouse | Existing | E_WR_Demand Controlled Ventilation | 1.1961 | 1.041 | 1.2058 | 0.061839 | 0.34815 | 0.59395 | [12 empty] | Commercial | High Efficiency DX 135k- less than 240k BTU | Healthcare | Turnover | T_HC_High Efficiency DX 135k- less than 240k BTU | 1.4434 | 0.7147 | 2.0656 | 0.58698 | 0 | 1.4271
Residential | Central air conditioner - Load Shed | Single Family | Existing |  | 1.8969 | 1.8969 | N/A | 0 | 0 | 0 | [12 empty] | Commercial | High Efficiency DX 135k- less than 240k BTU | Hospitals | Turnover | T_HS_High Efficiency DX 135k- less than 240k BTU | 1.3704 | 0.69633 | 2.0094 | 0.22508 | 0 | 0.54501
Residential | Central air conditioner - Load Shed | Multi Family | Existing |  | 1 | 1 | N/A | 18.3392 | 0 | 0 | [12 empty] | Commercial | High Efficiency DX 135k- less than 240k BTU | Healthcare | New | N_HC_High Efficiency DX 135k- less than 240k BTU | 1.4434 | 0.7147 | 2.0656 | 0.023807 | 0 | 0.059242
Residential | Central air conditioner - Load Shed | Mobile Home/Other | Existing |  | 1.8746 | 1.8746 | N/A | 7.2235 | 0 | 0 | [12 empty] | Commercial | High Efficiency DX 135k- less than 240k BTU | Hospitals | New | N_HS_High Efficiency DX 135k- less than 240k BTU | 1.3704 | 0.69633 | 2.0094 | 0.0090429 | 0 | 0.022023
Residential | Central Heating - Load Shed | Single Family | Existing |  | 2.166 | 2.166 | N/A | 0 | 0 | 0 | [12 empty] | Commercial | High Efficiency PTAC | Grocery | Turnover | T_GR_High Efficiency PTAC | 4.3175 | 1.1818 | 3.9899 | 0 | 0 | 0
Residential | Central Heating - Load Shed | Multi Family | Existing |  | 1.2497 | 1.2497 | N/A | 0 | 23.3409 | 0 | [12 empty] | Commercial | High Efficiency PTAC | Institutional | Turnover | T_IN_High Efficiency PTAC | 4.2324 | 1.1753 | 3.9237 | 0 | 0 | 0
Residential | Central Heating - Load Shed | Mobile Home/Other | Existing |  | 2.0866 | 2.0866 | N/A | 0 | 8.0405 | 0 | [12 empty] | Commercial | High Efficiency PTAC | Miscellaneous | Turnover | T_MS_High Efficiency PTAC | 3.7966 | 1.0318 | 4.0231 | 0 | 0 | 0
Residential | Central air conditioner - 50% cycling | Single Family | Existing |  | 1 | 1 | N/A | 0 | 0 | 0 | [12 empty] | Commercial | High Efficiency PTAC | Warehouse | Turnover | T_WR_High Efficiency PTAC | 2.0234 | 0.90187 | 2.3127 | 0 | 0 | 0
Residential | Central air conditioner - 50% cycling | Multi Family | Existing |  | 1 | 1 | N/A | 0 | 0 | 0 | [12 empty] | Commercial | High Efficiency PTAC | Grocery | New | N_GR_High Efficiency PTAC | 4.3175 | 1.1818 | 3.9899 | 0 | 0 | 0
Residential | Central air conditioner - 50% cycling | Mobile Home/Other | Existing |  | 1 | 1 | N/A | 0 | 0 | 0 | [12 empty] | Commercial | High Efficiency PTAC | Institutional | New | N_IN_High Efficiency PTAC | 4.2324 | 1.1753 | 3.9237 | 0 | 0 | 0
Residential | Central Heating - 50% cycling | Single Family | Existing |  | 1.0489 | 1.0489 | N/A | 0 | 0 | 0 | [12 empty] | Commercial | High Efficiency PTAC | Miscellaneous | New | N_MS_High Efficiency PTAC | 3.7966 | 1.0318 | 4.0231 | 0 | 0 | 0
Residential | Central Heating - 50% cycling | Multi Family | Existing |  | 1 | 1 | N/A | 0 | 0 | 0 | [12 empty] | Commercial | High Efficiency PTAC | Warehouse | New | N_WR_High Efficiency PTAC | 2.0234 | 0.90187 | 2.3127 | 0 | 0 | 0
Residential | Central Heating - 50% cycling | Mobile Home/Other | Existing |  | 1.0377 | 1.0377 | N/A | 0 | 0 | 0 | [12 empty] | Commercial | High Efficiency PTHP | Grocery | Turnover | T_GR_High Efficiency PTHP | 4.4239 | 1.1768 | 4.1248 | 0 | 1.9852e-06 | 0.010902
Residential | Water heater switches | Single Family | Existing |  | 1 | 1 | N/A | 0 | 0 | 0 | [12 empty] | Commercial | High Efficiency PTHP | Institutional | Turnover | T_IN_High Efficiency PTHP | 4.2571 | 1.1647 | 3.9921 | 0.0039503 | 5.0652e-07 | 0.010724
Residential | Water heater switches | Multi Family | Existing |  | 1 | 1 | N/A | 0 | 0 | 0 | [12 empty] | Commercial | High Efficiency PTHP | Miscellaneous | Turnover | T_MS_High Efficiency PTHP | 4.3506 | 1.1716 | 4.0663 | 0.020594 | 0 | 0.041407
Residential | Water heater switches | Mobile Home/Other | Existing |  | 1 | 1 | N/A | 0 | 0 | 0 | [12 empty] | Commercial | High Efficiency PTHP | Warehouse | Turnover | T_WR_High Efficiency PTHP | 2.056 | 0.90082 | 2.356 | 0 | 1.0585e-06 | 0.0058123
Residential | Pool pump switches | Single Family | Existing |  | 1 | 1 | N/A | 11.6945 | 7.5398 | 0 | [12 empty] | Commercial | High Efficiency PTHP | Grocery | New | N_GR_High Efficiency PTHP | 4.4239 | 1.1768 | 4.1248 | 0 | 5.2143e-07 | 0.0028633
Residential | Pool pump switches | Multi Family | Existing |  | 1 | 1 | N/A | 0 | 0 | 0 | [12 empty] | Commercial | High Efficiency PTHP | Institutional | New | N_IN_High Efficiency PTHP | 4.2571 | 1.1647 | 3.9921 | 0.0010037 | 1.3301e-07 | 0.0027484
Residential | Pool pump switches | Mobile Home/Other | Existing |  | 1 | 1 | N/A | 0 | 0 | 0 | [12 empty] | Commercial | High Efficiency PTHP | Miscellaneous | New | N_MS_High Efficiency PTHP | 4.3506 | 1.1716 | 4.0663 | 0.0052319 | 0 | 0.010519
Residential | Room AC control | Single Family | New |  | 1 | 1 | N/A | 0.91806 | 1.0492 | 0 | [12 empty] | Commercial | High Efficiency PTHP | Warehouse | New | N_WR_High Efficiency PTHP | 2.056 | 0.90082 | 2.356 | 0 | 2.7767e-07 | 0.0015248
Residential | Room AC control | Mobile Home/Other | New |  | 1 | 1 | N/A | 3.6204 | 3.9651 | 0 | [12 empty] | Commercial | Variable Refrigerant Flow (VRF) HVAC Systems | Healthcare | Turnover | T_HC_Variable Refrigerant Flow (VRF) HVAC Systems | 1.6181 | 0.64295 | 2.621 | 0.025748 | 0.0037552 | 0.096827
Residential | Smart thermostats - BYOT | Single Family | New |  | 1.1 | 1.1 | N/A | 0 | 0 | 0 | [12 empty] | Commercial | Variable Refrigerant Flow (VRF) HVAC Systems | Hospitals | Turnover | T_HS_Variable Refrigerant Flow (VRF) HVAC Systems | 1.5492 | 0.63179 | 2.5474 | 0.0035307 | 0.0030787 | 0.021613
Residential | Smart thermostats - BYOT | Multi Family | New |  | 1 | 1 | N/A | 0 | 0 | 0 | [12 empty] | Commercial | Variable Refrigerant Flow (VRF) HVAC Systems | Lodging/Hospitality | Turnover | T_LG_Variable Refrigerant Flow (VRF) HVAC Systems | 1.0312 | 0.4764 | 2.2252 | 0 | 0.018059 | 0.11585
Residential | Smart thermostats - BYOT | Mobile Home/Other | New |  | 1.11 | 1.11 | N/A | 0 | 0 | 0 | [12 empty] | Commercial | Variable Refrigerant Flow (VRF) HVAC Systems | Restaurants | Turnover | T_RS_Variable Refrigerant Flow (VRF) HVAC Systems | 1.322 | 0.59041 | 2.3079 | 0.0046438 | 0.032243 | 0.1201
Small C&I | Central air conditioner - Load Shed | 0-15,000 kWh | New |  | 1 | 1 | N/A | 1.1253 | 0 | 0 | [12 empty] | Commercial | Variable Refrigerant Flow (VRF) HVAC Systems | Retail | Turnover | T_RT_Variable Refrigerant Flow (VRF) HVAC Systems | 1.0254 | 0.52286 | 2.002 | 0.00061227 | 0.029107 | 0.096649
Small C&I | Central air conditioner - Load Shed | 15,001-25,000 kWh | New |  | 1 | 1 | N/A | 0.63081 | 0 | 0 | [12 empty] | Commercial | Variable Refrigerant Flow (VRF) HVAC Systems | Healthcare | New | N_HC_Variable Refrigerant Flow (VRF) HVAC Systems | 1.6181 | 0.64295 | 2.621 | 0.0065309 | 0.00098309 | 0.024659
Small C&I | Central air conditioner - Load Shed | 25,001-50,000 kWh | New |  | 1 | 1 | N/A | 0.29605 | 0 | 0 | [12 empty] | Commercial | Variable Refrigerant Flow (VRF) HVAC Systems | Hospitals | New | N_HS_Variable Refrigerant Flow (VRF) HVAC Systems | 1.5492 | 0.63179 | 2.5474 | 0.00089553 | 0.00080597 | 0.0055636
Small C&I | Central air conditioner - Load Shed | 50,001 kWh + | New |  | 1 | 1 | N/A | 1.2905 | 0 | 0 | [12 empty] | Commercial | Variable Refrigerant Flow (VRF) HVAC Systems | Lodging/Hospitality | New | N_LG_Variable Refrigerant Flow (VRF) HVAC Systems | 1.0312 | 0.4764 | 2.2252 | 0 | 0.0046912 | 0.030096
Small C&I | Central Heating - Load Shed | 0-15,000 kWh | New |  | 1 | 1 | N/A | 0 | 6.0564 | 0 | [12 empty] | Commercial | Variable Refrigerant Flow (VRF) HVAC Systems | Restaurants | New | N_RS_Variable Refrigerant Flow (VRF) HVAC Systems | 1.322 | 0.59041 | 2.3079 | 0.0011505 | 0.0084423 | 0.03123
Small C&I | Central Heating - Load Shed | 15,001-25,000 kWh | New |  | 1 | 1 | N/A | 0 | 1.2573 | 0 | [12 empty] | Commercial | Variable Refrigerant Flow (VRF) HVAC Systems | Retail | New | N_RT_Variable Refrigerant Flow (VRF) HVAC Systems | 1.0254 | 0.52286 | 2.002 | 0.00015103 | 0.0075849 | 0.025158
Small C&I | Central Heating - Load Shed | 25,001-50,000 kWh | New |  | 1 | 1 | N/A | 0 | 0.6622 | 0 | [12 empty] | Commercial | High Bay Fluorescent (T5) | Schools K-12 | Turnover | T_SC_High Bay Fluorescent (T5) | 3.0193 | 0.64293 | 5.3832 | 0 | 0 | 0
Small C&I | Central Heating - Load Shed | 50,001 kWh + | New |  | 1 | 1 | N/A | 0 | 0.29359 | 0 | [12 empty] | Commercial | High Bay Fluorescent (T5) | Schools K-12 | New | N_SC_High Bay Fluorescent (T5) | 3.0193 | 0.64293 | 5.3832 | 0 | 0 | 0
Small C&I | Central air conditioner - 50% cycling | 0-15,000 kWh | New |  | 1 | 1 | N/A | 0 | 0 | 0 | [12 empty] | Commercial | High Bay LED | Assembly | Turnover | T_AS_High Bay LED | 2.5462 | 0.61846 | 4.5918 | 0.057661 | 0.056572 | 0.3118
Small C&I | Central air conditioner - 50% cycling | 15,001-25,000 kWh | New |  | 1 | 1 | N/A | 0 | 0 | 0 | [12 empty] | Commercial | High Bay LED | Institutional | Turnover | T_IN_High Bay LED | 2.865 | 0.63564 | 5.1201 | 0 | 0 | 0
Small C&I | Central air conditioner - 50% cycling | 25,001-50,000 kWh | New |  | 1 | 1 | N/A | 0 | 0 | 0 | [12 empty] | Commercial | High Bay LED | Lodging/Hospitality | Turnover | T_LG_High Bay LED | 3.1946 | 0.65054 | 5.6883 | 0 | 0 | 0
Small C&I | Central air conditioner - 50% cycling | 50,001 kWh + | New |  | 1 | 1 | N/A | 0 | 0 | 0 | [12 empty] | Commercial | High Bay LED | Offices | Turnover | T_OF_High Bay LED | 2.831 | 0.63395 | 5.0626 | 0 | 0 | 0
Small C&I | Central Heating - 50% cycling | 0-15,000 kWh | New |  | 1 | 1 | N/A | 0 | 0 | 0 | [12 empty] | Commercial | High Bay LED | Restaurants | Turnover | T_RS_High Bay LED | 2.9078 | 0.63773 | 5.1925 | 0 | 0 | 0
Small C&I | Central Heating - 50% cycling | 15,001-25,000 kWh | New |  | 1 | 1 | N/A | 0 | 0 | 0 | [12 empty] | Commercial | High Bay LED | Schools K-12 | Turnover | T_SC_High Bay LED | 2.1555 | 0.59238 | 3.9711 | 0 | 0 | 0
Small C&I | Central Heating - 50% cycling | 25,001-50,000 kWh | New |  | 1 | 1 | N/A | 0 | 0 | 0 | [12 empty] | Commercial | High Bay LED | Warehouse | Turnover | T_WR_High Bay LED | 3.2442 | 0.65256 | 5.7757 | 0.23192 | 0.22754 | 1.2541
Small C&I | Central Heating - 50% cycling | 50,001 kWh + | New |  | 1 | 1 | N/A | 0 | 0 | 0 | [12 empty] | Commercial | High Bay LED | Assembly | New | N_AS_High Bay LED | 2.5462 | 0.61846 | 4.5918 | 0 | 0 | 0
Small C&I | Smart thermostats - BYOT | 0-15,000 kWh | New |  | 1 | 1 | N/A | 0 | 0 | 0 | [12 empty] | Commercial | High Bay LED | Institutional | New | N_IN_High Bay LED | 2.865 | 0.63564 | 5.1201 | 0 | 0 | 0
Small C&I | Smart thermostats - BYOT | 15,001-25,000 kWh | New |  | 1 | 1 | N/A | 0 | 0 | 0 | [12 empty] | Commercial | High Bay LED | Lodging/Hospitality | New | N_LG_High Bay LED | 3.1946 | 0.65054 | 5.6883 | 0 | 0 | 0
Small C&I | Smart thermostats - BYOT | 25,001-50,000 kWh | New |  | 1 | 1 | N/A | 0 | 0 | 0 | [12 empty] | Commercial | High Bay LED | Offices | New | N_OF_High Bay LED | 2.831 | 0.63395 | 5.0626 | 0 | 0 | 0
Small C&I | Smart thermostats - BYOT | 50,001 kWh + | New |  | 1 | 1 | N/A | 0 | 0 | 0 | [12 empty] | Commercial | High Bay LED | Restaurants | New | N_RS_High Bay LED | 2.9078 | 0.63773 | 5.1925 | 0 | 0 | 0
Large C&I | Auto DR | 0-50 kW | New |  | 2.1349 | 2.1349 | N/A | 29.3963 | 24.7204 | 0 | [12 empty] | Commercial | High Bay LED | Schools K-12 | New | N_SC_High Bay LED | 2.1555 | 0.59238 | 3.9711 | 0 | 0 | 0
Large C&I | Auto DR | 51-300 kW | New |  | 2.1349 | 2.1349 | N/A | 41.5421 | 31.9701 | 0 | [12 empty] | Commercial | High Bay LED | Warehouse | New | N_WR_High Bay LED | 3.2442 | 0.65256 | 5.7757 | 0 | 0 | 0
Large C&I | Auto DR | 301-500 kW | New |  | 2.1349 | 2.1349 | N/A | 44.4383 | 35.7565 | 0 | [12 empty] | Commercial | Premium T8 - Fixture Replacement | Grocery | Turnover | T_GR_Premium T8 - Fixture Replacement | 1.1017 | 0.49887 | 2.3463 | 0.015828 | 8.6715e-07 | 0.064905
Large C&I | Auto DR | 501 kW + | Existing |  | 2.1495 | 2.1495 | N/A | 0 | 0 | 0 | [12 empty] | Commercial | Premium T8 - Fixture Replacement | Healthcare | Turnover | T_HC_Premium T8 - Fixture Replacement | 1.0052 | 0.47722 | 2.221 | 0.011277 | 0.0025797 | 0.046521
Large C&I | CPP | 0-50 kW | New |  | 1.147 | 1.147 | N/A | 0 | 0 | 0 | [12 empty] | Commercial | Premium T8 - Fixture Replacement | Retail | Turnover | T_RT_Premium T8 - Fixture Replacement | 1.0008 | 0.47708 | 2.2103 | 0 | 0 | 0
Large C&I | CPP | 51-300 kW | New |  | 1.2978 | 1.2978 | N/A | 0 | 0 | 0 | [12 empty] | Commercial | Premium T8 - Fixture Replacement | Grocery | New | N_GR_Premium T8 - Fixture Replacement | 1.1017 | 0.49887 | 2.3463 | 0 | 0 | 0
Large C&I | CPP | 301-500 kW | New |  | 1 | 1 | N/A | 0 | 0 | 0 | [12 empty] | Commercial | Premium T8 - Fixture Replacement | Healthcare | New | N_HC_Premium T8 - Fixture Replacement | 1.0052 | 0.47722 | 2.221 | 0 | 0 | 0
Large C&I | CPP | 501 kW + | New |  | 1.4049 | 1.4049 | N/A | 0 | 0 | 0 | [12 empty] | Commercial | Premium T8 - Fixture Replacement | Retail | New | N_RT_Premium T8 - Fixture Replacement | 1.0008 | 0.47708 | 2.2103 | 0 | 0 | 0
Large C&I | Firm Service Level | 0-50 kW | New |  | 2.3538 | 2.3538 | N/A | 0 | 0 | 0 | [12 empty] | Commercial | Efficient Battery Charger | Assembly | Turnover | T_AS_Efficient Battery Charger | 1.4706 | 0.74727 | 2.0728 | 0.27258 | 0 | 0.49745
Large C&I | Firm Service Level | 51-300 kW | New |  | 2.3538 | 2.3538 | N/A | 0 | 0 | 0 | [12 empty] | Commercial | Efficient Battery Charger | College and University | Turnover | T_CU_Efficient Battery Charger | 1.4706 | 0.74727 | 2.0728 | 0 | 0 | 0
Large C&I | Firm Service Level | 301-500 kW | New |  | 2.3538 | 2.3538 | N/A | 0 | 0 | 0 | [12 empty] | Commercial | Efficient Battery Charger | Grocery | Turnover | T_GR_Efficient Battery Charger | 1.4706 | 0.74727 | 2.0728 | 0.37195 | 0 | 0.6788
Large C&I | Firm Service Level | 501 kW + | Existing |  | 2.3716 | 2.3716 | N/A | 0 | 0 | 0 | [12 empty] | Commercial | Efficient Battery Charger | Healthcare | Turnover | T_HC_Efficient Battery Charger | 1.4706 | 0.74727 | 2.0728 | 0.3753 | 0 | 0.68492
Large C&I | Guaranteed Load Drop | 0-50 kW | New |  | 2.3538 | 2.3538 | N/A | 0 | 0 | 0 | [12 empty] | Commercial | Efficient Battery Charger | Hospitals | Turnover | T_HS_Efficient Battery Charger | 1.4706 | 0.74727 | 2.0728 | 0.48977 | 0 | 0.89383
Large C&I | Guaranteed Load Drop | 51-300 kW | New |  | 2.3538 | 2.3538 | N/A | 0 | 0 | 0 | [12 empty] | Commercial | Efficient Battery Charger | Institutional | Turnover | T_IN_Efficient Battery Charger | 1.4706 | 0.74727 | 2.0728 | 0.38316 | 0 | 0.69927
Large C&I | Guaranteed Load Drop | 301-500 kW | New |  | 2.3538 | 2.3538 | N/A | 0 | 0 | 0 | [12 empty] | Commercial | Efficient Battery Charger | Lodging/Hospitality | Turnover | T_LG_Efficient Battery Charger | 1.4706 | 0.74727 | 2.0728 | 0.87092 | 0 | 1.5894
Large C&I | Guaranteed Load Drop | 501 kW + | Existing |  | 2.3716 | 2.3716 | N/A | 0 | 0 | 0 | [12 empty] | Commercial | Efficient Battery Charger | Miscellaneous | Turnover | T_MS_Efficient Battery Charger | 1.4706 | 0.74727 | 2.0728 | 0 | 0 | 0
[23 empty] | Commercial | Efficient Battery Charger | Offices | Turnover | T_OF_Efficient Battery Charger | 1.4706 | 0.74727 | 2.0728 | 2.2205 | 0 | 4.0525
[23 empty] | Commercial | Efficient Battery Charger | Restaurants | Turnover | T_RS_Efficient Battery Charger | 1.4706 | 0.74727 | 2.0728 | 0 | 0 | 0
[23 empty] | Commercial | Efficient Battery Charger | Retail | Turnover | T_RT_Efficient Battery Charger | 1.4706 | 0.74727 | 2.0728 | 1.2124 | 0 | 2.2126
[23 empty] | Commercial | Efficient Battery Charger | Schools K-12 | Turnover | T_SC_Efficient Battery Charger | 1.4706 | 0.74727 | 2.0728 | 0 | 0 | 0
[23 empty] | Commercial | Efficient Battery Charger | Warehouse | Turnover | T_WR_Efficient Battery Charger | 1.4706 | 0.74727 | 2.0728 | 0.41008 | 0 | 0.7484
[23 empty] | Commercial | Efficient Battery Charger | Assembly | New | N_AS_Efficient Battery Charger | 1.4706 | 0.74727 | 2.0728 | 0.031255 | 0 | 0.057041
[23 empty] | Commercial | Efficient Battery Charger | College and University | New | N_CU_Efficient Battery Charger | 1.4706 | 0.74727 | 2.0728 | 0 | 0 | 0
[23 empty] | Commercial | Efficient Battery Charger | Grocery | New | N_GR_Efficient Battery Charger | 1.4706 | 0.74727 | 2.0728 | 0.042958 | 0 | 0.078398
[23 empty] | Commercial | Efficient Battery Charger | Healthcare | New | N_HC_Efficient Battery Charger | 1.4706 | 0.74727 | 2.0728 | 0.042403 | 0 | 0.077386
[23 empty] | Commercial | Efficient Battery Charger | Hospitals | New | N_HS_Efficient Battery Charger | 1.4706 | 0.74727 | 2.0728 | 0.05616 | 0 | 0.10249
[23 empty] | Commercial | Efficient Battery Charger | Institutional | New | N_IN_Efficient Battery Charger | 1.4706 | 0.74727 | 2.0728 | 0.043947 | 0 | 0.080203
[23 empty] | Commercial | Efficient Battery Charger | Lodging/Hospitality | New | N_LG_Efficient Battery Charger | 1.4706 | 0.74727 | 2.0728 | 0.098418 | 0 | 0.17961
[23 empty] | Commercial | Efficient Battery Charger | Miscellaneous | New | N_MS_Efficient Battery Charger | 1.4706 | 0.74727 | 2.0728 | 0 | 0 | 0
[23 empty] | Commercial | Efficient Battery Charger | Offices | New | N_OF_Efficient Battery Charger | 1.4706 | 0.74727 | 2.0728 | 0.25465 | 0 | 0.46474
[23 empty] | Commercial | Efficient Battery Charger | Restaurants | New | N_RS_Efficient Battery Charger | 1.4706 | 0.74727 | 2.0728 | 0 | 0 | 0
[23 empty] | Commercial | Efficient Battery Charger | Retail | New | N_RT_Efficient Battery Charger | 1.4706 | 0.74727 | 2.0728 | 0.13701 | 0 | 0.25005
[23 empty] | Commercial | Efficient Battery Charger | Schools K-12 | New | N_SC_Efficient Battery Charger | 1.4706 | 0.74727 | 2.0728 | 0 | 0 | 0
[23 empty] | Commercial | Efficient Battery Charger | Warehouse | New | N_WR_Efficient Battery Charger | 1.4706 | 0.74727 | 2.0728 | 0.046339 | 0 | 0.084568
[23 empty] | Commercial | Variable Speed Pool Pump | Assembly | Turnover | T_AS_Variable Speed Pool Pump | 1.4763 | 0.56729 | 2.7884 | 0.0018056 | 0.00028027 | 0.0076723
[23 empty] | Commercial | Variable Speed Pool Pump | College and University | Turnover | T_CU_Variable Speed Pool Pump | 1.4763 | 0.56729 | 2.7884 | 0 | 0 | 0
[23 empty] | Commercial | Variable Speed Pool Pump | Grocery | Turnover | T_GR_Variable Speed Pool Pump | 1.4763 | 0.56729 | 2.7884 | 0 | 0 | 0
[23 empty] | Commercial | Variable Speed Pool Pump | Healthcare | Turnover | T_HC_Variable Speed Pool Pump | 1.4763 | 0.56729 | 2.7884 | 0 | 0 | 0
[23 empty] | Commercial | Variable Speed Pool Pump | Hospitals | Turnover | T_HS_Variable Speed Pool Pump | 1.4763 | 0.56729 | 2.7884 | 0 | 0 | 0
[23 empty] | Commercial | Variable Speed Pool Pump | Institutional | Turnover | T_IN_Variable Speed Pool Pump | 1.4763 | 0.56729 | 2.7884 | 0 | 0 | 0
[23 empty] | Commercial | Variable Speed Pool Pump | Lodging/Hospitality | Turnover | T_LG_Variable Speed Pool Pump | 1.4763 | 0.56729 | 2.7884 | 0.1632 | 0.025333 | 0.69349
[23 empty] | Commercial | Variable Speed Pool Pump | Miscellaneous | Turnover | T_MS_Variable Speed Pool Pump | 1.4763 | 0.56729 | 2.7884 | 0 | 0 | 0
[23 empty] | Commercial | Variable Speed Pool Pump | Offices | Turnover | T_OF_Variable Speed Pool Pump | 1.4763 | 0.56729 | 2.7884 | 0 | 0 | 0
[23 empty] | Commercial | Variable Speed Pool Pump | Restaurants | Turnover | T_RS_Variable Speed Pool Pump | 1.4763 | 0.56729 | 2.7884 | 0 | 0 | 0
[23 empty] | Commercial | Variable Speed Pool Pump | Retail | Turnover | T_RT_Variable Speed Pool Pump | 1.4763 | 0.56729 | 2.7884 | 0 | 0 | 0
[23 empty] | Commercial | Variable Speed Pool Pump | Schools K-12 | Turnover | T_SC_Variable Speed Pool Pump | 1.4763 | 0.56729 | 2.7884 | 0 | 0 | 0
[23 empty] | Commercial | Variable Speed Pool Pump | Assembly | New | N_AS_Variable Speed Pool Pump | 1.4763 | 0.56729 | 2.7884 | 0.00021615 | 3.3551e-05 | 0.00091845
[23 empty] | Commercial | Variable Speed Pool Pump | College and University | New | N_CU_Variable Speed Pool Pump | 1.4763 | 0.56729 | 2.7884 | 0 | 0 | 0
[23 empty] | Commercial | Variable Speed Pool Pump | Grocery | New | N_GR_Variable Speed Pool Pump | 1.4763 | 0.56729 | 2.7884 | 0 | 0 | 0
[23 empty] | Commercial | Variable Speed Pool Pump | Healthcare | New | N_HC_Variable Speed Pool Pump | 1.4763 | 0.56729 | 2.7884 | 0 | 0 | 0
[23 empty] | Commercial | Variable Speed Pool Pump | Hospitals | New | N_HS_Variable Speed Pool Pump | 1.4763 | 0.56729 | 2.7884 | 0 | 0 | 0
[23 empty] | Commercial | Variable Speed Pool Pump | Institutional | New | N_IN_Variable Speed Pool Pump | 1.4763 | 0.56729 | 2.7884 | 0 | 0 | 0
[23 empty] | Commercial | Variable Speed Pool Pump | Lodging/Hospitality | New | N_LG_Variable Speed Pool Pump | 1.4763 | 0.56729 | 2.7884 | 0.019541 | 0.0030331 | 0.083031
[23 empty] | Commercial | Variable Speed Pool Pump | Miscellaneous | New | N_MS_Variable Speed Pool Pump | 1.4763 | 0.56729 | 2.7884 | 0 | 0 | 0
[23 empty] | Commercial | Variable Speed Pool Pump | Offices | New | N_OF_Variable Speed Pool Pump | 1.4763 | 0.56729 | 2.7884 | 0 | 0 | 0
[23 empty] | Commercial | Variable Speed Pool Pump | Restaurants | New | N_RS_Variable Speed Pool Pump | 1.4763 | 0.56729 | 2.7884 | 0 | 0 | 0
[23 empty] | Commercial | Variable Speed Pool Pump | Retail | New | N_RT_Variable Speed Pool Pump | 1.4763 | 0.56729 | 2.7884 | 0 | 0 | 0
[23 empty] | Commercial | Variable Speed Pool Pump | Schools K-12 | New | N_SC_Variable Speed Pool Pump | 1.4763 | 0.56729 | 2.7884 | 0 | 0 | 0
[23 empty] | Commercial | Energy Star Uninterruptable Power Supply | Assembly | Turnover | T_AS_Energy Star Uninterruptable Power Supply | 1.1619 | 0.41044 | 3.0778 | 0 | 0 | 0
[23 empty] | Commercial | Energy Star Uninterruptable Power Supply | College and University | Turnover | T_CU_Energy Star Uninterruptable Power Supply | 1.1619 | 0.41044 | 3.0778 | 0.0004338 | 0.0004338 | 0.0038001
[23 empty] | Commercial | Energy Star Uninterruptable Power Supply | Grocery | Turnover | T_GR_Energy Star Uninterruptable Power Supply | 1.1619 | 0.41044 | 3.0778 | 0 | 0 | 0
[23 empty] | Commercial | Energy Star Uninterruptable Power Supply | Healthcare | Turnover | T_HC_Energy Star Uninterruptable Power Supply | 1.1619 | 0.41044 | 3.0778 | 0.0015279 | 0.0015279 | 0.013384
[23 empty] | Commercial | Energy Star Uninterruptable Power Supply | Hospitals | Turnover | T_HS_Energy Star Uninterruptable Power Supply | 1.1619 | 0.41044 | 3.0778 | 0.001832 | 0.001832 | 0.016048
[23 empty] | Commercial | Energy Star Uninterruptable Power Supply | Institutional | Turnover | T_IN_Energy Star Uninterruptable Power Supply | 1.1619 | 0.41044 | 3.0778 | 0.0010411 | 0.0010411 | 0.0091201
[23 empty] | Commercial | Energy Star Uninterruptable Power Supply | Lodging/Hospitality | Turnover | T_LG_Energy Star Uninterruptable Power Supply | 1.1619 | 0.41044 | 3.0778 | 0.012546 | 0.012546 | 0.1099
[23 empty] | Commercial | Energy Star Uninterruptable Power Supply | Miscellaneous | Turnover | T_MS_Energy Star Uninterruptable Power Supply | 1.1619 | 0.41044 | 3.0778 | 0.00073479 | 0.00073479 | 0.0064367
[23 empty] | Commercial | Energy Star Uninterruptable Power Supply | Offices | Turnover | T_OF_Energy Star Uninterruptable Power Supply | 1.1619 | 0.41044 | 3.0778 | 0.0084844 | 0.0084844 | 0.074324
[23 empty] | Commercial | Energy Star Uninterruptable Power Supply | Restaurants | Turnover | T_RS_Energy Star Uninterruptable Power Supply | 1.1619 | 0.41044 | 3.0778 | 0 | 0 | 0
[23 empty] | Commercial | Energy Star Uninterruptable Power Supply | Retail | Turnover | T_RT_Energy Star Uninterruptable Power Supply | 1.1619 | 0.41044 | 3.0778 | 0 | 0 | 0
[23 empty] | Commercial | Energy Star Uninterruptable Power Supply | Schools K-12 | Turnover | T_SC_Energy Star Uninterruptable Power Supply | 1.1619 | 0.41044 | 3.0778 | 0.00049804 | 0.00049804 | 0.0043629
[23 empty] | Commercial | Energy Star Uninterruptable Power Supply | Warehouse | Turnover | T_WR_Energy Star Uninterruptable Power Supply | 1.1619 | 0.41044 | 3.0778 | 0 | 0 | 0
[23 empty] | Commercial | Energy Star Uninterruptable Power Supply | Assembly | New | N_AS_Energy Star Uninterruptable Power Supply | 1.1619 | 0.41044 | 3.0778 | 0 | 0 | 0
[23 empty] | Commercial | Energy Star Uninterruptable Power Supply | College and University | New | N_CU_Energy Star Uninterruptable Power Supply | 1.1619 | 0.41044 | 3.0778 | 6.5879e-05 | 6.5879e-05 | 0.0005771
[23 empty] | Commercial | Energy Star Uninterruptable Power Supply | Grocery | New | N_GR_Energy Star Uninterruptable Power Supply | 1.1619 | 0.41044 | 3.0778 | 0 | 0 | 0
[23 empty] | Commercial | Energy Star Uninterruptable Power Supply | Healthcare | New | N_HC_Energy Star Uninterruptable Power Supply | 1.1619 | 0.41044 | 3.0778 | 0.0002322 | 0.0002322 | 0.0020341
[23 empty] | Commercial | Energy Star Uninterruptable Power Supply | Hospitals | New | N_HS_Energy Star Uninterruptable Power Supply | 1.1619 | 0.41044 | 3.0778 | 0.00027841 | 0.00027841 | 0.0024389
[23 empty] | Commercial | Energy Star Uninterruptable Power Supply | Institutional | New | N_IN_Energy Star Uninterruptable Power Supply | 1.1619 | 0.41044 | 3.0778 | 0.00015785 | 0.00015785 | 0.0013828
[23 empty] | Commercial | Energy Star Uninterruptable Power Supply | Lodging/Hospitality | New | N_LG_Energy Star Uninterruptable Power Supply | 1.1619 | 0.41044 | 3.0778 | 0.0019037 | 0.0019037 | 0.016676
[23 empty] | Commercial | Energy Star Uninterruptable Power Supply | Miscellaneous | New | N_MS_Energy Star Uninterruptable Power Supply | 1.1619 | 0.41044 | 3.0778 | 0.00011148 | 0.00011148 | 0.00097656
[23 empty] | Commercial | Energy Star Uninterruptable Power Supply | Offices | New | N_OF_Energy Star Uninterruptable Power Supply | 1.1619 | 0.41044 | 3.0778 | 0.0012879 | 0.0012879 | 0.011282
[23 empty] | Commercial | Energy Star Uninterruptable Power Supply | Restaurants | New | N_RS_Energy Star Uninterruptable Power Supply | 1.1619 | 0.41044 | 3.0778 | 0 | 0 | 0
[23 empty] | Commercial | Energy Star Uninterruptable Power Supply | Retail | New | N_RT_Energy Star Uninterruptable Power Supply | 1.1619 | 0.41044 | 3.0778 | 0 | 0 | 0
[23 empty] | Commercial | Energy Star Uninterruptable Power Supply | Schools K-12 | New | N_SC_Energy Star Uninterruptable Power Supply | 1.1619 | 0.41044 | 3.0778 | 7.5635e-05 | 7.5635e-05 | 0.00066256
[23 empty] | Commercial | Energy Star Uninterruptable Power Supply | Warehouse | New | N_WR_Energy Star Uninterruptable Power Supply | 1.1619 | 0.41044 | 3.0778 | 0 | 0 | 0
[23 empty] | Commercial | Energy Star Commercial Solid Door Refrigerator | Assembly | Turnover | T_AS_Energy Star Commercial Solid Door Refrigerator | 2.312 | 0.55475 | 4.8078 | 0 | 0 | 0
[23 empty] | Commercial | Energy Star Commercial Solid Door Refrigerator | College and University | Turnover | T_CU_Energy Star Commercial Solid Door Refrigerator | 2.1561 | 0.51736 | 4.8078 | 0 | 0 | 0
[23 empty] | Commercial | Energy Star Commercial Solid Door Refrigerator | Grocery | Turnover | T_GR_Energy Star Commercial Solid Door Refrigerator | 2.312 | 0.55475 | 4.8078 | 0.090006 | 0.04022 | 0.6026
[23 empty] | Commercial | Energy Star Commercial Solid Door Refrigerator | Healthcare | Turnover | T_HC_Energy Star Commercial Solid Door Refrigerator | 2.1561 | 0.51736 | 4.8078 | 0 | 0 | 0
[23 empty] | Commercial | Energy Star Commercial Solid Door Refrigerator | Hospitals | Turnover | T_HS_Energy Star Commercial Solid Door Refrigerator | 2.1561 | 0.51736 | 4.8078 | 0 | 0 | 0
[23 empty] | Commercial | Energy Star Commercial Solid Door Refrigerator | Institutional | Turnover | T_IN_Energy Star Commercial Solid Door Refrigerator | 2.312 | 0.55475 | 4.8078 | 0 | 0 | 0
[23 empty] | Commercial | Energy Star Commercial Solid Door Refrigerator | Lodging/Hospitality | Turnover | T_LG_Energy Star Commercial Solid Door Refrigerator | 2.1561 | 0.51736 | 4.8078 | 0 | 0 | 0
[23 empty] | Commercial | Energy Star Commercial Solid Door Refrigerator | Miscellaneous | Turnover | T_MS_Energy Star Commercial Solid Door Refrigerator | 2.312 | 0.55475 | 4.8078 | 0 | 0 | 0
[23 empty] | Commercial | Energy Star Commercial Solid Door Refrigerator | Offices | Turnover | T_OF_Energy Star Commercial Solid Door Refrigerator | 2.312 | 0.55475 | 4.8078 | 0 | 0 | 0
[23 empty] | Commercial | Energy Star Commercial Solid Door Refrigerator | Restaurants | Turnover | T_RS_Energy Star Commercial Solid Door Refrigerator | 2.1561 | 0.51736 | 4.8078 | 0 | 0 | 0
[23 empty] | Commercial | Energy Star Commercial Solid Door Refrigerator | Retail | Turnover | T_RT_Energy Star Commercial Solid Door Refrigerator | 2.312 | 0.55475 | 4.8078 | 0.0037729 | 0.001686 | 0.02526
[23 empty] | Commercial | Energy Star Commercial Solid Door Refrigerator | Schools K-12 | Turnover | T_SC_Energy Star Commercial Solid Door Refrigerator | 2.1561 | 0.51736 | 4.8078 | 0 | 0 | 0
[23 empty] | Commercial | Energy Star Commercial Solid Door Refrigerator | Warehouse | Turnover | T_WR_Energy Star Commercial Solid Door Refrigerator | 2.312 | 0.55475 | 4.8078 | 0 | 0 | 0
[23 empty] | Commercial | Energy Star Commercial Solid Door Refrigerator | Assembly | New | N_AS_Energy Star Commercial Solid Door Refrigerator | 2.312 | 0.55475 | 4.8078 | 0 | 0 | 0
[23 empty] | Commercial | Energy Star Commercial Solid Door Refrigerator | College and University | New | N_CU_Energy Star Commercial Solid Door Refrigerator | 2.1561 | 0.51736 | 4.8078 | 0 | 0 | 0
[23 empty] | Commercial | Energy Star Commercial Solid Door Refrigerator | Grocery | New | N_GR_Energy Star Commercial Solid Door Refrigerator | 2.312 | 0.55475 | 4.8078 | 0.015164 | 0.0067763 | 0.10153
[23 empty] | Commercial | Energy Star Commercial Solid Door Refrigerator | Healthcare | New | N_HC_Energy Star Commercial Solid Door Refrigerator | 2.1561 | 0.51736 | 4.8078 | 0 | 0 | 0
[23 empty] | Commercial | Energy Star Commercial Solid Door Refrigerator | Hospitals | New | N_HS_Energy Star Commercial Solid Door Refrigerator | 2.1561 | 0.51736 | 4.8078 | 0 | 0 | 0
[23 empty] | Commercial | Energy Star Commercial Solid Door Refrigerator | Institutional | New | N_IN_Energy Star Commercial Solid Door Refrigerator | 2.312 | 0.55475 | 4.8078 | 0 | 0 | 0
[23 empty] | Commercial | Energy Star Commercial Solid Door Refrigerator | Lodging/Hospitality | New | N_LG_Energy Star Commercial Solid Door Refrigerator | 2.1561 | 0.51736 | 4.8078 | 0 | 0 | 0
[23 empty] | Commercial | Energy Star Commercial Solid Door Refrigerator | Miscellaneous | New | N_MS_Energy Star Commercial Solid Door Refrigerator | 2.312 | 0.55475 | 4.8078 | 0 | 0 | 0
[23 empty] | Commercial | Energy Star Commercial Solid Door Refrigerator | Offices | New | N_OF_Energy Star Commercial Solid Door Refrigerator | 2.312 | 0.55475 | 4.8078 | 0 | 0 | 0
[23 empty] | Commercial | Energy Star Commercial Solid Door Refrigerator | Restaurants | New | N_RS_Energy Star Commercial Solid Door Refrigerator | 2.1561 | 0.51736 | 4.8078 | 0 | 0 | 0
[23 empty] | Commercial | Energy Star Commercial Solid Door Refrigerator | Retail | New | N_RT_Energy Star Commercial Solid Door Refrigerator | 2.312 | 0.55475 | 4.8078 | 0.00063591 | 0.00028417 | 0.0042575
[23 empty] | Commercial | Energy Star Commercial Solid Door Refrigerator | Schools K-12 | New | N_SC_Energy Star Commercial Solid Door Refrigerator | 2.1561 | 0.51736 | 4.8078 | 0 | 0 | 0
[23 empty] | Commercial | Energy Star Commercial Solid Door Refrigerator | Warehouse | New | N_WR_Energy Star Commercial Solid Door Refrigerator | 2.312 | 0.55475 | 4.8078 | 0 | 0 | 0
[23 empty] | Commercial | Ceiling Insulation(R2 to R38) | Assembly | Existing | E_AS_Ceiling Insulation(R2 to R38) | 4.2086 | 1.0572 | 4.3067 | 0 | 0 | 0
[23 empty] | Commercial | Ceiling Insulation(R2 to R38) | College and University | Existing | E_CU_Ceiling Insulation(R2 to R38) | 4.184 | 1.051 | 4.3067 | 0 | 0 | 0
[23 empty] | Commercial | Ceiling Insulation(R2 to R38) | Grocery | Existing | E_GR_Ceiling Insulation(R2 to R38) | 4.3188 | 1.0848 | 4.3067 | 0 | 0 | 0
[23 empty] | Commercial | Ceiling Insulation(R2 to R38) | Healthcare | Existing | E_HC_Ceiling Insulation(R2 to R38) | 4.2086 | 1.0572 | 4.3067 | 0.043178 | 0.012537 | 2.1856
[23 empty] | Commercial | Ceiling Insulation(R2 to R38) | Hospitals | Existing | E_HS_Ceiling Insulation(R2 to R38) | 4.184 | 1.051 | 4.3067 | 0 | 0 | 0
[23 empty] | Commercial | Ceiling Insulation(R2 to R38) | Institutional | Existing | E_IN_Ceiling Insulation(R2 to R38) | 4.2086 | 1.0572 | 4.3067 | 0 | 0 | 0
[23 empty] | Commercial | Ceiling Insulation(R2 to R38) | Lodging/Hospitality | Existing | E_LG_Ceiling Insulation(R2 to R38) | 4.184 | 1.051 | 4.3067 | 0 | 0 | 0
[23 empty] | Commercial | Ceiling Insulation(R2 to R38) | Miscellaneous | Existing | E_MS_Ceiling Insulation(R2 to R38) | 4.2086 | 1.0572 | 4.3067 | 0 | 0 | 0
[23 empty] | Commercial | Ceiling Insulation(R2 to R38) | Offices | Existing | E_OF_Ceiling Insulation(R2 to R38) | 4.2086 | 1.0572 | 4.3067 | 0.027681 | 0.075944 | 1.5517
[23 empty] | Commercial | Ceiling Insulation(R2 to R38) | Restaurants | Existing | E_RS_Ceiling Insulation(R2 to R38) | 4.3188 | 1.0848 | 4.3067 | 0 | 0 | 0
[23 empty] | Commercial | Ceiling Insulation(R2 to R38) | Retail | Existing | E_RT_Ceiling Insulation(R2 to R38) | 4.3188 | 1.0848 | 4.3067 | 0 | 0 | 0
[23 empty] | Commercial | Ceiling Insulation(R2 to R38) | Schools K-12 | Existing | E_SC_Ceiling Insulation(R2 to R38) | 4.2086 | 1.0572 | 4.3067 | 0 | 0 | 0
[23 empty] | Commercial | Ceiling Insulation(R2 to R38) | Warehouse | Existing | E_WR_Ceiling Insulation(R2 to R38) | 1.8592 | 0.57072 | 3.4397 | 0 | 0 | 0
[23 empty] | Commercial | Ceiling Insulation(R2 to R38) | Assembly | New | N_AS_Ceiling Insulation(R2 to R38) | 4.1366 | 1.0526 | 4.2441 | 0 | 0 | 0
[23 empty] | Commercial | Ceiling Insulation(R2 to R38) | College and University | New | N_CU_Ceiling Insulation(R2 to R38) | 4.1125 | 1.0464 | 4.2441 | 0 | 0 | 0
[23 empty] | Commercial | Ceiling Insulation(R2 to R38) | Grocery | New | N_GR_Ceiling Insulation(R2 to R38) | 4.245 | 1.0801 | 4.2441 | 0 | 0 | 0
[23 empty] | Commercial | Ceiling Insulation(R2 to R38) | Healthcare | New | N_HC_Ceiling Insulation(R2 to R38) | 4.1366 | 1.0526 | 4.2441 | 0 | 0 | 0
[23 empty] | Commercial | Ceiling Insulation(R2 to R38) | Hospitals | New | N_HS_Ceiling Insulation(R2 to R38) | 4.1125 | 1.0464 | 4.2441 | 0 | 0 | 0
[23 empty] | Commercial | Ceiling Insulation(R2 to R38) | Institutional | New | N_IN_Ceiling Insulation(R2 to R38) | 4.1366 | 1.0526 | 4.2441 | 0 | 0 | 0
[23 empty] | Commercial | Ceiling Insulation(R2 to R38) | Lodging/Hospitality | New | N_LG_Ceiling Insulation(R2 to R38) | 4.1125 | 1.0464 | 4.2441 | 0 | 0 | 0
[23 empty] | Commercial | Ceiling Insulation(R2 to R38) | Miscellaneous | New | N_MS_Ceiling Insulation(R2 to R38) | 4.1366 | 1.0526 | 4.2441 | 0 | 0 | 0
[23 empty] | Commercial | Ceiling Insulation(R2 to R38) | Offices | New | N_OF_Ceiling Insulation(R2 to R38) | 4.1366 | 1.0526 | 4.2441 | 0 | 0 | 0
[23 empty] | Commercial | Ceiling Insulation(R2 to R38) | Restaurants | New | N_RS_Ceiling Insulation(R2 to R38) | 4.245 | 1.0801 | 4.2441 | 0 | 0 | 0
[23 empty] | Commercial | Ceiling Insulation(R2 to R38) | Retail | New | N_RT_Ceiling Insulation(R2 to R38) | 4.245 | 1.0801 | 4.2441 | 0 | 0 | 0
[23 empty] | Commercial | Ceiling Insulation(R2 to R38) | Schools K-12 | New | N_SC_Ceiling Insulation(R2 to R38) | 4.1366 | 1.0526 | 4.2441 | 0 | 0 | 0
[23 empty] | Commercial | Ceiling Insulation(R2 to R38) | Warehouse | New | N_WR_Ceiling Insulation(R2 to R38) | 1.8592 | 0.57072 | 3.4397 | 0 | 0 | 0
[23 empty] | Commercial | Chilled Water System - Variable Speed Drives | Assembly | Existing | E_AS_Chilled Water System - Variable Speed Drives | 2.051 | 0.48789 | 4.798 | 0.29285 | 0.013133 | 2.6804
[23 empty] | Commercial | Chilled Water System - Variable Speed Drives | College and University | Existing | E_CU_Chilled Water System - Variable Speed Drives | 2.051 | 0.48789 | 4.798 | 0.0014782 | 6.6289e-05 | 0.01353
[23 empty] | Commercial | Chilled Water System - Variable Speed Drives | Grocery | Existing | E_GR_Chilled Water System - Variable Speed Drives | 2.051 | 0.48789 | 4.798 | 0 | 0 | 0
[23 empty] | Commercial | Chilled Water System - Variable Speed Drives | Healthcare | Existing | E_HC_Chilled Water System - Variable Speed Drives | 2.051 | 0.48789 | 4.798 | 0 | 0 | 0
[23 empty] | Commercial | Chilled Water System - Variable Speed Drives | Hospitals | Existing | E_HS_Chilled Water System - Variable Speed Drives | 2.051 | 0.48789 | 4.798 | 0.24391 | 0.010938 | 2.2325
[23 empty] | Commercial | Chilled Water System - Variable Speed Drives | Institutional | Existing | E_IN_Chilled Water System - Variable Speed Drives | 2.051 | 0.48789 | 4.798 | 0.1816 | 0.0081435 | 1.6621
[23 empty] | Commercial | Chilled Water System - Variable Speed Drives | Lodging/Hospitality | Existing | E_LG_Chilled Water System - Variable Speed Drives | 2.051 | 0.48789 | 4.798 | 0.14467 | 0.0064877 | 1.3242
[23 empty] | Commercial | Chilled Water System - Variable Speed Drives | Miscellaneous | Existing | E_MS_Chilled Water System - Variable Speed Drives | 2.051 | 0.48789 | 4.798 | 0.20427 | 0.0091603 | 1.8696
[23 empty] | Commercial | Chilled Water System - Variable Speed Drives | Offices | Existing | E_OF_Chilled Water System - Variable Speed Drives | 2.051 | 0.48789 | 4.798 | 0.49109 | 0.022023 | 4.4949
[23 empty] | Commercial | Chilled Water System - Variable Speed Drives | Restaurants | Existing | E_RS_Chilled Water System - Variable Speed Drives | 2.051 | 0.48789 | 4.798 | 0.033934 | 0.0015217 | 0.31059
[23 empty] | Commercial | Chilled Water System - Variable Speed Drives | Retail | Existing | E_RT_Chilled Water System - Variable Speed Drives | 2.051 | 0.48789 | 4.798 | 0 | 0 | 0
[23 empty] | Commercial | Chilled Water System - Variable Speed Drives | Schools K-12 | Existing | E_SC_Chilled Water System - Variable Speed Drives | 2.051 | 0.48789 | 4.798 | 0.091519 | 0.0041041 | 0.83765
[23 empty] | Commercial | Chilled Water System - Variable Speed Drives | Warehouse | Existing | E_WR_Chilled Water System - Variable Speed Drives | 2.051 | 0.48789 | 4.798 | 0 | 0 | 0
[23 empty] | Commercial | Chilled Water System - Variable Speed Drives | Assembly | New | N_AS_Chilled Water System - Variable Speed Drives | 2.051 | 0.48789 | 4.798 | 0.04976 | 0.0022314 | 0.45544
[23 empty] | Commercial | Chilled Water System - Variable Speed Drives | College and University | New | N_CU_Chilled Water System - Variable Speed Drives | 2.051 | 0.48789 | 4.798 | 0.0002702 | 1.2117e-05 | 0.0024731
[23 empty] | Commercial | Chilled Water System - Variable Speed Drives | Grocery | New | N_GR_Chilled Water System - Variable Speed Drives | 2.051 | 0.48789 | 4.798 | 0 | 0 | 0
[23 empty] | Commercial | Chilled Water System - Variable Speed Drives | Healthcare | New | N_HC_Chilled Water System - Variable Speed Drives | 2.051 | 0.48789 | 4.798 | 0 | 0 | 0
[23 empty] | Commercial | Chilled Water System - Variable Speed Drives | Hospitals | New | N_HS_Chilled Water System - Variable Speed Drives | 2.051 | 0.48789 | 4.798 | 0.025446 | 0.0011411 | 0.23291
[23 empty] | Commercial | Chilled Water System - Variable Speed Drives | Institutional | New | N_IN_Chilled Water System - Variable Speed Drives | 2.051 | 0.48789 | 4.798 | 0.043056 | 0.0019308 | 0.39409
[23 empty] | Commercial | Chilled Water System - Variable Speed Drives | Lodging/Hospitality | New | N_LG_Chilled Water System - Variable Speed Drives | 2.051 | 0.48789 | 4.798 | 0.01794 | 0.00080453 | 0.16421
[23 empty] | Commercial | Chilled Water System - Variable Speed Drives | Miscellaneous | New | N_MS_Chilled Water System - Variable Speed Drives | 2.051 | 0.48789 | 4.798 | 0.048425 | 0.0021716 | 0.44322
[23 empty] | Commercial | Chilled Water System - Variable Speed Drives | Offices | New | N_OF_Chilled Water System - Variable Speed Drives | 2.051 | 0.48789 | 4.798 | 0.083092 | 0.0037262 | 0.76052
[23 empty] | Commercial | Chilled Water System - Variable Speed Drives | Restaurants | New | N_RS_Chilled Water System - Variable Speed Drives | 2.051 | 0.48789 | 4.798 | 0.0042241 | 0.00018943 | 0.038663
[23 empty] | Commercial | Chilled Water System - Variable Speed Drives | Retail | New | N_RT_Chilled Water System - Variable Speed Drives | 2.051 | 0.48789 | 4.798 | 0 | 0 | 0
[23 empty] | Commercial | Chilled Water System - Variable Speed Drives | Schools K-12 | New | N_SC_Chilled Water System - Variable Speed Drives | 2.051 | 0.48789 | 4.798 | 0.016728 | 0.00075018 | 0.15311
[23 empty] | Commercial | Chilled Water System - Variable Speed Drives | Warehouse | New | N_WR_Chilled Water System - Variable Speed Drives | 2.051 | 0.48789 | 4.798 | 0 | 0 | 0
[23 empty] | Commercial | Dedicated Outdoor Air System on VRF unit | Healthcare | Existing | E_HC_Dedicated Outdoor Air System on VRF unit | 1.5823 | 0.63723 | 2.5827 | 0.020406 | 0.0020698 | 0.073789
[23 empty] | Commercial | Dedicated Outdoor Air System on VRF unit | Hospitals | Existing | E_HS_Dedicated Outdoor Air System on VRF unit | 1.512 | 0.62551 | 2.5079 | 0.0028013 | 0.0016993 | 0.014731
[23 empty] | Commercial | Dedicated Outdoor Air System on VRF unit | Lodging/Hospitality | Existing | E_LG_Dedicated Outdoor Air System on VRF unit | 1.0092 | 0.47163 | 2.1976 | 0 | 0.010066 | 0.064577
[23 empty] | Commercial | Dedicated Outdoor Air System on VRF unit | Restaurants | Existing | E_RS_Dedicated Outdoor Air System on VRF unit | 1.2681 | 0.5794 | 2.2517 | 0.0037049 | 0.018189 | 0.071317
[23 empty] | Commercial | Dedicated Outdoor Air System on VRF unit | Healthcare | New | N_HC_Dedicated Outdoor Air System on VRF unit | 1.5823 | 0.63723 | 2.5827 | 0.004099 | 0.00042489 | 0.014852
[23 empty] | Commercial | Dedicated Outdoor Air System on VRF unit | Hospitals | New | N_HS_Dedicated Outdoor Air System on VRF unit | 1.512 | 0.62551 | 2.5079 | 0.00056211 | 0.00034837 | 0.00298
[23 empty] | Commercial | Dedicated Outdoor Air System on VRF unit | Lodging/Hospitality | New | N_LG_Dedicated Outdoor Air System on VRF unit | 1.0092 | 0.47163 | 2.1976 | 0 | 0.0020111 | 0.012902
[23 empty] | Commercial | Dedicated Outdoor Air System on VRF unit | Restaurants | New | N_RS_Dedicated Outdoor Air System on VRF unit | 1.2681 | 0.5794 | 2.2517 | 0.00030592 | 0.0036157 | 0.012762
[23 empty] | Commercial | Duct Sealing Repair | Assembly | Existing | E_AS_Duct Sealing Repair | 4.4692 | 1.3696 | 3.5036 | 0 | 0 | 0
[23 empty] | Commercial | Duct Sealing Repair | College and University | Existing | E_CU_Duct Sealing Repair | 6.4538 | 1.512 | 4.7941 | 0 | 0 | 0
[23 empty] | Commercial | Duct Sealing Repair | Retail | Existing | E_RT_Duct Sealing Repair | 7.6266 | 1.5685 | 5.6187 | 1.566 | 0.13724 | 8.1452
[23 empty] | Commercial | Duct Sealing Repair | Schools K-12 | Existing | E_SC_Duct Sealing Repair | 6.4538 | 1.512 | 4.7941 | 0 | 0 | 0
[23 empty] | Commercial | Duct Sealing Repair | Warehouse | Existing | E_WR_Duct Sealing Repair | 2.2933 | 1.061 | 2.2215 | 0 | 0 | 0
[23 empty] | Commercial | Duct Sealing Repair | Assembly | New | N_AS_Duct Sealing Repair | 4.4692 | 1.3696 | 3.5036 | 0 | 0 | 0
[23 empty] | Commercial | Duct Sealing Repair | College and University | New | N_CU_Duct Sealing Repair | 6.4538 | 1.512 | 4.7941 | 0 | 0 | 0
[23 empty] | Commercial | Duct Sealing Repair | Retail | New | N_RT_Duct Sealing Repair | 7.6266 | 1.5685 | 5.6187 | 0 | 0 | 0
[23 empty] | Commercial | Duct Sealing Repair | Schools K-12 | New | N_SC_Duct Sealing Repair | 6.4538 | 1.512 | 4.7941 | 0 | 0 | 0
[23 empty] | Commercial | Duct Sealing Repair | Warehouse | New | N_WR_Duct Sealing Repair | 2.2933 | 1.061 | 2.2215 | 0 | 0 | 0
[23 empty] | Commercial | ECM Motors on Furnaces | College and University | Existing | E_CU_ECM Motors on Furnaces | 1.1339 | 0.42195 | 2.8173 | 0 | 0 | 0
[23 empty] | Commercial | ECM Motors on Furnaces | Grocery | Existing | E_GR_ECM Motors on Furnaces | 1.608 | 0.42766 | 4.1258 | 0 | 5.3026e-05 | 0.00046451
[23 empty] | Commercial | ECM Motors on Furnaces | Hospitals | Existing | E_HS_ECM Motors on Furnaces | 1.9154 | 0.49748 | 4.2421 | 0 | 4.4399e-06 | 2.9097e-05
[23 empty] | Commercial | ECM Motors on Furnaces | Lodging/Hospitality | Existing | E_LG_ECM Motors on Furnaces | 1.0339 | 0.37263 | 2.9191 | 0 | 2.9153e-05 | 0.00025538
[23 empty] | Commercial | ECM Motors on Furnaces | Retail | Existing | E_RT_ECM Motors on Furnaces | 2.0777 | 0.45501 | 5.2017 | 0 | 3.8888e-05 | 0.00034066
[23 empty] | Commercial | ECM Motors on Furnaces | Schools K-12 | Existing | E_SC_ECM Motors on Furnaces | 1.0534 | 0.2437 | 4.8673 | 0 | 0 | 0
[23 empty] | Commercial | ECM Motors on Furnaces | College and University | New | N_CU_ECM Motors on Furnaces | 1.1339 | 0.42195 | 2.8173 | 0 | 0 | 0
[23 empty] | Commercial | ECM Motors on Furnaces | Grocery | New | N_GR_ECM Motors on Furnaces | 1.608 | 0.42766 | 4.1258 | 0 | 7.1217e-06 | 6.2386e-05
[23 empty] | Commercial | ECM Motors on Furnaces | Hospitals | New | N_HS_ECM Motors on Furnaces | 1.9154 | 0.49748 | 4.2421 | 0 | 6.3061e-07 | 4.1327e-06
[23 empty] | Commercial | ECM Motors on Furnaces | Lodging/Hospitality | New | N_LG_ECM Motors on Furnaces | 1.0339 | 0.37263 | 2.9191 | 0 | 3.9468e-06 | 3.4574e-05
[23 empty] | Commercial | ECM Motors on Furnaces | Retail | New | N_RT_ECM Motors on Furnaces | 2.0777 | 0.45501 | 5.2017 | 0 | 5.3072e-06 | 4.6491e-05
[23 empty] | Commercial | ECM Motors on Furnaces | Schools K-12 | New | N_SC_ECM Motors on Furnaces | 1.0534 | 0.2437 | 4.8673 | 0 | 0 | 0
[23 empty] | Commercial | Facility Commissioning | Grocery | New | N_GR_Facility Commissioning | 1.3486 | 0.52991 | 2.7171 | 0.071862 | 0.00032347 | 0.34943
[23 empty] | Commercial | Facility Commissioning | Restaurants | New | N_RS_Facility Commissioning | 1.3078 | 0.5235 | 2.6596 | 0.24756 | 0.0011143 | 1.2037
[23 empty] | Commercial | Facility Energy Management System | College and University | Existing | E_CU_Facility Energy Management System | 1.1949 | 0.45085 | 2.7746 | 0.0013058 | 0.00083977 | 0.0088421
[23 empty] | Commercial | Facility Energy Management System | Healthcare | Existing | E_HC_Facility Energy Management System | 3.452 | 0.70058 | 5.7122 | 0.01596 | 0.00061114 | 0.076549
[23 empty] | Commercial | Facility Energy Management System | Hospitals | Existing | E_HS_Facility Energy Management System | 2.8435 | 0.57709 | 5.7122 | 0.14834 | 0.04622 | 1.0034
[23 empty] | Commercial | Facility Energy Management System | Lodging/Hospitality | Existing | E_LG_Facility Energy Management System | 2.4098 | 0.71084 | 3.6597 | 0.047034 | 0.0096731 | 0.18491
[23 empty] | Commercial | Facility Energy Management System | Miscellaneous | Existing | E_MS_Facility Energy Management System | 2.7581 | 0.66654 | 4.6195 | 0.71278 | 0.049481 | 3.4225
[23 empty] | Commercial | Facility Energy Management System | Offices | Existing | E_OF_Facility Energy Management System | 3.543 | 0.70425 | 5.862 | 0.30745 | 0.016323 | 1.5219
[23 empty] | Commercial | Facility Energy Management System | Retail | Existing | E_RT_Facility Energy Management System | 1.9953 | 0.66979 | 3.1602 | 0.91205 | 0.26824 | 3.5269
[23 empty] | Commercial | Facility Energy Management System | Schools K-12 | Existing | E_SC_Facility Energy Management System | 1.4506 | 0.54732 | 2.7746 | 0.0073356 | 0.00029179 | 0.035621
[23 empty] | Commercial | Facility Energy Management System | College and University | New | N_CU_Facility Energy Management System | 1.1949 | 0.45085 | 2.7746 | 0.00095723 | 0.00061147 | 0.0064821
[23 empty] | Commercial | Facility Energy Management System | Healthcare | New | N_HC_Facility Energy Management System | 3.452 | 0.70058 | 5.7122 | 0.017016 | 0.00063976 | 0.081622
[23 empty] | Commercial | Facility Energy Management System | Hospitals | New | N_HS_Facility Energy Management System | 2.8435 | 0.57709 | 5.7122 | 0.014806 | 0.0045382 | 0.10015
[23 empty] | Commercial | Facility Energy Management System | Lodging/Hospitality | New | N_LG_Facility Energy Management System | 2.4098 | 0.71084 | 3.6597 | 0.034173 | 0.0069334 | 0.13426
[23 empty] | Commercial | Facility Energy Management System | Miscellaneous | New | N_MS_Facility Energy Management System | 2.7581 | 0.66654 | 4.6195 | 0.086198 | 0.0059341 | 0.41388
[23 empty] | Commercial | Facility Energy Management System | Offices | New | N_OF_Facility Energy Management System | 3.543 | 0.70425 | 5.862 | 0.02508 | 0.0013109 | 0.12414
[23 empty] | Commercial | Facility Energy Management System | Retail | New | N_RT_Facility Energy Management System | 1.9953 | 0.66979 | 3.1602 | 0.11001 | 0.03181 | 0.42535
[23 empty] | Commercial | Facility Energy Management System | Schools K-12 | New | N_SC_Facility Energy Management System | 1.4506 | 0.54732 | 2.7746 | 0.0053737 | 0.00021263 | 0.026102
[23 empty] | Commercial | HVAC tune-up | Assembly | Existing | E_AS_HVAC tune-up | 1.0782 | 0.66202 | 1.702 | 0.0018384 | 0 | 0.0038609
[23 empty] | Commercial | HVAC tune-up | Lodging/Hospitality | Existing | E_LG_HVAC tune-up | 1.6676 | 0.8455 | 2.1595 | 0 | 0 | 0
[23 empty] | Commercial | HVAC tune-up | Offices | Existing | E_OF_HVAC tune-up | 1.0508 | 0.61871 | 1.79 | 0.012749 | 0 | 0.032177
[23 empty] | Commercial | HVAC tune-up | Restaurants | Existing | E_RS_HVAC tune-up | 1.641 | 0.8386 | 2.1375 | 0.0010504 | 0 | 0.0022059
[23 empty] | Commercial | HVAC tune-up | Retail | Existing | E_RT_HVAC tune-up | 1.3319 | 0.74969 | 1.8915 | 0.00014744 | 0 | 0.00030965
[23 empty] | Commercial | HVAC tune-up | Schools K-12 | Existing | E_SC_HVAC tune-up | 1.1776 | 0.69821 | 1.775 | 2.4937e-05 | 0 | 5.2371e-05
[23 empty] | Commercial | HVAC tune-up | Assembly | New | N_AS_HVAC tune-up | 1.0782 | 0.66202 | 1.702 | 0.0004412 | 0 | 0.00092658
[23 empty] | Commercial | HVAC tune-up | Lodging/Hospitality | New | N_LG_HVAC tune-up | 1.6676 | 0.8455 | 2.1595 | 0 | 0 | 0
[23 empty] | Commercial | HVAC tune-up | Offices | New | N_OF_HVAC tune-up | 1.0508 | 0.61871 | 1.79 | 0.0030481 | 0 | 0.007693
[23 empty] | Commercial | HVAC tune-up | Restaurants | New | N_RS_HVAC tune-up | 1.641 | 0.8386 | 2.1375 | 0.00024914 | 0 | 0.00052323
[23 empty] | Commercial | HVAC tune-up | Retail | New | N_RT_HVAC tune-up | 1.3319 | 0.74969 | 1.8915 | 3.5009e-05 | 0 | 7.3524e-05
[23 empty] | Commercial | HVAC tune-up | Schools K-12 | New | N_SC_HVAC tune-up | 1.1776 | 0.69821 | 1.775 | 5.9654e-06 | 0 | 1.2528e-05
[23 empty] | Commercial | HVAC tune-up_RTU | Healthcare | Existing | E_HC_HVAC tune-up_RTU | 1.447 | 0.73733 | 2.1456 | 0.64747 | 0 | 1.636
[23 empty] | Commercial | HVAC tune-up_RTU | Hospitals | Existing | E_HS_HVAC tune-up_RTU | 1.3824 | 0.72017 | 2.0852 | 0.25307 | 0 | 0.63945
[23 empty] | Commercial | HVAC tune-up_RTU | Lodging/Hospitality | Existing | E_LG_HVAC tune-up_RTU | 1.1425 | 0.64916 | 1.8697 | 0.3563 | 0 | 0.90028
[23 empty] | Commercial | HVAC tune-up_RTU | Restaurants | Existing | E_RS_HVAC tune-up_RTU | 1.1235 | 0.64298 | 1.8531 | 1.157 | 0 | 2.9235
[23 empty] | Commercial | HVAC tune-up_RTU | Healthcare | New | N_HC_HVAC tune-up_RTU | 1.447 | 0.73733 | 2.1456 | 0.15536 | 0 | 0.39255
[23 empty] | Commercial | HVAC tune-up_RTU | Hospitals | New | N_HS_HVAC tune-up_RTU | 1.3824 | 0.72017 | 2.0852 | 0.060287 | 0 | 0.15233
[23 empty] | Commercial | HVAC tune-up_RTU | Lodging/Hospitality | New | N_LG_HVAC tune-up_RTU | 1.1425 | 0.64916 | 1.8697 | 0.084276 | 0 | 0.21295
[23 empty] | Commercial | HVAC tune-up_RTU | Restaurants | New | N_RS_HVAC tune-up_RTU | 1.1235 | 0.64298 | 1.8531 | 0.26978 | 0 | 0.68167
[23 empty] | Commercial | Low U-Value Windows | Assembly | Existing | E_AS_Low U-Value Windows | 1.4101 | 0.6754 | 2.1284 | 0.060776 | 1.5282e-05 | 0.16718
[23 empty] | Commercial | Low U-Value Windows | College and University | Existing | E_CU_Low U-Value Windows | 1.4101 | 0.6754 | 2.1284 | 0.0029116 | 3.0769e-07 | 0.0079072
[23 empty] | Commercial | Low U-Value Windows | Grocery | Existing | E_GR_Low U-Value Windows | 1.4101 | 0.6754 | 2.1284 | 0.050055 | 5.8071e-05 | 0.14864
[23 empty] | Commercial | Low U-Value Windows | Healthcare | Existing | E_HC_Low U-Value Windows | 1.4101 | 0.6754 | 2.1284 | 0.077362 | 8.1646e-06 | 0.21009
[23 empty] | Commercial | Low U-Value Windows | Hospitals | Existing | E_HS_Low U-Value Windows | 1.4101 | 0.6754 | 2.1284 | 0.070684 | 1.6465e-06 | 0.19056
[23 empty] | Commercial | Low U-Value Windows | Institutional | Existing | E_IN_Low U-Value Windows | 1.4101 | 0.6754 | 2.1284 | 0.035174 | 3.3267e-06 | 0.095431
[23 empty] | Commercial | Low U-Value Windows | Lodging/Hospitality | Existing | E_LG_Low U-Value Windows | 1.6039 | 0.76822 | 2.1284 | 0.16804 | -0.001702 | 0.39795
[23 empty] | Commercial | Low U-Value Windows | Miscellaneous | Existing | E_MS_Low U-Value Windows | 1.3337 | 0.63879 | 2.1284 | 0.13053 | -0.00070566 | 0.39128
[23 empty] | Commercial | Low U-Value Windows | Offices | Existing | E_OF_Low U-Value Windows | 1.4101 | 0.6754 | 2.1284 | 0.12328 | 0.00012315 | 0.36128
[23 empty] | Commercial | Low U-Value Windows | Restaurants | Existing | E_RS_Low U-Value Windows | 1.4101 | 0.6754 | 2.1284 | 0.16553 | 0.0001398 | 0.47896
[23 empty] | Commercial | Low U-Value Windows | Retail | Existing | E_RT_Low U-Value Windows | 1.4101 | 0.6754 | 2.1284 | 0.13094 | 3.618e-05 | 0.36097
[23 empty] | Commercial | Low U-Value Windows | Schools K-12 | Existing | E_SC_Low U-Value Windows | 1.4101 | 0.6754 | 2.1284 | 0.024758 | 8.8109e-06 | 0.068728
[23 empty] | Commercial | Low U-Value Windows | Warehouse | Existing | E_WR_Low U-Value Windows | 1.3337 | 0.63879 | 2.1284 | 0.013532 | -7.4581e-05 | 0.04059
[23 empty] | Commercial | Programmable Thermostat | Lodging/Hospitality | Existing | E_LG_Programmable Thermostat | 6.5572 | 3.4085 | 1.9764 | 0 | 0 | 0
[23 empty] | Commercial | Programmable Thermostat | Restaurants | Existing | E_RS_Programmable Thermostat | 3.5191 | 0.93074 | 4.3192 | 0.68299 | -9.8212e-05 | 1.9827
[23 empty] | Commercial | Programmable Thermostat | Lodging/Hospitality | New | N_LG_Programmable Thermostat | 6.5572 | 3.4085 | 1.9764 | 0 | 0 | 0
[23 empty] | Commercial | Programmable Thermostat | Restaurants | New | N_RS_Programmable Thermostat | 3.5191 | 0.93074 | 4.3192 | 0.083004 | -1.1105e-05 | 0.23978
[23 empty] | Commercial | Smart Thermostat | Hospitals | Existing | E_HS_Smart Thermostat | 1.4655 | 0.40755 | 4.0589 | 0.26163 | 0.00016206 | 3.1366
[23 empty] | Commercial | Smart Thermostat | Institutional | Existing | E_IN_Smart Thermostat | 1.0924 | 0.28708 | 4.3537 | 0.019129 | -0.0022432 | 1.6246
[23 empty] | Commercial | Smart Thermostat | Lodging/Hospitality | Existing | E_LG_Smart Thermostat | 11.1671 | 4.3396 | 2.7322 | -0.17176 | 0.71879 | 5.6027
[23 empty] | Commercial | Smart Thermostat | Offices | Existing | E_OF_Smart Thermostat | 1.0295 | 0.28254 | 4.1254 | 0.092973 | -0.11492 | 8.5295
[23 empty] | Commercial | Smart Thermostat | Retail | Existing | E_RT_Smart Thermostat | 1.5137 | 0.68925 | 2.2859 | 2.8643 | -0.00013453 | 7.9204
[23 empty] | Commercial | Smart Thermostat | Hospitals | New | N_HS_Smart Thermostat | 1.4655 | 0.40755 | 4.0589 | 0.032418 | 1.9952e-05 | 0.38864
[23 empty] | Commercial | Smart Thermostat | Institutional | New | N_IN_Smart Thermostat | 1.0924 | 0.28708 | 4.3537 | 0.0023023 | -0.00025709 | 0.19546
[23 empty] | Commercial | Smart Thermostat | Lodging/Hospitality | New | N_LG_Smart Thermostat | 11.1671 | 4.3396 | 2.7322 | -0.021176 | 0.08526 | 0.68962
[23 empty] | Commercial | Smart Thermostat | Offices | New | N_OF_Smart Thermostat | 1.0295 | 0.28254 | 4.1254 | 0.011385 | -0.013846 | 1.0431
[23 empty] | Commercial | Smart Thermostat | Retail | New | N_RT_Smart Thermostat | 1.5137 | 0.68925 | 2.2859 | 0.35078 | -1.5638e-05 | 0.9688
[23 empty] | Commercial | Thermal Energy Storage | Assembly | Existing | E_AS_Thermal Energy Storage | 2.4773 | 2.9391 | 9999 | 1.7838 | 0.51697 | -0.28384
[23 empty] | Commercial | Thermal Energy Storage | College and University | Existing | E_CU_Thermal Energy Storage | 2.4773 | 2.9391 | 9999 | 0.042654 | 0.012362 | -0.0067872
[23 empty] | Commercial | Thermal Energy Storage | Grocery | Existing | E_GR_Thermal Energy Storage | 2.4773 | 2.9391 | 9999 | 0 | 0 | 0
[23 empty] | Commercial | Thermal Energy Storage | Healthcare | Existing | E_HC_Thermal Energy Storage | 2.4773 | 2.9391 | 9999 | 0 | 0 | 0
[23 empty] | Commercial | Thermal Energy Storage | Hospitals | Existing | E_HS_Thermal Energy Storage | 2.4773 | 2.9391 | 9999 | 2.9198 | 0.84621 | -0.46461
[23 empty] | Commercial | Thermal Energy Storage | Institutional | Existing | E_IN_Thermal Energy Storage | 2.4773 | 2.9391 | 9999 | 0.73043 | 0.21169 | -0.11623
[23 empty] | Commercial | Thermal Energy Storage | Lodging/Hospitality | Existing | E_LG_Thermal Energy Storage | 2.4773 | 2.9391 | 9999 | 0.57511 | 0.16668 | -0.091513
[23 empty] | Commercial | Thermal Energy Storage | Miscellaneous | Existing | E_MS_Thermal Energy Storage | 2.4773 | 2.9391 | 9999 | 1.2226 | 0.35435 | -0.19455
[23 empty] | Commercial | Thermal Energy Storage | Offices | Existing | E_OF_Thermal Energy Storage | 2.4773 | 2.9391 | 9999 | 1.986 | 0.57559 | -0.31602
[23 empty] | Commercial | Thermal Energy Storage | Restaurants | Existing | E_RS_Thermal Energy Storage | 2.4773 | 2.9391 | 9999 | 0 | 0 | 0
[23 empty] | Commercial | Thermal Energy Storage | Retail | Existing | E_RT_Thermal Energy Storage | 2.4773 | 2.9391 | 9999 | 0 | 0 | 0
[23 empty] | Commercial | Thermal Energy Storage | Schools K-12 | Existing | E_SC_Thermal Energy Storage | 2.4773 | 2.9391 | 9999 | 0.48197 | 0.13968 | -0.076693
[23 empty] | Commercial | Thermal Energy Storage | Warehouse | Existing | E_WR_Thermal Energy Storage | 2.4773 | 2.9391 | 9999 | 0 | 0 | 0
[23 empty] | Commercial | Thermal Energy Storage | Assembly | New | N_AS_Thermal Energy Storage | 2.4773 | 2.9391 | 9999 | 0 | 0 | 0
[23 empty] | Commercial | Thermal Energy Storage | College and University | New | N_CU_Thermal Energy Storage | 2.4773 | 2.9391 | 9999 | 0 | 0 | 0
[23 empty] | Commercial | Thermal Energy Storage | Grocery | New | N_GR_Thermal Energy Storage | 2.4773 | 2.9391 | 9999 | 0 | 0 | 0
[23 empty] | Commercial | Thermal Energy Storage | Healthcare | New | N_HC_Thermal Energy Storage | 2.4773 | 2.9391 | 9999 | 0 | 0 | 0
[23 empty] | Commercial | Thermal Energy Storage | Hospitals | New | N_HS_Thermal Energy Storage | 2.4773 | 2.9391 | 9999 | 0 | 0 | 0
[23 empty] | Commercial | Thermal Energy Storage | Institutional | New | N_IN_Thermal Energy Storage | 2.4773 | 2.9391 | 9999 | 0 | 0 | 0
[23 empty] | Commercial | Thermal Energy Storage | Lodging/Hospitality | New | N_LG_Thermal Energy Storage | 2.4773 | 2.9391 | 9999 | 0 | 0 | 0
[23 empty] | Commercial | Thermal Energy Storage | Miscellaneous | New | N_MS_Thermal Energy Storage | 2.4773 | 2.9391 | 9999 | 0 | 0 | 0
[23 empty] | Commercial | Thermal Energy Storage | Offices | New | N_OF_Thermal Energy Storage | 2.4773 | 2.9391 | 9999 | 0 | 0 | 0
[23 empty] | Commercial | Thermal Energy Storage | Restaurants | New | N_RS_Thermal Energy Storage | 2.4773 | 2.9391 | 9999 | 0 | 0 | 0
[23 empty] | Commercial | Thermal Energy Storage | Retail | New | N_RT_Thermal Energy Storage | 2.4773 | 2.9391 | 9999 | 0 | 0 | 0
[23 empty] | Commercial | Thermal Energy Storage | Schools K-12 | New | N_SC_Thermal Energy Storage | 2.4773 | 2.9391 | 9999 | 0 | 0 | 0
[23 empty] | Commercial | Thermal Energy Storage | Warehouse | New | N_WR_Thermal Energy Storage | 2.4773 | 2.9391 | 9999 | 0 | 0 | 0
[23 empty] | Commercial | Wall Insulation | Assembly | Existing | E_AS_Wall Insulation | 3.1639 | 0.97619 | 3.4203 | 0 | 0 | 0
[23 empty] | Commercial | Wall Insulation | College and University | Existing | E_CU_Wall Insulation | 3.0615 | 0.96235 | 3.3507 | 0 | 0 | 0
[23 empty] | Commercial | Wall Insulation | Grocery | Existing | E_GR_Wall Insulation | 3.203 | 0.99754 | 3.385 | 0 | 0 | 0
[23 empty] | Commercial | Wall Insulation | Healthcare | Existing | E_HC_Wall Insulation | 3.0387 | 0.96394 | 3.3172 | 0.0016613 | 7.0228e-05 | 0.083176
[23 empty] | Commercial | Wall Insulation | Hospitals | Existing | E_HS_Wall Insulation | 3.103 | 0.96641 | 3.385 | 0 | 0 | 0
[23 empty] | Commercial | Wall Insulation | Institutional | Existing | E_IN_Wall Insulation | 3.0795 | 0.968 | 3.3507 | 0 | 0 | 0
[23 empty] | Commercial | Wall Insulation | Lodging/Hospitality | Existing | E_LG_Wall Insulation | 3.0615 | 0.96235 | 3.3507 | 0 | 0 | 0
[23 empty] | Commercial | Wall Insulation | Miscellaneous | Existing | E_MS_Wall Insulation | 3.1212 | 0.97209 | 3.385 | 0 | 0 | 0
[23 empty] | Commercial | Wall Insulation | Offices | Existing | E_OF_Wall Insulation | 3.1212 | 0.97209 | 3.385 | 0.011011 | 0.0044 | 0.56003
[23 empty] | Commercial | Wall Insulation | Restaurants | Existing | E_RS_Wall Insulation | 3.2468 | 1.0018 | 3.4203 | 0 | 0 | 0
[23 empty] | Commercial | Wall Insulation | Retail | Existing | E_RT_Wall Insulation | 3.203 | 0.99754 | 3.385 | 0.073398 | 0.00082571 | 0.36144
[23 empty] | Commercial | Wall Insulation | Schools K-12 | Existing | E_SC_Wall Insulation | 3.2077 | 0.98032 | 3.4565 | 0 | 0 | 0
[23 empty] | Commercial | Wall Insulation | Warehouse | Existing | E_WR_Wall Insulation | 1.8456 | 0.56942 | 3.4203 | 0 | 0 | 0
[23 empty] | Commercial | VSD Controlled Compressor | Assembly | Existing | E_AS_VSD Controlled Compressor | 1.9662 | 0.53285 | 4.0364 | 0.043585 | 0.020399 | 0.28905
[23 empty] | Commercial | VSD Controlled Compressor | College and University | Existing | E_CU_VSD Controlled Compressor | 1.8232 | 0.49408 | 4.0364 | 0.010897 | 0.0091279 | 0.084049
[23 empty] | Commercial | VSD Controlled Compressor | Grocery | Existing | E_GR_VSD Controlled Compressor | 1.9662 | 0.53285 | 4.0364 | 0.25132 | 0.11763 | 1.6668
[23 empty] | Commercial | VSD Controlled Compressor | Healthcare | Existing | E_HC_VSD Controlled Compressor | 1.8232 | 0.49408 | 4.0364 | 0.068802 | 0.05763 | 0.53065
[23 empty] | Commercial | VSD Controlled Compressor | Hospitals | Existing | E_HS_VSD Controlled Compressor | 1.8232 | 0.49408 | 4.0364 | 0.067341 | 0.056406 | 0.51938
[23 empty] | Commercial | VSD Controlled Compressor | Institutional | Existing | E_IN_VSD Controlled Compressor | 1.9662 | 0.53285 | 4.0364 | 0.061448 | 0.02876 | 0.40752
[23 empty] | Commercial | VSD Controlled Compressor | Lodging/Hospitality | Existing | E_LG_VSD Controlled Compressor | 1.8232 | 0.49408 | 4.0364 | 0.15997 | 0.134 | 1.2338
[23 empty] | Commercial | VSD Controlled Compressor | Miscellaneous | Existing | E_MS_VSD Controlled Compressor | 1.9662 | 0.53285 | 4.0364 | 2.6317 | 1.2317 | 17.4533
[23 empty] | Commercial | VSD Controlled Compressor | Offices | Existing | E_OF_VSD Controlled Compressor | 1.9662 | 0.53285 | 4.0364 | 0.35558 | 0.16643 | 2.3582
[23 empty] | Commercial | VSD Controlled Compressor | Restaurants | Existing | E_RS_VSD Controlled Compressor | 1.8232 | 0.49408 | 4.0364 | 0.086725 | 0.072643 | 0.66889
[23 empty] | Commercial | VSD Controlled Compressor | Retail | Existing | E_RT_VSD Controlled Compressor | 1.9662 | 0.53285 | 4.0364 | 0.25914 | 0.12129 | 1.7186
[23 empty] | Commercial | VSD Controlled Compressor | Schools K-12 | Existing | E_SC_VSD Controlled Compressor | 1.8232 | 0.49408 | 4.0364 | 0.020196 | 0.016917 | 0.15577
[23 empty] | Commercial | VSD Controlled Compressor | Warehouse | Existing | E_WR_VSD Controlled Compressor | 1.9662 | 0.53285 | 4.0364 | 0.087548 | 0.040976 | 0.58062
[23 empty] | Commercial | VSD Controlled Compressor | Assembly | New | N_AS_VSD Controlled Compressor | 1.9662 | 0.53285 | 4.0364 | 0.032805 | 0.015354 | 0.21756
[23 empty] | Commercial | VSD Controlled Compressor | College and University | New | N_CU_VSD Controlled Compressor | 1.8232 | 0.49408 | 4.0364 | 0.0081935 | 0.0068631 | 0.063194
[23 empty] | Commercial | VSD Controlled Compressor | Grocery | New | N_GR_VSD Controlled Compressor | 1.9662 | 0.53285 | 4.0364 | 0.03769 | 0.01764 | 0.24996
[23 empty] | Commercial | VSD Controlled Compressor | Healthcare | New | N_HC_VSD Controlled Compressor | 1.8232 | 0.49408 | 4.0364 | 0.051784 | 0.043376 | 0.3994
[23 empty] | Commercial | VSD Controlled Compressor | Hospitals | New | N_HS_VSD Controlled Compressor | 1.8232 | 0.49408 | 4.0364 | 0.050685 | 0.042455 | 0.39092
[23 empty] | Commercial | VSD Controlled Compressor | Institutional | New | N_IN_VSD Controlled Compressor | 1.9662 | 0.53285 | 4.0364 | 0.046095 | 0.021574 | 0.3057
[23 empty] | Commercial | VSD Controlled Compressor | Lodging/Hospitality | New | N_LG_VSD Controlled Compressor | 1.8232 | 0.49408 | 4.0364 | 0.12014 | 0.10063 | 0.92661
[23 empty] | Commercial | VSD Controlled Compressor | Miscellaneous | New | N_MS_VSD Controlled Compressor | 1.9662 | 0.53285 | 4.0364 | 0.39519 | 0.18497 | 2.6209
[23 empty] | Commercial | VSD Controlled Compressor | Offices | New | N_OF_VSD Controlled Compressor | 1.9662 | 0.53285 | 4.0364 | 0.26719 | 0.12506 | 1.772
[23 empty] | Commercial | VSD Controlled Compressor | Restaurants | New | N_RS_VSD Controlled Compressor | 1.8232 | 0.49408 | 4.0364 | 0.06502 | 0.054462 | 0.50148
[23 empty] | Commercial | VSD Controlled Compressor | Retail | New | N_RT_VSD Controlled Compressor | 1.9662 | 0.53285 | 4.0364 | 0.19448 | 0.091026 | 1.2898
[23 empty] | Commercial | VSD Controlled Compressor | Schools K-12 | New | N_SC_VSD Controlled Compressor | 1.8232 | 0.49408 | 4.0364 | 0.015185 | 0.012719 | 0.11712
[23 empty] | Commercial | VSD Controlled Compressor | Warehouse | New | N_WR_VSD Controlled Compressor | 1.9662 | 0.53285 | 4.0364 | 0.065793 | 0.030794 | 0.43634
[23 empty] | Commercial | PSC to ECM Evaporator Fan Motor (Reach-In) | Assembly | Existing | E_AS_PSC to ECM Evaporator Fan Motor (Reach-In) | 1.6538 | 0.49268 | 3.6184 | 0.00068335 | 6.26e-05 | 0.0049097
[23 empty] | Commercial | PSC to ECM Evaporator Fan Motor (Reach-In) | College and University | Existing | E_CU_PSC to ECM Evaporator Fan Motor (Reach-In) | 1.5973 | 0.47584 | 3.6184 | 4.538e-05 | 3.8011e-05 | 0.00035
[23 empty] | Commercial | PSC to ECM Evaporator Fan Motor (Reach-In) | Grocery | Existing | E_GR_PSC to ECM Evaporator Fan Motor (Reach-In) | 1.6538 | 0.49268 | 3.6184 | 1.0499 | 0.096179 | 7.5433
[23 empty] | Commercial | PSC to ECM Evaporator Fan Motor (Reach-In) | Healthcare | Existing | E_HC_PSC to ECM Evaporator Fan Motor (Reach-In) | 1.5973 | 0.47584 | 3.6184 | 0.00054155 | 0.00045362 | 0.0041769
[23 empty] | Commercial | PSC to ECM Evaporator Fan Motor (Reach-In) | Hospitals | Existing | E_HS_PSC to ECM Evaporator Fan Motor (Reach-In) | 1.5973 | 0.47584 | 3.6184 | 0.0055476 | 0.0046468 | 0.042787
[23 empty] | Commercial | PSC to ECM Evaporator Fan Motor (Reach-In) | Institutional | Existing | E_IN_PSC to ECM Evaporator Fan Motor (Reach-In) | 1.6538 | 0.49268 | 3.6184 | 0 | 0 | 0
[23 empty] | Commercial | PSC to ECM Evaporator Fan Motor (Reach-In) | Lodging/Hospitality | Existing | E_LG_PSC to ECM Evaporator Fan Motor (Reach-In) | 1.5973 | 0.47584 | 3.6184 | 0.025426 | 0.021298 | 0.19611
[23 empty] | Commercial | PSC to ECM Evaporator Fan Motor (Reach-In) | Miscellaneous | Existing | E_MS_PSC to ECM Evaporator Fan Motor (Reach-In) | 1.6538 | 0.49268 | 3.6184 | 0 | 0 | 0
[23 empty] | Commercial | PSC to ECM Evaporator Fan Motor (Reach-In) | Offices | Existing | E_OF_PSC to ECM Evaporator Fan Motor (Reach-In) | 1.6538 | 0.49268 | 3.6184 | 0 | 0 | 0
[23 empty] | Commercial | PSC to ECM Evaporator Fan Motor (Reach-In) | Restaurants | Existing | E_RS_PSC to ECM Evaporator Fan Motor (Reach-In) | 1.5973 | 0.47584 | 3.6184 | 0.26671 | 0.2234 | 2.0571
[23 empty] | Commercial | PSC to ECM Evaporator Fan Motor (Reach-In) | Retail | Existing | E_RT_PSC to ECM Evaporator Fan Motor (Reach-In) | 1.6538 | 0.49268 | 3.6184 | 0.044393 | 0.0040667 | 0.31895
[23 empty] | Commercial | PSC to ECM Evaporator Fan Motor (Reach-In) | Schools K-12 | Existing | E_SC_PSC to ECM Evaporator Fan Motor (Reach-In) | 1.5973 | 0.47584 | 3.6184 | 0.00097429 | 0.00081609 | 0.0075145
[23 empty] | Commercial | PSC to ECM Evaporator Fan Motor (Reach-In) | Warehouse | Existing | E_WR_PSC to ECM Evaporator Fan Motor (Reach-In) | 1.6538 | 0.49268 | 3.6184 | 0 | 0 | 0
[23 empty] | Commercial | PSC to ECM Evaporator Fan Motor (Reach-In) | Assembly | New | N_AS_PSC to ECM Evaporator Fan Motor (Reach-In) | 1.6538 | 0.49268 | 3.6184 | 0.0003761 | 3.4454e-05 | 0.0027022
[23 empty] | Commercial | PSC to ECM Evaporator Fan Motor (Reach-In) | College and University | New | N_CU_PSC to ECM Evaporator Fan Motor (Reach-In) | 1.5973 | 0.47584 | 3.6184 | 2.5119e-05 | 2.104e-05 | 0.00019374
[23 empty] | Commercial | PSC to ECM Evaporator Fan Motor (Reach-In) | Grocery | New | N_GR_PSC to ECM Evaporator Fan Motor (Reach-In) | 1.6538 | 0.49268 | 3.6184 | 0.58747 | 0.053816 | 4.2208
[23 empty] | Commercial | PSC to ECM Evaporator Fan Motor (Reach-In) | Healthcare | New | N_HC_PSC to ECM Evaporator Fan Motor (Reach-In) | 1.5973 | 0.47584 | 3.6184 | 0.00029808 | 0.00024968 | 0.0022991
[23 empty] | Commercial | PSC to ECM Evaporator Fan Motor (Reach-In) | Hospitals | New | N_HS_PSC to ECM Evaporator Fan Motor (Reach-In) | 1.5973 | 0.47584 | 3.6184 | 0.0030535 | 0.0025577 | 0.023551
[23 empty] | Commercial | PSC to ECM Evaporator Fan Motor (Reach-In) | Institutional | New | N_IN_PSC to ECM Evaporator Fan Motor (Reach-In) | 1.6538 | 0.49268 | 3.6184 | 0 | 0 | 0
[23 empty] | Commercial | PSC to ECM Evaporator Fan Motor (Reach-In) | Lodging/Hospitality | New | N_LG_PSC to ECM Evaporator Fan Motor (Reach-In) | 1.5973 | 0.47584 | 3.6184 | 0.014164 | 0.011864 | 0.10924
[23 empty] | Commercial | PSC to ECM Evaporator Fan Motor (Reach-In) | Miscellaneous | New | N_MS_PSC to ECM Evaporator Fan Motor (Reach-In) | 1.6538 | 0.49268 | 3.6184 | 0 | 0 | 0
[23 empty] | Commercial | PSC to ECM Evaporator Fan Motor (Reach-In) | Offices | New | N_OF_PSC to ECM Evaporator Fan Motor (Reach-In) | 1.6538 | 0.49268 | 3.6184 | 0 | 0 | 0
[23 empty] | Commercial | PSC to ECM Evaporator Fan Motor (Reach-In) | Restaurants | New | N_RS_PSC to ECM Evaporator Fan Motor (Reach-In) | 1.5973 | 0.47584 | 3.6184 | 0.14994 | 0.12559 | 1.1564
[23 empty] | Commercial | PSC to ECM Evaporator Fan Motor (Reach-In) | Retail | New | N_RT_PSC to ECM Evaporator Fan Motor (Reach-In) | 1.6538 | 0.49268 | 3.6184 | 0.024723 | 0.0022649 | 0.17763
[23 empty] | Commercial | PSC to ECM Evaporator Fan Motor (Reach-In) | Schools K-12 | New | N_SC_PSC to ECM Evaporator Fan Motor (Reach-In) | 1.5973 | 0.47584 | 3.6184 | 0.00053978 | 0.00045213 | 0.0041632
[23 empty] | Commercial | PSC to ECM Evaporator Fan Motor (Reach-In) | Warehouse | New | N_WR_PSC to ECM Evaporator Fan Motor (Reach-In) | 1.6538 | 0.49268 | 3.6184 | 0 | 0 | 0
[23 empty] | Commercial | PSC to ECM Evaporator Fan Motor (Walk-In, Refrigerator) | Assembly | Existing | E_AS_PSC to ECM Evaporator Fan Motor (Walk-In, Refrigerator) | 1.1123 | 0.43028 | 2.6994 | 0.00071522 | 6.5519e-05 | 0.0051387
[23 empty] | Commercial | PSC to ECM Evaporator Fan Motor (Walk-In, Refrigerator) | College and University | Existing | E_CU_PSC to ECM Evaporator Fan Motor (Walk-In, Refrigerator) | 1.0743 | 0.41558 | 2.6994 | 1.4266e-06 | 1.195e-06 | 1.1003e-05
[23 empty] | Commercial | PSC to ECM Evaporator Fan Motor (Walk-In, Refrigerator) | Grocery | Existing | E_GR_PSC to ECM Evaporator Fan Motor (Walk-In, Refrigerator) | 1.1123 | 0.43028 | 2.6994 | 0.40271 | 0.036891 | 2.8934
[23 empty] | Commercial | PSC to ECM Evaporator Fan Motor (Walk-In, Refrigerator) | Healthcare | Existing | E_HC_PSC to ECM Evaporator Fan Motor (Walk-In, Refrigerator) | 1.0743 | 0.41558 | 2.6994 | 0 | 0 | 0
[23 empty] | Commercial | PSC to ECM Evaporator Fan Motor (Walk-In, Refrigerator) | Hospitals | Existing | E_HS_PSC to ECM Evaporator Fan Motor (Walk-In, Refrigerator) | 1.0743 | 0.41558 | 2.6994 | 0.0069169 | 0.0057937 | 0.053348
[23 empty] | Commercial | PSC to ECM Evaporator Fan Motor (Walk-In, Refrigerator) | Institutional | Existing | E_IN_PSC to ECM Evaporator Fan Motor (Walk-In, Refrigerator) | 1.1123 | 0.43028 | 2.6994 | 0 | 0 | 0
[23 empty] | Commercial | PSC to ECM Evaporator Fan Motor (Walk-In, Refrigerator) | Lodging/Hospitality | Existing | E_LG_PSC to ECM Evaporator Fan Motor (Walk-In, Refrigerator) | 1.0743 | 0.41558 | 2.6994 | 0.021515 | 0.018022 | 0.16594
[23 empty] | Commercial | PSC to ECM Evaporator Fan Motor (Walk-In, Refrigerator) | Miscellaneous | Existing | E_MS_PSC to ECM Evaporator Fan Motor (Walk-In, Refrigerator) | 1.1123 | 0.43028 | 2.6994 | 0 | 0 | 0
[23 empty] | Commercial | PSC to ECM Evaporator Fan Motor (Walk-In, Refrigerator) | Offices | Existing | E_OF_PSC to ECM Evaporator Fan Motor (Walk-In, Refrigerator) | 1.1123 | 0.43028 | 2.6994 | 0 | 0 | 0
[23 empty] | Commercial | PSC to ECM Evaporator Fan Motor (Walk-In, Refrigerator) | Restaurants | Existing | E_RS_PSC to ECM Evaporator Fan Motor (Walk-In, Refrigerator) | 1.0743 | 0.41558 | 2.6994 | 0.27317 | 0.22881 | 2.1069
[23 empty] | Commercial | PSC to ECM Evaporator Fan Motor (Walk-In, Refrigerator) | Retail | Existing | E_RT_PSC to ECM Evaporator Fan Motor (Walk-In, Refrigerator) | 1.1123 | 0.43028 | 2.6994 | 0.023638 | 0.0021654 | 0.16983
[23 empty] | Commercial | PSC to ECM Evaporator Fan Motor (Walk-In, Refrigerator) | Schools K-12 | Existing | E_SC_PSC to ECM Evaporator Fan Motor (Walk-In, Refrigerator) | 1.0743 | 0.41558 | 2.6994 | 0.0012452 | 0.001043 | 0.0096041
[23 empty] | Commercial | PSC to ECM Evaporator Fan Motor (Walk-In, Refrigerator) | Warehouse | Existing | E_WR_PSC to ECM Evaporator Fan Motor (Walk-In, Refrigerator) | 1.1123 | 0.43028 | 2.6994 | 0 | 0 | 0
[23 empty] | Commercial | PSC to ECM Evaporator Fan Motor (Walk-In, Refrigerator) | Assembly | New | N_AS_PSC to ECM Evaporator Fan Motor (Walk-In, Refrigerator) | 1.1123 | 0.43028 | 2.6994 | 0.0003937 | 3.6066e-05 | 0.0028286
[23 empty] | Commercial | PSC to ECM Evaporator Fan Motor (Walk-In, Refrigerator) | College and University | New | N_CU_PSC to ECM Evaporator Fan Motor (Walk-In, Refrigerator) | 1.0743 | 0.41558 | 2.6994 | 7.8978e-07 | 6.6154e-07 | 6.0914e-06
[23 empty] | Commercial | PSC to ECM Evaporator Fan Motor (Walk-In, Refrigerator) | Grocery | New | N_GR_PSC to ECM Evaporator Fan Motor (Walk-In, Refrigerator) | 1.1123 | 0.43028 | 2.6994 | 0.22605 | 0.020708 | 1.6242
[23 empty] | Commercial | PSC to ECM Evaporator Fan Motor (Walk-In, Refrigerator) | Healthcare | New | N_HC_PSC to ECM Evaporator Fan Motor (Walk-In, Refrigerator) | 1.0743 | 0.41558 | 2.6994 | 0 | 0 | 0
[23 empty] | Commercial | PSC to ECM Evaporator Fan Motor (Walk-In, Refrigerator) | Hospitals | New | N_HS_PSC to ECM Evaporator Fan Motor (Walk-In, Refrigerator) | 1.0743 | 0.41558 | 2.6994 | 0.0038043 | 0.0031866 | 0.029342
[23 empty] | Commercial | PSC to ECM Evaporator Fan Motor (Walk-In, Refrigerator) | Institutional | New | N_IN_PSC to ECM Evaporator Fan Motor (Walk-In, Refrigerator) | 1.1123 | 0.43028 | 2.6994 | 0 | 0 | 0
[23 empty] | Commercial | PSC to ECM Evaporator Fan Motor (Walk-In, Refrigerator) | Lodging/Hospitality | New | N_LG_PSC to ECM Evaporator Fan Motor (Walk-In, Refrigerator) | 1.0743 | 0.41558 | 2.6994 | 0.011976 | 0.010031 | 0.092368
[23 empty] | Commercial | PSC to ECM Evaporator Fan Motor (Walk-In, Refrigerator) | Miscellaneous | New | N_MS_PSC to ECM Evaporator Fan Motor (Walk-In, Refrigerator) | 1.1123 | 0.43028 | 2.6994 | 0 | 0 | 0
[23 empty] | Commercial | PSC to ECM Evaporator Fan Motor (Walk-In, Refrigerator) | Offices | New | N_OF_PSC to ECM Evaporator Fan Motor (Walk-In, Refrigerator) | 1.1123 | 0.43028 | 2.6994 | 0 | 0 | 0
[23 empty] | Commercial | PSC to ECM Evaporator Fan Motor (Walk-In, Refrigerator) | Restaurants | New | N_RS_PSC to ECM Evaporator Fan Motor (Walk-In, Refrigerator) | 1.0743 | 0.41558 | 2.6994 | 0.15345 | 0.12853 | 1.1835
[23 empty] | Commercial | PSC to ECM Evaporator Fan Motor (Walk-In, Refrigerator) | Retail | New | N_RT_PSC to ECM Evaporator Fan Motor (Walk-In, Refrigerator) | 1.1123 | 0.43028 | 2.6994 | 0.013206 | 0.0012098 | 0.094884
[23 empty] | Commercial | PSC to ECM Evaporator Fan Motor (Walk-In, Refrigerator) | Schools K-12 | New | N_SC_PSC to ECM Evaporator Fan Motor (Walk-In, Refrigerator) | 1.0743 | 0.41558 | 2.6994 | 0.00068936 | 0.00057743 | 0.0053169
[23 empty] | Commercial | PSC to ECM Evaporator Fan Motor (Walk-In, Refrigerator) | Warehouse | New | N_WR_PSC to ECM Evaporator Fan Motor (Walk-In, Refrigerator) | 1.1123 | 0.43028 | 2.6994 | 0 | 0 | 0
[23 empty] | Commercial | Demand Controlled Ventilation | Assembly | Existing | E_AS_Demand Controlled Ventilation | 2.7511 | 1.0302 | 2.8736 | 0.070824 | 0.39874 | 0.68025
[23 empty] | Commercial | Demand Controlled Ventilation | Grocery | Existing | E_GR_Demand Controlled Ventilation | 1.3283 | 0.73529 | 1.8511 | 0.067289 | 0.37884 | 0.64629
[23 empty] | Commercial | Demand Controlled Ventilation | Lodging/Hospitality | Existing | E_LG_Demand Controlled Ventilation | 4.1966 | 1.1828 | 4.0532 | 0.49886 | 2.8086 | 4.7914
[23 empty] | Commercial | Demand Controlled Ventilation | Miscellaneous | Existing | E_MS_Demand Controlled Ventilation | 3.8664 | 1.155 | 3.7698 | 0.036237 | 0.20402 | 0.34805
[23 empty] | Commercial | Demand Controlled Ventilation | Offices | Existing | E_OF_Demand Controlled Ventilation | 4.0216 | 1.1684 | 3.9019 | 0.77173 | 4.3449 | 7.4123
[23 empty] | Commercial | Demand Controlled Ventilation | Restaurants | Existing | E_RS_Demand Controlled Ventilation | 1.4263 | 0.76434 | 1.9176 | 0.14949 | 0.84161 | 1.4358
[23 empty] | Commercial | Demand Controlled Ventilation | Retail | Existing | E_RT_Demand Controlled Ventilation | 2.9835 | 1.0612 | 3.053 | 0.85174 | 4.7953 | 8.1808
[23 empty] | Commercial | Demand Controlled Ventilation | Warehouse | Existing | E_WR_Demand Controlled Ventilation | 1.1961 | 0.69288 | 1.7622 | 0.077616 | 0.43698 | 0.74548
[23 empty] | Commercial | Demand Controlled Ventilation | Assembly | New | N_AS_Demand Controlled Ventilation | 2.7511 | 1.0302 | 2.8736 | 0.0095317 | 0.053663 | 0.09155
[23 empty] | Commercial | Demand Controlled Ventilation | Grocery | New | N_GR_Demand Controlled Ventilation | 1.3283 | 0.73529 | 1.8511 | 0.0095528 | 0.053782 | 0.091753
[23 empty] | Commercial | Demand Controlled Ventilation | Lodging/Hospitality | New | N_LG_Demand Controlled Ventilation | 4.1966 | 1.1828 | 4.0532 | 0.071146 | 0.40055 | 0.68334
[23 empty] | Commercial | Demand Controlled Ventilation | Miscellaneous | New | N_MS_Demand Controlled Ventilation | 3.8664 | 1.155 | 3.7698 | 0.0051648 | 0.029078 | 0.049607
[23 empty] | Commercial | Demand Controlled Ventilation | Offices | New | N_OF_Demand Controlled Ventilation | 4.0216 | 1.1684 | 3.9019 | 0.082686 | 0.46552 | 0.79418
[23 empty] | Commercial | Demand Controlled Ventilation | Restaurants | New | N_RS_Demand Controlled Ventilation | 1.4263 | 0.76434 | 1.9176 | 0.021214 | 0.11943 | 0.20375
[23 empty] | Commercial | Demand Controlled Ventilation | Retail | New | N_RT_Demand Controlled Ventilation | 2.9835 | 1.0612 | 3.053 | 0.12123 | 0.68252 | 1.1644
[23 empty] | Commercial | Demand Controlled Ventilation | Warehouse | New | N_WR_Demand Controlled Ventilation | 1.1961 | 0.69288 | 1.7622 | 0.011091 | 0.062445 | 0.10653
[23 empty] | Commercial | Retro-Commissioning | Assembly | Existing | E_AS_Retro-Commissioning | 1.164 | 0.68571 | 1.7888 | 0.54696 | 0.67487 | 3.4136
[23 empty] | Commercial | Retro-Commissioning | College and University | Existing | E_CU_Retro-Commissioning | 1.52 | 0.76096 | 2.1954 | 0.12906 | 0.0013719 | 0.32642
[23 empty] | Commercial | Retro-Commissioning | Schools K-12 | Existing | E_SC_Retro-Commissioning | 1.6646 | 0.83337 | 2.1954 | 0.15107 | 0.30776 | 0.96285
[23 empty] | Commercial | Retro-Commissioning | Assembly | New | N_AS_Retro-Commissioning | 1.164 | 0.68571 | 1.7888 | 0 | 0 | 0
[23 empty] | Commercial | Retro-Commissioning | College and University | New | N_CU_Retro-Commissioning | 1.52 | 0.76096 | 2.1954 | 0 | 0 | 0
[23 empty] | Commercial | Retro-Commissioning | Schools K-12 | New | N_SC_Retro-Commissioning | 1.6646 | 0.83337 | 2.1954 | 0 | 0 | 0
[23 empty] | Industrial | Process Refrig Controls | Agriculture and Assembly |  | AA_Process Refrig Controls | 1.3287 | 0.45758 | 3.0729 | 0.003283 | 0.003202 | 0.023846
[23 empty] | Industrial | Pump Equipment Upgrade | Agriculture and Assembly |  | AA_Pump Equipment Upgrade | 1.8872 | 0.50545 | 4.0963 | 0.025895 | 0.025211 | 0.19229
[23 empty] | Industrial | Fan Equipment Upgrades | Agriculture and Assembly |  | AA_Fan Equipment Upgrades | 2.4844 | 0.54023 | 5.2549 | 0.016527 | 0.01609 | 0.12273
[23 empty] | Industrial | Efficient Lighting - Other Interior Lighting | Agriculture and Assembly |  | AA_Efficient Lighting - Other Interior Lighting | 1.3979 | 0.47147 | 3.1593 | 0.18665 | 0.18143 | 1.3077
[23 empty] | Industrial | Efficient Lighting - High Bay | Agriculture and Assembly |  | AA_Efficient Lighting - High Bay | 2.3974 | 0.54862 | 4.9851 | 0.46197 | 0.44905 | 3.2365
[23 empty] | Industrial | Compressed Air Controls | Agriculture and Assembly |  | AA_Compressed Air Controls | 1.94 | 0.50979 | 4.2563 | 0.10968 | 0.10678 | 0.8145
[23 empty] | Industrial | Compressed Air Equipment | Agriculture and Assembly |  | AA_Compressed Air Equipment | 2.3529 | 0.53374 | 4.9911 | 0.045993 | 0.044778 | 0.34154
[23 empty] | Industrial | Process Heat Equipment Upgrade | Chemicals and Plastics |  | CP_Process Heat Equipment Upgrade | 1.5277 | 0.47544 | 3.5892 | 0.043471 | 0.0424 | 0.31576
[23 empty] | Industrial | Process Refrig Controls | Chemicals and Plastics |  | CP_Process Refrig Controls | 1.7949 | 0.50252 | 3.8902 | 0.024667 | 0.024059 | 0.17917
[23 empty] | Industrial | Pump Equipment Upgrade | Chemicals and Plastics |  | CP_Pump Equipment Upgrade | 2.3852 | 0.53539 | 5.0554 | 0.057275 | 0.055762 | 0.42533
[23 empty] | Industrial | Motor Equipment Upgrades | Chemicals and Plastics |  | CP_Motor Equipment Upgrades | 1.6166 | 0.48021 | 3.8014 | 0.023199 | 0.022586 | 0.17227
[23 empty] | Industrial | Fan Equipment Upgrades | Chemicals and Plastics |  | CP_Fan Equipment Upgrades | 2.3824 | 0.53525 | 5.0498 | 0.0082114 | 0.0079945 | 0.060978
[23 empty] | Industrial | Efficient Lighting - Other Interior Lighting | Chemicals and Plastics |  | CP_Efficient Lighting - Other Interior Lighting | 1.3979 | 0.47147 | 3.1593 | 0.48046 | 0.46702 | 3.366
[23 empty] | Industrial | Efficient Lighting - High Bay | Chemicals and Plastics |  | CP_Efficient Lighting - High Bay | 2.3974 | 0.54862 | 4.9851 | 0.14775 | 0.14362 | 1.0351
[23 empty] | Industrial | Process Refrig Equipment Upgrade | Construction |  | CS_Process Refrig Equipment Upgrade | 1.6848 | 0.48964 | 3.9061 | 0.0043838 | 0.0042757 | 0.031842
[23 empty] | Industrial | Efficient Lighting - Other Interior Lighting | Construction |  | CS_Efficient Lighting - Other Interior Lighting | 1.3979 | 0.47147 | 3.1593 | 0.060354 | 0.058666 | 0.42283
[23 empty] | Industrial | Efficient Lighting - High Bay | Construction |  | CS_Efficient Lighting - High Bay | 2.3974 | 0.54862 | 4.9851 | 0.034187 | 0.03323 | 0.23951
[23 empty] | Industrial | HVAC Recommissioning | Construction |  | CS_HVAC Recommissioning | 1.5584 | 0.48377 | 3.6001 | 0.026183 | 0.025548 | 0.1838
[23 empty] | Industrial | Efficient Lighting - Other Interior Lighting | Electrical and Electronic Equip. |  | EE_Efficient Lighting - Other Interior Lighting | 1.3979 | 0.47147 | 3.1593 | 0.14939 | 0.14521 | 1.0466
[23 empty] | Industrial | Efficient Lighting - High Bay | Electrical and Electronic Equip. |  | EE_Efficient Lighting - High Bay | 2.3974 | 0.54862 | 4.9851 | 0.047765 | 0.046429 | 0.33464
[23 empty] | Industrial | Process Refrig Equipment Upgrade | Lumber/Furniture/Pulp/Paper |  | LP_Process Refrig Equipment Upgrade | 1.4873 | 0.47146 | 3.5095 | 0.00081116 | 0.00079116 | 0.005892
[23 empty] | Industrial | Pump System Optimization | Lumber/Furniture/Pulp/Paper |  | LP_Pump System Optimization | 1.4032 | 0.45945 | 3.3739 | 0.23844 | 0.23214 | 1.7706
[23 empty] | Industrial | Pump Equipment Upgrade | Lumber/Furniture/Pulp/Paper |  | LP_Pump Equipment Upgrade | 1.7861 | 0.4979 | 3.9097 | 0.053641 | 0.052224 | 0.39834
[23 empty] | Industrial | Fan Equipment Upgrades | Lumber/Furniture/Pulp/Paper |  | LP_Fan Equipment Upgrades | 2.3435 | 0.53326 | 4.9725 | 0.032752 | 0.031886 | 0.24321
[23 empty] | Industrial | Efficient Lighting - Other Interior Lighting | Lumber/Furniture/Pulp/Paper |  | LP_Efficient Lighting - Other Interior Lighting | 1.3979 | 0.47147 | 3.1593 | 0.16049 | 0.156 | 1.1243
[23 empty] | Industrial | Efficient Lighting - High Bay | Lumber/Furniture/Pulp/Paper |  | LP_Efficient Lighting - High Bay | 2.3974 | 0.54862 | 4.9851 | 0.087746 | 0.085291 | 0.61474
[23 empty] | Industrial | Process Refrig Controls | Metal Products and Machinery |  | MM_Process Refrig Controls | 1.0117 | 0.41301 | 2.5456 | 0.0019078 | 0.0018608 | 0.013858
[23 empty] | Industrial | Process Refrig Equipment Upgrade | Metal Products and Machinery |  | MM_Process Refrig Equipment Upgrade | 1.7647 | 0.49617 | 4.0717 | 0.0012746 | 0.0012432 | 0.0092582
[23 empty] | Industrial | Efficient Lighting - Other Interior Lighting | Metal Products and Machinery |  | MM_Efficient Lighting - Other Interior Lighting | 1.3979 | 0.47147 | 3.1593 | 0.10841 | 0.10538 | 0.75951
[23 empty] | Industrial | Efficient Lighting - High Bay | Metal Products and Machinery |  | MM_Efficient Lighting - High Bay | 2.3974 | 0.54862 | 4.9851 | 0.097404 | 0.094679 | 0.6824
[23 empty] | Industrial | Process Refrig Equipment Upgrade | Miscellaneous Manufacturing |  | MS_Process Refrig Equipment Upgrade | 1.5006 | 0.47278 | 3.5356 | 0.0006887 | 0.00067172 | 0.0050025
[23 empty] | Industrial | Motor Equipment Upgrades | Miscellaneous Manufacturing |  | MS_Motor Equipment Upgrades | 1.5966 | 0.47843 | 3.7605 | 0.0020793 | 0.0020244 | 0.015441
[23 empty] | Industrial | Efficient Lighting - Other Interior Lighting | Miscellaneous Manufacturing |  | MS_Efficient Lighting - Other Interior Lighting | 1.3979 | 0.47147 | 3.1593 | 0.13267 | 0.12896 | 0.92949
[23 empty] | Industrial | Efficient Lighting - High Bay | Miscellaneous Manufacturing |  | MS_Efficient Lighting - High Bay | 2.3974 | 0.54862 | 4.9851 | 0.11741 | 0.11413 | 0.82256
[23 empty] | Industrial | HVAC Equipment Upgrades | Miscellaneous Manufacturing |  | MS_HVAC Equipment Upgrades | 2.1108 | 0.53236 | 4.3246 | 0.11993 | 0.11702 | 0.84185
[23 empty] | Industrial | Efficient Lighting - Other Interior Lighting | Primary Resources Industries |  | PR_Efficient Lighting - Other Interior Lighting | 1.3979 | 0.47147 | 3.1593 | 0.13967 | 0.13576 | 0.9785
[23 empty] | Industrial | Efficient Lighting - High Bay | Primary Resources Industries |  | PR_Efficient Lighting - High Bay | 2.3974 | 0.54862 | 4.9851 | 0.1649 | 0.16028 | 1.1553
[23 empty] | Industrial | HVAC Equipment Upgrades | Primary Resources Industries |  | PR_HVAC Equipment Upgrades | 2.7568 | 0.5658 | 5.5094 | 0.0054965 | 0.0053632 | 0.038585
[23 empty] | Industrial | Process Heat Equipment Upgrade | Stone/Clay/Glass/Concrete |  | ST_Process Heat Equipment Upgrade | 1.5277 | 0.47544 | 3.5892 | 0.1346 | 0.13128 | 0.97769
[23 empty] | Industrial | Process Refrig Equipment Upgrade | Stone/Clay/Glass/Concrete |  | ST_Process Refrig Equipment Upgrade | 1.396 | 0.46188 | 3.3318 | 0.0019265 | 0.001879 | 0.013993
[23 empty] | Industrial | Efficient Lighting - Other Interior Lighting | Stone/Clay/Glass/Concrete |  | ST_Efficient Lighting - Other Interior Lighting | 1.3979 | 0.47147 | 3.1593 | 0.078354 | 0.076162 | 0.54894
[23 empty] | Industrial | Efficient Lighting - High Bay | Stone/Clay/Glass/Concrete |  | ST_Efficient Lighting - High Bay | 2.3974 | 0.54862 | 4.9851 | 0.041635 | 0.040471 | 0.29169
[23 empty] | Industrial | Compressed Air Equipment | Stone/Clay/Glass/Concrete |  | ST_Compressed Air Equipment | 2.4346 | 0.53784 | 5.1544 | 0.0058894 | 0.0057339 | 0.043735
[23 empty] | Industrial | Motor Optimization | Textiles and Leather |  | TX_Motor Optimization | 1.1872 | 0.43362 | 2.9615 | 0.008977 | 0.0087399 | 0.066664
[23 empty] | Industrial | Efficient Lighting - Other Interior Lighting | Textiles and Leather |  | TX_Efficient Lighting - Other Interior Lighting | 1.3979 | 0.47147 | 3.1593 | 0.0060332 | 0.0058644 | 0.042268
[23 empty] | Industrial | Efficient Lighting - High Bay | Textiles and Leather |  | TX_Efficient Lighting - High Bay | 2.3974 | 0.54862 | 4.9851 | 0.0017337 | 0.0016852 | 0.012146
[23 empty] | Industrial | Building Envelope Improvements | Textiles and Leather |  | TX_Building Envelope Improvements | 2.0338 | 0.52625 | 4.2654 | 0.00044153 | 0.00043082 | 0.0030995
[23 empty] | Industrial | Pump Equipment Upgrade | Transportation Equipment |  | TR_Pump Equipment Upgrade | 2.1655 | 0.52347 | 4.624 | 0.0037723 | 0.0036727 | 0.028013
[23 empty] | Industrial | Fan Equipment Upgrades | Transportation Equipment |  | TR_Fan Equipment Upgrades | 2.1655 | 0.52347 | 4.624 | 0.0023303 | 0.0022687 | 0.017305
[23 empty] | Industrial | Efficient Lighting - Other Interior Lighting | Transportation Equipment |  | TR_Efficient Lighting - Other Interior Lighting | 1.3979 | 0.47147 | 3.1593 | 0.14741 | 0.14329 | 1.0328
[23 empty] | Industrial | Efficient Lighting - High Bay | Transportation Equipment |  | TR_Efficient Lighting - High Bay | 2.3974 | 0.54862 | 4.9851 | 0.041818 | 0.040648 | 0.29297
[23 empty] | Industrial | HVAC Recommissioning | Transportation Equipment |  | TR_HVAC Recommissioning | 1.548 | 0.48277 | 3.58 | 0.046182 | 0.045062 | 0.32419
[23 empty] | Industrial | Process Refrig Equipment Upgrade | Water and Wastewater |  | WW_Process Refrig Equipment Upgrade | 1.6848 | 0.48964 | 3.9061 | 5.2855e-05 | 5.1552e-05 | 0.00038392
[23 empty] | Industrial | Efficient Lighting - Other Interior Lighting | Water and Wastewater |  | WW_Efficient Lighting - Other Interior Lighting | 1.3979 | 0.47147 | 3.1593 | 0.00072769 | 0.00070733 | 0.0050981
[23 empty] | Industrial | Efficient Lighting - High Bay | Water and Wastewater |  | WW_Efficient Lighting - High Bay | 2.3974 | 0.54862 | 4.9851 | 0.00041219 | 0.00040066 | 0.0028877
[23 empty] | Industrial | HVAC Recommissioning | Water and Wastewater |  | WW_HVAC Recommissioning | 1.5584 | 0.48377 | 3.6001 | 0.00031569 | 0.00030803 | 0.0022161
[23 empty] | Residential | Central air conditioner - Load Shed | Single Family | Existing |  | 1.8969 | 1.8969 | N/A | 0 | 0 | 0
[23 empty] | Residential | Central air conditioner - Load Shed | Multi Family | Existing |  | 1 | 1 | N/A | 18.3392 | 0 | 0
[23 empty] | Residential | Central air conditioner - Load Shed | Mobile Home/Other | Existing |  | 1.8746 | 1.8746 | N/A | 7.2235 | 0 | 0
[23 empty] | Residential | Central Heating - Load Shed | Single Family | Existing |  | 2.166 | 2.166 | N/A | 0 | 0 | 0
[23 empty] | Residential | Central Heating - Load Shed | Multi Family | Existing |  | 1.2497 | 1.2497 | N/A | 0 | 23.3409 | 0
[23 empty] | Residential | Central Heating - Load Shed | Mobile Home/Other | Existing |  | 2.0866 | 2.0866 | N/A | 0 | 8.0405 | 0
[23 empty] | Residential | Central air conditioner - 50% cycling | Single Family | Existing |  | 1 | 1 | N/A | 0 | 0 | 0
[23 empty] | Residential | Central air conditioner - 50% cycling | Multi Family | Existing |  | 1 | 1 | N/A | 0 | 0 | 0
[23 empty] | Residential | Central air conditioner - 50% cycling | Mobile Home/Other | Existing |  | 1 | 1 | N/A | 0 | 0 | 0
[23 empty] | Residential | Central Heating - 50% cycling | Single Family | Existing |  | 1.0489 | 1.0489 | N/A | 0 | 0 | 0
[23 empty] | Residential | Central Heating - 50% cycling | Multi Family | Existing |  | 1 | 1 | N/A | 0 | 0 | 0
[23 empty] | Residential | Central Heating - 50% cycling | Mobile Home/Other | Existing |  | 1.0377 | 1.0377 | N/A | 0 | 0 | 0
[23 empty] | Residential | Water heater switches | Single Family | Existing |  | 1 | 1 | N/A | 0 | 0 | 0
[23 empty] | Residential | Water heater switches | Multi Family | Existing |  | 1 | 1 | N/A | 0 | 0 | 0
[23 empty] | Residential | Water heater switches | Mobile Home/Other | Existing |  | 1 | 1 | N/A | 0 | 0 | 0
[23 empty] | Residential | Pool pump switches | Single Family | Existing |  | 1 | 1 | N/A | 11.6945 | 7.5398 | 0
[23 empty] | Residential | Pool pump switches | Multi Family | Existing |  | 1 | 1 | N/A | 0 | 0 | 0
[23 empty] | Residential | Pool pump switches | Mobile Home/Other | Existing |  | 1 | 1 | N/A | 0 | 0 | 0
[23 empty] | Residential | Room AC control | Single Family | New |  | 1 | 1 | N/A | 0.91806 | 1.0492 | 0
[23 empty] | Residential | Room AC control | Mobile Home/Other | New |  | 1 | 1 | N/A | 3.6204 | 3.9651 | 0
[23 empty] | Residential | Smart thermostats - Utility Installation | Single Family | New |  | 1.08 | 0.7 | N/A | 0 | 0 | 0
[23 empty] | Residential | Smart thermostats - Utility Installation | Mobile Home/Other | New |  | 1.06 | 0.7 | N/A | 0 | 0 | 0
[23 empty] | Residential | Smart thermostats - BYOT | Single Family | New |  | 1.1 | 1.1 | N/A | 0 | 0 | 0
[23 empty] | Residential | Smart thermostats - BYOT | Multi Family | New |  | 1 | 1 | N/A | 0 | 0 | 0
[23 empty] | Residential | Smart thermostats - BYOT | Mobile Home/Other | New |  | 1.11 | 1.11 | N/A | 0 | 0 | 0
[23 empty] | Residential | CPP + Tech | Single Family | New |  | 1.4303 | 0.97 | N/A | 0 | 0 | 0
[23 empty] | Residential | CPP + Tech | Mobile Home/Other | New |  | 1.4175 | 0.97 | N/A | 0 | 0 | 0
[23 empty] | Small C&I | Central air conditioner - Load Shed | 0-15,000 kWh | New |  | 1 | 1 | N/A | 1.1253 | 0 | 0
[23 empty] | Small C&I | Central air conditioner - Load Shed | 15,001-25,000 kWh | New |  | 1 | 1 | N/A | 0.63081 | 0 | 0
[23 empty] | Small C&I | Central air conditioner - Load Shed | 25,001-50,000 kWh | New |  | 1 | 1 | N/A | 0.29605 | 0 | 0
[23 empty] | Small C&I | Central air conditioner - Load Shed | 50,001 kWh + | New |  | 1 | 1 | N/A | 1.2905 | 0 | 0
[23 empty] | Small C&I | Central Heating - Load Shed | 0-15,000 kWh | New |  | 1 | 1 | N/A | 0 | 6.0564 | 0
[23 empty] | Small C&I | Central Heating - Load Shed | 15,001-25,000 kWh | New |  | 1 | 1 | N/A | 0 | 1.2573 | 0
[23 empty] | Small C&I | Central Heating - Load Shed | 25,001-50,000 kWh | New |  | 1 | 1 | N/A | 0 | 0.6622 | 0
[23 empty] | Small C&I | Central Heating - Load Shed | 50,001 kWh + | New |  | 1 | 1 | N/A | 0 | 0.29359 | 0
[23 empty] | Small C&I | Central air conditioner - 50% cycling | 0-15,000 kWh | New |  | 1 | 1 | N/A | 0 | 0 | 0
[23 empty] | Small C&I | Central air conditioner - 50% cycling | 15,001-25,000 kWh | New |  | 1 | 1 | N/A | 0 | 0 | 0
[23 empty] | Small C&I | Central air conditioner - 50% cycling | 25,001-50,000 kWh | New |  | 1 | 1 | N/A | 0 | 0 | 0
[23 empty] | Small C&I | Central air conditioner - 50% cycling | 50,001 kWh + | New |  | 1 | 1 | N/A | 0 | 0 | 0
[23 empty] | Small C&I | Central Heating - 50% cycling | 0-15,000 kWh | New |  | 1 | 1 | N/A | 0 | 0 | 0
[23 empty] | Small C&I | Central Heating - 50% cycling | 15,001-25,000 kWh | New |  | 1 | 1 | N/A | 0 | 0 | 0
[23 empty] | Small C&I | Central Heating - 50% cycling | 25,001-50,000 kWh | New |  | 1 | 1 | N/A | 0 | 0 | 0
[23 empty] | Small C&I | Central Heating - 50% cycling | 50,001 kWh + | New |  | 1 | 1 | N/A | 0 | 0 | 0
[23 empty] | Small C&I | Smart thermostats - Utility Installation | 25,001-50,000 kWh | New |  | 1.0749 | 0.69892 | N/A | 0 | 0 | 0
[23 empty] | Small C&I | Smart thermostats - Utility Installation | 50,001 kWh + | New |  | 2.8285 | 0.99 | N/A | 0 | 0 | 0
[23 empty] | Small C&I | Smart thermostats - BYOT | 0-15,000 kWh | New |  | 1 | 1 | N/A | 0 | 0 | 0
[23 empty] | Small C&I | Smart thermostats - BYOT | 15,001-25,000 kWh | New |  | 1 | 1 | N/A | 0 | 0 | 0
[23 empty] | Small C&I | Smart thermostats - BYOT | 25,001-50,000 kWh | New |  | 1 | 1 | N/A | 0 | 0 | 0
[23 empty] | Small C&I | Smart thermostats - BYOT | 50,001 kWh + | New |  | 1 | 1 | N/A | 0 | 0 | 0
[23 empty] | Small C&I | CPP + Tech | 25,001-50,000 kWh | New |  | 1.0427 | 0.68517 | N/A | 0 | 0 | 0
[23 empty] | Small C&I | CPP + Tech | 50,001 kWh + | New |  | 2.6575 | 0.96396 | N/A | 0 | 0 | 0
[23 empty] | Large C&I | Auto DR | 0-50 kW | New |  | 2.1349 | 2.1349 | N/A | 29.3963 | 24.7204 | 0
[23 empty] | Large C&I | Auto DR | 51-300 kW | New |  | 2.1349 | 2.1349 | N/A | 41.5421 | 31.9701 | 0
[23 empty] | Large C&I | Auto DR | 301-500 kW | New |  | 2.1349 | 2.1349 | N/A | 44.4383 | 35.7565 | 0
[23 empty] | Large C&I | Auto DR | 501 kW + | Existing |  | 2.1495 | 2.1495 | N/A | 0 | 0 | 0
[23 empty] | Large C&I | CPP | 0-50 kW | New |  | 1.147 | 1.147 | N/A | 0 | 0 | 0
[23 empty] | Large C&I | CPP | 51-300 kW | New |  | 1.2978 | 1.2978 | N/A | 0 | 0 | 0
[23 empty] | Large C&I | CPP | 301-500 kW | New |  | 1 | 1 | N/A | 0 | 0 | 0
[23 empty] | Large C&I | CPP | 501 kW + | New |  | 1.4049 | 1.4049 | N/A | 0 | 0 | 0
[23 empty] | Large C&I | Firm Service Level | 0-50 kW | New |  | 2.3538 | 2.3538 | N/A | 0 | 0 | 0
[23 empty] | Large C&I | Firm Service Level | 51-300 kW | New |  | 2.3538 | 2.3538 | N/A | 0 | 0 | 0
[23 empty] | Large C&I | Firm Service Level | 301-500 kW | New |  | 2.3538 | 2.3538 | N/A | 0 | 0 | 0
[23 empty] | Large C&I | Firm Service Level | 501 kW + | Existing |  | 2.3716 | 2.3716 | N/A | 0 | 0 | 0
[23 empty] | Large C&I | Guaranteed Load Drop | 0-50 kW | New |  | 2.3538 | 2.3538 | N/A | 0 | 0 | 0
[23 empty] | Large C&I | Guaranteed Load Drop | 51-300 kW | New |  | 2.3538 | 2.3538 | N/A | 0 | 0 | 0
[23 empty] | Large C&I | Guaranteed Load Drop | 301-500 kW | New |  | 2.3538 | 2.3538 | N/A | 0 | 0 | 0
[23 empty] | Large C&I | Guaranteed Load Drop | 501 kW + | Existing |  | 2.3716 | 2.3716 | N/A | 0 | 0 | 0

## Staff ROG19
Economic Potential - RIM | [13 empty] | Economic Potential - TRC | [13 empty] | Achievable Potential - RIM | [13 empty] | Achievable Potential - TRC
Passing Measures Savings & Costs | [13 empty] | Passing Measures Savings & Costs | [13 empty] | Passing Measures Savings & Costs | [13 empty] | Passing Measures Savings & Costs
[Economic Potential or Achievable Potential] – [TRC or RIM] – [Nominal or NPV] | [13 empty] | [Economic Potential or Achievable Potential] – [TRC or RIM] – [Nominal or NPV] | [13 empty] | [Economic Potential or Achievable Potential] – [TRC or RIM] – [Nominal or NPV] | [13 empty] | [Economic Potential or Achievable Potential] – [TRC or RIM] – [Nominal or NPV]
Customer Class | Measure Name | Segment | Vintage | *Measure Name | Avoided Generation | Avoided T&D | Avoided O&M | Avoided Fuel | Admin Costs | Incentives | Lost Revenues | Utility Equipment | Customer Equipment | Customer Class | Measure Name | Segment | Vintage | *Measure Name | Avoided Generation | Avoided T&D | Avoided O&M | Avoided Fuel | Admin Costs | Incentives | Lost Revenues | Utility Equipment | Customer Equipment | Customer Class | Measure Name | Segment | Vintage | *Measure Name | Avoided Generation | Avoided T&D | Avoided O&M | Avoided Fuel | Admin Costs | Incentives | Lost Revenues | Utility Equipment | Customer Equipment | Customer Class | Measure Name | Segment | Vintage | *Measure Name | Avoided Generation | Avoided T&D | Avoided O&M | Avoided Fuel | Admin Costs | Incentives | Lost Revenues | Utility Equipment | Customer Equipment
[5 empty] | NPV | NPV | N/A | NPV | N/A | N/A | NPV | N/A | Nominal | [5 empty] | NPV | NPV | N/A | NPV | N/A | N/A | NPV | N/A | Nominal | [5 empty] | NPV | NPV | N/A | NPV | NPV | NPV | NPV | N/A | NPV | [5 empty] | NPV | NPV | N/A | NPV | NPV | NPV | NPV | N/A | NPV
Residential | 14 SEER ASHP from base electric resistance heating | Single Family | Turnover | T_SF_14 SEER ASHP from base electric resistance heating | 78029722.8483 | 127524865.4242 | N/A | 49880047.28 | N/A | N/A | 214392373.9574 | N/A | 73034414.5958 | Residential | High Efficiency Induction Cooktop | Single Family | Turnover | T_SF_High Efficiency Induction Cooktop | 2944052.1911 | 8690902.3827 | N/A | 5142900.1641 | N/A | N/A | 20393563.9983 | N/A | 8433679.7017 | Residential | 14 SEER ASHP from base electric resistance heating | Single Family | Turnover | T_SF_14 SEER ASHP from base electric resistance heating | 5004849.8124 | 8179483.0931 | N/A | 3199321.1838 | 466003.2438 | 2166459.7171 | 13751191.1285 | N/A | 4684449.2438 | Residential | High Efficiency Induction Cooktop | Single Family | Turnover | T_SF_High Efficiency Induction Cooktop | 5125553.8678 | 8376751.1066 | N/A | 3276480.5504 | 477242.0389 | 2452901.5015 | 14082834.3541 | N/A | 4797426.0647
Residential | 14 SEER ASHP from base electric resistance heating | Multi-Family | Turnover | T_MF_14 SEER ASHP from base electric resistance heating | 6289046.3991 | 10278260.2118 | N/A | 4020236.3956 | N/A | N/A | 17279615.2313 | N/A | 6433261.3218 | Residential | High Efficiency Induction Cooktop | Multi-Family | Turnover | T_MF_High Efficiency Induction Cooktop | 941032.2601 | 2777946.5108 | N/A | 1643868.6039 | N/A | N/A | 6518567.0552 | N/A | 2695728.2534 | Residential | 14 SEER ASHP from base electric resistance heating | Multi-Family | Turnover | T_MF_14 SEER ASHP from base electric resistance heating | 398613.1541 | 651458.0211 | N/A | 254811.1443 | 37115.0044 | 172548.5026 | 1095218.8125 | N/A | 407753.803 | Residential | High Efficiency Induction Cooktop | Multi-Family | Turnover | T_MF_High Efficiency Induction Cooktop | 421586.0944 | 689002.9592 | N/A | 269496.463 | 39254.0226 | 238412.1445 | 1158338.6472 | N/A | 431253.5387
Residential | 14 SEER ASHP from base electric resistance heating | Manufactured Home | Turnover | T_MH_14 SEER ASHP from base electric resistance heating | 3145782.0695 | 5141187.4915 | N/A | 2010922.9231 | N/A | N/A | 8643266.4531 | N/A | 4749024.7328 | Residential | High Efficiency Induction Cooktop | Manufactured Home | Turnover | T_MH_High Efficiency Induction Cooktop | 238956.6573 | 705404.9478 | N/A | 417428.1406 | N/A | N/A | 1655262.0561 | N/A | 684527.2364 | Residential | 14 SEER ASHP from base electric resistance heating | Manufactured Home | Turnover | T_MH_14 SEER ASHP from base electric resistance heating | 191197.0261 | 312475.4789 | N/A | 122221.5888 | 17802.4192 | 82763.8532 | 525327.8214 | N/A | 288640.2763 | Residential | High Efficiency Induction Cooktop | Manufactured Home | Turnover | T_MH_High Efficiency Induction Cooktop | 228312.0725 | 373133.0224 | N/A | 145947.1667 | 21258.2136 | 240236.717 | 627304.1278 | N/A | 344670.9452
Residential | 14 SEER ASHP from base electric resistance heating | Single Family | New | N_SF_14 SEER ASHP from base electric resistance heating | 1415887.2483 | 2314000.668 | N/A | 905097.7026 | N/A | N/A | 3890253.8332 | N/A | 1325244.952 | Residential | High Efficiency Induction Cooktop | Single Family | New | N_SF_High Efficiency Induction Cooktop | 48479.0053 | 143111.0168 | N/A | 84686.9105 | N/A | N/A | 335815.9547 | N/A | 138875.3923 | Residential | 14 SEER ASHP from base electric resistance heating | Single Family | New | N_SF_14 SEER ASHP from base electric resistance heating | 1185041.7173 | 1936727.1856 | N/A | 757531.0373 | 110339.6316 | 512971.4656 | 3255988.8429 | N/A | 1109177.6945 | Residential | High Efficiency Induction Cooktop | Single Family | New | N_SF_High Efficiency Induction Cooktop | 1213674.7605 | 1983522.4943 | N/A | 775834.5439 | 113005.6638 | 580820.0868 | 3334660.2244 | N/A | 1135977.707
Residential | 14 SEER ASHP from base electric resistance heating | Multi-Family | New | N_MF_14 SEER ASHP from base electric resistance heating | 116859.7075 | 190985.1519 | N/A | 74701.8895 | N/A | N/A | 321080.5984 | N/A | 119539.4323 | Residential | High Efficiency Induction Cooktop | Multi-Family | New | N_MF_High Efficiency Induction Cooktop | 15495.7538 | 45743.7826 | N/A | 27069.1922 | N/A | N/A | 107339.6889 | N/A | 44389.9141 | Residential | 14 SEER ASHP from base electric resistance heating | Multi-Family | New | N_MF_14 SEER ASHP from base electric resistance heating | 94387.209 | 154258.0915 | N/A | 60336.4753 | 8788.4247 | 40857.5869 | 259335.7643 | N/A | 96551.6141 | Residential | High Efficiency Induction Cooktop | Multi-Family | New | N_MF_High Efficiency Induction Cooktop | 99826.9485 | 163148.3198 | N/A | 63813.7972 | 9294.9206 | 56453.3726 | 274281.8467 | N/A | 102116.093
Residential | 14 SEER ASHP from base electric resistance heating | Manufactured Home | New | N_MH_14 SEER ASHP from base electric resistance heating | 59670.7706 | 97520.6204 | N/A | 38144.1936 | N/A | N/A | 163949.809 | N/A | 90081.8807 | Residential | High Efficiency Induction Cooktop | Manufactured Home | New | N_MH_High Efficiency Induction Cooktop | 3934.8423 | 11615.7351 | N/A | 6873.6896 | N/A | N/A | 27256.8056 | N/A | 11271.9468 | Residential | 14 SEER ASHP from base electric resistance heating | Manufactured Home | New | N_MH_14 SEER ASHP from base electric resistance heating | 45273.3521 | 73990.7553 | N/A | 28940.7274 | 4215.417 | 19597.5698 | 124391.848 | N/A | 68346.8416 | Residential | High Efficiency Induction Cooktop | Manufactured Home | New | N_MH_High Efficiency Induction Cooktop | 54061.7867 | 88353.7942 | N/A | 34558.6833 | 5033.7111 | 56885.4113 | 148538.7154 | N/A | 81614.2875
Residential | 15 SEER Air Source Heat Pump | Single Family | Turnover | T_SF_15 SEER Air Source Heat Pump | 77486218.3787 | 126636609.8747 | N/A | 56209449.8402 | N/A | N/A | 212899055.652 | N/A | 173574278.8977 | Residential | 14 SEER ASHP from base electric resistance heating | Single Family | Turnover | T_SF_14 SEER ASHP from base electric resistance heating | 80996483.1627 | 132373475.6208 | N/A | 51776531.5856 | N/A | N/A | 222543765.037 | N/A | 75811248.7931 | Residential | 15 SEER Air Source Heat Pump | Single Family | Turnover | T_SF_15 SEER Air Source Heat Pump | 4425657.6267 | 7232902.7025 | N/A | 3210426.1324 | 412074.4652 | 2297093.785 | 12159818.2114 | N/A | 9913767.2128 | Residential | 14 SEER ASHP from base electric resistance heating | Single Family | Turnover | T_SF_14 SEER ASHP from base electric resistance heating | 5622780.9963 | 9189375.0701 | N/A | 4078834.0558 | 523539.0235 | 10023437.535 | 15449002.2781 | N/A | 12595403.1215
Residential | 15 SEER Air Source Heat Pump | Single Family | New | N_SF_15 SEER Air Source Heat Pump | 1412801.9205 | 2308958.2816 | N/A | 1024863.7802 | N/A | N/A | 3881776.6693 | N/A | 3164770.1966 | Residential | 14 SEER ASHP from base electric resistance heating | Multi-Family | Turnover | T_MF_14 SEER ASHP from base electric resistance heating | 6491501.128 | 10609134.2828 | N/A | 4149654.4056 | N/A | N/A | 17835874.4153 | N/A | 6640358.5658 | Residential | 15 SEER Air Source Heat Pump | Single Family | New | N_SF_15 SEER Air Source Heat Pump | 1047614.909 | 1712128.9864 | N/A | 759952.6588 | 97543.7754 | 543754.149 | 2878398.6299 | N/A | 2346727.0206 | Residential | 14 SEER ASHP from base electric resistance heating | Multi-Family | Turnover | T_MF_14 SEER ASHP from base electric resistance heating | 1330731.1951 | 2174829.1597 | N/A | 965328.673 | 123904.8277 | 2372224.8864 | 3656281.3452 | N/A | 2980926.3174
Residential | 15 SEER Central AC | Single Family | Turnover | T_SF_15 SEER Central AC | 0 | 0 | N/A | 0 | N/A | N/A | 0 | N/A | 0 | Residential | 14 SEER ASHP from base electric resistance heating | Manufactured Home | Turnover | T_MH_14 SEER ASHP from base electric resistance heating | 3063986.413 | 5007507.9178 | N/A | 1958635.5246 | N/A | N/A | 8418526.9009 | N/A | 4625542.0544 | Residential | 15 SEER Central AC | Single Family | Turnover | T_SF_15 SEER Central AC | 0 | 0 | N/A | 0 | 0 | 0 | 0 | N/A | 0 | Residential | 14 SEER ASHP from base electric resistance heating | Manufactured Home | Turnover | T_MH_14 SEER ASHP from base electric resistance heating | 1442622.9521 | 2355667.05 | N/A | 1299815.1678 | 157220.9377 | 2419584.9064 | 4639399.3857 | N/A | 3191956.8271
Residential | 15 SEER Central AC | Single Family | New | N_SF_15 SEER Central AC | 0 | 0 | N/A | 0 | N/A | N/A | 0 | N/A | 0 | Residential | 14 SEER ASHP from base electric resistance heating | Single Family | New | N_SF_14 SEER ASHP from base electric resistance heating | 1445998.0309 | 2363211.0632 | N/A | 924345.8456 | N/A | N/A | 3972985.412 | N/A | 1353428.102 | Residential | 15 SEER Central AC | Single Family | New | N_SF_15 SEER Central AC | 0 | 0 | N/A | 0 | 0 | 0 | 0 | N/A | 0 | Residential | 14 SEER ASHP from base electric resistance heating | Single Family | New | N_SF_14 SEER ASHP from base electric resistance heating | 301606.8738 | 492495.5433 | N/A | 271750.2787 | 32869.93 | 505858.7474 | 969951.811 | N/A | 667337.3098
Residential | 16 SEER Central AC | Single Family | Turnover | T_SF_16 SEER Central AC | 32490775.1244 | 53054367.5843 | N/A | 29274456.1273 | N/A | N/A | 104488620.4888 | N/A | 75028399.544 | Residential | 14 SEER ASHP from base electric resistance heating | Multi-Family | New | N_MF_14 SEER ASHP from base electric resistance heating | 116859.7075 | 190985.1519 | N/A | 74701.8895 | N/A | N/A | 321080.5984 | N/A | 119539.4323 | Residential | 16 SEER Central AC | Single Family | Turnover | T_SF_16 SEER Central AC | 2006361.2458 | 3276198.4481 | N/A | 1807748.0159 | 218658.6564 | 419297.0251 | 6452352.0283 | N/A | 4633132.7154 | Residential | 14 SEER ASHP from base electric resistance heating | Multi-Family | New | N_MF_14 SEER ASHP from base electric resistance heating | 0 | 0 | N/A | 0 | 0 | 0 | 0 | N/A | 0
Residential | 16 SEER Central AC | Single Family | New | N_SF_16 SEER Central AC | 614374.2524 | 1003215.1372 | N/A | 553556.2642 | N/A | N/A | 1975795.2174 | N/A | 1418726.2909 | Residential | 14 SEER ASHP from base electric resistance heating | Manufactured Home | New | N_MH_14 SEER ASHP from base electric resistance heating | 59670.7706 | 97520.6204 | N/A | 38144.1936 | N/A | N/A | 163949.809 | N/A | 90081.8807 | Residential | 16 SEER Central AC | Single Family | New | N_SF_16 SEER Central AC | 419466.7374 | 684949.5707 | N/A | 377942.987 | 45714.6156 | 87661.7586 | 1348982.9209 | N/A | 968641.6482 | Residential | 14 SEER ASHP from base electric resistance heating | Manufactured Home | New | N_MH_14 SEER ASHP from base electric resistance heating | 0 | 0 | N/A | 0 | 0 | 0 | 0 | N/A | 0
Residential | Air Sealing-Infiltration Control | Single Family | Existing | E_SF_Air Sealing-Infiltration Control | 26112617.9258 | 61202627.6362 | N/A | 25441331.7413 | N/A | N/A | 99619173.9253 | N/A | 86786163.0425 | Residential | 15 SEER Air Source Heat Pump | Single Family | Turnover | T_SF_15 SEER Air Source Heat Pump | 75505517.0869 | 123399527.1778 | N/A | 54772624.9152 | N/A | N/A | 207456933.8996 | N/A | 169137376.3668 | Residential | Air Sealing-Infiltration Control | Single Family | Existing | E_SF_Air Sealing-Infiltration Control | 2049135.2928 | 4802753.3914 | N/A | 1996457.4565 | 343544.1367 | 687387.2312 | 7817414.7729 | N/A | 6810369.9952 | Residential | 15 SEER Air Source Heat Pump | Single Family | Turnover | T_SF_15 SEER Air Source Heat Pump | 2741633.7625 | 6425827.9562 | N/A | 2671153.6263 | 459643.7373 | 6853841.7135 | 10459284.1437 | N/A | 9111911.9265
Residential | Air Sealing-Infiltration Control | Multi-Family | Existing | E_MF_Air Sealing-Infiltration Control | 14714614.417 | 34488042.1232 | N/A | 14336340.6875 | N/A | N/A | 56135992.8374 | N/A | 44619371.1517 | Residential | 15 SEER Air Source Heat Pump | Single Family | New | N_SF_15 SEER Air Source Heat Pump | 1381683.3691 | 2258100.8783 | N/A | 1002290.0027 | N/A | N/A | 3796276.1719 | N/A | 3095062.5733 | Residential | Air Sealing-Infiltration Control | Multi-Family | Existing | E_MF_Air Sealing-Infiltration Control | 1211845.3557 | 2840317.2853 | N/A | 1180692.0241 | 203169.78 | 406516.3616 | 4623168.5235 | N/A | 3674698.9199 | Residential | 15 SEER Air Source Heat Pump | Single Family | New | N_SF_15 SEER Air Source Heat Pump | 1598283.1736 | 3746048.3743 | N/A | 1557195.5501 | 267957.3257 | 3530119.3951 | 6097421.9399 | N/A | 4846500.7717
Residential | Air Sealing-Infiltration Control | Manufactured Home | Existing | E_MH_Air Sealing-Infiltration Control | 9777344.9717 | 22916093.8697 | N/A | 9525995.3514 | N/A | N/A | 37300397.533 | N/A | 20792082.2228 | Residential | 15 SEER Central AC | Single Family | Turnover | T_SF_15 SEER Central AC | 17898553.384 | 29226647.4662 | N/A | 16126744.0921 | N/A | N/A | 57560804.4032 | N/A | 39602454.3938 | Residential | Air Sealing-Infiltration Control | Manufactured Home | Existing | E_MH_Air Sealing-Infiltration Control | 800817.4655 | 1876952.1035 | N/A | 780230.5713 | 134259.6293 | 268636.0936 | 3055104.4173 | N/A | 1702984.055 | Residential | 15 SEER Central AC | Single Family | Turnover | T_SF_15 SEER Central AC | 984399.3798 | 2307230.5066 | N/A | 959093.0813 | 165037.729 | 1282608.371 | 3755466.1621 | N/A | 2093381.4756
Residential | Ceiling Insulation(R12 to R38) | Single Family | Existing | E_SF_Ceiling Insulation(R12 to R38) | 64363074.2426 | 86392389.1575 | N/A | 40000538.6984 | N/A | N/A | 149655785.8849 | N/A | 83184167.3547 | Residential | 15 SEER Central AC | Single Family | New | N_SF_15 SEER Central AC | 327666.268 | 535048.0732 | N/A | 295230.0076 | N/A | N/A | 1053757.4494 | N/A | 724996.4931 | Residential | Ceiling Insulation(R12 to R38) | Single Family | Existing | E_SF_Ceiling Insulation(R12 to R38) | 1976383.5102 | 2652833.0934 | N/A | 1228288.2074 | 125309.2235 | 1136746.5522 | 4595449.0353 | N/A | 2554318.8949 | Residential | 15 SEER Central AC | Single Family | New | N_SF_15 SEER Central AC | 2249448.552 | 3019359.1121 | N/A | 1397993.4134 | 142622.4465 | 2206579.2001 | 5230374.6336 | N/A | 2907233.7984
Residential | Ceiling Insulation(R12 to R38) | Multi-Family | Existing | E_MF_Ceiling Insulation(R12 to R38) | 20065604.9462 | 26933386.4424 | N/A | 12470426.8185 | N/A | N/A | 46656159.8063 | N/A | 34786720.3318 | Residential | 16 SEER Central AC | Single Family | Turnover | T_SF_16 SEER Central AC | 0 | 0 | N/A | 0 | N/A | N/A | 0 | N/A | 0 | Residential | Ceiling Insulation(R12 to R38) | Multi-Family | Existing | E_MF_Ceiling Insulation(R12 to R38) | 600638.1471 | 806216.3773 | N/A | 373286.2317 | 38082.4367 | 345466.0188 | 1396592.3008 | N/A | 1041295.8543 | Residential | 16 SEER Central AC | Single Family | Turnover | T_SF_16 SEER Central AC | 735778.3895 | 987610.5781 | N/A | 457273.5577 | 46650.7731 | 1046402.5667 | 1710817.8007 | N/A | 1275581.6299
Residential | Ceiling Insulation(R12 to R38) | Manufactured Home | Existing | E_MH_Ceiling Insulation(R12 to R38) | 9449603.2235 | 12683884.4893 | N/A | 5872765.151 | N/A | N/A | 21972036.1924 | N/A | 17443094.5845 | Residential | 16 SEER Central AC | Single Family | New | N_SF_16 SEER Central AC | 0 | 0 | N/A | 0 | N/A | N/A | 0 | N/A | 0 | Residential | Ceiling Insulation(R12 to R38) | Manufactured Home | Existing | E_MH_Ceiling Insulation(R12 to R38) | 274997.2131 | 369119.5073 | N/A | 170906.0171 | 17435.729 | 158168.7624 | 639418.2461 | N/A | 507619.4508 | Residential | 16 SEER Central AC | Single Family | New | N_SF_16 SEER Central AC | 341290.5149 | 458102.7759 | N/A | 212106.1588 | 21638.9426 | 523686.1438 | 793562.16 | N/A | 629990.7616
Residential | Ceiling Insulation(R12 to R38) | Single Family | New | N_SF_Ceiling Insulation(R12 to R38) | 0 | 0 | N/A | 0 | N/A | N/A | 0 | N/A | 0 | Residential | CFL-13W | Single Family | Turnover | T_SF_CFL-13W | 800955.878 | 6140720.6789 | N/A | 16810182.7184 | N/A | N/A | 68278625.2035 | N/A | 20251517.1802 | Residential | Ceiling Insulation(R12 to R38) | Single Family | New | N_SF_Ceiling Insulation(R12 to R38) | 0 | 0 | N/A | 0 | 0 | 0 | 0 | N/A | 0 | Residential | LED - 9W Flood | Single Family | Turnover | T_SF_LED - 9W Flood | 0 | 0 | N/A | 0 | 0 | 0 | 0 | N/A | 0
Residential | Ceiling Insulation(R12 to R38) | Multi-Family | New | N_MF_Ceiling Insulation(R12 to R38) | 0 | 0 | N/A | 0 | N/A | N/A | 0 | N/A | 0 | Residential | CFL-13W | Multi-Family | Turnover | T_MF_CFL-13W | 366049.0889 | 2806403.2885 | N/A | 7682510.6576 | N/A | N/A | 31204376.2164 | N/A | 9255253.1508 | Residential | Ceiling Insulation(R12 to R38) | Multi-Family | New | N_MF_Ceiling Insulation(R12 to R38) | 0 | 0 | N/A | 0 | 0 | 0 | 0 | N/A | 0 | Residential | LED - 9W Flood | Multi-Family | Turnover | T_MF_LED - 9W Flood | 0 | 0 | N/A | 0 | 0 | 0 | 0 | N/A | 0
Residential | Ceiling Insulation(R12 to R38) | Manufactured Home | New | N_MH_Ceiling Insulation(R12 to R38) | 0 | 0 | N/A | 0 | N/A | N/A | 0 | N/A | 0 | Residential | CFL-13W | Manufactured Home | Turnover | T_MH_CFL-13W | 105162.1401 | 806250.8137 | N/A | 2207106.3321 | N/A | N/A | 8964696.4915 | N/A | 2658939.0819 | Residential | Ceiling Insulation(R12 to R38) | Manufactured Home | New | N_MH_Ceiling Insulation(R12 to R38) | 0 | 0 | N/A | 0 | 0 | 0 | 0 | N/A | 0 | Residential | LED - 9W Flood | Manufactured Home | Turnover | T_MH_LED - 9W Flood | 0 | 0 | N/A | 0 | 0 | 0 | 0 | N/A | 0
Residential | Ceiling Insulation(R19 to R38) | Single Family | Existing | E_SF_Ceiling Insulation(R19 to R38) | 13406284.8259 | 17994805.0877 | N/A | 8331774.4109 | N/A | N/A | 31172036.3738 | N/A | 29382042.7017 | Residential | CFL-13W | Single Family | New | N_SF_CFL-13W | 13189.1494 | 101117.7828 | N/A | 276809.2693 | N/A | N/A | 1124327.8358 | N/A | 333476.9031 | Residential | Ceiling Insulation(R19 to R38) | Single Family | Existing | E_SF_Ceiling Insulation(R19 to R38) | 385376.0962 | 517277.3685 | N/A | 239504.586 | 24434.1137 | 221654.8288 | 896069.1082 | N/A | 844614.0793 | Residential | LED - 9W Flood | Single Family | New | N_SF_LED - 9W Flood | 495197.1117 | 664686.4228 | N/A | 307756.4498 | 31397.1277 | 931061.411 | 1151422.8273 | N/A | 1085304.6068
Residential | Ceiling Insulation(R19 to R38) | Single Family | New | N_SF_Ceiling Insulation(R19 to R38) | 0 | 0 | N/A | 0 | N/A | N/A | 0 | N/A | 0 | Residential | CFL-13W | Multi-Family | New | N_MF_CFL-13W | 6027.643 | 46212.3736 | N/A | 126506.0707 | N/A | N/A | 513835.0209 | N/A | 152404.0463 | Residential | Ceiling Insulation(R19 to R38) | Single Family | New | N_SF_Ceiling Insulation(R19 to R38) | 0 | 0 | N/A | 0 | 0 | 0 | 0 | N/A | 0 | Residential | LED - 9W Flood | Multi-Family | New | N_MF_LED - 9W Flood | 0 | 0 | N/A | 0 | 0 | 0 | 0 | N/A | 0
Residential | Ceiling Insulation(R2 to R38) | Single Family | Existing | E_SF_Ceiling Insulation(R2 to R38) | 20931367.736 | 28095470.7078 | N/A | 13008483.4354 | N/A | N/A | 48669214.8416 | N/A | 8487498.8508 | Residential | CFL-13W | Manufactured Home | New | N_MH_CFL-13W | 1731.6799 | 13276.3399 | N/A | 36343.8937 | N/A | N/A | 147619.5195 | N/A | 43784.1158 | Residential | Ceiling Insulation(R2 to R38) | Single Family | Existing | E_SF_Ceiling Insulation(R2 to R38) | 309062.5354 | 414844.2433 | N/A | 192077.0263 | 19595.5826 | 29056.0378 | 718626.2801 | N/A | 125322.3366 | Residential | LED - 9W Flood | Manufactured Home | New | N_MH_LED - 9W Flood | 3091677.2622 | 4149854.3742 | N/A | 1921424.0063 | 196022.5205 | 290659.2714 | 7188708.6784 | N/A | 1253649.9067
Residential | Ceiling Insulation(R2 to R38) | Multi-Family | Existing | E_MF_Ceiling Insulation(R2 to R38) | 63818977.0994 | 85662065.8675 | N/A | 39662391.7238 | N/A | N/A | 148390661.6421 | N/A | 35688549.3899 | Residential | LED - 9W Flood | Single Family | Turnover | T_SF_LED - 9W Flood | 6616006.4981 | 19511780.9129 | N/A | 55685125.9978 | N/A | N/A | 220812799.1117 | N/A | 60851448.6536 | Residential | Ceiling Insulation(R2 to R38) | Multi-Family | Existing | E_MF_Ceiling Insulation(R2 to R38) | 995918.5976 | 1336788.0274 | N/A | 618946.2028 | 63144.519 | 246725.8177 | 2315690.8236 | N/A | 556932.9324 | Residential | LED Specialty Lamps-5W Chandelier | Single Family | Turnover | T_SF_LED Specialty Lamps-5W Chandelier | 995918.5976 | 1336788.0274 | N/A | 618946.2028 | 63144.519 | 246725.8177 | 2315690.8236 | N/A | 556932.9324
Residential | Ceiling Insulation(R2 to R38) | Manufactured Home | Existing | E_MH_Ceiling Insulation(R2 to R38) | 31813912.9746 | 42702745.0548 | N/A | 19771797.2931 | N/A | N/A | 73973100.3267 | N/A | 18220713.6027 | Residential | LED - 9W Flood | Multi-Family | Turnover | T_MF_LED - 9W Flood | 3023616.1771 | 8917182.356 | N/A | 25448954.4165 | N/A | N/A | 100914827.0474 | N/A | 27810042.9013 | Residential | Ceiling Insulation(R2 to R38) | Manufactured Home | Existing | E_MH_Ceiling Insulation(R2 to R38) | 498599.2555 | 669253.006 | N/A | 309870.8234 | 31612.8349 | 130258.7837 | 1159333.4268 | N/A | 285561.6737 | Residential | LED Specialty Lamps-5W Chandelier | Multi-Family | Turnover | T_MF_LED Specialty Lamps-5W Chandelier | 498599.2555 | 669253.006 | N/A | 309870.8234 | 31612.8349 | 130258.7837 | 1159333.4268 | N/A | 285561.6737
Residential | Ceiling Insulation(R2 to R38) | Single Family | New | N_SF_Ceiling Insulation(R2 to R38) | 0 | 0 | N/A | 0 | N/A | N/A | 0 | N/A | 0 | Residential | LED - 9W Flood | Manufactured Home | Turnover | T_MH_LED - 9W Flood | 868653.8464 | 2561814.8268 | N/A | 7311223.0016 | N/A | N/A | 28991792.4576 | N/A | 7989539.4525 | Residential | Ceiling Insulation(R2 to R38) | Single Family | New | N_SF_Ceiling Insulation(R2 to R38) | 0 | 0 | N/A | 0 | 0 | 0 | 0 | N/A | 0 | Residential | LED Specialty Lamps-5W Chandelier | Manufactured Home | Turnover | T_MH_LED Specialty Lamps-5W Chandelier | 0 | 0 | N/A | 0 | 0 | 0 | 0 | N/A | 0
Residential | Ceiling Insulation(R2 to R38) | Multi-Family | New | N_MF_Ceiling Insulation(R2 to R38) | 0 | 0 | N/A | 0 | N/A | N/A | 0 | N/A | 0 | Residential | LED - 9W Flood | Single Family | New | N_SF_LED - 9W Flood | 108944.2012 | 321295.843 | N/A | 916953.6897 | N/A | N/A | 3636071.7022 | N/A | 1002026.2928 | Residential | Ceiling Insulation(R2 to R38) | Multi-Family | New | N_MF_Ceiling Insulation(R2 to R38) | 0 | 0 | N/A | 0 | 0 | 0 | 0 | N/A | 0 | Residential | LED Specialty Lamps-5W Chandelier | Single Family | New | N_SF_LED Specialty Lamps-5W Chandelier | 0 | 0 | N/A | 0 | 0 | 0 | 0 | N/A | 0
Residential | Ceiling Insulation(R2 to R38) | Manufactured Home | New | N_MH_Ceiling Insulation(R2 to R38) | 0 | 0 | N/A | 0 | N/A | N/A | 0 | N/A | 0 | Residential | LED - 9W Flood | Multi-Family | New | N_MF_LED - 9W Flood | 49789.1666 | 146837.1155 | N/A | 419061.8638 | N/A | N/A | 1661740.3927 | N/A | 457941.3448 | Residential | Ceiling Insulation(R2 to R38) | Manufactured Home | New | N_MH_Ceiling Insulation(R2 to R38) | 0 | 0 | N/A | 0 | 0 | 0 | 0 | N/A | 0 | Residential | LED Specialty Lamps-5W Chandelier | Multi-Family | New | N_MF_LED Specialty Lamps-5W Chandelier | 0 | 0 | N/A | 0 | 0 | 0 | 0 | N/A | 0
Residential | Duct Repair | Single Family | Existing | E_SF_Duct Repair | 23979138.4879 | 56202188.8453 | N/A | 23362698.4041 | N/A | N/A | 91479987.7359 | N/A | 28413664.3853 | Residential | LED - 9W Flood | Manufactured Home | New | N_MH_LED - 9W Flood | 14303.9157 | 42184.7938 | N/A | 120392.1656 | N/A | N/A | 477400.9325 | N/A | 131561.8408 | Residential | Duct Repair | Single Family | Existing | E_SF_Duct Repair | 2300540.2235 | 5391995.0523 | N/A | 2241399.4329 | 385692.9837 | 771721.6037 | 8776520.1213 | N/A | 2725985.2495 | Residential | LED Specialty Lamps-5W Chandelier | Manufactured Home | New | N_MH_LED Specialty Lamps-5W Chandelier | 2324862.5696 | 5449001.6496 | N/A | 2265096.516 | 389770.7034 | 839997.3525 | 8869309.44 | N/A | 2754805.5919
Residential | Duct Repair | Multi-Family | Existing | E_MF_Duct Repair | 26599086.049 | 62342809.2712 | N/A | 25915294.0587 | N/A | N/A | 101475041.1812 | N/A | 48468841.9718 | Residential | LED Specialty Lamps-5W Chandelier | Single Family | Turnover | T_SF_LED Specialty Lamps-5W Chandelier | 254703.3147 | 751165.4162 | N/A | 2143768.4767 | N/A | N/A | 8500861.0381 | N/A | 2204638.7302 | Residential | Duct Repair | Multi-Family | Existing | E_MF_Duct Repair | 2382965.2175 | 5585182.3547 | N/A | 2321705.4988 | 399511.7996 | 799371.2609 | 9090970.0104 | N/A | 4342238.0881 | Residential | Two Speed Pool Pump | Single Family | Turnover | T_SF_Two Speed Pool Pump | 2814536.4942 | 6596697.0264 | N/A | 2742182.222 | 471866.1152 | 2810532.5481 | 10737406.7713 | N/A | 5128647.0636
Residential | Duct Repair | Manufactured Home | Existing | E_MH_Duct Repair | 17674159.446 | 41424609.4523 | N/A | 17219803.6594 | N/A | N/A | 67426604.5954 | N/A | 21409199.8811 | Residential | LED Specialty Lamps-5W Chandelier | Multi-Family | Turnover | T_MF_LED Specialty Lamps-5W Chandelier | 116410.9051 | 343316.482 | N/A | 979798.9042 | N/A | N/A | 3885276.9879 | N/A | 1007619.3561 | Residential | Duct Repair | Manufactured Home | Existing | E_MH_Duct Repair | 1608019.043 | 3768867.2579 | N/A | 1566681.1361 | 269589.5756 | 539413.7525 | 6134564.109 | N/A | 1947838.0971 | Residential | Two Speed Pool Pump | Multi-Family | Turnover | T_MF_Two Speed Pool Pump | 1641211.2286 | 3846662.9421 | N/A | 1599020.0386 | 275154.3525 | 636306.8406 | 6261191.708 | N/A | 1988044.7128
Residential | Energy Star Windows | Single Family | Existing | E_SF_Energy Star Windows | 86525812.9949 | 116140687.7529 | N/A | 53774297.9471 | N/A | N/A | 201188160.9986 | N/A | 70901554.5504 | Residential | LED Specialty Lamps-5W Chandelier | Manufactured Home | Turnover | T_MH_LED Specialty Lamps-5W Chandelier | 33294.7392 | 98192.113 | N/A | 280232.7583 | N/A | N/A | 1111229.9496 | N/A | 288189.6991 | Residential | Energy Star Windows | Single Family | Existing | E_SF_Energy Star Windows | 4760978.504 | 6390501.27 | N/A | 2958865.8891 | 301861.7168 | 2418330.6397 | 11070135.9123 | N/A | 3901272.527 | Residential | Two Speed Pool Pump | Manufactured Home | Turnover | T_MH_Two Speed Pool Pump | 4761559.3093 | 6391280.8654 | N/A | 2959226.8495 | 301898.5418 | 2418625.6588 | 11071486.3897 | N/A | 3901748.4544
Residential | Energy Star Windows | Multi-Family | Existing | E_MF_Energy Star Windows | 42790425.4182 | 57436148.4197 | N/A | 26593510.1454 | N/A | N/A | 99495476.555 | N/A | 35063613.7011 | Residential | LED Specialty Lamps-5W Chandelier | Single Family | New | N_SF_LED Specialty Lamps-5W Chandelier | 4194.1387 | 12369.2618 | N/A | 35300.9243 | N/A | N/A | 139981.6516 | N/A | 36303.2602 | Residential | Energy Star Windows | Multi-Family | Existing | E_MF_Energy Star Windows | 2359944.9031 | 3167674.6467 | N/A | 1466664.9866 | 149628.279 | 1198729.8541 | 5487298.6301 | N/A | 1933801.6771 | Residential | Two Speed Pool Pump | Single Family | New | N_SF_Two Speed Pool Pump | 2359952.0311 | 3167684.2143 | N/A | 1466669.4165 | 149628.731 | 1198733.4747 | 5487315.2039 | N/A | 1933807.5179
Residential | Energy Star Windows | Manufactured Home | Existing | E_MH_Energy Star Windows | 19793819.0566 | 26568577.3866 | N/A | 12301516.5835 | N/A | N/A | 46024208.468 | N/A | 16219582.2614 | Residential | LED Specialty Lamps-5W Chandelier | Multi-Family | New | N_MF_LED Specialty Lamps-5W Chandelier | 1916.9106 | 5653.3106 | N/A | 16134.1149 | N/A | N/A | 63977.9296 | N/A | 16592.2276 | Residential | Energy Star Windows | Manufactured Home | Existing | E_MH_Energy Star Windows | 1072521.0038 | 1439608.8601 | N/A | 666553.2749 | 68001.3639 | 544785.1535 | 2493805.2695 | N/A | 878852.2619 | Residential | Two Speed Pool Pump | Multi-Family | New | N_MF_Two Speed Pool Pump | 1072526.9981 | 1439616.906 | N/A | 666557.0002 | 68001.7439 | 544788.1983 | 2493819.2073 | N/A | 878857.1737
Residential | Home Energy Management System | Single Family | Existing | E_SF_Home Energy Management System | 1105458.6577 | 2590968.6568 | N/A | 1077040.2461 | N/A | N/A | 4217305.1588 | N/A | 2610424.3834 | Residential | LED Specialty Lamps-5W Chandelier | Manufactured Home | New | N_MH_LED Specialty Lamps-5W Chandelier | 548.2565 | 1616.9061 | N/A | 4614.526 | N/A | N/A | 18298.3586 | N/A | 4745.5511 | Residential | Home Energy Management System | Single Family | Existing | E_SF_Home Energy Management System | 182159.3037 | 426944.0953 | N/A | 177476.4709 | 30539.5944 | 61105.7649 | 694934.5107 | N/A | 430150.0421 | Residential | Two Speed Pool Pump | Manufactured Home | New | N_MH_Two Speed Pool Pump | 229311.2983 | 537458.7123 | N/A | 223416.3127 | 38444.7783 | 352628.6616 | 874818.5332 | N/A | 541494.5194
Residential | Home Energy Management System | Multi-Family | Existing | E_MF_Home Energy Management System | 737219.4191 | 1727891.3099 | N/A | 718267.4621 | N/A | N/A | 2812478.9993 | N/A | 2416120.1443 | Residential | Two Speed Pool Pump | Single Family | Turnover | T_SF_Two Speed Pool Pump | 3480786.381 | 10265458.6706 | N/A | 16059492.2735 | N/A | N/A | 63682022.4016 | N/A | 21307121.8716 | Residential | Home Energy Management System | Multi-Family | Existing | E_MF_Home Energy Management System | 123482.8773 | 289418.5707 | N/A | 120308.4598 | 20702.3024 | 41422.6203 | 471084.9851 | N/A | 404695.6164 | Residential | Variable Speed Pool Pump | Single Family | Turnover | T_SF_Variable Speed Pool Pump | 164795.7737 | 386247.5375 | N/A | 160559.3112 | 27628.5426 | 404362.6612 | 628692.9517 | N/A | 540092.1058
Residential | Home Energy Management System | Manufactured Home | Existing | E_MH_Home Energy Management System | 1126288.3056 | 2639789.0848 | N/A | 1097334.4189 | N/A | N/A | 4296769.8957 | N/A | 2394544.1545 | Residential | Two Speed Pool Pump | Multi-Family | Turnover | T_MF_Two Speed Pool Pump | 0 | 0 | N/A | 0 | N/A | N/A | 0 | N/A | 0 | Residential | Home Energy Management System | Manufactured Home | Existing | E_MH_Home Energy Management System | 188267.1031 | 441259.526 | N/A | 183427.255 | 31563.5867 | 63154.6405 | 718235.6569 | N/A | 400265.0911 | Residential | Variable Speed Pool Pump | Multi-Family | Turnover | T_MF_Variable Speed Pool Pump | 231453.6879 | 542480.0346 | N/A | 225503.6272 | 38803.9568 | 301451.5104 | 882991.7114 | N/A | 492081.8876
Residential | Home Energy Management System | Single Family | New | N_SF_Home Energy Management System | 20650.5989 | 48400.7738 | N/A | 20119.7267 | N/A | N/A | 78781.6682 | N/A | 48764.2179 | Residential | Two Speed Pool Pump | Manufactured Home | Turnover | T_MH_Two Speed Pool Pump | 0 | 0 | N/A | 0 | N/A | N/A | 0 | N/A | 0 | Residential | Home Energy Management System | Single Family | New | N_SF_Home Energy Management System | 24314.846 | 56989.0185 | N/A | 23689.7758 | 4076.4623 | 8156.472 | 92760.7059 | N/A | 57416.9522 | Residential | Variable Speed Pool Pump | Manufactured Home | Turnover | T_MH_Variable Speed Pool Pump | 30707.514 | 71972.1228 | N/A | 29918.1052 | 5148.2137 | 47221.1777 | 117148.6209 | N/A | 72512.5655
Residential | Home Energy Management System | Multi-Family | New | N_MF_Home Energy Management System | 15199.9312 | 35625.5253 | N/A | 14809.1813 | N/A | N/A | 57987.4679 | N/A | 49815.3726 | Residential | Two Speed Pool Pump | Single Family | New | N_SF_Two Speed Pool Pump | 57317.2791 | 169038.8595 | N/A | 264447.829 | N/A | N/A | 1048636.6742 | N/A | 350859.2939 | Residential | Home Energy Management System | Multi-Family | New | N_MF_Home Energy Management System | 16514.5462 | 38706.7134 | N/A | 16090.001 | 2768.7169 | 5539.8432 | 63002.7005 | N/A | 54123.8153 | Residential | Variable Speed Pool Pump | Single Family | New | N_SF_Variable Speed Pool Pump | 22047.7026 | 51675.2986 | N/A | 21480.9146 | 3696.3684 | 54098.8854 | 84111.5939 | N/A | 72257.8609
Residential | Home Energy Management System | Manufactured Home | New | N_MH_Home Energy Management System | 22626.6128 | 53032.1456 | N/A | 22044.9425 | N/A | N/A | 86320.1261 | N/A | 48105.288 | Residential | Two Speed Pool Pump | Multi-Family | New | N_MF_Two Speed Pool Pump | 0 | 0 | N/A | 0 | N/A | N/A | 0 | N/A | 0 | Residential | Home Energy Management System | Manufactured Home | New | N_MH_Home Energy Management System | 25115.924 | 58866.5811 | N/A | 24470.2601 | 4210.7656 | 8425.1955 | 95816.8041 | N/A | 53397.6857 | Residential | Variable Speed Pool Pump | Multi-Family | New | N_MF_Variable Speed Pool Pump | 30872.1237 | 72357.9343 | N/A | 30078.4833 | 5175.8111 | 40208.6846 | 117776.6041 | N/A | 65635.6486
Residential | Spray Foam Insulation(Base R2) | Single Family | Existing | E_SF_Spray Foam Insulation(Base R2) | 222107820.1456 | 298127854.4997 | N/A | 138036173.0619 | N/A | N/A | 516440843.857 | N/A | 429202040.2307 | Residential | Two Speed Pool Pump | Manufactured Home | New | N_MH_Two Speed Pool Pump | 0 | 0 | N/A | 0 | N/A | N/A | 0 | N/A | 0 | Residential | Spray Foam Insulation(Base R2) | Single Family | Existing | E_SF_Spray Foam Insulation(Base R2) | 5906083.6774 | 7927537.4189 | N/A | 3670528.9714 | 374465.1561 | 3396972.4108 | 13732712.5008 | N/A | 11412939.7265 | Residential | Variable Speed Pool Pump | Manufactured Home | New | N_MH_Variable Speed Pool Pump | 0 | 0 | N/A | 0 | 0 | 0 | 0 | N/A | 0
Residential | Spray Foam Insulation(Base R2) | Single Family | New | N_SF_Spray Foam Insulation(Base R2) | 0 | 0 | N/A | 0 | N/A | N/A | 0 | N/A | 0 | Residential | Variable Speed Pool Pump | Single Family | Turnover | T_SF_Variable Speed Pool Pump | 0 | 0 | N/A | 0 | N/A | N/A | 0 | N/A | 0 | Residential | Spray Foam Insulation(Base R2) | Single Family | New | N_SF_Spray Foam Insulation(Base R2) | 0 | 0 | N/A | 0 | 0 | 0 | 0 | N/A | 0 | Residential | Thermostatic Shower Restriction Valve | Single Family | Existing | E_SF_Thermostatic Shower Restriction Valve | 0 | 0 | N/A | 0 | 0 | 0 | 0 | N/A | 0
Residential | Wall Insulation | Single Family | Existing | E_SF_Wall Insulation | 17455362.3573 | 23429745.6329 | N/A | 10848206.1443 | N/A | N/A | 40586873.7972 | N/A | 38278196.0032 | Residential | Variable Speed Pool Pump | Multi-Family | Turnover | T_MF_Variable Speed Pool Pump | 0 | 0 | N/A | 0 | N/A | N/A | 0 | N/A | 0 | Residential | Wall Insulation | Single Family | Existing | E_SF_Wall Insulation | 490956.7738 | 658994.7599 | N/A | 305121.1531 | 31128.2764 | 282381.1355 | 1141563.2749 | N/A | 1076628.4441 | Residential | Thermostatic Shower Restriction Valve | Multi-Family | Existing | E_MF_Thermostatic Shower Restriction Valve | 630817.8149 | 846725.5301 | N/A | 392042.3739 | 39995.927 | 1186846.2673 | 1466765.4855 | N/A | 1383332.3805
Residential | Wall Insulation | Manufactured Home | Existing | E_MH_Wall Insulation | 4076188.2171 | 5471330.3066 | N/A | 2533280.5563 | N/A | N/A | 9477874.67 | N/A | 7744070.3929 | Residential | Variable Speed Pool Pump | Manufactured Home | Turnover | T_MH_Variable Speed Pool Pump | 0 | 0 | N/A | 0 | N/A | N/A | 0 | N/A | 0 | Residential | Wall Insulation | Manufactured Home | Existing | E_MH_Wall Insulation | 117798.8542 | 158117.4388 | N/A | 73209.9528 | 7468.8353 | 67753.7738 | 273903.6367 | N/A | 223797.9629 | Residential | Thermostatic Shower Restriction Valve | Manufactured Home | Existing | E_MH_Thermostatic Shower Restriction Valve | 147032.9908 | 197357.4368 | N/A | 91378.4636 | 9322.3758 | 233540.2954 | 341878.2903 | N/A | 279337.8936
Commercial | High Efficiency Chiller (Water cooled-centrifugal, 200 tons) | Assembly | Turnover | T_AS_High Efficiency Chiller (Water cooled-centrifugal, 200 tons) | 574679.4821 | 770415.2844 | N/A | 459468.3237 | N/A | N/A | 1546305.0162 | N/A | 707539.1096 | Residential | Variable Speed Pool Pump | Single Family | New | N_SF_Variable Speed Pool Pump | 0 | 0 | N/A | 0 | N/A | N/A | 0 | N/A | 0 | Commercial | High Efficiency Chiller (Water cooled-centrifugal, 200 tons) | Assembly | Turnover | T_AS_High Efficiency Chiller (Water cooled-centrifugal, 200 tons) | 58276.5472 | 78125.5363 | N/A | 46593.3243 | 4469.1633 | 21720.0244 | 156806.2201 | N/A | 71749.4493 | Residential | Thermostatic Shower Restriction Valve | Single Family | New | N_SF_Thermostatic Shower Restriction Valve | 0 | 0 | N/A | 0 | 0 | 0 | 0 | N/A | 0
Commercial | High Efficiency Chiller (Water cooled-centrifugal, 200 tons) | College and University | Turnover | T_CU_High Efficiency Chiller (Water cooled-centrifugal, 200 tons) | 33492.1332 | 44899.552 | N/A | 26777.6644 | N/A | N/A | 90118.1531 | N/A | 37168.5102 | Residential | Variable Speed Pool Pump | Multi-Family | New | N_MF_Variable Speed Pool Pump | 0 | 0 | N/A | 0 | N/A | N/A | 0 | N/A | 0 | Commercial | High Efficiency Chiller (Water cooled-centrifugal, 200 tons) | College and University | Turnover | T_CU_High Efficiency Chiller (Water cooled-centrifugal, 200 tons) | 3440.269 | 4612.0244 | N/A | 2750.5674 | 263.8304 | 1282.2092 | 9256.8212 | N/A | 3817.9017 | Residential | Thermostatic Shower Restriction Valve | Multi-Family | New | N_MF_Thermostatic Shower Restriction Valve | 0 | 0 | N/A | 0 | 0 | 0 | 0 | N/A | 0
Commercial | High Efficiency Chiller (Water cooled-centrifugal, 200 tons) | Grocery | Turnover | T_GR_High Efficiency Chiller (Water cooled-centrifugal, 200 tons) | 0 | 0 | N/A | 0 | N/A | N/A | 0 | N/A | 0 | Residential | Variable Speed Pool Pump | Manufactured Home | New | N_MH_Variable Speed Pool Pump | 0 | 0 | N/A | 0 | N/A | N/A | 0 | N/A | 0 | Commercial | High Efficiency Chiller (Water cooled-centrifugal, 200 tons) | Grocery | Turnover | T_GR_High Efficiency Chiller (Water cooled-centrifugal, 200 tons) | 0 | 0 | N/A | 0 | 0 | 0 | 0 | N/A | 0 | Residential | Thermostatic Shower Restriction Valve | Manufactured Home | New | N_MH_Thermostatic Shower Restriction Valve | 0 | 0 | N/A | 0 | 0 | 0 | 0 | N/A | 0
Commercial | High Efficiency Chiller (Water cooled-centrifugal, 200 tons) | Healthcare | Turnover | T_HC_High Efficiency Chiller (Water cooled-centrifugal, 200 tons) | 0 | 0 | N/A | 0 | N/A | N/A | 0 | N/A | 0 | Residential | Thermostatic Shower Restriction Valve | Single Family | Existing | E_SF_Thermostatic Shower Restriction Valve | 94541.1811 | 278818.7728 | N/A | 379028.463 | N/A | N/A | 1502992.6638 | N/A | 473704.0794 | Commercial | High Efficiency Chiller (Water cooled-centrifugal, 200 tons) | Healthcare | Turnover | T_HC_High Efficiency Chiller (Water cooled-centrifugal, 200 tons) | 0 | 0 | N/A | 0 | 0 | 0 | 0 | N/A | 0 | Residential | Air Sealing-Infiltration Control | Single Family | Existing | E_SF_Air Sealing-Infiltration Control | 0 | 0 | N/A | 0 | 0 | 0 | 0 | N/A | 0
Commercial | High Efficiency Chiller (Water cooled-centrifugal, 200 tons) | Hospitals | Turnover | T_HS_High Efficiency Chiller (Water cooled-centrifugal, 200 tons) | 1401427.1216 | 1878753.1278 | N/A | 1120470.4368 | N/A | N/A | 3770856.3739 | N/A | 837092.1577 | Residential | Thermostatic Shower Restriction Valve | Multi-Family | Existing | E_MF_Thermostatic Shower Restriction Valve | 449686.0941 | 1326204.3425 | N/A | 1802852.7581 | N/A | N/A | 7148999.9667 | N/A | 2866398.0512 | Commercial | High Efficiency Chiller (Water cooled-centrifugal, 200 tons) | Hospitals | Turnover | T_HS_High Efficiency Chiller (Water cooled-centrifugal, 200 tons) | 147045.7257 | 197129.4923 | N/A | 117566.1481 | 11276.7725 | 33536.2692 | 395659.7552 | N/A | 87832.483 | Residential | Air Sealing-Infiltration Control | Multi-Family | Existing | E_MF_Air Sealing-Infiltration Control | 0 | 0 | N/A | 0 | 0 | 0 | 0 | N/A | 0
Commercial | High Efficiency Chiller (Water cooled-centrifugal, 200 tons) | Institutional | Turnover | T_IN_High Efficiency Chiller (Water cooled-centrifugal, 200 tons) | 356354.1688 | 477728.3806 | N/A | 284912.6473 | N/A | N/A | 958851.4223 | N/A | 812227.1255 | Residential | Thermostatic Shower Restriction Valve | Manufactured Home | Existing | E_MH_Thermostatic Shower Restriction Valve | 76515.1426 | 225656.7764 | N/A | 306759.6211 | N/A | N/A | 1216419.0955 | N/A | 491643.7126 | Commercial | High Efficiency Chiller (Water cooled-centrifugal, 200 tons) | Institutional | Turnover | T_IN_High Efficiency Chiller (Water cooled-centrifugal, 200 tons) | 33758.9051 | 45257.1865 | N/A | 26990.9542 | 2588.9327 | 12582.1497 | 90835.9633 | N/A | 76945.6369 | Residential | Air Sealing-Infiltration Control | Manufactured Home | Existing | E_MH_Air Sealing-Infiltration Control | 0 | 0 | N/A | 0 | 0 | 0 | 0 | N/A | 0
Commercial | High Efficiency Chiller (Water cooled-centrifugal, 200 tons) | Lodging/Hospitality | Turnover | T_LG_High Efficiency Chiller (Water cooled-centrifugal, 200 tons) | 222055.7874 | 297687.9773 | N/A | 177538.2689 | N/A | N/A | 597491.2776 | N/A | 165504.4978 | Residential | Thermostatic Shower Restriction Valve | Single Family | New | N_SF_Thermostatic Shower Restriction Valve | 8994.7698 | 26527.1773 | N/A | 36061.2564 | N/A | N/A | 142996.6588 | N/A | 45068.8165 | Commercial | High Efficiency Chiller (Water cooled-centrifugal, 200 tons) | Lodging/Hospitality | Turnover | T_LG_High Efficiency Chiller (Water cooled-centrifugal, 200 tons) | 26873.6621 | 36026.8301 | N/A | 21486.0577 | 2060.9111 | 10015.9777 | 72309.6611 | N/A | 20029.7052 | Residential | Ceiling Insulation(R12 to R38) | Single Family | Existing | E_SF_Ceiling Insulation(R12 to R38) | 0 | 0 | N/A | 0 | 0 | 0 | 0 | N/A | 0
Commercial | High Efficiency Chiller (Water cooled-centrifugal, 200 tons) | Miscellaneous | Turnover | T_MS_High Efficiency Chiller (Water cooled-centrifugal, 200 tons) | 343371.4959 | 460323.8099 | N/A | 274532.7274 | N/A | N/A | 923918.607 | N/A | 756905.615 | Residential | Thermostatic Shower Restriction Valve | Multi-Family | New | N_MF_Thermostatic Shower Restriction Valve | 3291.0549 | 9705.9068 | N/A | 13194.2871 | N/A | N/A | 52320.3891 | N/A | 20977.9077 | Commercial | High Efficiency Chiller (Water cooled-centrifugal, 200 tons) | Miscellaneous | Turnover | T_MS_High Efficiency Chiller (Water cooled-centrifugal, 200 tons) | 32657.8504 | 43781.1126 | N/A | 26110.6378 | 2504.4941 | 12171.7799 | 87873.3267 | N/A | 71988.8245 | Residential | Ceiling Insulation(R12 to R38) | Multi-Family | Existing | E_MF_Ceiling Insulation(R12 to R38) | 0 | 0 | N/A | 0 | 0 | 0 | 0 | N/A | 0
Commercial | High Efficiency Chiller (Water cooled-centrifugal, 200 tons) | Offices | Turnover | T_OF_High Efficiency Chiller (Water cooled-centrifugal, 200 tons) | 985623.801 | 1321327.2174 | N/A | 788026.9432 | N/A | N/A | 2652043.5739 | N/A | 1078198.83 | Residential | Thermostatic Shower Restriction Valve | Manufactured Home | New | N_MH_Thermostatic Shower Restriction Valve | 559.9807 | 1651.4828 | N/A | 2245.0389 | N/A | N/A | 8902.4368 | N/A | 3598.1243 | Commercial | High Efficiency Chiller (Water cooled-centrifugal, 200 tons) | Offices | Turnover | T_OF_High Efficiency Chiller (Water cooled-centrifugal, 200 tons) | 107466.4437 | 144069.509 | N/A | 85921.6803 | 8241.4815 | 40053.3987 | 289162.7527 | N/A | 117560.2636 | Residential | Ceiling Insulation(R12 to R38) | Manufactured Home | Existing | E_MH_Ceiling Insulation(R12 to R38) | 0 | 0 | N/A | 0 | 0 | 0 | 0 | N/A | 0
Commercial | High Efficiency Chiller (Water cooled-centrifugal, 200 tons) | Restaurants | Turnover | T_RS_High Efficiency Chiller (Water cooled-centrifugal, 200 tons) | 65409.5833 | 87688.084 | N/A | 52296.3365 | N/A | N/A | 175999.2654 | N/A | 49695.3522 | Residential | Air Sealing-Infiltration Control | Single Family | Existing | E_SF_Air Sealing-Infiltration Control | 26043305.3815 | 61040173.23 | N/A | 25373801.0388 | N/A | N/A | 99354747.7991 | N/A | 86555800.4728 | Commercial | High Efficiency Chiller (Water cooled-centrifugal, 200 tons) | Restaurants | Turnover | T_RS_High Efficiency Chiller (Water cooled-centrifugal, 200 tons) | 7137.8373 | 9568.9844 | N/A | 5706.851 | 547.3928 | 2660.3155 | 19205.9644 | N/A | 5423.0179 | Residential | Ceiling Insulation(R12 to R38) | Single Family | New | N_SF_Ceiling Insulation(R12 to R38) | 0 | 0 | N/A | 0 | 0 | 0 | 0 | N/A | 0
Commercial | High Efficiency Chiller (Water cooled-centrifugal, 200 tons) | Retail | Turnover | T_RT_High Efficiency Chiller (Water cooled-centrifugal, 200 tons) | 0 | 0 | N/A | 0 | N/A | N/A | 0 | N/A | 0 | Residential | Air Sealing-Infiltration Control | Multi-Family | Existing | E_MF_Air Sealing-Infiltration Control | 14723224.0197 | 34508221.2685 | N/A | 14344728.9602 | N/A | N/A | 56168838.3191 | N/A | 44645478.194 | Commercial | High Efficiency Chiller (Water cooled-centrifugal, 200 tons) | Retail | Turnover | T_RT_High Efficiency Chiller (Water cooled-centrifugal, 200 tons) | 0 | 0 | N/A | 0 | 0 | 0 | 0 | N/A | 0 | Residential | Ceiling Insulation(R12 to R38) | Multi-Family | New | N_MF_Ceiling Insulation(R12 to R38) | 0 | 0 | N/A | 0 | 0 | 0 | 0 | N/A | 0
Commercial | High Efficiency Chiller (Water cooled-centrifugal, 200 tons) | Schools K-12 | Turnover | T_SC_High Efficiency Chiller (Water cooled-centrifugal, 200 tons) | 277638.7756 | 372202.5284 | N/A | 221978.0361 | N/A | N/A | 747049.8682 | N/A | 309609.3987 | Residential | Air Sealing-Infiltration Control | Manufactured Home | Existing | E_MH_Air Sealing-Infiltration Control | 9953788.1134 | 23329640.4522 | N/A | 9697902.6077 | N/A | N/A | 37973524.9872 | N/A | 21167298.636 | Commercial | High Efficiency Chiller (Water cooled-centrifugal, 200 tons) | Schools K-12 | Turnover | T_SC_High Efficiency Chiller (Water cooled-centrifugal, 200 tons) | 28498.6948 | 38205.3488 | N/A | 22785.3054 | 2185.5331 | 10621.6373 | 76682.1786 | N/A | 31780.3727 | Residential | Ceiling Insulation(R12 to R38) | Manufactured Home | New | N_MH_Ceiling Insulation(R12 to R38) | 0 | 0 | N/A | 0 | 0 | 0 | 0 | N/A | 0
Commercial | High Efficiency Chiller (Water cooled-centrifugal, 200 tons) | Assembly | New | N_AS_High Efficiency Chiller (Water cooled-centrifugal, 200 tons) | 0 | 0 | N/A | 0 | N/A | N/A | 0 | N/A | 0 | Residential | Ceiling Insulation(R12 to R38) | Single Family | Existing | E_SF_Ceiling Insulation(R12 to R38) | 61468197.7263 | 82506693.8035 | N/A | 38201422.9557 | N/A | N/A | 142924674.5267 | N/A | 79442769.1161 | Commercial | High Efficiency Chiller (Water cooled-centrifugal, 200 tons) | Assembly | New | N_AS_High Efficiency Chiller (Water cooled-centrifugal, 200 tons) | 19175.8365 | 25707.1255 | N/A | 15331.4843 | 1470.5735 | 7146.9512 | 51596.9217 | N/A | 23609.0808 | Residential | Ceiling Insulation(R19 to R38) | Single Family | Existing | E_SF_Ceiling Insulation(R19 to R38) | 0 | 0 | N/A | 0 | 0 | 0 | 0 | N/A | 0
Commercial | High Efficiency Chiller (Water cooled-centrifugal, 200 tons) | College and University | New | N_CU_High Efficiency Chiller (Water cooled-centrifugal, 200 tons) | 0 | 0 | N/A | 0 | N/A | N/A | 0 | N/A | 0 | Residential | Ceiling Insulation(R12 to R38) | Multi-Family | Existing | E_MF_Ceiling Insulation(R12 to R38) | 18199104.4814 | 24428045.6641 | N/A | 11310429.0255 | N/A | N/A | 42316208.721 | N/A | 31550863.2599 | Commercial | High Efficiency Chiller (Water cooled-centrifugal, 200 tons) | College and University | New | N_CU_High Efficiency Chiller (Water cooled-centrifugal, 200 tons) | 1132.2015 | 1517.8293 | N/A | 905.2189 | 86.8273 | 421.9784 | 3046.4441 | N/A | 1256.4815 | Residential | Ceiling Insulation(R19 to R38) | Single Family | New | N_SF_Ceiling Insulation(R19 to R38) | 0 | 0 | N/A | 0 | 0 | 0 | 0 | N/A | 0
Commercial | High Efficiency Chiller (Water cooled-centrifugal, 200 tons) | Grocery | New | N_GR_High Efficiency Chiller (Water cooled-centrifugal, 200 tons) | 0 | 0 | N/A | 0 | N/A | N/A | 0 | N/A | 0 | Residential | Ceiling Insulation(R12 to R38) | Manufactured Home | Existing | E_MH_Ceiling Insulation(R12 to R38) | 8173940.0833 | 10971604.7739 | N/A | 5079962.5479 | N/A | N/A | 19005888.7233 | N/A | 15088338.275 | Commercial | High Efficiency Chiller (Water cooled-centrifugal, 200 tons) | Grocery | New | N_GR_High Efficiency Chiller (Water cooled-centrifugal, 200 tons) | 0 | 0 | N/A | 0 | 0 | 0 | 0 | N/A | 0 | Residential | Ceiling Insulation(R2 to R38) | Single Family | Existing | E_SF_Ceiling Insulation(R2 to R38) | 0 | 0 | N/A | 0 | 0 | 0 | 0 | N/A | 0
Commercial | High Efficiency Chiller (Water cooled-centrifugal, 200 tons) | Healthcare | New | N_HC_High Efficiency Chiller (Water cooled-centrifugal, 200 tons) | 0 | 0 | N/A | 0 | N/A | N/A | 0 | N/A | 0 | Residential | Ceiling Insulation(R12 to R38) | Single Family | New | N_SF_Ceiling Insulation(R12 to R38) | 0 | 0 | N/A | 0 | N/A | N/A | 0 | N/A | 0 | Commercial | High Efficiency Chiller (Water cooled-centrifugal, 200 tons) | Healthcare | New | N_HC_High Efficiency Chiller (Water cooled-centrifugal, 200 tons) | 0 | 0 | N/A | 0 | 0 | 0 | 0 | N/A | 0 | Residential | Ceiling Insulation(R2 to R38) | Multi-Family | Existing | E_MF_Ceiling Insulation(R2 to R38) | 0 | 0 | N/A | 0 | 0 | 0 | 0 | N/A | 0
Commercial | High Efficiency Chiller (Water cooled-centrifugal, 200 tons) | Hospitals | New | N_HS_High Efficiency Chiller (Water cooled-centrifugal, 200 tons) | 0 | 0 | N/A | 0 | N/A | N/A | 0 | N/A | 0 | Residential | Ceiling Insulation(R12 to R38) | Multi-Family | New | N_MF_Ceiling Insulation(R12 to R38) | 0 | 0 | N/A | 0 | N/A | N/A | 0 | N/A | 0 | Commercial | High Efficiency Chiller (Water cooled-centrifugal, 200 tons) | Hospitals | New | N_HS_High Efficiency Chiller (Water cooled-centrifugal, 200 tons) | 48385.3442 | 64865.39 | N/A | 38685.0996 | 3710.618 | 11035.0976 | 130191.703 | N/A | 28901.2476 | Residential | Ceiling Insulation(R2 to R38) | Manufactured Home | Existing | E_MH_Ceiling Insulation(R2 to R38) | 0 | 0 | N/A | 0 | 0 | 0 | 0 | N/A | 0
Commercial | High Efficiency Chiller (Water cooled-centrifugal, 200 tons) | Institutional | New | N_IN_High Efficiency Chiller (Water cooled-centrifugal, 200 tons) | 6421.1226 | 8608.1566 | N/A | 5133.8224 | N/A | N/A | 17277.4813 | N/A | 14635.4677 | Residential | Ceiling Insulation(R12 to R38) | Manufactured Home | New | N_MH_Ceiling Insulation(R12 to R38) | 0 | 0 | N/A | 0 | N/A | N/A | 0 | N/A | 0 | Commercial | High Efficiency Chiller (Water cooled-centrifugal, 200 tons) | Institutional | New | N_IN_High Efficiency Chiller (Water cooled-centrifugal, 200 tons) | 11114.0902 | 14899.5488 | N/A | 8885.9487 | 852.3272 | 4142.2892 | 29904.9714 | N/A | 25332.0049 | Residential | Ceiling Insulation(R2 to R38) | Single Family | New | N_SF_Ceiling Insulation(R2 to R38) | 0 | 0 | N/A | 0 | 0 | 0 | 0 | N/A | 0
Commercial | High Efficiency Chiller (Water cooled-centrifugal, 200 tons) | Lodging/Hospitality | New | N_LG_High Efficiency Chiller (Water cooled-centrifugal, 200 tons) | 0 | 0 | N/A | 0 | N/A | N/A | 0 | N/A | 0 | Residential | Ceiling Insulation(R19 to R38) | Single Family | Existing | E_SF_Ceiling Insulation(R19 to R38) | 12351319.9136 | 16578761.1785 | N/A | 7676131.9436 | N/A | N/A | 28719052.1915 | N/A | 27069916.374 | Commercial | High Efficiency Chiller (Water cooled-centrifugal, 200 tons) | Lodging/Hospitality | New | N_LG_High Efficiency Chiller (Water cooled-centrifugal, 200 tons) | 8767.8667 | 11754.2016 | N/A | 7010.0937 | 672.3979 | 3267.8374 | 23591.9267 | N/A | 6534.9406 | Residential | Ceiling Insulation(R2 to R38) | Multi-Family | New | N_MF_Ceiling Insulation(R2 to R38) | 0 | 0 | N/A | 0 | 0 | 0 | 0 | N/A | 0
Commercial | High Efficiency Chiller (Water cooled-centrifugal, 200 tons) | Miscellaneous | New | N_MS_High Efficiency Chiller (Water cooled-centrifugal, 200 tons) | 6187.1886 | 8294.5447 | N/A | 4946.7873 | N/A | N/A | 16648.0291 | N/A | 13638.6329 | Residential | Ceiling Insulation(R19 to R38) | Single Family | New | N_SF_Ceiling Insulation(R19 to R38) | 0 | 0 | N/A | 0 | N/A | N/A | 0 | N/A | 0 | Commercial | High Efficiency Chiller (Water cooled-centrifugal, 200 tons) | Miscellaneous | New | N_MS_High Efficiency Chiller (Water cooled-centrifugal, 200 tons) | 10750.0944 | 14411.5761 | N/A | 8594.9264 | 824.4127 | 4006.6257 | 28925.5584 | N/A | 23696.8034 | Residential | Ceiling Insulation(R2 to R38) | Manufactured Home | New | N_MH_Ceiling Insulation(R2 to R38) | 0 | 0 | N/A | 0 | 0 | 0 | 0 | N/A | 0
Commercial | High Efficiency Chiller (Water cooled-centrifugal, 200 tons) | Offices | New | N_OF_High Efficiency Chiller (Water cooled-centrifugal, 200 tons) | 0 | 0 | N/A | 0 | N/A | N/A | 0 | N/A | 0 | Residential | Ceiling Insulation(R2 to R38) | Single Family | Existing | E_SF_Ceiling Insulation(R2 to R38) | 218085471.3274 | 292728791.0069 | N/A | 135536352.7619 | N/A | N/A | 507088155.5248 | N/A | 88431879.3976 | Commercial | High Efficiency Chiller (Water cooled-centrifugal, 200 tons) | Offices | New | N_OF_High Efficiency Chiller (Water cooled-centrifugal, 200 tons) | 35370.7878 | 47418.0764 | N/A | 28279.6882 | 2712.5462 | 13182.9082 | 95173.0979 | N/A | 38693.0003 | Residential | Duct Repair | Single Family | Existing | E_SF_Duct Repair | 0 | 0 | N/A | 0 | 0 | 0 | 0 | N/A | 0
Commercial | High Efficiency Chiller (Water cooled-centrifugal, 200 tons) | Restaurants | New | N_RS_High Efficiency Chiller (Water cooled-centrifugal, 200 tons) | 0 | 0 | N/A | 0 | N/A | N/A | 0 | N/A | 0 | Residential | Ceiling Insulation(R2 to R38) | Multi-Family | Existing | E_MF_Ceiling Insulation(R2 to R38) | 63818977.0994 | 85662065.8675 | N/A | 39662391.7238 | N/A | N/A | 148390661.6421 | N/A | 35688549.3899 | Commercial | High Efficiency Chiller (Water cooled-centrifugal, 200 tons) | Restaurants | New | N_RS_High Efficiency Chiller (Water cooled-centrifugal, 200 tons) | 2350.1216 | 3150.5729 | N/A | 1878.9716 | 180.2282 | 875.9046 | 6323.5332 | N/A | 1785.52 | Residential | Duct Repair | Multi-Family | Existing | E_MF_Duct Repair | 0 | 0 | N/A | 0 | 0 | 0 | 0 | N/A | 0
Commercial | High Efficiency Chiller (Water cooled-centrifugal, 200 tons) | Retail | New | N_RT_High Efficiency Chiller (Water cooled-centrifugal, 200 tons) | 0 | 0 | N/A | 0 | N/A | N/A | 0 | N/A | 0 | Residential | Ceiling Insulation(R2 to R38) | Manufactured Home | Existing | E_MH_Ceiling Insulation(R2 to R38) | 31813912.9746 | 42702745.0548 | N/A | 19771797.2931 | N/A | N/A | 73973100.3267 | N/A | 18220713.6027 | Commercial | High Efficiency Chiller (Water cooled-centrifugal, 200 tons) | Retail | New | N_RT_High Efficiency Chiller (Water cooled-centrifugal, 200 tons) | 0 | 0 | N/A | 0 | 0 | 0 | 0 | N/A | 0 | Residential | Duct Repair | Manufactured Home | Existing | E_MH_Duct Repair | 0 | 0 | N/A | 0 | 0 | 0 | 0 | N/A | 0
Commercial | High Efficiency Chiller (Water cooled-centrifugal, 200 tons) | Schools K-12 | New | N_SC_High Efficiency Chiller (Water cooled-centrifugal, 200 tons) | 0 | 0 | N/A | 0 | N/A | N/A | 0 | N/A | 0 | Residential | Ceiling Insulation(R2 to R38) | Single Family | New | N_SF_Ceiling Insulation(R2 to R38) | 0 | 0 | N/A | 0 | N/A | N/A | 0 | N/A | 0 | Commercial | High Efficiency Chiller (Water cooled-centrifugal, 200 tons) | Schools K-12 | New | N_SC_High Efficiency Chiller (Water cooled-centrifugal, 200 tons) | 9378.995 | 12573.4803 | N/A | 7498.7037 | 719.2647 | 3495.6086 | 25236.3057 | N/A | 10459.0038 | Residential | Energy Star Windows | Single Family | Existing | E_SF_Energy Star Windows | 0 | 0 | N/A | 0 | 0 | 0 | 0 | N/A | 0
Commercial | High Efficiency Chiller (Water cooled-positive displacement, 100 tons) | Assembly | Turnover | T_AS_High Efficiency Chiller (Water cooled-positive displacement, 100 tons) | 348512.5514 | 467215.9086 | N/A | 278643.1093 | N/A | N/A | 937751.7785 | N/A | 737600.406 | Residential | Ceiling Insulation(R2 to R38) | Multi-Family | New | N_MF_Ceiling Insulation(R2 to R38) | 0 | 0 | N/A | 0 | N/A | N/A | 0 | N/A | 0 | Commercial | High Efficiency Chiller (Water cooled-positive displacement, 100 tons) | Assembly | Turnover | T_AS_High Efficiency Chiller (Water cooled-positive displacement, 100 tons) | 33495.3388 | 44903.8495 | N/A | 26780.2273 | 2568.7201 | 12483.917 | 90126.7786 | N/A | 70890.3465 | Residential | Energy Star Windows | Multi-Family | Existing | E_MF_Energy Star Windows | 0 | 0 | N/A | 0 | 0 | 0 | 0 | N/A | 0
Commercial | High Efficiency Chiller (Water cooled-positive displacement, 100 tons) | College and University | Turnover | T_CU_High Efficiency Chiller (Water cooled-positive displacement, 100 tons) | 20343.0623 | 27271.9083 | N/A | 16264.7058 | N/A | N/A | 54737.6064 | N/A | 38808.4804 | Residential | Ceiling Insulation(R2 to R38) | Manufactured Home | New | N_MH_Ceiling Insulation(R2 to R38) | 0 | 0 | N/A | 0 | N/A | N/A | 0 | N/A | 0 | Commercial | High Efficiency Chiller (Water cooled-positive displacement, 100 tons) | College and University | Turnover | T_CU_High Efficiency Chiller (Water cooled-positive displacement, 100 tons) | 1968.758 | 2639.3169 | N/A | 1574.0634 | 150.9819 | 733.7681 | 5297.3884 | N/A | 3755.8017 | Residential | Energy Star Windows | Manufactured Home | Existing | E_MH_Energy Star Windows | 0 | 0 | N/A | 0 | 0 | 0 | 0 | N/A | 0
Commercial | High Efficiency Chiller (Water cooled-positive displacement, 100 tons) | Healthcare | Turnover | T_HC_High Efficiency Chiller (Water cooled-positive displacement, 100 tons) | 0 | 0 | N/A | 0 | N/A | N/A | 0 | N/A | 0 | Residential | Duct Repair | Single Family | Existing | E_SF_Duct Repair | 26765478.3331 | 62732798.7021 | N/A | 26077408.8382 | N/A | N/A | 102109824.7917 | N/A | 31715289.4735 | Commercial | High Efficiency Chiller (Water cooled-positive displacement, 100 tons) | Healthcare | Turnover | T_HC_High Efficiency Chiller (Water cooled-positive displacement, 100 tons) | 0 | 0 | N/A | 0 | 0 | 0 | 0 | N/A | 0 | Residential | Home Energy Management System | Single Family | Existing | E_SF_Home Energy Management System | 0 | 0 | N/A | 0 | 0 | 0 | 0 | N/A | 0
Commercial | High Efficiency Chiller (Water cooled-positive displacement, 100 tons) | Hospitals | Turnover | T_HS_High Efficiency Chiller (Water cooled-positive displacement, 100 tons) | 849891.0376 | 1139363.8817 | N/A | 679505.7463 | N/A | N/A | 2286823.9003 | N/A | 872657.7889 | Residential | Duct Repair | Multi-Family | Existing | E_MF_Duct Repair | 27196904.8407 | 63743974.0646 | N/A | 26497744.514 | N/A | N/A | 103755709.261 | N/A | 49558187.0902 | Commercial | High Efficiency Chiller (Water cooled-positive displacement, 100 tons) | Hospitals | Turnover | T_HS_High Efficiency Chiller (Water cooled-positive displacement, 100 tons) | 88775.2463 | 119012.0907 | N/A | 70977.6752 | 6808.0745 | 33087.0755 | 238869.8621 | N/A | 91153.344 | Residential | Home Energy Management System | Multi-Family | Existing | E_MF_Home Energy Management System | 0 | 0 | N/A | 0 | 0 | 0 | 0 | N/A | 0
Commercial | High Efficiency Chiller (Water cooled-positive displacement, 100 tons) | Lodging/Hospitality | Turnover | T_LG_High Efficiency Chiller (Water cooled-positive displacement, 100 tons) | 134876.2868 | 180815.1432 | N/A | 107836.4259 | N/A | N/A | 362915.1298 | N/A | 172806.9758 | Residential | Duct Repair | Manufactured Home | Existing | E_MH_Duct Repair | 18235892.2613 | 42741196.1088 | N/A | 17767095.8131 | N/A | N/A | 69569605.3157 | N/A | 22089642.4311 | Commercial | High Efficiency Chiller (Water cooled-positive displacement, 100 tons) | Lodging/Hospitality | Turnover | T_LG_High Efficiency Chiller (Water cooled-positive displacement, 100 tons) | 14990.5506 | 20096.3313 | N/A | 11985.2602 | 1149.6086 | 5587.0696 | 40335.4639 | N/A | 19206.2798 | Residential | Home Energy Management System | Manufactured Home | Existing | E_MH_Home Energy Management System | 0 | 0 | N/A | 0 | 0 | 0 | 0 | N/A | 0
Commercial | High Efficiency Chiller (Water cooled-positive displacement, 100 tons) | Offices | Turnover | T_OF_High Efficiency Chiller (Water cooled-positive displacement, 100 tons) | 597728.4338 | 801314.7079 | N/A | 477896.445 | N/A | N/A | 1608323.4295 | N/A | 1124008.393 | Residential | Energy Star Windows | Single Family | Existing | E_SF_Energy Star Windows | 85846011.2421 | 115228212.7311 | N/A | 53351812.9021 | N/A | N/A | 199607499.0001 | N/A | 70344506.8973 | Commercial | High Efficiency Chiller (Water cooled-positive displacement, 100 tons) | Offices | Turnover | T_OF_High Efficiency Chiller (Water cooled-positive displacement, 100 tons) | 61378.2603 | 82283.6927 | N/A | 49073.2091 | 4707.0302 | 22876.0518 | 165152.08 | N/A | 115419.7723 | Residential | Home Energy Management System | Single Family | New | N_SF_Home Energy Management System | 0 | 0 | N/A | 0 | 0 | 0 | 0 | N/A | 0
Commercial | High Efficiency Chiller (Water cooled-positive displacement, 100 tons) | Restaurants | Turnover | T_RS_High Efficiency Chiller (Water cooled-positive displacement, 100 tons) | 39729.6644 | 53261.586 | N/A | 31764.7016 | N/A | N/A | 106901.6403 | N/A | 51888.0383 | Residential | Energy Star Windows | Multi-Family | Existing | E_MF_Energy Star Windows | 42819992.2303 | 57475834.9568 | N/A | 26611885.4083 | N/A | N/A | 99564224.7394 | N/A | 35087841.534 | Commercial | High Efficiency Chiller (Water cooled-positive displacement, 100 tons) | Restaurants | Turnover | T_RS_High Efficiency Chiller (Water cooled-positive displacement, 100 tons) | 3987.1455 | 5345.1671 | N/A | 3187.8066 | 305.7697 | 1486.0334 | 10728.316 | N/A | 5207.3221 | Residential | Home Energy Management System | Multi-Family | New | N_MF_Home Energy Management System | 0 | 0 | N/A | 0 | 0 | 0 | 0 | N/A | 0
Commercial | High Efficiency Chiller (Water cooled-positive displacement, 100 tons) | Retail | Turnover | T_RT_High Efficiency Chiller (Water cooled-positive displacement, 100 tons) | 0 | 0 | N/A | 0 | N/A | N/A | 0 | N/A | 0 | Residential | Energy Star Windows | Manufactured Home | Existing | E_MH_Energy Star Windows | 19818426.828 | 26601607.5702 | N/A | 12316809.8883 | N/A | N/A | 46081425.986 | N/A | 16239746.5243 | Commercial | High Efficiency Chiller (Water cooled-positive displacement, 100 tons) | Retail | Turnover | T_RT_High Efficiency Chiller (Water cooled-positive displacement, 100 tons) | 0 | 0 | N/A | 0 | 0 | 0 | 0 | N/A | 0 | Residential | Home Energy Management System | Manufactured Home | New | N_MH_Home Energy Management System | 0 | 0 | N/A | 0 | 0 | 0 | 0 | N/A | 0
Commercial | High Efficiency Chiller (Water cooled-positive displacement, 100 tons) | Schools K-12 | Turnover | T_SC_High Efficiency Chiller (Water cooled-positive displacement, 100 tons) | 168637.3004 | 226075.1563 | N/A | 134829.0658 | N/A | N/A | 453756.7664 | N/A | 323270.1624 | Residential | Home Energy Management System | Single Family | Existing | E_SF_Home Energy Management System | 1160608.2975 | 2720228.116 | N/A | 1130772.1349 | N/A | N/A | 4427700.0559 | N/A | 2740654.459 | Commercial | High Efficiency Chiller (Water cooled-positive displacement, 100 tons) | Schools K-12 | Turnover | T_SC_High Efficiency Chiller (Water cooled-positive displacement, 100 tons) | 16313.2665 | 21869.5643 | N/A | 13042.7994 | 1251.0462 | 6080.0539 | 43894.5302 | N/A | 31271.8023 | Residential | Spray Foam Insulation(Base R2) | Single Family | Existing | E_SF_Spray Foam Insulation(Base R2) | 0 | 0 | N/A | 0 | 0 | 0 | 0 | N/A | 0
Commercial | High Efficiency Chiller (Water cooled-positive displacement, 100 tons) | Assembly | New | N_AS_High Efficiency Chiller (Water cooled-positive displacement, 100 tons) | 0 | 0 | N/A | 0 | N/A | N/A | 0 | N/A | 0 | Residential | Home Energy Management System | Multi-Family | Existing | E_MF_Home Energy Management System | 713046.5427 | 1671235.0391 | N/A | 694716.0063 | N/A | N/A | 2720259.9048 | N/A | 2336897.3619 | Commercial | High Efficiency Chiller (Water cooled-positive displacement, 100 tons) | Assembly | New | N_AS_High Efficiency Chiller (Water cooled-positive displacement, 100 tons) | 11017.7664 | 14770.4171 | N/A | 8808.9358 | 844.9402 | 4106.3887 | 29645.7904 | N/A | 23318.2677 | Residential | Spray Foam Insulation(Base R2) | Single Family | New | N_SF_Spray Foam Insulation(Base R2) | 0 | 0 | N/A | 0 | 0 | 0 | 0 | N/A | 0
Commercial | High Efficiency Chiller (Water cooled-positive displacement, 100 tons) | College and University | New | N_CU_High Efficiency Chiller (Water cooled-positive displacement, 100 tons) | 0 | 0 | N/A | 0 | N/A | N/A | 0 | N/A | 0 | Residential | Home Energy Management System | Manufactured Home | Existing | E_MH_Home Energy Management System | 1168157.1206 | 2737921.0111 | N/A | 1138126.8977 | N/A | N/A | 4456498.6821 | N/A | 2483559.308 | Commercial | High Efficiency Chiller (Water cooled-positive displacement, 100 tons) | College and University | New | N_CU_High Efficiency Chiller (Water cooled-positive displacement, 100 tons) | 647.7233 | 868.3379 | N/A | 517.8684 | 49.6732 | 241.4104 | 1742.846 | N/A | 1235.6625 | Residential | Wall Insulation | Single Family | Existing | E_SF_Wall Insulation | 0 | 0 | N/A | 0 | 0 | 0 | 0 | N/A | 0
Commercial | High Efficiency Chiller (Water cooled-positive displacement, 100 tons) | Healthcare | New | N_HC_High Efficiency Chiller (Water cooled-positive displacement, 100 tons) | 0 | 0 | N/A | 0 | N/A | N/A | 0 | N/A | 0 | Residential | Home Energy Management System | Single Family | New | N_SF_Home Energy Management System | 21210.2881 | 49712.5706 | N/A | 20665.0278 | N/A | N/A | 80916.8725 | N/A | 50085.865 | Commercial | High Efficiency Chiller (Water cooled-positive displacement, 100 tons) | Healthcare | New | N_HC_High Efficiency Chiller (Water cooled-positive displacement, 100 tons) | 0 | 0 | N/A | 0 | 0 | 0 | 0 | N/A | 0 | Residential | Wall Insulation | Manufactured Home | Existing | E_MH_Wall Insulation | 0 | 0 | N/A | 0 | 0 | 0 | 0 | N/A | 0
Commercial | High Efficiency Chiller (Water cooled-positive displacement, 100 tons) | Hospitals | New | N_HS_High Efficiency Chiller (Water cooled-positive displacement, 100 tons) | 0 | 0 | N/A | 0 | N/A | N/A | 0 | N/A | 0 | Residential | Home Energy Management System | Multi-Family | New | N_MF_Home Energy Management System | 15199.9312 | 35625.5253 | N/A | 14809.1813 | N/A | N/A | 57987.4679 | N/A | 49815.3726 | Commercial | High Efficiency Chiller (Water cooled-positive displacement, 100 tons) | Hospitals | New | N_HS_High Efficiency Chiller (Water cooled-positive displacement, 100 tons) | 29201.2874 | 39147.2444 | N/A | 23347.043 | 2239.4141 | 10883.4978 | 78572.6628 | N/A | 29983.527 | Commercial | Efficient Exhaust Hood | Assembly | Turnover | T_AS_Efficient Exhaust Hood | 31958.8971 | 42844.0958 | N/A | 25551.8099 | 2450.8921 | 21014.2758 | 85992.6348 | N/A | 32815.0071
Commercial | High Efficiency Chiller (Water cooled-positive displacement, 100 tons) | Lodging/Hospitality | New | N_LG_High Efficiency Chiller (Water cooled-positive displacement, 100 tons) | 0 | 0 | N/A | 0 | N/A | N/A | 0 | N/A | 0 | Residential | Home Energy Management System | Manufactured Home | New | N_MH_Home Energy Management System | 22626.6128 | 53032.1456 | N/A | 22044.9425 | N/A | N/A | 86320.1261 | N/A | 48105.288 | Commercial | High Efficiency Chiller (Water cooled-positive displacement, 100 tons) | Lodging/Hospitality | New | N_LG_High Efficiency Chiller (Water cooled-positive displacement, 100 tons) | 4889.2861 | 6554.5767 | N/A | 3909.087 | 374.9539 | 1822.2667 | 13155.7293 | N/A | 6264.2794 | Commercial | Efficient Exhaust Hood | College and University | Turnover | T_CU_Efficient Exhaust Hood | 5678.8789 | 7613.1047 | N/A | 4540.383 | 435.5069 | 5179.0162 | 15280.3069 | N/A | 7275.926
Commercial | High Efficiency Chiller (Water cooled-positive displacement, 100 tons) | Offices | New | N_OF_High Efficiency Chiller (Water cooled-positive displacement, 100 tons) | 0 | 0 | N/A | 0 | N/A | N/A | 0 | N/A | 0 | Residential | Spray Foam Insulation(Base R2) | Single Family | Existing | E_SF_Spray Foam Insulation(Base R2) | 0 | 0 | N/A | 0 | N/A | N/A | 0 | N/A | 0 | Commercial | High Efficiency Chiller (Water cooled-positive displacement, 100 tons) | Offices | New | N_OF_High Efficiency Chiller (Water cooled-positive displacement, 100 tons) | 20194.6103 | 27072.8935 | N/A | 16146.0153 | 1548.7021 | 7526.6544 | 54338.1627 | N/A | 37975.2914 | Commercial | Efficient Exhaust Hood | Grocery | Turnover | T_GR_Efficient Exhaust Hood | 6607.6956 | 8858.2763 | N/A | 5282.9915 | 506.7368 | 9985.6785 | 17779.4982 | N/A | 12425.5512
Commercial | High Efficiency Chiller (Water cooled-positive displacement, 100 tons) | Restaurants | New | N_RS_High Efficiency Chiller (Water cooled-positive displacement, 100 tons) | 0 | 0 | N/A | 0 | N/A | N/A | 0 | N/A | 0 | Residential | Spray Foam Insulation(Base R2) | Single Family | New | N_SF_Spray Foam Insulation(Base R2) | 0 | 0 | N/A | 0 | N/A | N/A | 0 | N/A | 0 | Commercial | High Efficiency Chiller (Water cooled-positive displacement, 100 tons) | Restaurants | New | N_RS_High Efficiency Chiller (Water cooled-positive displacement, 100 tons) | 1312.3576 | 1759.3465 | N/A | 1049.2575 | 100.6432 | 489.1237 | 3531.1947 | N/A | 1713.9753 | Commercial | Efficient Exhaust Hood | Healthcare | Turnover | T_HC_Efficient Exhaust Hood | 1528.0615 | 2048.5191 | N/A | 1221.7172 | 117.1853 | 1431.4581 | 4111.5947 | N/A | 1995.6904
Commercial | High Efficiency Chiller (Water cooled-positive displacement, 100 tons) | Retail | New | N_RT_High Efficiency Chiller (Water cooled-positive displacement, 100 tons) | 0 | 0 | N/A | 0 | N/A | N/A | 0 | N/A | 0 | Residential | Wall Insulation | Single Family | Existing | E_SF_Wall Insulation | 15054089.5649 | 20206597.9509 | N/A | 9355856.5885 | N/A | N/A | 35003480.3516 | N/A | 33012399.2399 | Commercial | High Efficiency Chiller (Water cooled-positive displacement, 100 tons) | Retail | New | N_RT_High Efficiency Chiller (Water cooled-positive displacement, 100 tons) | 0 | 0 | N/A | 0 | 0 | 0 | 0 | N/A | 0 | Commercial | Efficient Exhaust Hood | Hospitals | Turnover | T_HS_Efficient Exhaust Hood | 0 | 0 | N/A | 0 | 0 | 0 | 0 | N/A | 0
Commercial | High Efficiency Chiller (Water cooled-positive displacement, 100 tons) | Schools K-12 | New | N_SC_High Efficiency Chiller (Water cooled-positive displacement, 100 tons) | 0 | 0 | N/A | 0 | N/A | N/A | 0 | N/A | 0 | Residential | Wall Insulation | Manufactured Home | Existing | E_MH_Wall Insulation | 3384742.0083 | 4543225.3232 | N/A | 2103558.683 | N/A | N/A | 7870137.2057 | N/A | 6430439.1696 | Commercial | High Efficiency Chiller (Water cooled-positive displacement, 100 tons) | Schools K-12 | New | N_SC_High Efficiency Chiller (Water cooled-positive displacement, 100 tons) | 5367.0807 | 7195.1082 | N/A | 4291.0938 | 411.5954 | 2000.3437 | 14441.3436 | N/A | 10288.4537 | Commercial | Efficient Exhaust Hood | Institutional | Turnover | T_IN_Efficient Exhaust Hood | 3744.5378 | 5019.9272 | N/A | 2993.8367 | 287.1644 | 5795.4516 | 10075.5251 | N/A | 7178.1115
Commercial | High Efficiency DX 135k- less than 240k BTU | Healthcare | Turnover | T_HC_High Efficiency DX 135k- less than 240k BTU | 2649117.6334 | 4325758.9319 | N/A | 2511715.6393 | N/A | N/A | 8069305.6967 | N/A | 6288295.8798 | Commercial | Efficient Exhaust Hood | Assembly | Turnover | T_AS_Efficient Exhaust Hood | 0 | 0 | N/A | 0 | N/A | N/A | 0 | N/A | 0 | Commercial | High Efficiency DX 135k- less than 240k BTU | Healthcare | Turnover | T_HC_High Efficiency DX 135k- less than 240k BTU | 363503.6581 | 593567.1471 | N/A | 344649.7851 | 38992.1648 | 155483.4688 | 1107244.9567 | N/A | 862860.3452 | Commercial | Efficient Exhaust Hood | Lodging/Hospitality | Turnover | T_LG_Efficient Exhaust Hood | 465051.8094 | 759385.6886 | N/A | 440930.9303 | 49884.9912 | 863718.6265 | 1416564.2051 | N/A | 1103908.4637
Commercial | High Efficiency DX 135k- less than 240k BTU | Hospitals | Turnover | T_HS_High Efficiency DX 135k- less than 240k BTU | 1080441.7746 | 1764259.3888 | N/A | 1024402.4155 | N/A | N/A | 3291063.7325 | N/A | 2707478.9756 | Commercial | Efficient Exhaust Hood | College and University | Turnover | T_CU_Efficient Exhaust Hood | 222.0274 | 362.5498 | N/A | 373.2876 | N/A | N/A | 1279.2125 | N/A | 284.6708 | Commercial | High Efficiency DX 135k- less than 240k BTU | Hospitals | Turnover | T_HS_High Efficiency DX 135k- less than 240k BTU | 137636.3839 | 224747.2176 | N/A | 130497.5867 | 14763.9245 | 58871.9864 | 419245.2773 | N/A | 344903.0059 | Commercial | Efficient Exhaust Hood | Miscellaneous | Turnover | T_MS_Efficient Exhaust Hood | 177602.0852 | 290007.4337 | N/A | 168390.3838 | 19050.9493 | 353325.1757 | 540982.2124 | N/A | 445053.0543
Commercial | High Efficiency DX 135k- less than 240k BTU | Healthcare | New | N_HC_High Efficiency DX 135k- less than 240k BTU | 51167.9927 | 83552.5001 | N/A | 48514.0583 | N/A | N/A | 155859.5094 | N/A | 121459.1128 | Commercial | Efficient Exhaust Hood | Grocery | Turnover | T_GR_Efficient Exhaust Hood | 0 | 0 | N/A | 0 | N/A | N/A | 0 | N/A | 0 | Commercial | High Efficiency DX 135k- less than 240k BTU | Healthcare | New | N_HC_High Efficiency DX 135k- less than 240k BTU | 89656.9397 | 146401.316 | N/A | 85006.6961 | 9617.2847 | 38349.4682 | 273098.1989 | N/A | 212821.5665 | Commercial | Efficient Exhaust Hood | Offices | Turnover | T_OF_Efficient Exhaust Hood | 18388.0524 | 30025.9532 | N/A | 17434.3178 | 1972.4422 | 34151.256 | 56010.6559 | N/A | 43648.3125
Commercial | High Efficiency DX 135k- less than 240k BTU | Hospitals | New | N_HS_High Efficiency DX 135k- less than 240k BTU | 19468.4103 | 31790.0755 | N/A | 18458.6407 | N/A | N/A | 59301.4639 | N/A | 48785.888 | Commercial | Efficient Exhaust Hood | Healthcare | Turnover | T_HC_Efficient Exhaust Hood | 13293.7525 | 21707.4424 | N/A | 22350.3571 | N/A | N/A | 76592.0377 | N/A | 17044.4855 | Commercial | High Efficiency DX 135k- less than 240k BTU | Hospitals | New | N_HS_High Efficiency DX 135k- less than 240k BTU | 33962.181 | 55457.0345 | N/A | 32200.6619 | 3643.0416 | 14526.8351 | 103450.0006 | N/A | 85105.8273 | Commercial | Efficient Exhaust Hood | Restaurants | Turnover | T_RS_Efficient Exhaust Hood | 6829.1187 | 11151.306 | N/A | 6474.9123 | 732.5432 | 13585.9868 | 20801.7364 | N/A | 17113.0882
Commercial | High Efficiency PTAC | Grocery | Turnover | T_GR_High Efficiency PTAC | 0 | 0 | N/A | 0 | N/A | N/A | 0 | N/A | 0 | Commercial | Efficient Exhaust Hood | Hospitals | Turnover | T_HS_Efficient Exhaust Hood | 45437.0296 | 74194.3785 | N/A | 76391.8118 | N/A | N/A | 261785.7292 | N/A | 58256.7482 | Commercial | High Efficiency PTAC | Grocery | Turnover | T_GR_High Efficiency PTAC | 0 | 0 | N/A | 0 | 0 | 0 | 0 | N/A | 0 | Commercial | Efficient Exhaust Hood | Retail | Turnover | T_RT_Efficient Exhaust Hood | 0 | 0 | N/A | 0 | 0 | 0 | 0 | N/A | 0
Commercial | High Efficiency PTAC | Institutional | Turnover | T_IN_High Efficiency PTAC | 23051.1316 | 37640.3211 | N/A | 18165.4615 | N/A | N/A | 58359.5768 | N/A | 16576.553 | Commercial | Efficient Exhaust Hood | Institutional | Turnover | T_IN_Efficient Exhaust Hood | 0 | 0 | N/A | 0 | N/A | N/A | 0 | N/A | 0 | Commercial | High Efficiency PTAC | Institutional | Turnover | T_IN_High Efficiency PTAC | 3133.2441 | 5116.2917 | N/A | 2469.1553 | 279.3494 | 908.1501 | 7932.5736 | N/A | 2253.1816 | Commercial | Efficient Exhaust Hood | Schools K-12 | Turnover | T_SC_Efficient Exhaust Hood | 0 | 0 | N/A | 0 | 0 | 0 | 0 | N/A | 0
Commercial | High Efficiency PTAC | Miscellaneous | Turnover | T_MS_High Efficiency PTAC | 0 | 0 | N/A | 0 | N/A | N/A | 0 | N/A | 0 | Commercial | Efficient Exhaust Hood | Lodging/Hospitality | Turnover | T_LG_Efficient Exhaust Hood | 173101.3226 | 282658.1134 | N/A | 291029.6687 | N/A | N/A | 997324.3499 | N/A | 221940.5684 | Commercial | High Efficiency PTAC | Miscellaneous | Turnover | T_MS_High Efficiency PTAC | 0 | 0 | N/A | 0 | 0 | 0 | 0 | N/A | 0 | Commercial | Efficient Exhaust Hood | Warehouse | Turnover | T_WR_Efficient Exhaust Hood | 0 | 0 | N/A | 0 | 0 | 0 | 0 | N/A | 0
Commercial | High Efficiency PTAC | Warehouse | Turnover | T_WR_High Efficiency PTAC | 0 | 0 | N/A | 0 | N/A | N/A | 0 | N/A | 0 | Commercial | Efficient Exhaust Hood | Miscellaneous | Turnover | T_MS_Efficient Exhaust Hood | 0 | 0 | N/A | 0 | N/A | N/A | 0 | N/A | 0 | Commercial | High Efficiency PTAC | Warehouse | Turnover | T_WR_High Efficiency PTAC | 0 | 0 | N/A | 0 | 0 | 0 | 0 | N/A | 0 | Commercial | Efficient Exhaust Hood | Assembly | New | N_AS_Efficient Exhaust Hood | 0 | 0 | N/A | 0 | 0 | 0 | 0 | N/A | 0
Commercial | High Efficiency PTAC | Grocery | New | N_GR_High Efficiency PTAC | 0 | 0 | N/A | 0 | N/A | N/A | 0 | N/A | 0 | Commercial | Efficient Exhaust Hood | Offices | Turnover | T_OF_Efficient Exhaust Hood | 0 | 0 | N/A | 0 | N/A | N/A | 0 | N/A | 0 | Commercial | High Efficiency PTAC | Grocery | New | N_GR_High Efficiency PTAC | 0 | 0 | N/A | 0 | 0 | 0 | 0 | N/A | 0 | Commercial | Efficient Exhaust Hood | College and University | New | N_CU_Efficient Exhaust Hood | 0 | 0 | N/A | 0 | 0 | 0 | 0 | N/A | 0
Commercial | High Efficiency PTAC | Institutional | New | N_IN_High Efficiency PTAC | 415.3568 | 678.2385 | N/A | 327.3223 | N/A | N/A | 1051.5774 | N/A | 298.6918 | Commercial | Efficient Exhaust Hood | Restaurants | Turnover | T_RS_Efficient Exhaust Hood | 849347.6655 | 1386904.5315 | N/A | 1427980.826 | N/A | N/A | 4893521.8713 | N/A | 1088984.768 | Commercial | High Efficiency PTAC | Institutional | New | N_IN_High Efficiency PTAC | 799.4319 | 1305.3969 | N/A | 629.9929 | 71.2746 | 231.7101 | 2023.9574 | N/A | 574.8883 | Commercial | Efficient Exhaust Hood | Grocery | New | N_GR_Efficient Exhaust Hood | 0 | 0 | N/A | 0 | 0 | 0 | 0 | N/A | 0
Commercial | High Efficiency PTAC | Miscellaneous | New | N_MS_High Efficiency PTAC | 0 | 0 | N/A | 0 | N/A | N/A | 0 | N/A | 0 | Commercial | Efficient Exhaust Hood | Retail | Turnover | T_RT_Efficient Exhaust Hood | 0 | 0 | N/A | 0 | N/A | N/A | 0 | N/A | 0 | Commercial | High Efficiency PTAC | Miscellaneous | New | N_MS_High Efficiency PTAC | 0 | 0 | N/A | 0 | 0 | 0 | 0 | N/A | 0 | Commercial | Efficient Exhaust Hood | Healthcare | New | N_HC_Efficient Exhaust Hood | 0 | 0 | N/A | 0 | 0 | 0 | 0 | N/A | 0
Commercial | High Efficiency PTAC | Warehouse | New | N_WR_High Efficiency PTAC | 0 | 0 | N/A | 0 | N/A | N/A | 0 | N/A | 0 | Commercial | Efficient Exhaust Hood | Schools K-12 | Turnover | T_SC_Efficient Exhaust Hood | 4141.6564 | 6762.9338 | N/A | 6963.2333 | N/A | N/A | 23862.1793 | N/A | 5310.1939 | Commercial | High Efficiency PTAC | Warehouse | New | N_WR_High Efficiency PTAC | 0 | 0 | N/A | 0 | 0 | 0 | 0 | N/A | 0 | Commercial | Efficient Exhaust Hood | Hospitals | New | N_HS_Efficient Exhaust Hood | 0 | 0 | N/A | 0 | 0 | 0 | 0 | N/A | 0
Commercial | High Efficiency PTHP | Grocery | Turnover | T_GR_High Efficiency PTHP | 0 | 0 | N/A | 0 | N/A | N/A | 0 | N/A | 0 | Commercial | Efficient Exhaust Hood | Warehouse | Turnover | T_WR_Efficient Exhaust Hood | 0 | 0 | N/A | 0 | N/A | N/A | 0 | N/A | 0 | Commercial | High Efficiency PTHP | Grocery | Turnover | T_GR_High Efficiency PTHP | 0 | 0 | N/A | 0 | 0 | 0 | 0 | N/A | 0 | Commercial | Efficient Exhaust Hood | Institutional | New | N_IN_Efficient Exhaust Hood | 4277.3854 | 6984.5665 | N/A | 3161.0106 | 381.4686 | 1042.046 | 10832.4106 | N/A | 2878.7682
Commercial | High Efficiency PTHP | Institutional | Turnover | T_IN_High Efficiency PTHP | 0 | 0 | N/A | 0 | N/A | N/A | 0 | N/A | 0 | Commercial | Efficient Exhaust Hood | Assembly | New | N_AS_Efficient Exhaust Hood | 0 | 0 | N/A | 0 | N/A | N/A | 0 | N/A | 0 | Commercial | High Efficiency PTHP | Institutional | Turnover | T_IN_High Efficiency PTHP | 0 | 0 | N/A | 0 | 0 | 0 | 0 | N/A | 0 | Commercial | Efficient Exhaust Hood | Lodging/Hospitality | New | N_LG_Efficient Exhaust Hood | 4205.145 | 6866.6047 | N/A | 3107.6245 | 375.026 | 1150.0384 | 10649.4628 | N/A | 2955.7404
Commercial | High Efficiency PTHP | Miscellaneous | Turnover | T_MS_High Efficiency PTHP | 120740.8232 | 197158.3624 | N/A | 89228.1116 | N/A | N/A | 305774.2146 | N/A | 82811.0856 | Commercial | Efficient Exhaust Hood | College and University | New | N_CU_Efficient Exhaust Hood | 4.0007 | 6.5328 | N/A | 6.7262 | N/A | N/A | 23.05 | N/A | 5.1295 | Commercial | High Efficiency PTHP | Miscellaneous | Turnover | T_MS_High Efficiency PTHP | 16232.8063 | 26506.6398 | N/A | 11996.1304 | 1447.6847 | 4162.9876 | 41109.3239 | N/A | 11133.4036 | Commercial | Efficient Exhaust Hood | Miscellaneous | New | N_MS_Efficient Exhaust Hood | 16232.8063 | 26506.6398 | N/A | 11996.1304 | 1447.6847 | 4162.9876 | 41109.3239 | N/A | 11133.4036
Commercial | High Efficiency PTHP | Warehouse | Turnover | T_WR_High Efficiency PTHP | 0 | 0 | N/A | 0 | N/A | N/A | 0 | N/A | 0 | Commercial | Efficient Exhaust Hood | Grocery | New | N_GR_Efficient Exhaust Hood | 0 | 0 | N/A | 0 | N/A | N/A | 0 | N/A | 0 | Commercial | High Efficiency PTHP | Warehouse | Turnover | T_WR_High Efficiency PTHP | 0 | 0 | N/A | 0 | 0 | 0 | 0 | N/A | 0 | Commercial | Efficient Exhaust Hood | Offices | New | N_OF_Efficient Exhaust Hood | 2279.0532 | 3721.4786 | N/A | 1684.2324 | 203.252 | 2555.9265 | 5771.6659 | N/A | 3534.5588
Commercial | High Efficiency PTHP | Grocery | New | N_GR_High Efficiency PTHP | 0 | 0 | N/A | 0 | N/A | N/A | 0 | N/A | 0 | Commercial | Efficient Exhaust Hood | Healthcare | New | N_HC_Efficient Exhaust Hood | 239.5393 | 391.145 | N/A | 402.7296 | N/A | N/A | 1380.107 | N/A | 307.1235 | Commercial | High Efficiency PTHP | Grocery | New | N_GR_High Efficiency PTHP | 0 | 0 | N/A | 0 | 0 | 0 | 0 | N/A | 0 | Commercial | Efficient Exhaust Hood | Restaurants | New | N_RS_Efficient Exhaust Hood | 1128.0976 | 1842.0768 | N/A | 833.6701 | 100.6067 | 274.8243 | 2856.8891 | N/A | 759.2328
Commercial | High Efficiency PTHP | Institutional | New | N_IN_High Efficiency PTHP | 0 | 0 | N/A | 0 | N/A | N/A | 0 | N/A | 0 | Commercial | Efficient Exhaust Hood | Hospitals | New | N_HS_Efficient Exhaust Hood | 818.7269 | 1336.9037 | N/A | 1376.4991 | N/A | N/A | 4717.1001 | N/A | 1049.7246 | Commercial | High Efficiency PTHP | Institutional | New | N_IN_High Efficiency PTHP | 0 | 0 | N/A | 0 | 0 | 0 | 0 | N/A | 0 | Commercial | Efficient Exhaust Hood | Retail | New | N_RT_Efficient Exhaust Hood | 1082.2301 | 1767.1796 | N/A | 799.7738 | 96.5161 | 295.9723 | 2740.7306 | N/A | 760.6851
Commercial | High Efficiency PTHP | Miscellaneous | New | N_MS_High Efficiency PTHP | 2175.6211 | 3552.5837 | N/A | 1607.7956 | N/A | N/A | 5509.7257 | N/A | 1492.1676 | Commercial | Efficient Exhaust Hood | Institutional | New | N_IN_Efficient Exhaust Hood | 0 | 0 | N/A | 0 | N/A | N/A | 0 | N/A | 0 | Commercial | High Efficiency PTHP | Miscellaneous | New | N_MS_High Efficiency PTHP | 4141.1408 | 6762.0918 | N/A | 3060.3251 | 369.3179 | 1062.0171 | 10487.3731 | N/A | 2840.2354 | Commercial | Efficient Exhaust Hood | Schools K-12 | New | N_SC_Efficient Exhaust Hood | 4141.1408 | 6762.0918 | N/A | 3060.3251 | 369.3179 | 1062.0171 | 10487.3731 | N/A | 2840.2354
Commercial | High Efficiency PTHP | Warehouse | New | N_WR_High Efficiency PTHP | 0 | 0 | N/A | 0 | N/A | N/A | 0 | N/A | 0 | Commercial | Efficient Exhaust Hood | Lodging/Hospitality | New | N_LG_Efficient Exhaust Hood | 3119.1015 | 5093.1982 | N/A | 5244.0447 | N/A | N/A | 17970.7228 | N/A | 3999.1327 | Commercial | High Efficiency PTHP | Warehouse | New | N_WR_High Efficiency PTHP | 0 | 0 | N/A | 0 | 0 | 0 | 0 | N/A | 0 | Commercial | Efficient Exhaust Hood | Warehouse | New | N_WR_Efficient Exhaust Hood | 600.3571 | 980.3265 | N/A | 443.6671 | 53.5414 | 673.2922 | 1520.3949 | N/A | 931.0873
Commercial | Efficient Battery Charger | Assembly | Turnover | T_AS_Efficient Battery Charger | 0 | 540514.3451 | N/A | 189737.1691 | N/A | N/A | 714367.1196 | N/A | 448038.7381 | Commercial | Efficient Exhaust Hood | Miscellaneous | New | N_MS_Efficient Exhaust Hood | 0 | 0 | N/A | 0 | N/A | N/A | 0 | N/A | 0 | Commercial | Ceiling Insulation(R2 to R38) | Assembly | Existing | E_AS_Ceiling Insulation(R2 to R38) | 0 | 0 | N/A | 0 | 0 | 0 | 0 | N/A | 0 | Commercial | Energy Star Hot Food Holding Cabinet | Assembly | Turnover | T_AS_Energy Star Hot Food Holding Cabinet | 0 | 0 | N/A | 0 | 0 | 0 | 0 | N/A | 0
Commercial | Efficient Battery Charger | College and University | Turnover | T_CU_Efficient Battery Charger | 0 | 0 | N/A | 0 | N/A | N/A | 0 | N/A | 0 | Commercial | Efficient Exhaust Hood | Offices | New | N_OF_Efficient Exhaust Hood | 0 | 0 | N/A | 0 | N/A | N/A | 0 | N/A | 0 | Commercial | Ceiling Insulation(R2 to R38) | College and University | Existing | E_CU_Ceiling Insulation(R2 to R38) | 0 | 0 | N/A | 0 | 0 | 0 | 0 | N/A | 0 | Commercial | Energy Star Hot Food Holding Cabinet | College and University | Turnover | T_CU_Energy Star Hot Food Holding Cabinet | 0 | 0 | N/A | 0 | 0 | 0 | 0 | N/A | 0
Commercial | Efficient Battery Charger | Grocery | Turnover | T_GR_Efficient Battery Charger | 0 | 740018.7299 | N/A | 259769.3479 | N/A | N/A | 978040.7372 | N/A | 613410.284 | Commercial | Efficient Exhaust Hood | Restaurants | New | N_RS_Efficient Exhaust Hood | 15304.3405 | 24990.5428 | N/A | 25730.6939 | N/A | N/A | 88176.0532 | N/A | 19622.3459 | Commercial | Ceiling Insulation(R2 to R38) | Grocery | Existing | E_GR_Ceiling Insulation(R2 to R38) | 0 | 0 | N/A | 0 | 0 | 0 | 0 | N/A | 0 | Commercial | Energy Star Hot Food Holding Cabinet | Grocery | Turnover | T_GR_Energy Star Hot Food Holding Cabinet | 0 | 0 | N/A | 0 | 0 | 0 | 0 | N/A | 0
Commercial | Efficient Battery Charger | Healthcare | Turnover | T_HC_Efficient Battery Charger | 0 | 744216.496 | N/A | 261242.893 | N/A | N/A | 983588.6864 | N/A | 616889.862 | Commercial | Efficient Exhaust Hood | Retail | New | N_RT_Efficient Exhaust Hood | 0 | 0 | N/A | 0 | N/A | N/A | 0 | N/A | 0 | Commercial | Ceiling Insulation(R2 to R38) | Healthcare | Existing | E_HC_Ceiling Insulation(R2 to R38) | 929725.5953 | 1247939.3873 | N/A | 702649.6629 | 67397.125 | 292489.7839 | 2364712.9571 | N/A | 616998.3003 | Commercial | Energy Star Hot Food Holding Cabinet | Healthcare | Turnover | T_HC_Energy Star Hot Food Holding Cabinet | 929725.5953 | 1247939.3873 | N/A | 702649.6629 | 67397.125 | 292489.7839 | 2364712.9571 | N/A | 616998.3003
Commercial | Efficient Battery Charger | Hospitals | Turnover | T_HS_Efficient Battery Charger | 0 | 971220.6122 | N/A | 340928.3236 | N/A | N/A | 1283607.1374 | N/A | 805056.2607 | Commercial | Efficient Exhaust Hood | Schools K-12 | New | N_SC_Efficient Exhaust Hood | 74.6282 | 121.8609 | N/A | 125.47 | N/A | N/A | 429.9711 | N/A | 95.684 | Commercial | Ceiling Insulation(R2 to R38) | Hospitals | Existing | E_HS_Ceiling Insulation(R2 to R38) | 0 | 0 | N/A | 0 | 0 | 0 | 0 | N/A | 0 | Commercial | Energy Star Hot Food Holding Cabinet | Hospitals | Turnover | T_HS_Energy Star Hot Food Holding Cabinet | 0 | 0 | N/A | 0 | 0 | 0 | 0 | N/A | 0
Commercial | Efficient Battery Charger | Institutional | Turnover | T_IN_Efficient Battery Charger | 0 | 762041.5579 | N/A | 267500.0382 | N/A | N/A | 1007147.0585 | N/A | 631665.2667 | Commercial | Efficient Exhaust Hood | Warehouse | New | N_WR_Efficient Exhaust Hood | 0 | 0 | N/A | 0 | N/A | N/A | 0 | N/A | 0 | Commercial | Ceiling Insulation(R2 to R38) | Institutional | Existing | E_IN_Ceiling Insulation(R2 to R38) | 0 | 0 | N/A | 0 | 0 | 0 | 0 | N/A | 0 | Commercial | Energy Star Hot Food Holding Cabinet | Institutional | Turnover | T_IN_Energy Star Hot Food Holding Cabinet | 0 | 0 | N/A | 0 | 0 | 0 | 0 | N/A | 0
Commercial | Efficient Battery Charger | Lodging/Hospitality | Turnover | T_LG_Efficient Battery Charger | 0 | 1730411.8861 | N/A | 607427.8245 | N/A | N/A | 2286987.1375 | N/A | 1434358.8933 | Commercial | Energy Star Hot Food Holding Cabinet | Assembly | Turnover | T_AS_Energy Star Hot Food Holding Cabinet | 0 | 0 | N/A | 0 | N/A | N/A | 0 | N/A | 0 | Commercial | Ceiling Insulation(R2 to R38) | Lodging/Hospitality | Existing | E_LG_Ceiling Insulation(R2 to R38) | 0 | 0 | N/A | 0 | 0 | 0 | 0 | N/A | 0 | Commercial | Energy Star Hot Food Holding Cabinet | Lodging/Hospitality | Turnover | T_LG_Energy Star Hot Food Holding Cabinet | 0 | 0 | N/A | 0 | 0 | 0 | 0 | N/A | 0
Commercial | Efficient Battery Charger | Miscellaneous | Turnover | T_MS_Efficient Battery Charger | 0 | 0 | N/A | 0 | N/A | N/A | 0 | N/A | 0 | Commercial | Energy Star Hot Food Holding Cabinet | College and University | Turnover | T_CU_Energy Star Hot Food Holding Cabinet | 379.7399 | 757.4821 | N/A | 883.114 | N/A | N/A | 3105.7854 | N/A | 1578.1143 | Commercial | Ceiling Insulation(R2 to R38) | Miscellaneous | Existing | E_MS_Ceiling Insulation(R2 to R38) | 0 | 0 | N/A | 0 | 0 | 0 | 0 | N/A | 0 | Commercial | Energy Star Hot Food Holding Cabinet | Miscellaneous | Turnover | T_MS_Energy Star Hot Food Holding Cabinet | 0 | 0 | N/A | 0 | 0 | 0 | 0 | N/A | 0
Commercial | Efficient Battery Charger | Offices | Turnover | T_OF_Efficient Battery Charger | 0 | 4409734.9513 | N/A | 1547952.675 | N/A | N/A | 5828096.3014 | N/A | 3655281.4942 | Commercial | Energy Star Hot Food Holding Cabinet | Grocery | Turnover | T_GR_Energy Star Hot Food Holding Cabinet | 0 | 0 | N/A | 0 | N/A | N/A | 0 | N/A | 0 | Commercial | Ceiling Insulation(R2 to R38) | Offices | Existing | E_OF_Ceiling Insulation(R2 to R38) | 660032.6896 | 885939.6735 | N/A | 498826.4809 | 47846.7044 | 207644.9436 | 1678761.8425 | N/A | 438020.6909 | Commercial | Energy Star Hot Food Holding Cabinet | Offices | Turnover | T_OF_Energy Star Hot Food Holding Cabinet | 660092.1202 | 886019.4451 | N/A | 498871.3961 | 47851.0126 | 207663.6403 | 1678913.0012 | N/A | 438060.1311
Commercial | Efficient Battery Charger | Restaurants | Turnover | T_RS_Efficient Battery Charger | 0 | 0 | N/A | 0 | N/A | N/A | 0 | N/A | 0 | Commercial | Energy Star Hot Food Holding Cabinet | Healthcare | Turnover | T_HC_Energy Star Hot Food Holding Cabinet | 22618.4435 | 45117.8992 | N/A | 52600.9109 | N/A | N/A | 184989.8604 | N/A | 93997.2056 | Commercial | Ceiling Insulation(R2 to R38) | Restaurants | Existing | E_RS_Ceiling Insulation(R2 to R38) | 0 | 0 | N/A | 0 | 0 | 0 | 0 | N/A | 0 | Commercial | Energy Star Hot Food Holding Cabinet | Restaurants | Turnover | T_RS_Energy Star Hot Food Holding Cabinet | 0 | 0 | N/A | 0 | 0 | 0 | 0 | N/A | 0
Commercial | Efficient Battery Charger | Retail | Turnover | T_RT_Efficient Battery Charger | 0 | 2410324.0902 | N/A | 846097.932 | N/A | N/A | 3185588.4923 | N/A | 1997946.1666 | Commercial | Energy Star Hot Food Holding Cabinet | Hospitals | Turnover | T_HS_Energy Star Hot Food Holding Cabinet | 71548.8168 | 142721.2403 | N/A | 166392.2164 | N/A | N/A | 585177.5629 | N/A | 297340.9224 | Commercial | Ceiling Insulation(R2 to R38) | Retail | Existing | E_RT_Ceiling Insulation(R2 to R38) | 0 | 0 | N/A | 0 | 0 | 0 | 0 | N/A | 0 | Commercial | Energy Star Hot Food Holding Cabinet | Retail | Turnover | T_RT_Energy Star Hot Food Holding Cabinet | 0 | 0 | N/A | 0 | 0 | 0 | 0 | N/A | 0
Commercial | Efficient Battery Charger | Schools K-12 | Turnover | T_SC_Efficient Battery Charger | 0 | 0 | N/A | 0 | N/A | N/A | 0 | N/A | 0 | Commercial | Energy Star Hot Food Holding Cabinet | Institutional | Turnover | T_IN_Energy Star Hot Food Holding Cabinet | 0 | 0 | N/A | 0 | N/A | N/A | 0 | N/A | 0 | Commercial | Ceiling Insulation(R2 to R38) | Schools K-12 | Existing | E_SC_Ceiling Insulation(R2 to R38) | 0 | 0 | N/A | 0 | 0 | 0 | 0 | N/A | 0 | Commercial | Energy Star Hot Food Holding Cabinet | Schools K-12 | Turnover | T_SC_Energy Star Hot Food Holding Cabinet | 0 | 0 | N/A | 0 | 0 | 0 | 0 | N/A | 0
Commercial | Efficient Battery Charger | Warehouse | Turnover | T_WR_Efficient Battery Charger | 0 | 814290.2242 | N/A | 285840.928 | N/A | N/A | 1076201.1541 | N/A | 674974.8047 | Commercial | Energy Star Hot Food Holding Cabinet | Lodging/Hospitality | Turnover | T_LG_Energy Star Hot Food Holding Cabinet | 227461.922 | 453727.246 | N/A | 528980.0029 | N/A | N/A | 1860346.8101 | N/A | 945281.0079 | Commercial | Ceiling Insulation(R2 to R38) | Assembly | New | N_AS_Ceiling Insulation(R2 to R38) | 0 | 0 | N/A | 0 | 0 | 0 | 0 | N/A | 0 | Commercial | Energy Star Hot Food Holding Cabinet | Warehouse | Turnover | T_WR_Energy Star Hot Food Holding Cabinet | 0 | 0 | N/A | 0 | 0 | 0 | 0 | N/A | 0
Commercial | Efficient Battery Charger | Assembly | New | N_AS_Efficient Battery Charger | 0 | 9739.4929 | N/A | 3418.8617 | N/A | N/A | 12872.1348 | N/A | 8073.181 | Commercial | Energy Star Hot Food Holding Cabinet | Miscellaneous | Turnover | T_MS_Energy Star Hot Food Holding Cabinet | 0 | 0 | N/A | 0 | N/A | N/A | 0 | N/A | 0 | Commercial | Ceiling Insulation(R2 to R38) | College and University | New | N_CU_Ceiling Insulation(R2 to R38) | 0 | 0 | N/A | 0 | 0 | 0 | 0 | N/A | 0 | Commercial | Energy Star Hot Food Holding Cabinet | Assembly | New | N_AS_Energy Star Hot Food Holding Cabinet | 0 | 0 | N/A | 0 | 0 | 0 | 0 | N/A | 0
Commercial | Efficient Battery Charger | College and University | New | N_CU_Efficient Battery Charger | 0 | 0 | N/A | 0 | N/A | N/A | 0 | N/A | 0 | Commercial | Energy Star Hot Food Holding Cabinet | Offices | Turnover | T_OF_Energy Star Hot Food Holding Cabinet | 0 | 0 | N/A | 0 | N/A | N/A | 0 | N/A | 0 | Commercial | Ceiling Insulation(R2 to R38) | Grocery | New | N_GR_Ceiling Insulation(R2 to R38) | 0 | 0 | N/A | 0 | 0 | 0 | 0 | N/A | 0 | Commercial | Energy Star Hot Food Holding Cabinet | College and University | New | N_CU_Energy Star Hot Food Holding Cabinet | 0 | 0 | N/A | 0 | 0 | 0 | 0 | N/A | 0
Commercial | Efficient Battery Charger | Grocery | New | N_GR_Efficient Battery Charger | 0 | 13334.3494 | N/A | 4680.767 | N/A | N/A | 17623.2525 | N/A | 11053.0001 | Commercial | Energy Star Hot Food Holding Cabinet | Restaurants | Turnover | T_RS_Energy Star Hot Food Holding Cabinet | 1116076.1201 | 2226280.9521 | N/A | 2595519.9183 | N/A | N/A | 9128071.3334 | N/A | 4638163.3915 | Commercial | Ceiling Insulation(R2 to R38) | Healthcare | New | N_HC_Ceiling Insulation(R2 to R38) | 0 | 0 | N/A | 0 | 0 | 0 | 0 | N/A | 0 | Commercial | Energy Star Hot Food Holding Cabinet | Grocery | New | N_GR_Energy Star Hot Food Holding Cabinet | 0 | 0 | N/A | 0 | 0 | 0 | 0 | N/A | 0
Commercial | Efficient Battery Charger | Healthcare | New | N_HC_Efficient Battery Charger | 0 | 13409.9888 | N/A | 4707.3187 | N/A | N/A | 17723.2207 | N/A | 11115.6984 | Commercial | Energy Star Hot Food Holding Cabinet | Retail | Turnover | T_RT_Energy Star Hot Food Holding Cabinet | 0 | 0 | N/A | 0 | N/A | N/A | 0 | N/A | 0 | Commercial | Ceiling Insulation(R2 to R38) | Hospitals | New | N_HS_Ceiling Insulation(R2 to R38) | 0 | 0 | N/A | 0 | 0 | 0 | 0 | N/A | 0 | Commercial | Energy Star Hot Food Holding Cabinet | Healthcare | New | N_HC_Energy Star Hot Food Holding Cabinet | 0 | 0 | N/A | 0 | 0 | 0 | 0 | N/A | 0
Commercial | Efficient Battery Charger | Hospitals | New | N_HS_Efficient Battery Charger | 0 | 17500.3612 | N/A | 6143.1653 | N/A | N/A | 23129.2337 | N/A | 14506.2565 | Commercial | Energy Star Hot Food Holding Cabinet | Schools K-12 | Turnover | T_SC_Energy Star Hot Food Holding Cabinet | 7083.5939 | 14129.9236 | N/A | 16473.4366 | N/A | N/A | 57934.714 | N/A | 29437.8363 | Commercial | Ceiling Insulation(R2 to R38) | Institutional | New | N_IN_Ceiling Insulation(R2 to R38) | 0 | 0 | N/A | 0 | 0 | 0 | 0 | N/A | 0 | Commercial | Energy Star Hot Food Holding Cabinet | Hospitals | New | N_HS_Energy Star Hot Food Holding Cabinet | 0 | 0 | N/A | 0 | 0 | 0 | 0 | N/A | 0
Commercial | Efficient Battery Charger | Institutional | New | N_IN_Efficient Battery Charger | 0 | 13731.1773 | N/A | 4820.0658 | N/A | N/A | 18147.7174 | N/A | 11381.9354 | Commercial | Energy Star Hot Food Holding Cabinet | Warehouse | Turnover | T_WR_Energy Star Hot Food Holding Cabinet | 0 | 0 | N/A | 0 | N/A | N/A | 0 | N/A | 0 | Commercial | Ceiling Insulation(R2 to R38) | Lodging/Hospitality | New | N_LG_Ceiling Insulation(R2 to R38) | 0 | 0 | N/A | 0 | 0 | 0 | 0 | N/A | 0 | Commercial | Energy Star Hot Food Holding Cabinet | Institutional | New | N_IN_Energy Star Hot Food Holding Cabinet | 0 | 0 | N/A | 0 | 0 | 0 | 0 | N/A | 0
Commercial | Efficient Battery Charger | Lodging/Hospitality | New | N_LG_Efficient Battery Charger | 0 | 31180.1794 | N/A | 10945.2025 | N/A | N/A | 41209.0727 | N/A | 25845.6198 | Commercial | Energy Star Hot Food Holding Cabinet | Assembly | New | N_AS_Energy Star Hot Food Holding Cabinet | 0 | 0 | N/A | 0 | N/A | N/A | 0 | N/A | 0 | Commercial | Ceiling Insulation(R2 to R38) | Miscellaneous | New | N_MS_Ceiling Insulation(R2 to R38) | 0 | 0 | N/A | 0 | 0 | 0 | 0 | N/A | 0 | Commercial | Energy Star Hot Food Holding Cabinet | Lodging/Hospitality | New | N_LG_Energy Star Hot Food Holding Cabinet | 0 | 0 | N/A | 0 | 0 | 0 | 0 | N/A | 0
Commercial | Efficient Battery Charger | Miscellaneous | New | N_MS_Efficient Battery Charger | 0 | 0 | N/A | 0 | N/A | N/A | 0 | N/A | 0 | Commercial | Energy Star Hot Food Holding Cabinet | College and University | New | N_CU_Energy Star Hot Food Holding Cabinet | 6.8425 | 13.649 | N/A | 15.9128 | N/A | N/A | 55.9629 | N/A | 28.4359 | Commercial | Ceiling Insulation(R2 to R38) | Offices | New | N_OF_Ceiling Insulation(R2 to R38) | 0 | 0 | N/A | 0 | 0 | 0 | 0 | N/A | 0 | Commercial | Energy Star Hot Food Holding Cabinet | Miscellaneous | New | N_MS_Energy Star Hot Food Holding Cabinet | 0 | 0 | N/A | 0 | 0 | 0 | 0 | N/A | 0
Commercial | Efficient Battery Charger | Offices | New | N_OF_Efficient Battery Charger | 0 | 79458.7276 | N/A | 27892.4587 | N/A | N/A | 105016.0886 | N/A | 65864.2797 | Commercial | Energy Star Hot Food Holding Cabinet | Grocery | New | N_GR_Energy Star Hot Food Holding Cabinet | 0 | 0 | N/A | 0 | N/A | N/A | 0 | N/A | 0 | Commercial | Ceiling Insulation(R2 to R38) | Restaurants | New | N_RS_Ceiling Insulation(R2 to R38) | 0 | 0 | N/A | 0 | 0 | 0 | 0 | N/A | 0 | Commercial | Energy Star Hot Food Holding Cabinet | Offices | New | N_OF_Energy Star Hot Food Holding Cabinet | 0 | 0 | N/A | 0 | 0 | 0 | 0 | N/A | 0
Commercial | Efficient Battery Charger | Restaurants | New | N_RS_Efficient Battery Charger | 0 | 0 | N/A | 0 | N/A | N/A | 0 | N/A | 0 | Commercial | Energy Star Hot Food Holding Cabinet | Healthcare | New | N_HC_Energy Star Hot Food Holding Cabinet | 407.5603 | 812.9765 | N/A | 947.8124 | N/A | N/A | 3333.3203 | N/A | 1693.7296 | Commercial | Ceiling Insulation(R2 to R38) | Retail | New | N_RT_Ceiling Insulation(R2 to R38) | 0 | 0 | N/A | 0 | 0 | 0 | 0 | N/A | 0 | Commercial | Energy Star Hot Food Holding Cabinet | Restaurants | New | N_RS_Energy Star Hot Food Holding Cabinet | 0 | 0 | N/A | 0 | 0 | 0 | 0 | N/A | 0
Commercial | Efficient Battery Charger | Retail | New | N_RT_Efficient Battery Charger | 0 | 43431.4735 | N/A | 15245.7838 | N/A | N/A | 57400.9125 | N/A | 36000.8624 | Commercial | Energy Star Hot Food Holding Cabinet | Hospitals | New | N_HS_Energy Star Hot Food Holding Cabinet | 1289.2335 | 2571.6848 | N/A | 2998.2106 | N/A | N/A | 10544.2766 | N/A | 5357.7668 | Commercial | Ceiling Insulation(R2 to R38) | Schools K-12 | New | N_SC_Ceiling Insulation(R2 to R38) | 0 | 0 | N/A | 0 | 0 | 0 | 0 | N/A | 0 | Commercial | Energy Star Hot Food Holding Cabinet | Retail | New | N_RT_Energy Star Hot Food Holding Cabinet | 0 | 0 | N/A | 0 | 0 | 0 | 0 | N/A | 0
Commercial | Efficient Battery Charger | Schools K-12 | New | N_SC_Efficient Battery Charger | 0 | 0 | N/A | 0 | N/A | N/A | 0 | N/A | 0 | Commercial | Energy Star Hot Food Holding Cabinet | Institutional | New | N_IN_Energy Star Hot Food Holding Cabinet | 0 | 0 | N/A | 0 | N/A | N/A | 0 | N/A | 0 | Commercial | Duct Sealing Repair | Assembly | Existing | E_AS_Duct Sealing Repair | 0 | 0 | N/A | 0 | 0 | 0 | 0 | N/A | 0 | Commercial | Energy Star Hot Food Holding Cabinet | Schools K-12 | New | N_SC_Energy Star Hot Food Holding Cabinet | 0 | 0 | N/A | 0 | 0 | 0 | 0 | N/A | 0
Commercial | Efficient Battery Charger | Warehouse | New | N_WR_Efficient Battery Charger | 0 | 14672.6427 | N/A | 5150.5491 | N/A | N/A | 19391.9987 | N/A | 12162.3272 | Commercial | Energy Star Hot Food Holding Cabinet | Lodging/Hospitality | New | N_LG_Energy Star Hot Food Holding Cabinet | 4098.6216 | 8175.6818 | N/A | 9531.6564 | N/A | N/A | 33521.4685 | N/A | 17032.9572 | Commercial | Duct Sealing Repair | College and University | Existing | E_CU_Duct Sealing Repair | 0 | 0 | N/A | 0 | 0 | 0 | 0 | N/A | 0 | Commercial | Energy Star Hot Food Holding Cabinet | Warehouse | New | N_WR_Energy Star Hot Food Holding Cabinet | 0 | 0 | N/A | 0 | 0 | 0 | 0 | N/A | 0
Commercial | Ceiling Insulation(R2 to R38) | Assembly | Existing | E_AS_Ceiling Insulation(R2 to R38) | 0 | 0 | N/A | 0 | N/A | N/A | 0 | N/A | 0 | Commercial | Energy Star Hot Food Holding Cabinet | Miscellaneous | New | N_MS_Energy Star Hot Food Holding Cabinet | 0 | 0 | N/A | 0 | N/A | N/A | 0 | N/A | 0 | Commercial | Duct Sealing Repair | Retail | Existing | E_RT_Duct Sealing Repair | 3879223.8531 | 6339859.7581 | N/A | 2212125.6025 | 266957.7765 | 77646.931 | 7580693.5365 | N/A | 1363014.3994 | Commercial | Heat Pump Water Heater | Assembly | Turnover | T_AS_Heat Pump Water Heater | 3879223.8531 | 6339859.7581 | N/A | 2212125.6025 | 266957.7765 | 77646.931 | 7580693.5365 | N/A | 1363014.3994
Commercial | Ceiling Insulation(R2 to R38) | College and University | Existing | E_CU_Ceiling Insulation(R2 to R38) | 0 | 0 | N/A | 0 | N/A | N/A | 0 | N/A | 0 | Commercial | Energy Star Hot Food Holding Cabinet | Offices | New | N_OF_Energy Star Hot Food Holding Cabinet | 0 | 0 | N/A | 0 | N/A | N/A | 0 | N/A | 0 | Commercial | Duct Sealing Repair | Schools K-12 | Existing | E_SC_Duct Sealing Repair | 0 | 0 | N/A | 0 | 0 | 0 | 0 | N/A | 0 | Commercial | Heat Pump Water Heater | Assembly | New | N_AS_Heat Pump Water Heater | 0 | 0 | N/A | 0 | 0 | 0 | 0 | N/A | 0
Commercial | Ceiling Insulation(R2 to R38) | Grocery | Existing | E_GR_Ceiling Insulation(R2 to R38) | 0 | 0 | N/A | 0 | N/A | N/A | 0 | N/A | 0 | Commercial | Energy Star Hot Food Holding Cabinet | Restaurants | New | N_RS_Energy Star Hot Food Holding Cabinet | 20110.5032 | 40115.2121 | N/A | 46768.505 | N/A | N/A | 164478.1252 | N/A | 83574.7653 | Commercial | Duct Sealing Repair | Warehouse | Existing | E_WR_Duct Sealing Repair | 0 | 0 | N/A | 0 | 0 | 0 | 0 | N/A | 0 | Commercial | Solar Water Heater | Hospitals | Turnover | T_HS_Solar Water Heater | 0 | 0 | N/A | 0 | 0 | 0 | 0 | N/A | 0
Commercial | Ceiling Insulation(R2 to R38) | Healthcare | Existing | E_HC_Ceiling Insulation(R2 to R38) | 5385054.2008 | 7228177.0817 | N/A | 4069809.9936 | N/A | N/A | 13696629.9607 | N/A | 3573709.6038 | Commercial | Energy Star Hot Food Holding Cabinet | Retail | New | N_RT_Energy Star Hot Food Holding Cabinet | 0 | 0 | N/A | 0 | N/A | N/A | 0 | N/A | 0 | Commercial | Duct Sealing Repair | Assembly | New | N_AS_Duct Sealing Repair | 0 | 0 | N/A | 0 | 0 | 0 | 0 | N/A | 0 | Commercial | Solar Water Heater | Institutional | Turnover | T_IN_Solar Water Heater | 0 | 0 | N/A | 0 | 0 | 0 | 0 | N/A | 0
Commercial | Ceiling Insulation(R2 to R38) | Hospitals | Existing | E_HS_Ceiling Insulation(R2 to R38) | 0 | 0 | N/A | 0 | N/A | N/A | 0 | N/A | 0 | Commercial | Energy Star Hot Food Holding Cabinet | Schools K-12 | New | N_SC_Energy Star Hot Food Holding Cabinet | 127.6388 | 254.6062 | N/A | 296.8338 | N/A | N/A | 1043.9219 | N/A | 530.4385 | Commercial | Duct Sealing Repair | College and University | New | N_CU_Duct Sealing Repair | 0 | 0 | N/A | 0 | 0 | 0 | 0 | N/A | 0 | Commercial | Solar Water Heater | Lodging/Hospitality | Turnover | T_LG_Solar Water Heater | 0 | 0 | N/A | 0 | 0 | 0 | 0 | N/A | 0
Commercial | Ceiling Insulation(R2 to R38) | Institutional | Existing | E_IN_Ceiling Insulation(R2 to R38) | 0 | 0 | N/A | 0 | N/A | N/A | 0 | N/A | 0 | Commercial | Energy Star Hot Food Holding Cabinet | Warehouse | New | N_WR_Energy Star Hot Food Holding Cabinet | 0 | 0 | N/A | 0 | N/A | N/A | 0 | N/A | 0 | Commercial | Duct Sealing Repair | Retail | New | N_RT_Duct Sealing Repair | 0 | 0 | N/A | 0 | 0 | 0 | 0 | N/A | 0 | Commercial | Solar Water Heater | Miscellaneous | Turnover | T_MS_Solar Water Heater | 0 | 0 | N/A | 0 | 0 | 0 | 0 | N/A | 0
Commercial | Ceiling Insulation(R2 to R38) | Lodging/Hospitality | Existing | E_LG_Ceiling Insulation(R2 to R38) | 0 | 0 | N/A | 0 | N/A | N/A | 0 | N/A | 0 | Commercial | Heat Pump Water Heater | Assembly | Turnover | T_AS_Heat Pump Water Heater | 14628.6607 | 43184.1061 | N/A | 52711.8032 | N/A | N/A | 189799.3902 | N/A | 51542.7247 | Commercial | Duct Sealing Repair | Schools K-12 | New | N_SC_Duct Sealing Repair | 0 | 0 | N/A | 0 | 0 | 0 | 0 | N/A | 0 | Commercial | Solar Water Heater | Offices | Turnover | T_OF_Solar Water Heater | 0 | 0 | N/A | 0 | 0 | 0 | 0 | N/A | 0
Commercial | Ceiling Insulation(R2 to R38) | Miscellaneous | Existing | E_MS_Ceiling Insulation(R2 to R38) | 0 | 0 | N/A | 0 | N/A | N/A | 0 | N/A | 0 | Commercial | Heat Pump Water Heater | Assembly | New | N_AS_Heat Pump Water Heater | 263.5929 | 778.1316 | N/A | 949.8106 | N/A | N/A | 3419.9829 | N/A | 928.745 | Commercial | Duct Sealing Repair | Warehouse | New | N_WR_Duct Sealing Repair | 0 | 0 | N/A | 0 | 0 | 0 | 0 | N/A | 0 | Commercial | Solar Water Heater | Hospitals | New | N_HS_Solar Water Heater | 0 | 0 | N/A | 0 | 0 | 0 | 0 | N/A | 0
Commercial | Ceiling Insulation(R2 to R38) | Offices | Existing | E_OF_Ceiling Insulation(R2 to R38) | 3668725.1905 | 4924406.3946 | N/A | 2772676.7248 | N/A | N/A | 9331228.5241 | N/A | 2434693.8691 | Commercial | Solar Water Heater | Hospitals | Turnover | T_HS_Solar Water Heater | 9549.2651 | 15593.0481 | N/A | 46960.3852 | N/A | N/A | 160927.7014 | N/A | 66318.9017 | Commercial | Low U-Value Windows | Assembly | Existing | E_AS_Low U-Value Windows | 54607.0419 | 73206.1976 | N/A | 46244.1746 | 4435.6734 | 13990.557 | 155631.1838 | N/A | 118999.4752 | Commercial | Solar Water Heater | Institutional | New | N_IN_Solar Water Heater | 72676.0907 | 97429.5635 | N/A | 61546.0151 | 5903.4035 | 129951.3524 | 207128.3416 | N/A | 158375.4834
Commercial | Ceiling Insulation(R2 to R38) | Restaurants | Existing | E_RS_Ceiling Insulation(R2 to R38) | 0 | 0 | N/A | 0 | N/A | N/A | 0 | N/A | 0 | Commercial | Solar Water Heater | Institutional | Turnover | T_IN_Solar Water Heater | 160166.5529 | 261536.8558 | N/A | 787650.4601 | N/A | N/A | 2699185.2296 | N/A | 934678.1363 | Commercial | Low U-Value Windows | College and University | Existing | E_CU_Low U-Value Windows | 2576.9717 | 3454.6881 | N/A | 2182.318 | 209.3247 | 660.2311 | 7344.4219 | N/A | 5615.7277 | Commercial | Solar Water Heater | Lodging/Hospitality | New | N_LG_Solar Water Heater | 3438.1357 | 4609.1646 | N/A | 2911.5979 | 279.2762 | 6147.6943 | 9798.757 | N/A | 7492.3734
Commercial | Ceiling Insulation(R2 to R38) | Retail | Existing | E_RT_Ceiling Insulation(R2 to R38) | 0 | 0 | N/A | 0 | N/A | N/A | 0 | N/A | 0 | Commercial | Solar Water Heater | Lodging/Hospitality | Turnover | T_LG_Solar Water Heater | 111823.2749 | 182596.8482 | N/A | 549912.9025 | N/A | N/A | 1884486.6588 | N/A | 652563.0249 | Commercial | Low U-Value Windows | Grocery | Existing | E_GR_Low U-Value Windows | 48365.7751 | 64839.1557 | N/A | 40958.7348 | 3928.7018 | 12391.5178 | 137843.446 | N/A | 105398.5284 | Commercial | Solar Water Heater | Miscellaneous | New | N_MS_Solar Water Heater | 64609.1671 | 86615.0461 | N/A | 54714.5111 | 5248.1357 | 115526.9712 | 184137.4446 | N/A | 140796.0715
Commercial | Ceiling Insulation(R2 to R38) | Schools K-12 | Existing | E_SC_Ceiling Insulation(R2 to R38) | 0 | 0 | N/A | 0 | N/A | N/A | 0 | N/A | 0 | Commercial | Solar Water Heater | Miscellaneous | Turnover | T_MS_Solar Water Heater | 2746.2675 | 4484.3954 | N/A | 13505.3092 | N/A | N/A | 46281.1019 | N/A | 17094.7128 | Commercial | Low U-Value Windows | Healthcare | Existing | E_HC_Low U-Value Windows | 68564.1773 | 91917.1326 | N/A | 58063.8261 | 5569.397 | 17566.4345 | 195409.3043 | N/A | 149414.8159 | Commercial | Solar Water Heater | Offices | New | N_OF_Solar Water Heater | 91322.7134 | 122427.2249 | N/A | 77336.9762 | 7418.0493 | 163293.1819 | 260271.5966 | N/A | 199010.1384
Commercial | Ceiling Insulation(R2 to R38) | Assembly | New | N_AS_Ceiling Insulation(R2 to R38) | 0 | 0 | N/A | 0 | N/A | N/A | 0 | N/A | 0 | Commercial | Solar Water Heater | Offices | Turnover | T_OF_Solar Water Heater | 47166.2502 | 77018.0325 | N/A | 231949.2927 | N/A | N/A | 794862.8695 | N/A | 317083.8221 | Commercial | Low U-Value Windows | Hospitals | Existing | E_HS_Low U-Value Windows | 62235.1924 | 83432.4958 | N/A | 52704.1019 | 5055.3002 | 15944.9216 | 177371.5684 | N/A | 135622.7142 | Commercial | High Efficiency Chiller (Air Cooled, 50 tons) | Assembly | Turnover | T_AS_High Efficiency Chiller (Air Cooled, 50 tons) | 82850.4376 | 111069.2925 | N/A | 70162.1983 | 6729.8551 | 148143.9949 | 236125.4379 | N/A | 180547.3847
Commercial | Ceiling Insulation(R2 to R38) | College and University | New | N_CU_Ceiling Insulation(R2 to R38) | 0 | 0 | N/A | 0 | N/A | N/A | 0 | N/A | 0 | Commercial | Solar Water Heater | Hospitals | New | N_HS_Solar Water Heater | 172.0676 | 280.9701 | N/A | 846.1761 | N/A | N/A | 2899.7458 | N/A | 1194.996 | Commercial | Low U-Value Windows | Institutional | Existing | E_IN_Low U-Value Windows | 31171.9794 | 41789.154 | N/A | 26398.1056 | 2532.0676 | 7986.394 | 88840.7773 | N/A | 67929.8687 | Commercial | High Efficiency Chiller (Air Cooled, 50 tons) | College and University | Turnover | T_CU_High Efficiency Chiller (Air Cooled, 50 tons) | 41484.4072 | 55613.9942 | N/A | 35131.223 | 3369.7354 | 74177.8316 | 118231.407 | N/A | 90402.6754
Commercial | Ceiling Insulation(R2 to R38) | Grocery | New | N_GR_Ceiling Insulation(R2 to R38) | 0 | 0 | N/A | 0 | N/A | N/A | 0 | N/A | 0 | Commercial | Solar Water Heater | Institutional | New | N_IN_Solar Water Heater | 2886.0307 | 4712.6156 | N/A | 14192.6226 | N/A | N/A | 48636.4436 | N/A | 16841.9047 | Commercial | Low U-Value Windows | Lodging/Hospitality | Existing | E_LG_Low U-Value Windows | 168732.0107 | 226202.1249 | N/A | 120366.2346 | 11545.3527 | 98671.7881 | 405083.2295 | N/A | 309736.7158 | Commercial | High Efficiency Chiller (Air Cooled, 50 tons) | Grocery | Turnover | T_GR_High Efficiency Chiller (Air Cooled, 50 tons) | 205330.2099 | 275265.6689 | N/A | 146473.8322 | 14049.5551 | 309272.2177 | 492946.3247 | N/A | 376919.0244
Commercial | Ceiling Insulation(R2 to R38) | Healthcare | New | N_HC_Ceiling Insulation(R2 to R38) | 0 | 0 | N/A | 0 | N/A | N/A | 0 | N/A | 0 | Commercial | Solar Water Heater | Lodging/Hospitality | New | N_LG_Solar Water Heater | 2014.9363 | 3290.2008 | N/A | 9908.8449 | N/A | N/A | 33956.4429 | N/A | 11758.4908 | Commercial | Low U-Value Windows | Miscellaneous | Existing | E_MS_Low U-Value Windows | 113822.2087 | 152590.0472 | N/A | 104073.4885 | 9982.5764 | 10251.9123 | 350251.2558 | N/A | 267810.8244 | Commercial | High Efficiency Chiller (Air Cooled, 50 tons) | Healthcare | Turnover | T_HC_High Efficiency Chiller (Air Cooled, 50 tons) | 157536.926 | 211193.995 | N/A | 144044.0987 | 13816.4987 | 304141.9561 | 484769.245 | N/A | 370666.6259
Commercial | Ceiling Insulation(R2 to R38) | Hospitals | New | N_HS_Ceiling Insulation(R2 to R38) | 0 | 0 | N/A | 0 | N/A | N/A | 0 | N/A | 0 | Commercial | Solar Water Heater | Miscellaneous | New | N_MS_Solar Water Heater | 49.4848 | 80.804 | N/A | 243.3513 | N/A | N/A | 833.9362 | N/A | 308.0285 | Commercial | Low U-Value Windows | Offices | Existing | E_OF_Low U-Value Windows | 117914.2575 | 158075.8477 | N/A | 99856.1233 | 9578.0529 | 30210.1355 | 336058.0401 | N/A | 256958.3386 | Commercial | High Efficiency Chiller (Air Cooled, 50 tons) | Hospitals | Turnover | T_HS_High Efficiency Chiller (Air Cooled, 50 tons) | 157049.4458 | 210540.479 | N/A | 132997.9016 | 12756.9636 | 280818.4598 | 447594.1251 | N/A | 342241.6042
Commercial | Ceiling Insulation(R2 to R38) | Institutional | New | N_IN_Ceiling Insulation(R2 to R38) | 0 | 0 | N/A | 0 | N/A | N/A | 0 | N/A | 0 | Commercial | Solar Water Heater | Offices | New | N_OF_Solar Water Heater | 849.8856 | 1387.7829 | N/A | 4179.4793 | N/A | N/A | 14322.5825 | N/A | 5713.5128 | Commercial | Low U-Value Windows | Restaurants | Existing | E_RS_Low U-Value Windows | 155947.193 | 209062.799 | N/A | 132064.4548 | 12667.4288 | 39954.3357 | 444452.6824 | N/A | 339839.579 | Commercial | High Efficiency Chiller (Air Cooled, 50 tons) | Institutional | Turnover | T_IN_High Efficiency Chiller (Air Cooled, 50 tons) | 208195.3925 | 279106.7326 | N/A | 176311.0349 | 16911.4959 | 372271.9885 | 593361.1169 | N/A | 453698.6729
Commercial | Ceiling Insulation(R2 to R38) | Lodging/Hospitality | New | N_LG_Ceiling Insulation(R2 to R38) | 0 | 0 | N/A | 0 | N/A | N/A | 0 | N/A | 0 | Commercial | High Efficiency Chiller (Air Cooled, 50 tons) | Assembly | Turnover | T_AS_High Efficiency Chiller (Air Cooled, 50 tons) | 634096.4747 | 851126.3647 | N/A | 748410.6507 | N/A | N/A | 2518718.0132 | N/A | 1016717.727 | Commercial | Low U-Value Windows | Retail | Existing | E_RT_Low U-Value Windows | 117541.5995 | 157576.2622 | N/A | 99540.5364 | 9547.7822 | 30114.6589 | 334995.957 | N/A | 256146.2434 | Commercial | High Efficiency Chiller (Air Cooled, 50 tons) | Lodging/Hospitality | Turnover | T_LG_High Efficiency Chiller (Air Cooled, 50 tons) | 156908.5112 | 210351.5421 | N/A | 132878.5506 | 12745.5157 | 280566.4562 | 447192.4586 | N/A | 341934.4801
Commercial | Ceiling Insulation(R2 to R38) | Miscellaneous | New | N_MS_Ceiling Insulation(R2 to R38) | 0 | 0 | N/A | 0 | N/A | N/A | 0 | N/A | 0 | Commercial | High Efficiency Chiller (Air Cooled, 50 tons) | College and University | Turnover | T_CU_High Efficiency Chiller (Air Cooled, 50 tons) | 44989.7351 | 60388.2078 | N/A | 53100.4323 | N/A | N/A | 178705.3874 | N/A | 65022.8616 | Commercial | Low U-Value Windows | Schools K-12 | Existing | E_SC_Low U-Value Windows | 22506.2932 | 30171.9356 | N/A | 19059.5373 | 1828.1629 | 5766.2083 | 64143.395 | N/A | 49045.6357 | Commercial | High Efficiency Chiller (Air Cooled, 50 tons) | Miscellaneous | Turnover | T_MS_High Efficiency Chiller (Air Cooled, 50 tons) | 29881.6749 | 40059.3719 | N/A | 25305.4064 | 2427.2575 | 53431.1082 | 85163.3832 | N/A | 65118.0417
Commercial | Ceiling Insulation(R2 to R38) | Offices | New | N_OF_Ceiling Insulation(R2 to R38) | 0 | 0 | N/A | 0 | N/A | N/A | 0 | N/A | 0 | Commercial | High Efficiency Chiller (Air Cooled, 50 tons) | Grocery | Turnover | T_GR_High Efficiency Chiller (Air Cooled, 50 tons) | 0 | 0 | N/A | 0 | N/A | N/A | 0 | N/A | 0 | Commercial | Low U-Value Windows | Warehouse | Existing | E_WR_Low U-Value Windows | 11767.9984 | 15776.178 | N/A | 10760.085 | 1032.0916 | 1059.938 | 36212.2318 | N/A | 27688.7734 | Commercial | High Efficiency Chiller (Air Cooled, 50 tons) | Offices | Turnover | T_OF_High Efficiency Chiller (Air Cooled, 50 tons) | 16339.1615 | 21904.279 | N/A | 14939.7341 | 1432.9974 | 31544.5061 | 50278.5167 | N/A | 38444.2048
Commercial | Ceiling Insulation(R2 to R38) | Restaurants | New | N_RS_Ceiling Insulation(R2 to R38) | 0 | 0 | N/A | 0 | N/A | N/A | 0 | N/A | 0 | Commercial | High Efficiency Chiller (Air Cooled, 50 tons) | Healthcare | Turnover | T_HC_High Efficiency Chiller (Air Cooled, 50 tons) | 0 | 0 | N/A | 0 | N/A | N/A | 0 | N/A | 0 | Commercial | Programmable Thermostat | Lodging/Hospitality | Existing | E_LG_Programmable Thermostat | 0 | 0 | N/A | 0 | 0 | 0 | 0 | N/A | 0 | Commercial | High Efficiency Chiller (Air Cooled, 50 tons) | Restaurants | Turnover | T_RS_High Efficiency Chiller (Air Cooled, 50 tons) | 0 | 0 | N/A | 0 | 0 | 0 | 0 | N/A | 0
Commercial | Ceiling Insulation(R2 to R38) | Retail | New | N_RT_Ceiling Insulation(R2 to R38) | 0 | 0 | N/A | 0 | N/A | N/A | 0 | N/A | 0 | Commercial | High Efficiency Chiller (Air Cooled, 50 tons) | Hospitals | Turnover | T_HS_High Efficiency Chiller (Air Cooled, 50 tons) | 1879578.0097 | 2522894.3268 | N/A | 2218426.1504 | N/A | N/A | 7465941.1924 | N/A | 1462121.3158 | Commercial | Programmable Thermostat | Lodging/Hospitality | New | N_LG_Programmable Thermostat | 0 | 0 | N/A | 0 | 0 | 0 | 0 | N/A | 0 | Commercial | High Efficiency Chiller (Air Cooled, 50 tons) | Retail | Turnover | T_RT_High Efficiency Chiller (Air Cooled, 50 tons) | 0 | 0 | N/A | 0 | 0 | 0 | 0 | N/A | 0
Commercial | Ceiling Insulation(R2 to R38) | Schools K-12 | New | N_SC_Ceiling Insulation(R2 to R38) | 0 | 0 | N/A | 0 | N/A | N/A | 0 | N/A | 0 | Commercial | High Efficiency Chiller (Air Cooled, 50 tons) | Institutional | Turnover | T_IN_High Efficiency Chiller (Air Cooled, 50 tons) | 372033.4406 | 499367.9709 | N/A | 439103.1973 | N/A | N/A | 1477767.7623 | N/A | 1104327.5895 | Commercial | Smart Thermostat | Lodging/Hospitality | Existing | E_LG_Smart Thermostat | 5606875.9272 | 13141368.688 | N/A | 1002933.5425 | 162261.0976 | 825170.594 | 3563900.3836 | N/A | 1606436.9763 | Commercial | High Efficiency Chiller (Air Cooled, 50 tons) | Schools K-12 | Turnover | T_SC_High Efficiency Chiller (Air Cooled, 50 tons) | 5606875.9272 | 13141368.688 | N/A | 1002933.5425 | 162261.0976 | 825170.594 | 3563900.3836 | N/A | 1606436.9763
Commercial | Duct Sealing Repair | Assembly | Existing | E_AS_Duct Sealing Repair | 0 | 0 | N/A | 0 | N/A | N/A | 0 | N/A | 0 | Commercial | High Efficiency Chiller (Air Cooled, 50 tons) | Lodging/Hospitality | Turnover | T_LG_High Efficiency Chiller (Air Cooled, 50 tons) | 313803.9538 | 421208.4897 | N/A | 370376.1662 | N/A | N/A | 1246472.2683 | N/A | 304597.5554 | Commercial | Smart Thermostat | Lodging/Hospitality | New | N_LG_Smart Thermostat | 700800.9742 | 1642533.9348 | N/A | 125356.2256 | 20280.9437 | 103137.7123 | 445450.353 | N/A | 200787.8563 | Commercial | High Efficiency Chiller (Air Cooled, 50 tons) | Assembly | New | N_AS_High Efficiency Chiller (Air Cooled, 50 tons) | 700800.9742 | 1642533.9348 | N/A | 125356.2256 | 20280.9437 | 103137.7123 | 445450.353 | N/A | 200787.8563
Commercial | Duct Sealing Repair | College and University | Existing | E_CU_Duct Sealing Repair | 0 | 0 | N/A | 0 | N/A | N/A | 0 | N/A | 0 | Commercial | High Efficiency Chiller (Air Cooled, 50 tons) | Miscellaneous | Turnover | T_MS_High Efficiency Chiller (Air Cooled, 50 tons) | 346504.0134 | 465100.6796 | N/A | 408971.3546 | N/A | N/A | 1376361.3822 | N/A | 994731.919 | Commercial | Thermal Energy Storage | Assembly | Existing | E_AS_Thermal Energy Storage | 1978894.1238 | 2652905.3616 | N/A | -99012.879 | 29690.577 | 1884960.8665 | -118466.331 | N/A | 1839233.21 | Commercial | High Efficiency Chiller (Air Cooled, 50 tons) | College and University | New | N_CU_High Efficiency Chiller (Air Cooled, 50 tons) | 1978894.1238 | 2652905.3616 | N/A | -99012.879 | 29690.577 | 1884960.8665 | -118466.331 | N/A | 1839233.21
Commercial | Duct Sealing Repair | Retail | Existing | E_RT_Duct Sealing Repair | 11529033.1421 | 18842030.2706 | N/A | 6574425.8005 | N/A | N/A | 22529781.8151 | N/A | 4050871.7153 | Commercial | High Efficiency Chiller (Air Cooled, 50 tons) | Offices | Turnover | T_OF_High Efficiency Chiller (Air Cooled, 50 tons) | 1314003.2373 | 1763742.3377 | N/A | 1550890.2149 | N/A | N/A | 5219400.7621 | N/A | 1871993.8048 | Commercial | Thermal Energy Storage | College and University | Existing | E_CU_Thermal Energy Storage | 47326.5211 | 63445.9317 | N/A | -2367.9564 | 710.0692 | 45080.047 | -2696.4494 | N/A | 43986.4408 | Commercial | High Efficiency Chiller (Air Cooled, 50 tons) | Grocery | New | N_GR_High Efficiency Chiller (Air Cooled, 50 tons) | 47326.5211 | 63445.9317 | N/A | -2367.9564 | 710.0692 | 45080.047 | -2696.4494 | N/A | 43986.4408
Commercial | Duct Sealing Repair | Schools K-12 | Existing | E_SC_Duct Sealing Repair | 0 | 0 | N/A | 0 | N/A | N/A | 0 | N/A | 0 | Commercial | High Efficiency Chiller (Air Cooled, 50 tons) | Restaurants | Turnover | T_RS_High Efficiency Chiller (Air Cooled, 50 tons) | 86430.4692 | 116012.711 | N/A | 102012.0539 | N/A | N/A | 343313.6572 | N/A | 85518.7924 | Commercial | Thermal Energy Storage | Grocery | Existing | E_GR_Thermal Energy Storage | 0 | 0 | N/A | 0 | 0 | 0 | 0 | N/A | 0 | Commercial | High Efficiency Chiller (Air Cooled, 50 tons) | Healthcare | New | N_HC_High Efficiency Chiller (Air Cooled, 50 tons) | 0 | 0 | N/A | 0 | 0 | 0 | 0 | N/A | 0
Commercial | Duct Sealing Repair | Warehouse | Existing | E_WR_Duct Sealing Repair | 0 | 0 | N/A | 0 | N/A | N/A | 0 | N/A | 0 | Commercial | High Efficiency Chiller (Air Cooled, 50 tons) | Retail | Turnover | T_RT_High Efficiency Chiller (Air Cooled, 50 tons) | 0 | 0 | N/A | 0 | N/A | N/A | 0 | N/A | 0 | Commercial | Thermal Energy Storage | Healthcare | Existing | E_HC_Thermal Energy Storage | 0 | 0 | N/A | 0 | 0 | 0 | 0 | N/A | 0 | Commercial | High Efficiency Chiller (Air Cooled, 50 tons) | Hospitals | New | N_HS_High Efficiency Chiller (Air Cooled, 50 tons) | 0 | 0 | N/A | 0 | 0 | 0 | 0 | N/A | 0
Commercial | Duct Sealing Repair | Assembly | New | N_AS_Duct Sealing Repair | 0 | 0 | N/A | 0 | N/A | N/A | 0 | N/A | 0 | Commercial | High Efficiency Chiller (Air Cooled, 50 tons) | Schools K-12 | Turnover | T_SC_High Efficiency Chiller (Air Cooled, 50 tons) | 334929.44 | 449564.5192 | N/A | 395310.1305 | N/A | N/A | 1330385.5919 | N/A | 486415.7591 | Commercial | Thermal Energy Storage | Hospitals | Existing | E_HS_Thermal Energy Storage | 3239275.942 | 4342573.1629 | N/A | -162075.39 | 48600.8679 | 3085515.4468 | -190327.8988 | N/A | 3010663.2877 | Commercial | High Efficiency Chiller (Air Cooled, 50 tons) | Institutional | New | N_IN_High Efficiency Chiller (Air Cooled, 50 tons) | 3239275.942 | 4342573.1629 | N/A | -162075.39 | 48600.8679 | 3085515.4468 | -190327.8988 | N/A | 3010663.2877
Commercial | Duct Sealing Repair | College and University | New | N_CU_Duct Sealing Repair | 0 | 0 | N/A | 0 | N/A | N/A | 0 | N/A | 0 | Commercial | High Efficiency Chiller (Air Cooled, 50 tons) | Assembly | New | N_AS_High Efficiency Chiller (Air Cooled, 50 tons) | 435.9423 | 585.1506 | N/A | 514.5334 | N/A | N/A | 1731.6224 | N/A | 698.995 | Commercial | Thermal Energy Storage | Institutional | Existing | E_IN_Thermal Energy Storage | 810405.2777 | 1086429.274 | N/A | -40548.1823 | 12159.0135 | 771937.324 | -48576.2426 | N/A | 753210.7364 | Commercial | High Efficiency Chiller (Air Cooled, 50 tons) | Lodging/Hospitality | New | N_LG_High Efficiency Chiller (Air Cooled, 50 tons) | 810405.2777 | 1086429.274 | N/A | -40548.1823 | 12159.0135 | 771937.324 | -48576.2426 | N/A | 753210.7364
Commercial | Duct Sealing Repair | Retail | New | N_RT_Duct Sealing Repair | 0 | 0 | N/A | 0 | N/A | N/A | 0 | N/A | 0 | Commercial | High Efficiency Chiller (Air Cooled, 50 tons) | College and University | New | N_CU_High Efficiency Chiller (Air Cooled, 50 tons) | 810.6671 | 1088.1312 | N/A | 956.8132 | N/A | N/A | 3220.0808 | N/A | 1171.6427 | Commercial | Thermal Energy Storage | Lodging/Hospitality | Existing | E_LG_Thermal Energy Storage | 638053.9056 | 855375.0333 | N/A | -31924.6762 | 9573.1189 | 607767.0494 | -38242.1723 | N/A | 593023.1025 | Commercial | High Efficiency Chiller (Air Cooled, 50 tons) | Miscellaneous | New | N_MS_High Efficiency Chiller (Air Cooled, 50 tons) | 638053.9056 | 855375.0333 | N/A | -31924.6762 | 9573.1189 | 607767.0494 | -38242.1723 | N/A | 593023.1025
Commercial | Duct Sealing Repair | Schools K-12 | New | N_SC_Duct Sealing Repair | 0 | 0 | N/A | 0 | N/A | N/A | 0 | N/A | 0 | Commercial | High Efficiency Chiller (Air Cooled, 50 tons) | Grocery | New | N_GR_High Efficiency Chiller (Air Cooled, 50 tons) | 0 | 0 | N/A | 0 | N/A | N/A | 0 | N/A | 0 | Commercial | Thermal Energy Storage | Miscellaneous | Existing | E_MS_Thermal Energy Storage | 1356472.0425 | 1818486.3511 | N/A | -67870.3325 | 20351.9922 | 1292083.6369 | -81307.3384 | N/A | 1260738.712 | Commercial | High Efficiency Chiller (Air Cooled, 50 tons) | Offices | New | N_OF_High Efficiency Chiller (Air Cooled, 50 tons) | 1356472.0425 | 1818486.3511 | N/A | -67870.3325 | 20351.9922 | 1292083.6369 | -81307.3384 | N/A | 1260738.712
Commercial | Duct Sealing Repair | Warehouse | New | N_WR_Duct Sealing Repair | 0 | 0 | N/A | 0 | N/A | N/A | 0 | N/A | 0 | Commercial | High Efficiency Chiller (Air Cooled, 50 tons) | Healthcare | New | N_HC_High Efficiency Chiller (Air Cooled, 50 tons) | 0 | 0 | N/A | 0 | N/A | N/A | 0 | N/A | 0 | Commercial | Thermal Energy Storage | Offices | Existing | E_OF_Thermal Energy Storage | 2203388.8054 | 2953862.9204 | N/A | -110245.3469 | 33058.8101 | 2098799.3354 | -131803.257 | N/A | 2047884.1271 | Commercial | High Efficiency Chiller (Air Cooled, 50 tons) | Restaurants | New | N_RS_High Efficiency Chiller (Air Cooled, 50 tons) | 2203388.8054 | 2953862.9204 | N/A | -110245.3469 | 33058.8101 | 2098799.3354 | -131803.257 | N/A | 2047884.1271
Commercial | Low U-Value Windows | Assembly | Existing | E_AS_Low U-Value Windows | 2815303.3381 | 3774195.5117 | N/A | 2384150.001 | N/A | N/A | 8023671.9616 | N/A | 6135099.2116 | Commercial | High Efficiency Chiller (Air Cooled, 50 tons) | Hospitals | New | N_HS_High Efficiency Chiller (Air Cooled, 50 tons) | 33867.9941 | 45459.869 | N/A | 39973.6767 | N/A | N/A | 134528.3093 | N/A | 26345.869 | Commercial | Thermal Energy Storage | Restaurants | Existing | E_RS_Thermal Energy Storage | 0 | 0 | N/A | 0 | 0 | 0 | 0 | N/A | 0 | Commercial | High Efficiency Chiller (Air Cooled, 50 tons) | Retail | New | N_RT_High Efficiency Chiller (Air Cooled, 50 tons) | 0 | 0 | N/A | 0 | 0 | 0 | 0 | N/A | 0
Commercial | Low U-Value Windows | College and University | Existing | E_CU_Low U-Value Windows | 130446.1125 | 174876.0518 | N/A | 110468.7708 | N/A | N/A | 371774.0825 | N/A | 284267.7133 | Commercial | High Efficiency Chiller (Air Cooled, 50 tons) | Institutional | New | N_IN_High Efficiency Chiller (Air Cooled, 50 tons) | 261.8156 | 351.4262 | N/A | 309.0154 | N/A | N/A | 1039.9672 | N/A | 777.1617 | Commercial | Thermal Energy Storage | Retail | Existing | E_RT_Thermal Energy Storage | 0 | 0 | N/A | 0 | 0 | 0 | 0 | N/A | 0 | Commercial | High Efficiency Chiller (Air Cooled, 50 tons) | Schools K-12 | New | N_SC_High Efficiency Chiller (Air Cooled, 50 tons) | 0 | 0 | N/A | 0 | 0 | 0 | 0 | N/A | 0
Commercial | Low U-Value Windows | Grocery | Existing | E_GR_Low U-Value Windows | 2521202.0077 | 3379923.2832 | N/A | 2135089.2062 | N/A | N/A | 7185477.1687 | N/A | 5494194.6185 | Commercial | High Efficiency Chiller (Air Cooled, 50 tons) | Lodging/Hospitality | New | N_LG_High Efficiency Chiller (Air Cooled, 50 tons) | 5654.4131 | 7589.7285 | N/A | 6673.7841 | N/A | N/A | 22460.103 | N/A | 5488.5236 | Commercial | Thermal Energy Storage | Schools K-12 | Existing | E_SC_Thermal Energy Storage | 534716.2911 | 716840.6327 | N/A | -26754.2355 | 8022.6805 | 509334.6184 | -31832.5963 | N/A | 496978.5643 | Commercial | High Efficiency Chiller (Water cooled-centrifugal, 200 tons) | Assembly | Turnover | T_AS_High Efficiency Chiller (Water cooled-centrifugal, 200 tons) | 534716.2911 | 716840.6327 | N/A | -26754.2355 | 8022.6805 | 509334.6184 | -31832.5963 | N/A | 496978.5643
Commercial | Low U-Value Windows | Healthcare | Existing | E_HC_Low U-Value Windows | 3201145.6512 | 4291455.697 | N/A | 2710901.985 | N/A | N/A | 9123330.4273 | N/A | 6975925.434 | Commercial | High Efficiency Chiller (Air Cooled, 50 tons) | Miscellaneous | New | N_MS_High Efficiency Chiller (Air Cooled, 50 tons) | 0 | 0 | N/A | 0 | N/A | N/A | 0 | N/A | 0 | Commercial | Thermal Energy Storage | Warehouse | Existing | E_WR_Thermal Energy Storage | 0 | 0 | N/A | 0 | 0 | 0 | 0 | N/A | 0 | Commercial | High Efficiency Chiller (Water cooled-centrifugal, 200 tons) | College and University | Turnover | T_CU_High Efficiency Chiller (Water cooled-centrifugal, 200 tons) | 0 | 0 | N/A | 0 | 0 | 0 | 0 | N/A | 0
Commercial | Low U-Value Windows | Hospitals | Existing | E_HS_Low U-Value Windows | 3130161.3594 | 4196294.1591 | N/A | 2650788.6761 | N/A | N/A | 8921023.7473 | N/A | 6821236.713 | Commercial | High Efficiency Chiller (Air Cooled, 50 tons) | Offices | New | N_OF_High Efficiency Chiller (Air Cooled, 50 tons) | 25153.4269 | 33762.5986 | N/A | 29688.0574 | N/A | N/A | 99912.8553 | N/A | 35834.8122 | Commercial | Thermal Energy Storage | Assembly | New | N_AS_Thermal Energy Storage | 0 | 0 | N/A | 0 | 0 | 0 | 0 | N/A | 0 | Commercial | High Efficiency Chiller (Water cooled-centrifugal, 200 tons) | Grocery | Turnover | T_GR_High Efficiency Chiller (Water cooled-centrifugal, 200 tons) | 0 | 0 | N/A | 0 | 0 | 0 | 0 | N/A | 0
Commercial | Low U-Value Windows | Institutional | Existing | E_IN_Low U-Value Windows | 1610930.3813 | 2159613.1871 | N/A | 1364222.3267 | N/A | N/A | 4591184.4587 | N/A | 3510533.8662 | Commercial | High Efficiency Chiller (Air Cooled, 50 tons) | Restaurants | New | N_RS_High Efficiency Chiller (Air Cooled, 50 tons) | 1557.385 | 2090.4255 | N/A | 1838.1486 | N/A | N/A | 6186.1465 | N/A | 1540.9576 | Commercial | Thermal Energy Storage | College and University | New | N_CU_Thermal Energy Storage | 0 | 0 | N/A | 0 | 0 | 0 | 0 | N/A | 0 | Commercial | High Efficiency Chiller (Water cooled-centrifugal, 200 tons) | Healthcare | Turnover | T_HC_High Efficiency Chiller (Water cooled-centrifugal, 200 tons) | 0 | 0 | N/A | 0 | 0 | 0 | 0 | N/A | 0
Commercial | Low U-Value Windows | Lodging/Hospitality | Existing | E_LG_Low U-Value Windows | 7692103.2913 | 10312033.2808 | N/A | 5487219.0878 | N/A | N/A | 18466810.3612 | N/A | 14120182.6581 | Commercial | High Efficiency Chiller (Air Cooled, 50 tons) | Retail | New | N_RT_High Efficiency Chiller (Air Cooled, 50 tons) | 0 | 0 | N/A | 0 | N/A | N/A | 0 | N/A | 0 | Commercial | Thermal Energy Storage | Grocery | New | N_GR_Thermal Energy Storage | 0 | 0 | N/A | 0 | 0 | 0 | 0 | N/A | 0 | Commercial | High Efficiency Chiller (Water cooled-centrifugal, 200 tons) | Hospitals | Turnover | T_HS_High Efficiency Chiller (Water cooled-centrifugal, 200 tons) | 0 | 0 | N/A | 0 | 0 | 0 | 0 | N/A | 0
Commercial | Low U-Value Windows | Miscellaneous | Existing | E_MS_Low U-Value Windows | 6119278.6204 | 8203504.607 | N/A | 5595170.5787 | N/A | N/A | 18830112.7334 | N/A | 14397972.6909 | Commercial | High Efficiency Chiller (Air Cooled, 50 tons) | Schools K-12 | New | N_SC_High Efficiency Chiller (Air Cooled, 50 tons) | 2977.4939 | 3996.5899 | N/A | 3514.2731 | N/A | N/A | 11827.0136 | N/A | 4324.1943 | Commercial | Thermal Energy Storage | Healthcare | New | N_HC_Thermal Energy Storage | 0 | 0 | N/A | 0 | 0 | 0 | 0 | N/A | 0 | Commercial | High Efficiency Chiller (Water cooled-centrifugal, 200 tons) | Institutional | Turnover | T_IN_High Efficiency Chiller (Water cooled-centrifugal, 200 tons) | 0 | 0 | N/A | 0 | 0 | 0 | 0 | N/A | 0
Commercial | Low U-Value Windows | Offices | Existing | E_OF_Low U-Value Windows | 5764124.4535 | 7727384.949 | N/A | 4881370.0236 | N/A | N/A | 16427872.3132 | N/A | 12561159.8976 | Commercial | High Efficiency Chiller (Water cooled-centrifugal, 200 tons) | Assembly | Turnover | T_AS_High Efficiency Chiller (Water cooled-centrifugal, 200 tons) | 574679.4912 | 770415.2966 | N/A | 459468.3309 | N/A | N/A | 1546305.0406 | N/A | 707539.1208 | Commercial | Thermal Energy Storage | Hospitals | New | N_HS_Thermal Energy Storage | 0 | 0 | N/A | 0 | 0 | 0 | 0 | N/A | 0 | Commercial | High Efficiency Chiller (Water cooled-centrifugal, 200 tons) | Lodging/Hospitality | Turnover | T_LG_High Efficiency Chiller (Water cooled-centrifugal, 200 tons) | 0 | 0 | N/A | 0 | 0 | 0 | 0 | N/A | 0
Commercial | Low U-Value Windows | Restaurants | Existing | E_RS_Low U-Value Windows | 8119918.2433 | 10885561.9836 | N/A | 6876382.6712 | N/A | N/A | 23141932.6855 | N/A | 17694897.5047 | Commercial | High Efficiency Chiller (Water cooled-centrifugal, 200 tons) | College and University | Turnover | T_CU_High Efficiency Chiller (Water cooled-centrifugal, 200 tons) | 33492.133 | 44899.5517 | N/A | 26777.6642 | N/A | N/A | 90118.1525 | N/A | 37168.51 | Commercial | Thermal Energy Storage | Institutional | New | N_IN_Thermal Energy Storage | 0 | 0 | N/A | 0 | 0 | 0 | 0 | N/A | 0 | Commercial | High Efficiency Chiller (Water cooled-centrifugal, 200 tons) | Miscellaneous | Turnover | T_MS_High Efficiency Chiller (Water cooled-centrifugal, 200 tons) | 0 | 0 | N/A | 0 | 0 | 0 | 0 | N/A | 0
Commercial | Low U-Value Windows | Retail | Existing | E_RT_Low U-Value Windows | 5775328.2031 | 7742404.6951 | N/A | 4890857.9602 | N/A | N/A | 16459803.2281 | N/A | 12585575.0696 | Commercial | High Efficiency Chiller (Water cooled-centrifugal, 200 tons) | Grocery | Turnover | T_GR_High Efficiency Chiller (Water cooled-centrifugal, 200 tons) | 0 | 0 | N/A | 0 | N/A | N/A | 0 | N/A | 0 | Commercial | Thermal Energy Storage | Lodging/Hospitality | New | N_LG_Thermal Energy Storage | 0 | 0 | N/A | 0 | 0 | 0 | 0 | N/A | 0 | Commercial | High Efficiency Chiller (Water cooled-centrifugal, 200 tons) | Offices | Turnover | T_OF_High Efficiency Chiller (Water cooled-centrifugal, 200 tons) | 0 | 0 | N/A | 0 | 0 | 0 | 0 | N/A | 0
Commercial | Low U-Value Windows | Schools K-12 | Existing | E_SC_Low U-Value Windows | 1141102.1146 | 1529761.4368 | N/A | 966346.5286 | N/A | N/A | 3252164.3116 | N/A | 2486685.7468 | Commercial | High Efficiency Chiller (Water cooled-centrifugal, 200 tons) | Healthcare | Turnover | T_HC_High Efficiency Chiller (Water cooled-centrifugal, 200 tons) | 0 | 0 | N/A | 0 | N/A | N/A | 0 | N/A | 0 | Commercial | Thermal Energy Storage | Miscellaneous | New | N_MS_Thermal Energy Storage | 0 | 0 | N/A | 0 | 0 | 0 | 0 | N/A | 0 | Commercial | High Efficiency Chiller (Water cooled-centrifugal, 200 tons) | Restaurants | Turnover | T_RS_High Efficiency Chiller (Water cooled-centrifugal, 200 tons) | 0 | 0 | N/A | 0 | 0 | 0 | 0 | N/A | 0
Commercial | Low U-Value Windows | Warehouse | Existing | E_WR_Low U-Value Windows | 639825.7595 | 857750.3807 | N/A | 585025.5377 | N/A | N/A | 1968858.0843 | N/A | 1505437.8766 | Commercial | High Efficiency Chiller (Water cooled-centrifugal, 200 tons) | Hospitals | Turnover | T_HS_High Efficiency Chiller (Water cooled-centrifugal, 200 tons) | 1401427.1413 | 1878753.1542 | N/A | 1120470.4525 | N/A | N/A | 3770856.4268 | N/A | 837092.1695 | Commercial | Thermal Energy Storage | Offices | New | N_OF_Thermal Energy Storage | 0 | 0 | N/A | 0 | 0 | 0 | 0 | N/A | 0 | Commercial | High Efficiency Chiller (Water cooled-centrifugal, 200 tons) | Retail | Turnover | T_RT_High Efficiency Chiller (Water cooled-centrifugal, 200 tons) | 0 | 0 | N/A | 0 | 0 | 0 | 0 | N/A | 0
Commercial | Programmable Thermostat | Lodging/Hospitality | Existing | E_LG_Programmable Thermostat | 0 | 0 | N/A | 0 | N/A | N/A | 0 | N/A | 0 | Commercial | High Efficiency Chiller (Water cooled-centrifugal, 200 tons) | Institutional | Turnover | T_IN_High Efficiency Chiller (Water cooled-centrifugal, 200 tons) | 286405.8134 | 383955.6189 | N/A | 228987.4671 | N/A | N/A | 770639.5648 | N/A | 652795.9848 | Commercial | Thermal Energy Storage | Restaurants | New | N_RS_Thermal Energy Storage | 0 | 0 | N/A | 0 | 0 | 0 | 0 | N/A | 0 | Commercial | High Efficiency Chiller (Water cooled-centrifugal, 200 tons) | Schools K-12 | Turnover | T_SC_High Efficiency Chiller (Water cooled-centrifugal, 200 tons) | 0 | 0 | N/A | 0 | 0 | 0 | 0 | N/A | 0
Commercial | Programmable Thermostat | Lodging/Hospitality | New | N_LG_Programmable Thermostat | 0 | 0 | N/A | 0 | N/A | N/A | 0 | N/A | 0 | Commercial | High Efficiency Chiller (Water cooled-centrifugal, 200 tons) | Lodging/Hospitality | Turnover | T_LG_High Efficiency Chiller (Water cooled-centrifugal, 200 tons) | 233608.0445 | 313174.9326 | N/A | 186774.5412 | N/A | N/A | 628575.2359 | N/A | 174114.7238 | Commercial | Thermal Energy Storage | Retail | New | N_RT_Thermal Energy Storage | 0 | 0 | N/A | 0 | 0 | 0 | 0 | N/A | 0 | Commercial | High Efficiency Chiller (Water cooled-centrifugal, 200 tons) | Assembly | New | N_AS_High Efficiency Chiller (Water cooled-centrifugal, 200 tons) | 0 | 0 | N/A | 0 | 0 | 0 | 0 | N/A | 0
Commercial | Smart Thermostat | Lodging/Hospitality | Existing | E_LG_Smart Thermostat | 17461589.1637 | 40926388.2526 | N/A | 3123453.0076 | N/A | N/A | 11099115.6441 | N/A | 5002954.0268 | Commercial | High Efficiency Chiller (Water cooled-centrifugal, 200 tons) | Miscellaneous | Turnover | T_MS_High Efficiency Chiller (Water cooled-centrifugal, 200 tons) | 276337.7328 | 370458.3505 | N/A | 220937.825 | N/A | N/A | 743549.1186 | N/A | 609140.7821 | Commercial | Thermal Energy Storage | Schools K-12 | New | N_SC_Thermal Energy Storage | 0 | 0 | N/A | 0 | 0 | 0 | 0 | N/A | 0 | Commercial | High Efficiency Chiller (Water cooled-centrifugal, 200 tons) | College and University | New | N_CU_High Efficiency Chiller (Water cooled-centrifugal, 200 tons) | 0 | 0 | N/A | 0 | 0 | 0 | 0 | N/A | 0
Commercial | Smart Thermostat | Lodging/Hospitality | New | N_LG_Smart Thermostat | 0 | 0 | N/A | 0 | N/A | N/A | 0 | N/A | 0 | Commercial | High Efficiency Chiller (Water cooled-centrifugal, 200 tons) | Offices | Turnover | T_OF_High Efficiency Chiller (Water cooled-centrifugal, 200 tons) | 979730.4376 | 1313426.5748 | N/A | 783315.0754 | N/A | N/A | 2636186.148 | N/A | 1071751.9306 | Commercial | Thermal Energy Storage | Warehouse | New | N_WR_Thermal Energy Storage | 0 | 0 | N/A | 0 | 0 | 0 | 0 | N/A | 0 | Commercial | High Efficiency Chiller (Water cooled-centrifugal, 200 tons) | Grocery | New | N_GR_High Efficiency Chiller (Water cooled-centrifugal, 200 tons) | 0 | 0 | N/A | 0 | 0 | 0 | 0 | N/A | 0
Commercial | Thermal Energy Storage | Assembly | Existing | E_AS_Thermal Energy Storage | 5153371.4949 | 6908609.5637 | N/A | -257846.1081 | N/A | N/A | -867761.0835 | N/A | 4789671.101 | Commercial | High Efficiency Chiller (Water cooled-centrifugal, 200 tons) | Restaurants | Turnover | T_RS_High Efficiency Chiller (Water cooled-centrifugal, 200 tons) | 64342.2502 | 86257.2174 | N/A | 51442.9813 | N/A | N/A | 173127.3647 | N/A | 48884.4391 | Commercial | Wall Insulation | Assembly | Existing | E_AS_Wall Insulation | 0 | 0 | N/A | 0 | 0 | 0 | 0 | N/A | 0 | Commercial | High Efficiency Chiller (Water cooled-centrifugal, 200 tons) | Healthcare | New | N_HC_High Efficiency Chiller (Water cooled-centrifugal, 200 tons) | 0 | 0 | N/A | 0 | 0 | 0 | 0 | N/A | 0
Commercial | Thermal Energy Storage | College and University | Existing | E_CU_Thermal Energy Storage | 450527.7502 | 603977.4789 | N/A | -22541.9082 | N/A | N/A | -75863.044 | N/A | 418731.6492 | Commercial | High Efficiency Chiller (Water cooled-centrifugal, 200 tons) | Retail | Turnover | T_RT_High Efficiency Chiller (Water cooled-centrifugal, 200 tons) | 0 | 0 | N/A | 0 | N/A | N/A | 0 | N/A | 0 | Commercial | Wall Insulation | College and University | Existing | E_CU_Wall Insulation | 0 | 0 | N/A | 0 | 0 | 0 | 0 | N/A | 0 | Commercial | High Efficiency Chiller (Water cooled-centrifugal, 200 tons) | Hospitals | New | N_HS_High Efficiency Chiller (Water cooled-centrifugal, 200 tons) | 0 | 0 | N/A | 0 | 0 | 0 | 0 | N/A | 0
Commercial | Thermal Energy Storage | Grocery | Existing | E_GR_Thermal Energy Storage | -0.006818 | -0.0091402 | N/A | 0.00034113 | N/A | N/A | 0.0011481 | N/A | -0.0063368 | Commercial | High Efficiency Chiller (Water cooled-centrifugal, 200 tons) | Schools K-12 | Turnover | T_SC_High Efficiency Chiller (Water cooled-centrifugal, 200 tons) | 277638.7728 | 372202.5247 | N/A | 221978.0338 | N/A | N/A | 747049.8607 | N/A | 309609.3956 | Commercial | Wall Insulation | Grocery | Existing | E_GR_Wall Insulation | 0 | 0 | N/A | 0 | 0 | 0 | 0 | N/A | 0 | Commercial | High Efficiency Chiller (Water cooled-centrifugal, 200 tons) | Institutional | New | N_IN_High Efficiency Chiller (Water cooled-centrifugal, 200 tons) | 0 | 0 | N/A | 0 | 0 | 0 | 0 | N/A | 0
Commercial | Thermal Energy Storage | Healthcare | Existing | E_HC_Thermal Energy Storage | -0.063497 | -0.085123 | N/A | 0.003177 | N/A | N/A | 0.010692 | N/A | -0.059015 | Commercial | High Efficiency Chiller (Water cooled-centrifugal, 200 tons) | Assembly | New | N_AS_High Efficiency Chiller (Water cooled-centrifugal, 200 tons) | 10355.1123 | 13882.063 | N/A | 8279.1299 | N/A | N/A | 27862.7697 | N/A | 12749.1013 | Commercial | Wall Insulation | Healthcare | Existing | E_HC_Wall Insulation | 38612.3638 | 51828.0769 | N/A | 29181.6904 | 2799.0649 | 18614.35 | 98208.7161 | N/A | 36566.619 | Commercial | High Efficiency Chiller (Water cooled-centrifugal, 200 tons) | Lodging/Hospitality | New | N_LG_High Efficiency Chiller (Water cooled-centrifugal, 200 tons) | 40513.7558 | 54380.2514 | N/A | 30618.6869 | 2936.8995 | 24226.4775 | 103044.8165 | N/A | 38367.2722
Commercial | Thermal Energy Storage | Hospitals | Existing | E_HS_Thermal Energy Storage | 16757016.9706 | 22464456.0978 | N/A | -838428.1269 | N/A | N/A | -2821664.8492 | N/A | 15574386.5939 | Commercial | High Efficiency Chiller (Water cooled-centrifugal, 200 tons) | College and University | New | N_CU_High Efficiency Chiller (Water cooled-centrifugal, 200 tons) | 603.4926 | 809.0421 | N/A | 482.505 | N/A | N/A | 1623.8331 | N/A | 669.737 | Commercial | Wall Insulation | Hospitals | Existing | E_HS_Wall Insulation | 0 | 0 | N/A | 0 | 0 | 0 | 0 | N/A | 0 | Commercial | High Efficiency Chiller (Water cooled-centrifugal, 200 tons) | Miscellaneous | New | N_MS_High Efficiency Chiller (Water cooled-centrifugal, 200 tons) | 0 | 0 | N/A | 0 | 0 | 0 | 0 | N/A | 0
Commercial | Thermal Energy Storage | Institutional | Existing | E_IN_Thermal Energy Storage | 2130163.0628 | 2855696.4936 | N/A | -106581.5371 | N/A | N/A | -358691.8989 | N/A | 1979826.3084 | Commercial | High Efficiency Chiller (Water cooled-centrifugal, 200 tons) | Grocery | New | N_GR_High Efficiency Chiller (Water cooled-centrifugal, 200 tons) | 0 | 0 | N/A | 0 | N/A | N/A | 0 | N/A | 0 | Commercial | Wall Insulation | Institutional | Existing | E_IN_Wall Insulation | 0 | 0 | N/A | 0 | 0 | 0 | 0 | N/A | 0 | Commercial | High Efficiency Chiller (Water cooled-centrifugal, 200 tons) | Offices | New | N_OF_High Efficiency Chiller (Water cooled-centrifugal, 200 tons) | 0 | 0 | N/A | 0 | 0 | 0 | 0 | N/A | 0
Commercial | Thermal Energy Storage | Lodging/Hospitality | Existing | E_LG_Thermal Energy Storage | 1645570.6115 | 2206051.8781 | N/A | -82335.2204 | N/A | N/A | -277092.8 | N/A | 1529434.0823 | Commercial | High Efficiency Chiller (Water cooled-centrifugal, 200 tons) | Healthcare | New | N_HC_High Efficiency Chiller (Water cooled-centrifugal, 200 tons) | 0 | 0 | N/A | 0 | N/A | N/A | 0 | N/A | 0 | Commercial | Wall Insulation | Lodging/Hospitality | Existing | E_LG_Wall Insulation | 0 | 0 | N/A | 0 | 0 | 0 | 0 | N/A | 0 | Commercial | High Efficiency Chiller (Water cooled-centrifugal, 200 tons) | Restaurants | New | N_RS_High Efficiency Chiller (Water cooled-centrifugal, 200 tons) | 0 | 0 | N/A | 0 | 0 | 0 | 0 | N/A | 0
Commercial | Thermal Energy Storage | Miscellaneous | Existing | E_MS_Thermal Energy Storage | 3464036.6824 | 4643887.4001 | N/A | -173321.17 | N/A | N/A | -583298.9583 | N/A | 3219561.4865 | Commercial | High Efficiency Chiller (Water cooled-centrifugal, 200 tons) | Hospitals | New | N_HS_High Efficiency Chiller (Water cooled-centrifugal, 200 tons) | 25252.2243 | 33853.1306 | N/A | 20189.684 | N/A | N/A | 67946.8161 | N/A | 15083.5092 | Commercial | Wall Insulation | Miscellaneous | Existing | E_MS_Wall Insulation | 0 | 0 | N/A | 0 | 0 | 0 | 0 | N/A | 0 | Commercial | High Efficiency Chiller (Water cooled-centrifugal, 200 tons) | Retail | New | N_RT_High Efficiency Chiller (Water cooled-centrifugal, 200 tons) | 0 | 0 | N/A | 0 | 0 | 0 | 0 | N/A | 0
Commercial | Thermal Energy Storage | Offices | Existing | E_OF_Thermal Energy Storage | 6246461.8044 | 8374006.377 | N/A | -312538.2805 | N/A | N/A | -1051823.3488 | N/A | 5805616.3073 | Commercial | High Efficiency Chiller (Water cooled-centrifugal, 200 tons) | Institutional | New | N_IN_High Efficiency Chiller (Water cooled-centrifugal, 200 tons) | 4342.6663 | 5821.7782 | N/A | 3472.053 | N/A | N/A | 11684.925 | N/A | 9898.1061 | Commercial | Wall Insulation | Offices | Existing | E_OF_Wall Insulation | 262718.7048 | 352638.4787 | N/A | 198552.3581 | 19044.851 | 126652.1251 | 668212.5656 | N/A | 241720.8025 | Commercial | High Efficiency Chiller (Water cooled-centrifugal, 200 tons) | Schools K-12 | New | N_SC_High Efficiency Chiller (Water cooled-centrifugal, 200 tons) | 272796.6943 | 366165.8249 | N/A | 206168.9021 | 19775.4187 | 155777.1988 | 693845.4538 | N/A | 250993.3045
Commercial | Thermal Energy Storage | Restaurants | Existing | E_RS_Thermal Energy Storage | 0 | 0 | N/A | 0 | N/A | N/A | 0 | N/A | 0 | Commercial | High Efficiency Chiller (Water cooled-centrifugal, 200 tons) | Lodging/Hospitality | New | N_LG_High Efficiency Chiller (Water cooled-centrifugal, 200 tons) | 4209.3681 | 5643.0787 | N/A | 3365.4783 | N/A | N/A | 11326.2562 | N/A | 3137.3619 | Commercial | Wall Insulation | Restaurants | Existing | E_RS_Wall Insulation | 0 | 0 | N/A | 0 | 0 | 0 | 0 | N/A | 0 | Commercial | High Efficiency Chiller (Water cooled-positive displacement, 100 tons) | Assembly | Turnover | T_AS_High Efficiency Chiller (Water cooled-positive displacement, 100 tons) | 0 | 0 | N/A | 0 | 0 | 0 | 0 | N/A | 0
Commercial | Thermal Energy Storage | Retail | Existing | E_RT_Thermal Energy Storage | -0.19537 | -0.26191 | N/A | 0.009775 | N/A | N/A | 0.032897 | N/A | -0.18158 | Commercial | High Efficiency Chiller (Water cooled-centrifugal, 200 tons) | Miscellaneous | New | N_MS_High Efficiency Chiller (Water cooled-centrifugal, 200 tons) | 4496.1769 | 6027.5745 | N/A | 3594.7879 | N/A | N/A | 12097.98 | N/A | 9911.0776 | Commercial | Wall Insulation | Retail | Existing | E_RT_Wall Insulation | 181545.9383 | 243683.0052 | N/A | 132612.116 | 12719.9597 | 98825.3063 | 446295.7936 | N/A | 161444.1017 | Commercial | High Efficiency Chiller (Water cooled-positive displacement, 100 tons) | College and University | Turnover | T_CU_High Efficiency Chiller (Water cooled-positive displacement, 100 tons) | 182142.9542 | 244484.3594 | N/A | 133048.2124 | 12761.7894 | 100528.6327 | 447763.4422 | N/A | 161975.0124
Commercial | Thermal Energy Storage | Schools K-12 | Existing | E_SC_Thermal Energy Storage | 1867083.2913 | 2503011.7652 | N/A | -93418.4855 | N/A | N/A | -314392.6692 | N/A | 1735313.453 | Commercial | High Efficiency Chiller (Water cooled-centrifugal, 200 tons) | Offices | New | N_OF_High Efficiency Chiller (Water cooled-centrifugal, 200 tons) | 18754.5792 | 25142.3879 | N/A | 14994.6802 | N/A | N/A | 50463.4335 | N/A | 20516.109 | Commercial | Wall Insulation | Schools K-12 | Existing | E_SC_Wall Insulation | 0 | 0 | N/A | 0 | 0 | 0 | 0 | N/A | 0 | Commercial | High Efficiency Chiller (Water cooled-positive displacement, 100 tons) | Healthcare | Turnover | T_HC_High Efficiency Chiller (Water cooled-positive displacement, 100 tons) | 0 | 0 | N/A | 0 | 0 | 0 | 0 | N/A | 0
Commercial | Thermal Energy Storage | Warehouse | Existing | E_WR_Thermal Energy Storage | 0 | 0 | N/A | 0 | N/A | N/A | 0 | N/A | 0 | Commercial | High Efficiency Chiller (Water cooled-centrifugal, 200 tons) | Restaurants | New | N_RS_High Efficiency Chiller (Water cooled-centrifugal, 200 tons) | 1159.3788 | 1554.2632 | N/A | 926.9477 | N/A | N/A | 3119.5707 | N/A | 880.8455 | Commercial | Demand Controlled Ventilation | Assembly | Existing | E_AS_Demand Controlled Ventilation | 109430.0404 | 322728.6692 | N/A | 122846.6941 | 21878.742 | 74518.5285 | 442334.0925 | N/A | 179861.8663 | Commercial | High Efficiency Chiller (Water cooled-positive displacement, 100 tons) | Hospitals | Turnover | T_HS_High Efficiency Chiller (Water cooled-positive displacement, 100 tons) | 109430.0404 | 322728.6692 | N/A | 122846.6941 | 21878.742 | 74518.5285 | 442334.0925 | N/A | 179861.8663
Commercial | Thermal Energy Storage | Assembly | New | N_AS_Thermal Energy Storage | 92858.2695 | 124485.7913 | N/A | -4646.1124 | N/A | N/A | -15636.1311 | N/A | 86304.7755 | Commercial | High Efficiency Chiller (Water cooled-centrifugal, 200 tons) | Retail | New | N_RT_High Efficiency Chiller (Water cooled-centrifugal, 200 tons) | 0 | 0 | N/A | 0 | N/A | N/A | 0 | N/A | 0 | Commercial | Demand Controlled Ventilation | Grocery | Existing | E_GR_Demand Controlled Ventilation | 84604.1683 | 249512.753 | N/A | 94977.0497 | 16915.216 | 70194.8915 | 341983.8635 | N/A | 306118.899 | Commercial | High Efficiency Chiller (Water cooled-positive displacement, 100 tons) | Lodging/Hospitality | Turnover | T_LG_High Efficiency Chiller (Water cooled-positive displacement, 100 tons) | 103968.1685 | 306620.6369 | N/A | 116715.1703 | 20786.7303 | 276097.2212 | 420256.3145 | N/A | 376182.6626
Commercial | Thermal Energy Storage | College and University | New | N_CU_Thermal Energy Storage | 8118.0304 | 10883.0312 | N/A | -406.1812 | N/A | N/A | -1366.9713 | N/A | 7545.0985 | Commercial | High Efficiency Chiller (Water cooled-centrifugal, 200 tons) | Schools K-12 | New | N_SC_High Efficiency Chiller (Water cooled-centrifugal, 200 tons) | 5002.755 | 6706.6931 | N/A | 3999.8078 | N/A | N/A | 13461.0429 | N/A | 5578.8316 | Commercial | Demand Controlled Ventilation | Lodging/Hospitality | Existing | E_LG_Demand Controlled Ventilation | 770785.2121 | 2273182.8019 | N/A | 865287.218 | 154105.8628 | 35416.6782 | 3115639.6921 | N/A | 777416.6505 | Commercial | High Efficiency Chiller (Water cooled-positive displacement, 100 tons) | Offices | Turnover | T_OF_High Efficiency Chiller (Water cooled-positive displacement, 100 tons) | 770785.2121 | 2273182.8019 | N/A | 865287.218 | 154105.8628 | 35416.6782 | 3115639.6921 | N/A | 777416.6505
Commercial | Thermal Energy Storage | Grocery | New | N_GR_Thermal Energy Storage | 0 | 0 | N/A | 0 | N/A | N/A | 0 | N/A | 0 | Commercial | High Efficiency Chiller (Water cooled-positive displacement, 100 tons) | Assembly | Turnover | T_AS_High Efficiency Chiller (Water cooled-positive displacement, 100 tons) | 278704.9738 | 373631.8737 | N/A | 222830.484 | N/A | N/A | 749918.7155 | N/A | 589857.9579 | Commercial | Demand Controlled Ventilation | Miscellaneous | Existing | E_MS_Demand Controlled Ventilation | 55990.5181 | 165126.005 | N/A | 62855.2272 | 11194.3859 | 8352.1185 | 226322.8171 | N/A | 62251.6514 | Commercial | High Efficiency Chiller (Water cooled-positive displacement, 100 tons) | Restaurants | Turnover | T_RS_High Efficiency Chiller (Water cooled-positive displacement, 100 tons) | 55990.5181 | 165126.005 | N/A | 62855.2272 | 11194.3859 | 8352.1185 | 226322.8171 | N/A | 62251.6514
Commercial | Thermal Energy Storage | Healthcare | New | N_HC_Thermal Energy Storage | 0 | 0 | N/A | 0 | N/A | N/A | 0 | N/A | 0 | Commercial | High Efficiency Chiller (Water cooled-positive displacement, 100 tons) | College and University | Turnover | T_CU_High Efficiency Chiller (Water cooled-positive displacement, 100 tons) | 18878.3666 | 25308.3373 | N/A | 15093.6508 | N/A | N/A | 50796.5115 | N/A | 36014.2789 | Commercial | Demand Controlled Ventilation | Offices | Existing | E_OF_Demand Controlled Ventilation | 1192409.3015 | 3516627.2971 | N/A | 1338604.466 | 238402.6852 | 117497.2378 | 4819913.1103 | N/A | 1265375.6024 | Commercial | High Efficiency Chiller (Water cooled-positive displacement, 100 tons) | Retail | Turnover | T_RT_High Efficiency Chiller (Water cooled-positive displacement, 100 tons) | 1192409.3015 | 3516627.2971 | N/A | 1338604.466 | 238402.6852 | 117497.2378 | 4819913.1103 | N/A | 1265375.6024
Commercial | Thermal Energy Storage | Hospitals | New | N_HS_Thermal Energy Storage | 301943.6237 | 404785.6065 | N/A | -15107.5831 | N/A | N/A | -50843.3996 | N/A | 280633.8821 | Commercial | High Efficiency Chiller (Water cooled-positive displacement, 100 tons) | Healthcare | Turnover | T_HC_High Efficiency Chiller (Water cooled-positive displacement, 100 tons) | 0 | 0 | N/A | 0 | N/A | N/A | 0 | N/A | 0 | Commercial | Demand Controlled Ventilation | Restaurants | Existing | E_RS_Demand Controlled Ventilation | 190945.6862 | 563132.8199 | N/A | 214356.5536 | 38176.4586 | 158424.9571 | 771833.644 | N/A | 640825.6194 | Commercial | High Efficiency Chiller (Water cooled-positive displacement, 100 tons) | Schools K-12 | Turnover | T_SC_High Efficiency Chiller (Water cooled-positive displacement, 100 tons) | 230972.204 | 681178.1462 | N/A | 259290.5166 | 46179.1044 | 552810.6396 | 933627.3651 | N/A | 775157.1069
Commercial | Thermal Energy Storage | Institutional | New | N_IN_Thermal Energy Storage | 38383.2764 | 51456.6184 | N/A | -1920.4861 | N/A | N/A | -6463.2471 | N/A | 35674.3677 | Commercial | High Efficiency Chiller (Water cooled-positive displacement, 100 tons) | Hospitals | Turnover | T_HS_High Efficiency Chiller (Water cooled-positive displacement, 100 tons) | 817251.353 | 1095607.1222 | N/A | 653409.6325 | N/A | N/A | 2198999.4528 | N/A | 839143.7574 | Commercial | Demand Controlled Ventilation | Retail | Existing | E_RT_Demand Controlled Ventilation | 1316030.1432 | 3881207.1658 | N/A | 1477381.8226 | 263118.6452 | 707157.3359 | 5319608.7392 | N/A | 1974039.8792 | Commercial | High Efficiency Chiller (Water cooled-positive displacement, 100 tons) | Assembly | New | N_AS_High Efficiency Chiller (Water cooled-positive displacement, 100 tons) | 1316030.1432 | 3881207.1658 | N/A | 1477381.8226 | 263118.6452 | 707157.3359 | 5319608.7392 | N/A | 1974039.8792
Commercial | Thermal Energy Storage | Lodging/Hospitality | New | N_LG_Thermal Energy Storage | 29651.443 | 39750.723 | N/A | -1483.5936 | N/A | N/A | -4992.9194 | N/A | 27558.7855 | Commercial | High Efficiency Chiller (Water cooled-positive displacement, 100 tons) | Lodging/Hospitality | Turnover | T_LG_High Efficiency Chiller (Water cooled-positive displacement, 100 tons) | 138168.9217 | 185229.2494 | N/A | 110468.9567 | N/A | N/A | 371774.7081 | N/A | 177025.5846 | Commercial | Demand Controlled Ventilation | Warehouse | Existing | E_WR_Demand Controlled Ventilation | 95547.4961 | 281786.5748 | N/A | 107262.0826 | 19103.1549 | 79274.417 | 386218.5814 | N/A | 386055.3751 | Commercial | High Efficiency Chiller (Water cooled-positive displacement, 100 tons) | College and University | New | N_CU_High Efficiency Chiller (Water cooled-positive displacement, 100 tons) | 119924.2502 | 353677.9621 | N/A | 134627.545 | 23976.8871 | 369102.9199 | 484753.4021 | N/A | 484548.5575
Commercial | Thermal Energy Storage | Miscellaneous | New | N_MS_Thermal Energy Storage | 62418.2589 | 83677.9147 | N/A | -3123.0632 | N/A | N/A | -10510.4272 | N/A | 58013.0757 | Commercial | High Efficiency Chiller (Water cooled-positive displacement, 100 tons) | Offices | Turnover | T_OF_High Efficiency Chiller (Water cooled-positive displacement, 100 tons) | 483044.0912 | 647568.8841 | N/A | 386203.9028 | N/A | N/A | 1299739.2887 | N/A | 908348.31 | Commercial | Demand Controlled Ventilation | Assembly | New | N_AS_Demand Controlled Ventilation | 14863.2108 | 43834.2546 | N/A | 16685.5126 | 2971.6553 | 10121.3944 | 60079.5252 | N/A | 24429.5335 | Commercial | High Efficiency Chiller (Water cooled-positive displacement, 100 tons) | Healthcare | New | N_HC_High Efficiency Chiller (Water cooled-positive displacement, 100 tons) | 14863.2108 | 43834.2546 | N/A | 16685.5126 | 2971.6553 | 10121.3944 | 60079.5252 | N/A | 24429.5335
Commercial | Thermal Energy Storage | Offices | New | N_OF_Thermal Energy Storage | 112554.611 | 150890.7057 | N/A | -5631.608 | N/A | N/A | -18952.7402 | N/A | 104611.0431 | Commercial | High Efficiency Chiller (Water cooled-positive displacement, 100 tons) | Restaurants | Turnover | T_RS_High Efficiency Chiller (Water cooled-positive displacement, 100 tons) | 31993.2154 | 42890.103 | N/A | 25579.2481 | N/A | N/A | 86084.9762 | N/A | 41784.0224 | Commercial | Demand Controlled Ventilation | Grocery | New | N_GR_Demand Controlled Ventilation | 12128.8968 | 35770.2758 | N/A | 13615.9584 | 2424.974 | 10063.1755 | 49026.9815 | N/A | 43885.3619 | Commercial | High Efficiency Chiller (Water cooled-positive displacement, 100 tons) | Hospitals | New | N_HS_High Efficiency Chiller (Water cooled-positive displacement, 100 tons) | 14904.9298 | 43957.2913 | N/A | 16732.3465 | 2979.9963 | 39581.4388 | 60248.1601 | N/A | 53929.7389
Commercial | Thermal Energy Storage | Restaurants | New | N_RS_Thermal Energy Storage | 0 | 0 | N/A | 0 | N/A | N/A | 0 | N/A | 0 | Commercial | High Efficiency Chiller (Water cooled-positive displacement, 100 tons) | Retail | Turnover | T_RT_High Efficiency Chiller (Water cooled-positive displacement, 100 tons) | 0 | 0 | N/A | 0 | N/A | N/A | 0 | N/A | 0 | Commercial | Demand Controlled Ventilation | Lodging/Hospitality | New | N_LG_Demand Controlled Ventilation | 110979.4184 | 327298.061 | N/A | 124586.0335 | 22188.5147 | 5099.3744 | 448596.9316 | N/A | 111934.2281 | Commercial | High Efficiency Chiller (Water cooled-positive displacement, 100 tons) | Lodging/Hospitality | New | N_LG_High Efficiency Chiller (Water cooled-positive displacement, 100 tons) | 110979.4184 | 327298.061 | N/A | 124586.0335 | 22188.5147 | 5099.3744 | 448596.9316 | N/A | 111934.2281
Commercial | Thermal Energy Storage | Retail | New | N_RT_Thermal Energy Storage | 0 | 0 | N/A | 0 | N/A | N/A | 0 | N/A | 0 | Commercial | High Efficiency Chiller (Water cooled-positive displacement, 100 tons) | Schools K-12 | Turnover | T_SC_High Efficiency Chiller (Water cooled-positive displacement, 100 tons) | 142486.3467 | 191017.1892 | N/A | 113920.8288 | N/A | N/A | 383391.7158 | N/A | 273139.9538 | Commercial | Demand Controlled Ventilation | Miscellaneous | New | N_MS_Demand Controlled Ventilation | 8056.8256 | 23761.013 | N/A | 9044.6315 | 1610.8302 | 1201.8385 | 32567.0048 | N/A | 8957.7792 | Commercial | High Efficiency Chiller (Water cooled-positive displacement, 100 tons) | Offices | New | N_OF_High Efficiency Chiller (Water cooled-positive displacement, 100 tons) | 8056.8256 | 23761.013 | N/A | 9044.6315 | 1610.8302 | 1201.8385 | 32567.0048 | N/A | 8957.7792
Commercial | Thermal Energy Storage | Schools K-12 | New | N_SC_Thermal Energy Storage | 33642.8549 | 45101.6096 | N/A | -1683.3017 | N/A | N/A | -5665.0215 | N/A | 31268.5026 | Commercial | High Efficiency Chiller (Water cooled-positive displacement, 100 tons) | Assembly | New | N_AS_High Efficiency Chiller (Water cooled-positive displacement, 100 tons) | 191.6101 | 256.8725 | N/A | 153.1963 | N/A | N/A | 515.5702 | N/A | 405.5282 | Commercial | Demand Controlled Ventilation | Offices | New | N_OF_Demand Controlled Ventilation | 128969.3123 | 380353.4604 | N/A | 144781.5756 | 25785.299 | 12708.3359 | 521315.0202 | N/A | 136861.2447 | Commercial | High Efficiency Chiller (Water cooled-positive displacement, 100 tons) | Restaurants | New | N_RS_High Efficiency Chiller (Water cooled-positive displacement, 100 tons) | 128969.3123 | 380353.4604 | N/A | 144781.5756 | 25785.299 | 12708.3359 | 521315.0202 | N/A | 136861.2447
Commercial | Thermal Energy Storage | Warehouse | New | N_WR_Thermal Energy Storage | 0 | 0 | N/A | 0 | N/A | N/A | 0 | N/A | 0 | Commercial | High Efficiency Chiller (Water cooled-positive displacement, 100 tons) | College and University | New | N_CU_High Efficiency Chiller (Water cooled-positive displacement, 100 tons) | 330.7966 | 443.4659 | N/A | 264.4788 | N/A | N/A | 890.0829 | N/A | 631.0609 | Commercial | Demand Controlled Ventilation | Restaurants | New | N_RS_Demand Controlled Ventilation | 27363.8459 | 80700.8526 | N/A | 30718.7861 | 5470.9522 | 22703.399 | 110609.1333 | N/A | 91834.7715 | Commercial | High Efficiency Chiller (Water cooled-positive displacement, 100 tons) | Retail | New | N_RT_High Efficiency Chiller (Water cooled-positive displacement, 100 tons) | 33099.9245 | 97617.5695 | N/A | 37158.1358 | 6617.7871 | 79221.6123 | 133795.2997 | N/A | 111085.4087
Commercial | Wall Insulation | Assembly | Existing | E_AS_Wall Insulation | 0 | 0 | N/A | 0 | N/A | N/A | 0 | N/A | 0 | Commercial | High Efficiency Chiller (Water cooled-positive displacement, 100 tons) | Healthcare | New | N_HC_High Efficiency Chiller (Water cooled-positive displacement, 100 tons) | 0 | 0 | N/A | 0 | N/A | N/A | 0 | N/A | 0 | Commercial | Demand Controlled Ventilation | Retail | New | N_RT_Demand Controlled Ventilation | 189123.7524 | 557759.6128 | N/A | 212311.2419 | 37812.1928 | 101624.0012 | 764469.0901 | N/A | 283684.8618 | Commercial | High Efficiency Chiller (Water cooled-positive displacement, 100 tons) | Schools K-12 | New | N_SC_High Efficiency Chiller (Water cooled-positive displacement, 100 tons) | 189123.7524 | 557759.6128 | N/A | 212311.2419 | 37812.1928 | 101624.0012 | 764469.0901 | N/A | 283684.8618
Commercial | Wall Insulation | College and University | Existing | E_CU_Wall Insulation | 0 | 0 | N/A | 0 | N/A | N/A | 0 | N/A | 0 | Commercial | High Efficiency Chiller (Water cooled-positive displacement, 100 tons) | Hospitals | New | N_HS_High Efficiency Chiller (Water cooled-positive displacement, 100 tons) | 14758.7244 | 19785.5451 | N/A | 11799.9103 | N/A | N/A | 39711.6831 | N/A | 15154.0788 | Commercial | Demand Controlled Ventilation | Warehouse | New | N_WR_Demand Controlled Ventilation | 13783.2206 | 40649.1712 | N/A | 15473.1103 | 2755.7289 | 11435.7448 | 55714.0285 | N/A | 55690.4851 | Commercial | High Efficiency DX 135k- less than 240k BTU | Healthcare | Turnover | T_HC_High Efficiency DX 135k- less than 240k BTU | 17299.6935 | 51019.8758 | N/A | 19420.7199 | 3458.79 | 53245.0057 | 69928.1861 | N/A | 69898.6362
Commercial | Wall Insulation | Grocery | Existing | E_GR_Wall Insulation | 0 | 0 | N/A | 0 | N/A | N/A | 0 | N/A | 0 | Commercial | High Efficiency Chiller (Water cooled-positive displacement, 100 tons) | Lodging/Hospitality | New | N_LG_High Efficiency Chiller (Water cooled-positive displacement, 100 tons) | 2471.9086 | 3313.8406 | N/A | 1976.3429 | N/A | N/A | 6651.2288 | N/A | 3167.0731 | Residential | Central air conditioner - Load Shed | Single Family | Existing |  | 0 | N/A | N/A | N/A | 0 | 0 | 0 | 0 | N/A | Commercial | High Efficiency DX 135k- less than 240k BTU | Hospitals | Turnover | T_HS_High Efficiency DX 135k- less than 240k BTU | 0 | 0 | N/A | 0 | 0 | 0 | 0 | N/A | 0
Commercial | Wall Insulation | Healthcare | Existing | E_HC_Wall Insulation | 1608664.55 | 2159256.3044 | N/A | 1215764.7477 | N/A | N/A | 4091561.9882 | N/A | 1523434.9282 | Commercial | High Efficiency Chiller (Water cooled-positive displacement, 100 tons) | Offices | New | N_OF_High Efficiency Chiller (Water cooled-positive displacement, 100 tons) | 1173.1533 | 1572.7292 | N/A | 937.9607 | N/A | N/A | 3156.634 | N/A | 2206.0756 | Residential | Central air conditioner - Load Shed | Multi Family | Existing |  | 15870384.5289 | N/A | N/A | N/A | 1809560.0427 | 7552450.8757 | 0 | 8091726.6208 | N/A | Commercial | High Efficiency DX 135k- less than 240k BTU | Healthcare | New | N_HC_High Efficiency DX 135k- less than 240k BTU | 0 | 0 | N/A | 0 | 0 | 0 | 0 | N/A | 0
Commercial | Wall Insulation | Hospitals | Existing | E_HS_Wall Insulation | 0 | 0 | N/A | 0 | N/A | N/A | 0 | N/A | 0 | Commercial | High Efficiency Chiller (Water cooled-positive displacement, 100 tons) | Restaurants | New | N_RS_High Efficiency Chiller (Water cooled-positive displacement, 100 tons) | 84.559 | 113.3598 | N/A | 67.6067 | N/A | N/A | 227.5251 | N/A | 110.4364 | Residential | Central air conditioner - Load Shed | Mobile Home/Other | Existing |  | 6251068.3471 | N/A | N/A | N/A | 373347.4472 | 1558217.5712 | 0 | 1669480.6507 | N/A | Commercial | High Efficiency DX 135k- less than 240k BTU | Hospitals | New | N_HS_High Efficiency DX 135k- less than 240k BTU | 0 | 0 | N/A | 0 | 0 | 0 | 0 | N/A | 0
Commercial | Wall Insulation | Institutional | Existing | E_IN_Wall Insulation | 0 | 0 | N/A | 0 | N/A | N/A | 0 | N/A | 0 | Commercial | High Efficiency Chiller (Water cooled-positive displacement, 100 tons) | Retail | New | N_RT_High Efficiency Chiller (Water cooled-positive displacement, 100 tons) | 0 | 0 | N/A | 0 | N/A | N/A | 0 | N/A | 0 | Residential | Central Heating - Load Shed | Single Family | Existing |  | 0 | N/A | N/A | N/A | 0 | 0 | 0 | 0 | N/A | Commercial | High Efficiency PTAC | Grocery | Turnover | T_GR_High Efficiency PTAC | 0 | 0 | N/A | 0 | 0 | 0 | 0 | N/A | 0
Commercial | Wall Insulation | Lodging/Hospitality | Existing | E_LG_Wall Insulation | 0 | 0 | N/A | 0 | N/A | N/A | 0 | N/A | 0 | Commercial | High Efficiency Chiller (Water cooled-positive displacement, 100 tons) | Schools K-12 | New | N_SC_High Efficiency Chiller (Water cooled-positive displacement, 100 tons) | 1312.8823 | 1760.0499 | N/A | 1049.677 | N/A | N/A | 3532.6065 | N/A | 2516.7366 | Residential | Central Heating - Load Shed | Multi Family | Existing |  | 18624830.558 | N/A | N/A | N/A | 1809560.0427 | 7552450.8757 | 0 | 8091726.6208 | N/A | Commercial | High Efficiency PTAC | Institutional | Turnover | T_IN_High Efficiency PTAC | 0 | 0 | N/A | 0 | 0 | 0 | 0 | N/A | 0
Commercial | Wall Insulation | Miscellaneous | Existing | E_MS_Wall Insulation | 0 | 0 | N/A | 0 | N/A | N/A | 0 | N/A | 0 | Commercial | High Efficiency DX 135k- less than 240k BTU | Healthcare | Turnover | T_HC_High Efficiency DX 135k- less than 240k BTU | 2521910.0598 | 4118040.9767 | N/A | 2391105.9509 | N/A | N/A | 7681826.9431 | N/A | 5986339.1637 | Residential | Central Heating - Load Shed | Mobile Home/Other | Existing |  | 6415878.0795 | N/A | N/A | N/A | 373347.4472 | 1558217.5712 | 0 | 1669480.6507 | N/A | Commercial | High Efficiency PTAC | Miscellaneous | Turnover | T_MS_High Efficiency PTAC | 0 | 0 | N/A | 0 | 0 | 0 | 0 | N/A | 0
Commercial | Wall Insulation | Offices | Existing | E_OF_Wall Insulation | 11436012.7511 | 15350175.1685 | N/A | 8642884.0354 | N/A | N/A | 29086956.0523 | N/A | 10521984.6522 | Commercial | High Efficiency DX 135k- less than 240k BTU | Hospitals | Turnover | T_HS_High Efficiency DX 135k- less than 240k BTU | 961909.0793 | 1570706.6908 | N/A | 912017.6649 | N/A | N/A | 2930008.9643 | N/A | 2410447.902 | Residential | Central air conditioner - 50% cycling | Single Family | Existing |  | 0 | N/A | N/A | N/A | 0 | 0 | 0 | 0 | N/A | Commercial | High Efficiency PTAC | Warehouse | Turnover | T_WR_High Efficiency PTAC | 0 | 0 | N/A | 0 | 0 | 0 | 0 | N/A | 0
Commercial | Wall Insulation | Restaurants | Existing | E_RS_Wall Insulation | 0 | 0 | N/A | 0 | N/A | N/A | 0 | N/A | 0 | Commercial | High Efficiency DX 135k- less than 240k BTU | Healthcare | New | N_HC_High Efficiency DX 135k- less than 240k BTU | 3007.436 | 4910.859 | N/A | 2851.4491 | N/A | N/A | 9160.7561 | N/A | 7138.8477 | Residential | Central air conditioner - 50% cycling | Multi Family | Existing |  | 0 | N/A | N/A | N/A | 0 | 0 | 0 | 0 | N/A | Commercial | High Efficiency PTAC | Grocery | New | N_GR_High Efficiency PTAC | 0 | 0 | N/A | 0 | 0 | 0 | 0 | N/A | 0
Commercial | Wall Insulation | Retail | Existing | E_RT_Wall Insulation | 7397131.9499 | 9928921.351 | N/A | 5403311.8507 | N/A | N/A | 18184427.0611 | N/A | 6578077.8883 | Commercial | High Efficiency DX 135k- less than 240k BTU | Hospitals | New | N_HS_High Efficiency DX 135k- less than 240k BTU | 1047.1304 | 1709.865 | N/A | 992.8188 | N/A | N/A | 3189.5961 | N/A | 2624.004 | Residential | Central air conditioner - 50% cycling | Mobile Home/Other | Existing |  | 0 | N/A | N/A | N/A | 0 | 0 | 0 | 0 | N/A | Commercial | High Efficiency PTAC | Institutional | New | N_IN_High Efficiency PTAC | 0 | 0 | N/A | 0 | 0 | 0 | 0 | N/A | 0
Commercial | Wall Insulation | Schools K-12 | Existing | E_SC_Wall Insulation | 0 | 0 | N/A | 0 | N/A | N/A | 0 | N/A | 0 | Commercial | High Efficiency PTAC | Grocery | Turnover | T_GR_High Efficiency PTAC | 0 | 0 | N/A | 0 | N/A | N/A | 0 | N/A | 0 | Residential | Central Heating - 50% cycling | Single Family | Existing |  | 0 | N/A | N/A | N/A | 0 | 0 | 0 | 0 | N/A | Commercial | High Efficiency PTAC | Miscellaneous | New | N_MS_High Efficiency PTAC | 0 | 0 | N/A | 0 | 0 | 0 | 0 | N/A | 0
Commercial | Demand Controlled Ventilation | Assembly | Existing | E_AS_Demand Controlled Ventilation | 264501.6227 | 780062.3708 | N/A | 296930.8047 | N/A | N/A | 1069158.7507 | N/A | 434741.2771 | Commercial | High Efficiency PTAC | Institutional | Turnover | T_IN_High Efficiency PTAC | 0 | 0 | N/A | 0 | N/A | N/A | 0 | N/A | 0 | Residential | Central Heating - 50% cycling | Multi Family | Existing |  | 0 | N/A | N/A | N/A | 0 | 0 | 0 | 0 | N/A | Commercial | High Efficiency PTAC | Warehouse | New | N_WR_High Efficiency PTAC | 0 | 0 | N/A | 0 | 0 | 0 | 0 | N/A | 0
Commercial | Demand Controlled Ventilation | Grocery | Existing | E_GR_Demand Controlled Ventilation | 221652.9916 | 653694.13 | N/A | 248828.7236 | N/A | N/A | 895957.5869 | N/A | 801995.5892 | Commercial | High Efficiency PTAC | Miscellaneous | Turnover | T_MS_High Efficiency PTAC | 0 | 0 | N/A | 0 | N/A | N/A | 0 | N/A | 0 | Residential | Central Heating - 50% cycling | Mobile Home/Other | Existing |  | 0 | N/A | N/A | N/A | 0 | 0 | 0 | 0 | N/A | Commercial | High Efficiency PTHP | Grocery | Turnover | T_GR_High Efficiency PTHP | 0 | 0 | N/A | 0 | 0 | 0 | 0 | N/A | 0
Commercial | Demand Controlled Ventilation | Lodging/Hospitality | Existing | E_LG_Demand Controlled Ventilation | 2202963.0349 | 6496930.151 | N/A | 2473056.9892 | N/A | N/A | 8904736.3186 | N/A | 2221916.1927 | Commercial | High Efficiency PTAC | Warehouse | Turnover | T_WR_High Efficiency PTAC | 0 | 0 | N/A | 0 | N/A | N/A | 0 | N/A | 0 | Residential | Water heater switches | Single Family | Existing |  | 0 | N/A | N/A | N/A | 0 | 0 | 0 | 0 | N/A | Commercial | High Efficiency PTHP | Institutional | Turnover | T_IN_High Efficiency PTHP | 0 | 0 | N/A | 0 | 0 | 0 | 0 | N/A | 0
Commercial | Demand Controlled Ventilation | Miscellaneous | Existing | E_MS_Demand Controlled Ventilation | 153304.4189 | 452122.0218 | N/A | 172100.2843 | N/A | N/A | 619681.4949 | N/A | 170447.668 | Commercial | High Efficiency PTAC | Grocery | New | N_GR_High Efficiency PTAC | 0 | 0 | N/A | 0 | N/A | N/A | 0 | N/A | 0 | Residential | Water heater switches | Multi Family | Existing |  | 0 | N/A | N/A | N/A | 0 | 0 | 0 | 0 | N/A | Commercial | High Efficiency PTHP | Miscellaneous | Turnover | T_MS_High Efficiency PTHP | 0 | 0 | N/A | 0 | 0 | 0 | 0 | N/A | 0
Commercial | Demand Controlled Ventilation | Offices | Existing | E_OF_Demand Controlled Ventilation | 3330072.3603 | 9820976.1943 | N/A | 3738355.3853 | N/A | N/A | 13460696.2626 | N/A | 3533847.2401 | Commercial | High Efficiency PTAC | Institutional | New | N_IN_High Efficiency PTAC | 0 | 0 | N/A | 0 | N/A | N/A | 0 | N/A | 0 | Residential | Water heater switches | Mobile Home/Other | Existing |  | 0 | N/A | N/A | N/A | 0 | 0 | 0 | 0 | N/A | Commercial | High Efficiency PTHP | Warehouse | Turnover | T_WR_High Efficiency PTHP | 0 | 0 | N/A | 0 | 0 | 0 | 0 | N/A | 0
Commercial | Demand Controlled Ventilation | Restaurants | Existing | E_RS_Demand Controlled Ventilation | 496224.8552 | 1463455.4337 | N/A | 557064.4296 | N/A | N/A | 2005821.8956 | N/A | 1665361.5305 | Commercial | High Efficiency PTAC | Miscellaneous | New | N_MS_High Efficiency PTAC | 0 | 0 | N/A | 0 | N/A | N/A | 0 | N/A | 0 | Residential | Pool pump switches | Single Family | Existing |  | 10120124.843 | N/A | N/A | N/A | 1336104.7203 | 5576419.1442 | 0 | 5974598.1775 | N/A | Commercial | High Efficiency PTHP | Grocery | New | N_GR_High Efficiency PTHP | 0 | 0 | N/A | 0 | 0 | 0 | 0 | N/A | 0
Commercial | Demand Controlled Ventilation | Retail | Existing | E_RT_Demand Controlled Ventilation | 3257372.0409 | 9606570.0105 | N/A | 3656741.6541 | N/A | N/A | 13166829.6999 | N/A | 4886044.8549 | Commercial | High Efficiency PTAC | Warehouse | New | N_WR_High Efficiency PTAC | 0 | 0 | N/A | 0 | N/A | N/A | 0 | N/A | 0 | Residential | Pool pump switches | Multi Family | Existing |  | 0 | N/A | N/A | N/A | 0 | 0 | 0 | 0 | N/A | Commercial | High Efficiency PTHP | Institutional | New | N_IN_High Efficiency PTHP | 0 | 0 | N/A | 0 | 0 | 0 | 0 | N/A | 0
Commercial | Demand Controlled Ventilation | Warehouse | Existing | E_WR_Demand Controlled Ventilation | 253074.9436 | 746363.06 | N/A | 284103.1593 | N/A | N/A | 1022970.2479 | N/A | 1022537.9663 | Commercial | High Efficiency PTHP | Grocery | Turnover | T_GR_High Efficiency PTHP | 33493.4207 | 54691.5932 | N/A | 24751.8164 | N/A | N/A | 84821.5554 | N/A | 22541.7597 | Residential | Pool pump switches | Mobile Home/Other | Existing |  | 0 | N/A | N/A | N/A | 0 | 0 | 0 | 0 | N/A | Commercial | High Efficiency PTHP | Miscellaneous | New | N_MS_High Efficiency PTHP | 0 | 0 | N/A | 0 | 0 | 0 | 0 | N/A | 0
Commercial | Demand Controlled Ventilation | Assembly | New | N_AS_Demand Controlled Ventilation | 4468.1602 | 13177.3999 | N/A | 5015.9784 | N/A | N/A | 18061.0333 | N/A | 7343.9764 | Commercial | High Efficiency PTHP | Institutional | Turnover | T_IN_High Efficiency PTHP | 31472.3572 | 51391.3873 | N/A | 23258.2396 | N/A | N/A | 79703.2441 | N/A | 22121.5006 | Residential | Room AC control | Single Family | New |  | 837219.4589 | N/A | N/A | N/A | 379600.4882 | 76259.8481 | 0 | 797095.676 | N/A | Commercial | High Efficiency PTHP | Warehouse | New | N_WR_High Efficiency PTHP | 0 | 0 | N/A | 0 | 0 | 0 | 0 | N/A | 0
Commercial | Demand Controlled Ventilation | Grocery | New | N_GR_Demand Controlled Ventilation | 3993.9509 | 11778.8721 | N/A | 4483.6286 | N/A | N/A | 16144.2016 | N/A | 14451.1065 | Commercial | High Efficiency PTHP | Miscellaneous | Turnover | T_MS_High Efficiency PTHP | 120740.8229 | 197158.3619 | N/A | 89228.1113 | N/A | N/A | 305774.2138 | N/A | 82811.0854 | Residential | Room AC control | Mobile Home/Other | New |  | 3163986.5704 | N/A | N/A | N/A | 1496943.7649 | 237648.6793 | 0 | 3143324.2032 | N/A | Commercial | Variable Refrigerant Flow (VRF) HVAC Systems | Healthcare | Turnover | T_HC_Variable Refrigerant Flow (VRF) HVAC Systems | 0 | 0 | N/A | 0 | 0 | 0 | 0 | N/A | 0
Commercial | Demand Controlled Ventilation | Lodging/Hospitality | New | N_LG_Demand Controlled Ventilation | 39695.048 | 117067.7629 | N/A | 44561.8534 | N/A | N/A | 160453.866 | N/A | 40036.5637 | Commercial | High Efficiency PTHP | Warehouse | Turnover | T_WR_High Efficiency PTHP | 15282.0991 | 24954.2247 | N/A | 11293.5527 | N/A | N/A | 38701.673 | N/A | 23700.8414 | Residential | Smart thermostats - BYOT | Single Family | New |  | 0 | N/A | N/A | N/A | 0 | 0 | 0 | 0 | N/A | Commercial | Variable Refrigerant Flow (VRF) HVAC Systems | Hospitals | Turnover | T_HS_Variable Refrigerant Flow (VRF) HVAC Systems | 0 | 0 | N/A | 0 | 0 | 0 | 0 | N/A | 0
Commercial | Demand Controlled Ventilation | Miscellaneous | New | N_MS_Demand Controlled Ventilation | 2762.3823 | 8146.7572 | N/A | 3101.0638 | N/A | N/A | 11166.0005 | N/A | 3071.2854 | Commercial | High Efficiency PTHP | Grocery | New | N_GR_High Efficiency PTHP | 603.5158 | 985.4843 | N/A | 446.0014 | N/A | N/A | 1528.3941 | N/A | 406.1785 | Residential | Smart thermostats - BYOT | Multi Family | New |  | 0 | N/A | N/A | N/A | 0 | 0 | 0 | 0 | N/A | Commercial | Variable Refrigerant Flow (VRF) HVAC Systems | Lodging/Hospitality | Turnover | T_LG_Variable Refrigerant Flow (VRF) HVAC Systems | 0 | 0 | N/A | 0 | 0 | 0 | 0 | N/A | 0
Commercial | Demand Controlled Ventilation | Offices | New | N_OF_Demand Controlled Ventilation | 45003.2683 | 132722.6495 | N/A | 50520.8873 | N/A | N/A | 181910.5593 | N/A | 47757.1231 | Commercial | High Efficiency PTHP | Institutional | New | N_IN_High Efficiency PTHP | 567.0984 | 926.0181 | N/A | 419.0887 | N/A | N/A | 1436.1676 | N/A | 398.6059 | Residential | Smart thermostats - BYOT | Mobile Home/Other | New |  | 0 | N/A | N/A | N/A | 0 | 0 | 0 | 0 | N/A | Commercial | Variable Refrigerant Flow (VRF) HVAC Systems | Restaurants | Turnover | T_RS_Variable Refrigerant Flow (VRF) HVAC Systems | 0 | 0 | N/A | 0 | 0 | 0 | 0 | N/A | 0
Commercial | Demand Controlled Ventilation | Restaurants | New | N_RS_Demand Controlled Ventilation | 8941.4435 | 26369.9085 | N/A | 10037.7078 | N/A | N/A | 36142.7746 | N/A | 30008.0414 | Commercial | High Efficiency PTHP | Miscellaneous | New | N_MS_High Efficiency PTHP | 2175.6211 | 3552.5837 | N/A | 1607.7956 | N/A | N/A | 5509.7257 | N/A | 1492.1676 | Small C&I | Central air conditioner - Load Shed | 0-15,000 kWh | New |  | 973844.181 | N/A | N/A | N/A | 727073.7179 | 2341734.9022 | 0 | 727378.6052 | N/A | Commercial | Variable Refrigerant Flow (VRF) HVAC Systems | Retail | Turnover | T_RT_Variable Refrigerant Flow (VRF) HVAC Systems | 0 | 0 | N/A | 0 | 0 | 0 | 0 | N/A | 0
Commercial | Demand Controlled Ventilation | Retail | New | N_RT_Demand Controlled Ventilation | 58694.3755 | 173100.1619 | N/A | 65890.5907 | N/A | N/A | 237252.2503 | N/A | 88041.3253 | Commercial | High Efficiency PTHP | Warehouse | New | N_WR_High Efficiency PTHP | 275.3672 | 449.6486 | N/A | 203.4978 | N/A | N/A | 697.3629 | N/A | 427.0639 | Small C&I | Central air conditioner - Load Shed | 15,001-25,000 kWh | New |  | 545892.0729 | N/A | N/A | N/A | 54548.955 | 270177.2109 | 0 | 54571.8292 | N/A | Commercial | Variable Refrigerant Flow (VRF) HVAC Systems | Healthcare | New | N_HC_Variable Refrigerant Flow (VRF) HVAC Systems | 0 | 0 | N/A | 0 | 0 | 0 | 0 | N/A | 0
Commercial | Demand Controlled Ventilation | Warehouse | New | N_WR_Demand Controlled Ventilation | 4560.141 | 13448.6676 | N/A | 5119.2364 | N/A | N/A | 18432.8345 | N/A | 18425.0453 | Commercial | Variable Refrigerant Flow (VRF) HVAC Systems | Healthcare | Turnover | T_HC_Variable Refrigerant Flow (VRF) HVAC Systems | 133423.1856 | 218055.033 | N/A | 172621.3242 | N/A | N/A | 591552.9187 | N/A | 303061.9377 | Small C&I | Central air conditioner - Load Shed | 25,001-50,000 kWh | New |  | 256195.9156 | N/A | N/A | N/A | 20317.7272 | 91975.4252 | 0 | 20326.2472 | N/A | Commercial | Variable Refrigerant Flow (VRF) HVAC Systems | Hospitals | New | N_HS_Variable Refrigerant Flow (VRF) HVAC Systems | 0 | 0 | N/A | 0 | 0 | 0 | 0 | N/A | 0
Residential | Central air conditioner - Load Shed | Single Family | Existing |  | 647615672.0569 | N/A | N/A | N/A | N/A | N/A | 0 | N/A | N/A | Commercial | Variable Refrigerant Flow (VRF) HVAC Systems | Hospitals | Turnover | T_HS_Variable Refrigerant Flow (VRF) HVAC Systems | 30787.7629 | 50316.7918 | N/A | 39832.84 | N/A | N/A | 136502.4446 | N/A | 73256.4962 | Small C&I | Central air conditioner - Load Shed | 50,001 kWh + | New |  | 1116767.516 | N/A | N/A | N/A | 22782.7556 | 173606.5531 | 0 | 22792.3092 | N/A | Commercial | Variable Refrigerant Flow (VRF) HVAC Systems | Lodging/Hospitality | New | N_LG_Variable Refrigerant Flow (VRF) HVAC Systems | 0 | 0 | N/A | 0 | 0 | 0 | 0 | N/A | 0
Residential | Central air conditioner - Load Shed | Multi Family | Existing |  | 157495440.9271 | N/A | N/A | N/A | N/A | N/A | 0 | N/A | N/A | Commercial | Variable Refrigerant Flow (VRF) HVAC Systems | Lodging/Hospitality | Turnover | T_LG_Variable Refrigerant Flow (VRF) HVAC Systems | 117022.5446 | 191086.7646 | N/A | 202729.5155 | N/A | N/A | 694730.1391 | N/A | 470901.6326 | Small C&I | Central Heating - Load Shed | 0-15,000 kWh | New |  | 4832699.3541 | N/A | N/A | N/A | 727073.7179 | 2341734.9022 | 0 | 727378.6052 | N/A | Commercial | Variable Refrigerant Flow (VRF) HVAC Systems | Restaurants | New | N_RS_Variable Refrigerant Flow (VRF) HVAC Systems | 0 | 0 | N/A | 0 | 0 | 0 | 0 | N/A | 0
Residential | Central air conditioner - Load Shed | Mobile Home/Other | Existing |  | 116955941.5004 | N/A | N/A | N/A | N/A | N/A | 0 | N/A | N/A | Commercial | Variable Refrigerant Flow (VRF) HVAC Systems | Restaurants | Turnover | T_RS_Variable Refrigerant Flow (VRF) HVAC Systems | 168730.4975 | 275758.1752 | N/A | 218301.5026 | N/A | N/A | 748093.5026 | N/A | 474992.507 | Small C&I | Central Heating - Load Shed | 15,001-25,000 kWh | New |  | 1003295.4405 | N/A | N/A | N/A | 54548.955 | 270177.2109 | 0 | 54571.8292 | N/A | Commercial | Variable Refrigerant Flow (VRF) HVAC Systems | Retail | New | N_RT_Variable Refrigerant Flow (VRF) HVAC Systems | 0 | 0 | N/A | 0 | 0 | 0 | 0 | N/A | 0
Residential | Central Heating - Load Shed | Single Family | Existing |  | 1185410680.7197 | N/A | N/A | N/A | N/A | N/A | 0 | N/A | N/A | Commercial | Variable Refrigerant Flow (VRF) HVAC Systems | Retail | Turnover | T_RT_Variable Refrigerant Flow (VRF) HVAC Systems | 127815.0036 | 208889.5173 | N/A | 165365.5253 | N/A | N/A | 566688.1516 | N/A | 469680.0846 | Small C&I | Central Heating - Load Shed | 25,001-50,000 kWh | New |  | 528398.4655 | N/A | N/A | N/A | 20317.7272 | 91975.4252 | 0 | 20326.2472 | N/A | Commercial | High Bay Fluorescent (T5) | Schools K-12 | Turnover | T_SC_High Bay Fluorescent (T5) | 0 | 0 | N/A | 0 | 0 | 0 | 0 | N/A | 0
Residential | Central Heating - Load Shed | Multi Family | Existing |  | 346664588.8864 | N/A | N/A | N/A | N/A | N/A | 0 | N/A | N/A | Commercial | Variable Refrigerant Flow (VRF) HVAC Systems | Healthcare | New | N_HC_Variable Refrigerant Flow (VRF) HVAC Systems | 2559.7482 | 4183.4257 | N/A | 3311.7717 | N/A | N/A | 11349.051 | N/A | 5814.2988 | Small C&I | Central Heating - Load Shed | 50,001 kWh + | New |  | 234271.5576 | N/A | N/A | N/A | 22782.7556 | 173606.5531 | 0 | 22792.3092 | N/A | Commercial | High Bay Fluorescent (T5) | Schools K-12 | New | N_SC_High Bay Fluorescent (T5) | 0 | 0 | N/A | 0 | 0 | 0 | 0 | N/A | 0
Residential | Central Heating - Load Shed | Mobile Home/Other | Existing |  | 220101245.7613 | N/A | N/A | N/A | N/A | N/A | 0 | N/A | N/A | Commercial | Variable Refrigerant Flow (VRF) HVAC Systems | Hospitals | New | N_HS_Variable Refrigerant Flow (VRF) HVAC Systems | 556.7314 | 909.8725 | N/A | 720.2925 | N/A | N/A | 2468.3574 | N/A | 1324.6884 | Small C&I | Central air conditioner - 50% cycling | 0-15,000 kWh | New |  | 0 | N/A | N/A | N/A | 0 | 0 | 0 | 0 | N/A | Commercial | High Bay LED | Assembly | Turnover | T_AS_High Bay LED | 0 | 0 | N/A | 0 | 0 | 0 | 0 | N/A | 0
Residential | Central air conditioner - 50% cycling | Single Family | Existing |  | 0 | N/A | N/A | N/A | N/A | N/A | 0 | N/A | N/A | Commercial | Variable Refrigerant Flow (VRF) HVAC Systems | Lodging/Hospitality | New | N_LG_Variable Refrigerant Flow (VRF) HVAC Systems | 2202.5069 | 3596.4858 | N/A | 3815.6166 | N/A | N/A | 13075.6681 | N/A | 8862.9428 | Small C&I | Central air conditioner - 50% cycling | 15,001-25,000 kWh | New |  | 0 | N/A | N/A | N/A | 0 | 0 | 0 | 0 | N/A | Commercial | High Bay LED | Institutional | Turnover | T_IN_High Bay LED | 0 | 0 | N/A | 0 | 0 | 0 | 0 | N/A | 0
Residential | Central air conditioner - 50% cycling | Multi Family | Existing |  | 0 | N/A | N/A | N/A | N/A | N/A | 0 | N/A | N/A | Commercial | Variable Refrigerant Flow (VRF) HVAC Systems | Restaurants | New | N_RS_Variable Refrigerant Flow (VRF) HVAC Systems | 3165.0889 | 5172.7409 | N/A | 4094.9543 | N/A | N/A | 14032.9253 | N/A | 8910.0284 | Small C&I | Central air conditioner - 50% cycling | 25,001-50,000 kWh | New |  | 0 | N/A | N/A | N/A | 0 | 0 | 0 | 0 | N/A | Commercial | High Bay LED | Lodging/Hospitality | Turnover | T_LG_High Bay LED | 0 | 0 | N/A | 0 | 0 | 0 | 0 | N/A | 0
Residential | Central air conditioner - 50% cycling | Mobile Home/Other | Existing |  | 0 | N/A | N/A | N/A | N/A | N/A | 0 | N/A | N/A | Commercial | Variable Refrigerant Flow (VRF) HVAC Systems | Retail | New | N_RT_Variable Refrigerant Flow (VRF) HVAC Systems | 2460.7327 | 4021.6036 | N/A | 3183.6666 | N/A | N/A | 10910.05 | N/A | 9042.4217 | Small C&I | Central air conditioner - 50% cycling | 50,001 kWh + | New |  | 0 | N/A | N/A | N/A | 0 | 0 | 0 | 0 | N/A | Commercial | High Bay LED | Offices | Turnover | T_OF_High Bay LED | 0 | 0 | N/A | 0 | 0 | 0 | 0 | N/A | 0
Residential | Central Heating - 50% cycling | Single Family | Existing |  | 0 | N/A | N/A | N/A | N/A | N/A | 0 | N/A | N/A | Commercial | High Bay Fluorescent (T5) | Schools K-12 | Turnover | T_SC_High Bay Fluorescent (T5) | 0 | 0 | N/A | 0 | N/A | N/A | 0 | N/A | 0 | Small C&I | Central Heating - 50% cycling | 0-15,000 kWh | New |  | 0 | N/A | N/A | N/A | 0 | 0 | 0 | 0 | N/A | Commercial | High Bay LED | Restaurants | Turnover | T_RS_High Bay LED | 0 | 0 | N/A | 0 | 0 | 0 | 0 | N/A | 0
Residential | Central Heating - 50% cycling | Multi Family | Existing |  | 0 | N/A | N/A | N/A | N/A | N/A | 0 | N/A | N/A | Commercial | High Bay Fluorescent (T5) | Schools K-12 | New | N_SC_High Bay Fluorescent (T5) | 0 | 0 | N/A | 0 | N/A | N/A | 0 | N/A | 0 | Small C&I | Central Heating - 50% cycling | 15,001-25,000 kWh | New |  | 0 | N/A | N/A | N/A | 0 | 0 | 0 | 0 | N/A | Commercial | High Bay LED | Schools K-12 | Turnover | T_SC_High Bay LED | 0 | 0 | N/A | 0 | 0 | 0 | 0 | N/A | 0
Residential | Central Heating - 50% cycling | Mobile Home/Other | Existing |  | 0 | N/A | N/A | N/A | N/A | N/A | 0 | N/A | N/A | Commercial | High Bay LED | Assembly | Turnover | T_AS_High Bay LED | 2049101.9311 | 3345989.9511 | N/A | 4072697.7482 | N/A | N/A | 13956654.8393 | N/A | 3226861.4445 | Small C&I | Central Heating - 50% cycling | 25,001-50,000 kWh | New |  | 0 | N/A | N/A | N/A | 0 | 0 | 0 | 0 | N/A | Commercial | High Bay LED | Warehouse | Turnover | T_WR_High Bay LED | 0 | 0 | N/A | 0 | 0 | 0 | 0 | N/A | 0
Residential | Water heater switches | Single Family | Existing |  | 164551553.8617 | N/A | N/A | N/A | N/A | N/A | 0 | N/A | N/A | Commercial | High Bay LED | Institutional | Turnover | T_IN_High Bay LED | 0 | 0 | N/A | 0 | N/A | N/A | 0 | N/A | 0 | Small C&I | Central Heating - 50% cycling | 50,001 kWh + | New |  | 0 | N/A | N/A | N/A | 0 | 0 | 0 | 0 | N/A | Commercial | High Bay LED | Assembly | New | N_AS_High Bay LED | 0 | 0 | N/A | 0 | 0 | 0 | 0 | N/A | 0
Residential | Water heater switches | Multi Family | Existing |  | 85295217.9099 | N/A | N/A | N/A | N/A | N/A | 0 | N/A | N/A | Commercial | High Bay LED | Lodging/Hospitality | Turnover | T_LG_High Bay LED | 0 | 0 | N/A | 0 | N/A | N/A | 0 | N/A | 0 | Small C&I | Smart thermostats - BYOT | 0-15,000 kWh | New |  | 0 | N/A | N/A | N/A | 0 | 0 | 0 | 0 | N/A | Commercial | High Bay LED | Institutional | New | N_IN_High Bay LED | 0 | 0 | N/A | 0 | 0 | 0 | 0 | N/A | 0
Residential | Water heater switches | Mobile Home/Other | Existing |  | 32845198.0916 | N/A | N/A | N/A | N/A | N/A | 0 | N/A | N/A | Commercial | High Bay LED | Offices | Turnover | T_OF_High Bay LED | 0 | 0 | N/A | 0 | N/A | N/A | 0 | N/A | 0 | Small C&I | Smart thermostats - BYOT | 15,001-25,000 kWh | New |  | 0 | N/A | N/A | N/A | 0 | 0 | 0 | 0 | N/A | Commercial | High Bay LED | Lodging/Hospitality | New | N_LG_High Bay LED | 0 | 0 | N/A | 0 | 0 | 0 | 0 | N/A | 0
Residential | Pool pump switches | Single Family | Existing |  | 156703526.8409 | N/A | N/A | N/A | N/A | N/A | 0 | N/A | N/A | Commercial | High Bay LED | Restaurants | Turnover | T_RS_High Bay LED | 0 | 0 | N/A | 0 | N/A | N/A | 0 | N/A | 0 | Small C&I | Smart thermostats - BYOT | 25,001-50,000 kWh | New |  | 0 | N/A | N/A | N/A | 0 | 0 | 0 | 0 | N/A | Commercial | High Bay LED | Offices | New | N_OF_High Bay LED | 0 | 0 | N/A | 0 | 0 | 0 | 0 | N/A | 0
Residential | Pool pump switches | Multi Family | Existing |  | 0 | N/A | N/A | N/A | N/A | N/A | 0 | N/A | N/A | Commercial | High Bay LED | Schools K-12 | Turnover | T_SC_High Bay LED | 0 | 0 | N/A | 0 | N/A | N/A | 0 | N/A | 0 | Small C&I | Smart thermostats - BYOT | 50,001 kWh + | New |  | 0 | N/A | N/A | N/A | 0 | 0 | 0 | 0 | N/A | Commercial | High Bay LED | Restaurants | New | N_RS_High Bay LED | 0 | 0 | N/A | 0 | 0 | 0 | 0 | N/A | 0
Residential | Pool pump switches | Mobile Home/Other | Existing |  | 0 | N/A | N/A | N/A | N/A | N/A | 0 | N/A | N/A | Commercial | High Bay LED | Warehouse | Turnover | T_WR_High Bay LED | 9254975.4614 | 15112500.9554 | N/A | 18394749.9871 | N/A | N/A | 63036638.6853 | N/A | 10961324.2545 | Large C&I | Auto DR | 0-50 kW | New |  | 25438904.4236 | N/A | N/A | N/A | 998442.5842 | 12301378.3665 | 0 | 146981.4479 | N/A | Commercial | High Bay LED | Schools K-12 | New | N_SC_High Bay LED | 0 | 0 | N/A | 0 | 0 | 0 | 0 | N/A | 0
Residential | Room AC control | Single Family | New |  | 0 | N/A | N/A | N/A | N/A | N/A | 0 | N/A | N/A | Commercial | High Bay LED | Assembly | New | N_AS_High Bay LED | 0 | 0 | N/A | 0 | N/A | N/A | 0 | N/A | 0 | Large C&I | Auto DR | 51-300 kW | New |  | 35949660.4423 | N/A | N/A | N/A | 1410975.5387 | 17384018.112 | 0 | 207710.7195 | N/A | Commercial | High Bay LED | Warehouse | New | N_WR_High Bay LED | 0 | 0 | N/A | 0 | 0 | 0 | 0 | N/A | 0
Residential | Room AC control | Multi Family | New |  | 0 | N/A | N/A | N/A | N/A | N/A | 0 | N/A | N/A | Commercial | High Bay LED | Institutional | New | N_IN_High Bay LED | 0 | 0 | N/A | 0 | N/A | N/A | 0 | N/A | 0 | Large C&I | Auto DR | 301-500 kW | New |  | 38455944.576 | N/A | N/A | N/A | 1509343.8003 | 18595970.8325 | 0 | 222191.5818 | N/A | Commercial | Premium T8 - Fixture Replacement | Grocery | Turnover | T_GR_Premium T8 - Fixture Replacement | 0 | 0 | N/A | 0 | 0 | 0 | 0 | N/A | 0
Residential | Room AC control | Mobile Home/Other | New |  | 0 | N/A | N/A | N/A | N/A | N/A | 0 | N/A | N/A | Commercial | High Bay LED | Lodging/Hospitality | New | N_LG_High Bay LED | 0 | 0 | N/A | 0 | N/A | N/A | 0 | N/A | 0 | Large C&I | Auto DR | 501 kW + | Existing |  | 0 | N/A | N/A | N/A | 0 | 0 | 0 | 0 | N/A | Commercial | Premium T8 - Fixture Replacement | Healthcare | Turnover | T_HC_Premium T8 - Fixture Replacement | 0 | 0 | N/A | 0 | 0 | 0 | 0 | N/A | 0
Residential | Smart thermostats - Utility Installation | Single Family | New |  | 0 | N/A | N/A | N/A | N/A | N/A | 0 | N/A | N/A | Commercial | High Bay LED | Offices | New | N_OF_High Bay LED | 0 | 0 | N/A | 0 | N/A | N/A | 0 | N/A | 0 | Large C&I | CPP | 0-50 kW | New |  | 0 | N/A | N/A | N/A | 0 | 0 | 0 | 0 | N/A | Commercial | Premium T8 - Fixture Replacement | Retail | Turnover | T_RT_Premium T8 - Fixture Replacement | 0 | 0 | N/A | 0 | 0 | 0 | 0 | N/A | 0
Residential | Smart thermostats - Utility Installation | Multi Family | New |  | 0 | N/A | N/A | N/A | N/A | N/A | 0 | N/A | N/A | Commercial | High Bay LED | Restaurants | New | N_RS_High Bay LED | 0 | 0 | N/A | 0 | N/A | N/A | 0 | N/A | 0 | Large C&I | CPP | 51-300 kW | New |  | 0 | N/A | N/A | N/A | 0 | 0 | 0 | 0 | N/A | Commercial | Premium T8 - Fixture Replacement | Grocery | New | N_GR_Premium T8 - Fixture Replacement | 0 | 0 | N/A | 0 | 0 | 0 | 0 | N/A | 0
Residential | Smart thermostats - Utility Installation | Mobile Home/Other | New |  | 0 | N/A | N/A | N/A | N/A | N/A | 0 | N/A | N/A | Commercial | High Bay LED | Schools K-12 | New | N_SC_High Bay LED | 0 | 0 | N/A | 0 | N/A | N/A | 0 | N/A | 0 | Large C&I | CPP | 301-500 kW | New |  | 0 | N/A | N/A | N/A | 0 | 0 | 0 | 0 | N/A | Commercial | Premium T8 - Fixture Replacement | Healthcare | New | N_HC_Premium T8 - Fixture Replacement | 0 | 0 | N/A | 0 | 0 | 0 | 0 | N/A | 0
Residential | Smart thermostats - BYOT | Single Family | New |  | 0 | N/A | N/A | N/A | N/A | N/A | 0 | N/A | N/A | Commercial | High Bay LED | Warehouse | New | N_WR_High Bay LED | 0 | 0 | N/A | 0 | N/A | N/A | 0 | N/A | 0 | Large C&I | CPP | 501 kW + | New |  | 0 | N/A | N/A | N/A | 0 | 0 | 0 | 0 | N/A | Commercial | Premium T8 - Fixture Replacement | Retail | New | N_RT_Premium T8 - Fixture Replacement | 0 | 0 | N/A | 0 | 0 | 0 | 0 | N/A | 0
Residential | Smart thermostats - BYOT | Multi Family | New |  | 0 | N/A | N/A | N/A | N/A | N/A | 0 | N/A | N/A | Commercial | Premium T8 - Fixture Replacement | Grocery | Turnover | T_GR_Premium T8 - Fixture Replacement | 68304.7347 | 530263.575 | N/A | 430226.0746 | N/A | N/A | 1589129.2217 | N/A | 838153.7408 | Large C&I | Firm Service Level | 0-50 kW | New |  | 0 | N/A | N/A | N/A | 0 | 0 | 0 | 0 | N/A | Commercial | Efficient Battery Charger | Assembly | Turnover | T_AS_Efficient Battery Charger | 0 | 0 | N/A | 0 | 0 | 0 | 0 | N/A | 0
Residential | Smart thermostats - BYOT | Mobile Home/Other | New |  | 0 | N/A | N/A | N/A | N/A | N/A | 0 | N/A | N/A | Commercial | Premium T8 - Fixture Replacement | Healthcare | Turnover | T_HC_Premium T8 - Fixture Replacement | 47386.0639 | 367867.67 | N/A | 300273.1711 | N/A | N/A | 1109121.2245 | N/A | 645017.4184 | Large C&I | Firm Service Level | 51-300 kW | New |  | 0 | N/A | N/A | N/A | 0 | 0 | 0 | 0 | N/A | Commercial | Efficient Battery Charger | College and University | Turnover | T_CU_Efficient Battery Charger | 0 | 0 | N/A | 0 | 0 | 0 | 0 | N/A | 0
Residential | CPP + Tech | Single Family | New |  | 0 | N/A | N/A | N/A | N/A | N/A | 0 | N/A | N/A | Commercial | Premium T8 - Fixture Replacement | Hospitals | Turnover | T_HS_Premium T8 - Fixture Replacement | 20395.4011 | 158333.6546 | N/A | 298958.6281 | N/A | N/A | 1104265.6874 | N/A | 474705.9176 | Large C&I | Firm Service Level | 301-500 kW | New |  | 0 | N/A | N/A | N/A | 0 | 0 | 0 | 0 | N/A | Commercial | Efficient Battery Charger | Grocery | Turnover | T_GR_Efficient Battery Charger | 0 | 0 | N/A | 0 | 0 | 0 | 0 | N/A | 0
Residential | CPP + Tech | Multi Family | New |  | 0 | N/A | N/A | N/A | N/A | N/A | 0 | N/A | N/A | Commercial | Premium T8 - Fixture Replacement | Retail | Turnover | T_RT_Premium T8 - Fixture Replacement | 281400.3837 | 2184568.5224 | N/A | 1772436.1699 | N/A | N/A | 6546860.5409 | N/A | 3840986.2431 | Large C&I | Firm Service Level | 501 kW + | Existing |  | 0 | N/A | N/A | N/A | 0 | 0 | 0 | 0 | N/A | Commercial | Efficient Battery Charger | Healthcare | Turnover | T_HC_Efficient Battery Charger | 0 | 0 | N/A | 0 | 0 | 0 | 0 | N/A | 0
Residential | CPP + Tech | Mobile Home/Other | New |  | 0 | N/A | N/A | N/A | N/A | N/A | 0 | N/A | N/A | Commercial | Premium T8 - Fixture Replacement | Grocery | New | N_GR_Premium T8 - Fixture Replacement | 0 | 0 | N/A | 0 | N/A | N/A | 0 | N/A | 0 | Large C&I | Guaranteed Load Drop | 0-50 kW | New |  | 0 | N/A | N/A | N/A | 0 | 0 | 0 | 0 | N/A | Commercial | Efficient Battery Charger | Hospitals | Turnover | T_HS_Efficient Battery Charger | 0 | 0 | N/A | 0 | 0 | 0 | 0 | N/A | 0
Small C&I | Central air conditioner - Load Shed | 0-15,000 kWh | New |  | 55147083.0814 | N/A | N/A | N/A | N/A | N/A | 0 | N/A | N/A | Commercial | Premium T8 - Fixture Replacement | Healthcare | New | N_HC_Premium T8 - Fixture Replacement | 0 | 0 | N/A | 0 | N/A | N/A | 0 | N/A | 0 | Large C&I | Guaranteed Load Drop | 51-300 kW | New |  | 0 | N/A | N/A | N/A | 0 | 0 | 0 | 0 | N/A | Commercial | Efficient Battery Charger | Institutional | Turnover | T_IN_Efficient Battery Charger | 0 | 0 | N/A | 0 | 0 | 0 | 0 | N/A | 0
Small C&I | Central air conditioner - Load Shed | 15,001-25,000 kWh | New |  | 15124212.5822 | N/A | N/A | N/A | N/A | N/A | 0 | N/A | N/A | Commercial | Premium T8 - Fixture Replacement | Hospitals | New | N_HS_Premium T8 - Fixture Replacement | 0 | 0 | N/A | 0 | N/A | N/A | 0 | N/A | 0 | Large C&I | Guaranteed Load Drop | 301-500 kW | New |  | 0 | N/A | N/A | N/A | 0 | 0 | 0 | 0 | N/A | Commercial | Efficient Battery Charger | Lodging/Hospitality | Turnover | T_LG_Efficient Battery Charger | 0 | 0 | N/A | 0 | 0 | 0 | 0 | N/A | 0
Small C&I | Central air conditioner - Load Shed | 25,001-50,000 kWh | New |  | 9269929.9182 | N/A | N/A | N/A | N/A | N/A | 0 | N/A | N/A | Commercial | Premium T8 - Fixture Replacement | Retail | New | N_RT_Premium T8 - Fixture Replacement | 0 | 0 | N/A | 0 | N/A | N/A | 0 | N/A | 0 | Large C&I | Guaranteed Load Drop | 501 kW + | Existing |  | 0 | N/A | N/A | N/A | 0 | 0 | 0 | 0 | N/A | Commercial | Efficient Battery Charger | Miscellaneous | Turnover | T_MS_Efficient Battery Charger | 0 | 0 | N/A | 0 | 0 | 0 | 0 | N/A | 0
Small C&I | Central air conditioner - Load Shed | 50,001 kWh + | New |  | 10096365.9779 | N/A | N/A | N/A | N/A | N/A | 0 | N/A | N/A | Commercial | Efficient Battery Charger | Assembly | Turnover | T_AS_Efficient Battery Charger | 0 | 534279.6137 | N/A | 187548.5866 | N/A | N/A | 706127.0291 | N/A | 442870.6954 | [14 empty] | Commercial | Efficient Battery Charger | Offices | Turnover | T_OF_Efficient Battery Charger | 0 | 0 | N/A | 0 | 0 | 0 | 0 | N/A | 0
Small C&I | Central Heating - Load Shed | 0-15,000 kWh | New |  | 27807742.7796 | N/A | N/A | N/A | N/A | N/A | 0 | N/A | N/A | Commercial | Efficient Battery Charger | College and University | Turnover | T_CU_Efficient Battery Charger | 0 | 0 | N/A | 0 | N/A | N/A | 0 | N/A | 0 | [14 empty] | Commercial | Efficient Battery Charger | Restaurants | Turnover | T_RS_Efficient Battery Charger | 0 | 0 | N/A | 0 | 0 | 0 | 0 | N/A | 0
Small C&I | Central Heating - Load Shed | 15,001-25,000 kWh | New |  | 12969073.5286 | N/A | N/A | N/A | N/A | N/A | 0 | N/A | N/A | Commercial | Efficient Battery Charger | Grocery | Turnover | T_GR_Efficient Battery Charger | 0 | 704067.2595 | N/A | 247149.2753 | N/A | N/A | 930525.7201 | N/A | 583609.6846 | [14 empty] | Commercial | Efficient Battery Charger | Retail | Turnover | T_RT_Efficient Battery Charger | 0 | 0 | N/A | 0 | 0 | 0 | 0 | N/A | 0
Small C&I | Central Heating - Load Shed | 25,001-50,000 kWh | New |  | 10822589.3231 | N/A | N/A | N/A | N/A | N/A | 0 | N/A | N/A | Commercial | Efficient Battery Charger | Healthcare | Turnover | T_HC_Efficient Battery Charger | 0 | 732770.6289 | N/A | 257225.0414 | N/A | N/A | 968461.3337 | N/A | 607402.2473 | [14 empty] | Commercial | Efficient Battery Charger | Schools K-12 | Turnover | T_SC_Efficient Battery Charger | 0 | 0 | N/A | 0 | 0 | 0 | 0 | N/A | 0
Small C&I | Central Heating - Load Shed | 50,001 kWh + | New |  | 6630162.5515 | N/A | N/A | N/A | N/A | N/A | 0 | N/A | N/A | Commercial | Efficient Battery Charger | Hospitals | Turnover | T_HS_Efficient Battery Charger | 0 | 960017.7606 | N/A | 336995.778 | N/A | N/A | 1268800.9646 | N/A | 795770.0844 | [14 empty] | Commercial | Efficient Battery Charger | Warehouse | Turnover | T_WR_Efficient Battery Charger | 0 | 0 | N/A | 0 | 0 | 0 | 0 | N/A | 0
Small C&I | Central air conditioner - 50% cycling | 0-15,000 kWh | New |  | 0 | N/A | N/A | N/A | N/A | N/A | 0 | N/A | N/A | Commercial | Efficient Battery Charger | Institutional | Turnover | T_IN_Efficient Battery Charger | 0 | 753251.5489 | N/A | 264414.4746 | N/A | N/A | 995529.8028 | N/A | 624379.1243 | [14 empty] | Commercial | Efficient Battery Charger | Assembly | New | N_AS_Efficient Battery Charger | 0 | 0 | N/A | 0 | 0 | 0 | 0 | N/A | 0
Small C&I | Central air conditioner - 50% cycling | 15,001-25,000 kWh | New |  | 0 | N/A | N/A | N/A | N/A | N/A | 0 | N/A | N/A | Commercial | Efficient Battery Charger | Lodging/Hospitality | Turnover | T_LG_Efficient Battery Charger | 0 | 1703798.5702 | N/A | 598085.7316 | N/A | N/A | 2251813.8289 | N/A | 1412298.8008 | [14 empty] | Commercial | Efficient Battery Charger | College and University | New | N_CU_Efficient Battery Charger | 0 | 0 | N/A | 0 | 0 | 0 | 0 | N/A | 0
Small C&I | Central air conditioner - 50% cycling | 25,001-50,000 kWh | New |  | 0 | N/A | N/A | N/A | N/A | N/A | 0 | N/A | N/A | Commercial | Efficient Battery Charger | Miscellaneous | Turnover | T_MS_Efficient Battery Charger | 0 | 0 | N/A | 0 | N/A | N/A | 0 | N/A | 0 | [14 empty] | Commercial | Efficient Battery Charger | Grocery | New | N_GR_Efficient Battery Charger | 0 | 0 | N/A | 0 | 0 | 0 | 0 | N/A | 0
Small C&I | Central air conditioner - 50% cycling | 50,001 kWh + | New |  | 0 | N/A | N/A | N/A | N/A | N/A | 0 | N/A | N/A | Commercial | Efficient Battery Charger | Offices | Turnover | T_OF_Efficient Battery Charger | 0 | 4358869.4375 | N/A | 1530097.3143 | N/A | N/A | 5760870.2399 | N/A | 3613118.4677 | [14 empty] | Commercial | Efficient Battery Charger | Healthcare | New | N_HC_Efficient Battery Charger | 0 | 0 | N/A | 0 | 0 | 0 | 0 | N/A | 0
Small C&I | Central Heating - 50% cycling | 0-15,000 kWh | New |  | 0 | N/A | N/A | N/A | N/A | N/A | 0 | N/A | N/A | Commercial | Efficient Battery Charger | Restaurants | Turnover | T_RS_Efficient Battery Charger | 0 | 0 | N/A | 0 | N/A | N/A | 0 | N/A | 0 | [14 empty] | Commercial | Efficient Battery Charger | Hospitals | New | N_HS_Efficient Battery Charger | 0 | 0 | N/A | 0 | 0 | 0 | 0 | N/A | 0
Small C&I | Central Heating - 50% cycling | 15,001-25,000 kWh | New |  | 0 | N/A | N/A | N/A | N/A | N/A | 0 | N/A | N/A | Commercial | Efficient Battery Charger | Retail | Turnover | T_RT_Efficient Battery Charger | 0 | 2373253.9061 | N/A | 833085.1566 | N/A | N/A | 3136594.9348 | N/A | 1967218.2522 | [14 empty] | Commercial | Efficient Battery Charger | Institutional | New | N_IN_Efficient Battery Charger | 0 | 0 | N/A | 0 | 0 | 0 | 0 | N/A | 0
Small C&I | Central Heating - 50% cycling | 25,001-50,000 kWh | New |  | 0 | N/A | N/A | N/A | N/A | N/A | 0 | N/A | N/A | Commercial | Efficient Battery Charger | Schools K-12 | Turnover | T_SC_Efficient Battery Charger | 0 | 0 | N/A | 0 | N/A | N/A | 0 | N/A | 0 | [14 empty] | Commercial | Efficient Battery Charger | Lodging/Hospitality | New | N_LG_Efficient Battery Charger | 0 | 0 | N/A | 0 | 0 | 0 | 0 | N/A | 0
Small C&I | Central Heating - 50% cycling | 50,001 kWh + | New |  | 0 | N/A | N/A | N/A | N/A | N/A | 0 | N/A | N/A | Commercial | Efficient Battery Charger | Warehouse | Turnover | T_WR_Efficient Battery Charger | 0 | 801766.6413 | N/A | 281444.765 | N/A | N/A | 1059649.4457 | N/A | 664593.8586 | [14 empty] | Commercial | Efficient Battery Charger | Miscellaneous | New | N_MS_Efficient Battery Charger | 0 | 0 | N/A | 0 | 0 | 0 | 0 | N/A | 0
Small C&I | Smart thermostats - Utility Installation | 0-15,000 kWh | New |  | 0 | N/A | N/A | N/A | N/A | N/A | 0 | N/A | N/A | Commercial | Efficient Battery Charger | Assembly | New | N_AS_Efficient Battery Charger | 0 | 9177.7766 | N/A | 3221.682 | N/A | N/A | 12129.7462 | N/A | 7607.5677 | [14 empty] | Commercial | Efficient Battery Charger | Offices | New | N_OF_Efficient Battery Charger | 0 | 0 | N/A | 0 | 0 | 0 | 0 | N/A | 0
Small C&I | Smart thermostats - Utility Installation | 15,001-25,000 kWh | New |  | 0 | N/A | N/A | N/A | N/A | N/A | 0 | N/A | N/A | Commercial | Efficient Battery Charger | College and University | New | N_CU_Efficient Battery Charger | 0 | 0 | N/A | 0 | N/A | N/A | 0 | N/A | 0 | [14 empty] | Commercial | Efficient Battery Charger | Restaurants | New | N_RS_Efficient Battery Charger | 0 | 0 | N/A | 0 | 0 | 0 | 0 | N/A | 0
Small C&I | Smart thermostats - Utility Installation | 25,001-50,000 kWh | New |  | 0 | N/A | N/A | N/A | N/A | N/A | 0 | N/A | N/A | Commercial | Efficient Battery Charger | Grocery | New | N_GR_Efficient Battery Charger | 0 | 12686.5423 | N/A | 4453.3668 | N/A | N/A | 16767.0826 | N/A | 10516.0251 | [14 empty] | Commercial | Efficient Battery Charger | Retail | New | N_RT_Efficient Battery Charger | 0 | 0 | N/A | 0 | 0 | 0 | 0 | N/A | 0
Small C&I | Smart thermostats - Utility Installation | 50,001 kWh + | New |  | 0 | N/A | N/A | N/A | N/A | N/A | 0 | N/A | N/A | Commercial | Efficient Battery Charger | Healthcare | New | N_HC_Efficient Battery Charger | 0 | 12378.7771 | N/A | 4345.3317 | N/A | N/A | 16360.3268 | N/A | 10260.9148 | [14 empty] | Commercial | Efficient Battery Charger | Schools K-12 | New | N_SC_Efficient Battery Charger | 0 | 0 | N/A | 0 | 0 | 0 | 0 | N/A | 0
Small C&I | Smart thermostats - BYOT | 0-15,000 kWh | New |  | 0 | N/A | N/A | N/A | N/A | N/A | 0 | N/A | N/A | Commercial | Efficient Battery Charger | Hospitals | New | N_HS_Efficient Battery Charger | 0 | 16491.0439 | N/A | 5788.8639 | N/A | N/A | 21795.2764 | N/A | 13669.6215 | [14 empty] | Commercial | Efficient Battery Charger | Warehouse | New | N_WR_Efficient Battery Charger | 0 | 0 | N/A | 0 | 0 | 0 | 0 | N/A | 0
Small C&I | Smart thermostats - BYOT | 15,001-25,000 kWh | New |  | 0 | N/A | N/A | N/A | N/A | N/A | 0 | N/A | N/A | Commercial | Efficient Battery Charger | Institutional | New | N_IN_Efficient Battery Charger | 0 | 12939.2443 | N/A | 4542.0729 | N/A | N/A | 17101.0645 | N/A | 10725.4927 | [14 empty] | Commercial | Variable Speed Pool Pump | Assembly | Turnover | T_AS_Variable Speed Pool Pump | 0 | 0 | N/A | 0 | 0 | 0 | 0 | N/A | 0
Small C&I | Smart thermostats - BYOT | 25,001-50,000 kWh | New |  | 0 | N/A | N/A | N/A | N/A | N/A | 0 | N/A | N/A | Commercial | Efficient Battery Charger | Lodging/Hospitality | New | N_LG_Efficient Battery Charger | 0 | 28782.4618 | N/A | 10103.5299 | N/A | N/A | 38040.1455 | N/A | 23858.1233 | [14 empty] | Commercial | Variable Speed Pool Pump | College and University | Turnover | T_CU_Variable Speed Pool Pump | 0 | 0 | N/A | 0 | 0 | 0 | 0 | N/A | 0
Small C&I | Smart thermostats - BYOT | 50,001 kWh + | New |  | 0 | N/A | N/A | N/A | N/A | N/A | 0 | N/A | N/A | Commercial | Efficient Battery Charger | Miscellaneous | New | N_MS_Efficient Battery Charger | 0 | 0 | N/A | 0 | N/A | N/A | 0 | N/A | 0 | [14 empty] | Commercial | Variable Speed Pool Pump | Grocery | Turnover | T_GR_Variable Speed Pool Pump | 0 | 0 | N/A | 0 | 0 | 0 | 0 | N/A | 0
Small C&I | CPP + Tech | 0-15,000 kWh | New |  | 0 | N/A | N/A | N/A | N/A | N/A | 0 | N/A | N/A | Commercial | Efficient Battery Charger | Offices | New | N_OF_Efficient Battery Charger | 0 | 74876.0185 | N/A | 26283.7868 | N/A | N/A | 98959.3822 | N/A | 62065.6179 | [14 empty] | Commercial | Variable Speed Pool Pump | Healthcare | Turnover | T_HC_Variable Speed Pool Pump | 0 | 0 | N/A | 0 | 0 | 0 | 0 | N/A | 0
Small C&I | CPP + Tech | 15,001-25,000 kWh | New |  | 0 | N/A | N/A | N/A | N/A | N/A | 0 | N/A | N/A | Commercial | Efficient Battery Charger | Restaurants | New | N_RS_Efficient Battery Charger | 0 | 0 | N/A | 0 | N/A | N/A | 0 | N/A | 0 | [14 empty] | Commercial | Variable Speed Pool Pump | Hospitals | Turnover | T_HS_Variable Speed Pool Pump | 0 | 0 | N/A | 0 | 0 | 0 | 0 | N/A | 0
Small C&I | CPP + Tech | 25,001-50,000 kWh | New |  | 0 | N/A | N/A | N/A | N/A | N/A | 0 | N/A | N/A | Commercial | Efficient Battery Charger | Retail | New | N_RT_Efficient Battery Charger | 0 | 40091.6464 | N/A | 14073.4017 | N/A | N/A | 52986.8526 | N/A | 33232.4402 | [14 empty] | Commercial | Variable Speed Pool Pump | Institutional | Turnover | T_IN_Variable Speed Pool Pump | 0 | 0 | N/A | 0 | 0 | 0 | 0 | N/A | 0
Small C&I | CPP + Tech | 50,001 kWh + | New |  | 0 | N/A | N/A | N/A | N/A | N/A | 0 | N/A | N/A | Commercial | Efficient Battery Charger | Schools K-12 | New | N_SC_Efficient Battery Charger | 0 | 0 | N/A | 0 | N/A | N/A | 0 | N/A | 0 | [14 empty] | Commercial | Variable Speed Pool Pump | Lodging/Hospitality | Turnover | T_LG_Variable Speed Pool Pump | 0 | 0 | N/A | 0 | 0 | 0 | 0 | N/A | 0
Large C&I | Auto DR | 0-50 kW | New |  | 435392477.6112 | N/A | N/A | N/A | N/A | N/A | 0 | N/A | N/A | Commercial | Efficient Battery Charger | Warehouse | New | N_WR_Efficient Battery Charger | 0 | 13544.3344 | N/A | 4754.4782 | N/A | N/A | 17900.7778 | N/A | 11227.0591 | [14 empty] | Commercial | Variable Speed Pool Pump | Miscellaneous | Turnover | T_MS_Variable Speed Pool Pump | 0 | 0 | N/A | 0 | 0 | 0 | 0 | N/A | 0
Large C&I | Auto DR | 51-300 kW | New |  | 607869250.5891 | N/A | N/A | N/A | N/A | N/A | 0 | N/A | N/A | Commercial | Solar Pool Heater | Assembly | Turnover | T_AS_Solar Pool Heater | 106.3856 | 173.8672 | N/A | 1045.5767 | N/A | N/A | 3971.2578 | N/A | 1230.7265 | [14 empty] | Commercial | Variable Speed Pool Pump | Offices | Turnover | T_OF_Variable Speed Pool Pump | 0 | 0 | N/A | 0 | 0 | 0 | 0 | N/A | 0
Large C&I | Auto DR | 301-500 kW | New |  | 150634630.4148 | N/A | N/A | N/A | N/A | N/A | 0 | N/A | N/A | Commercial | Solar Pool Heater | College and University | Turnover | T_CU_Solar Pool Heater | 0 | 0 | N/A | 0 | N/A | N/A | 0 | N/A | 0 | [14 empty] | Commercial | Variable Speed Pool Pump | Restaurants | Turnover | T_RS_Variable Speed Pool Pump | 0 | 0 | N/A | 0 | 0 | 0 | 0 | N/A | 0
Large C&I | Auto DR | 501 kW + | Existing |  | 323741398.6299 | N/A | N/A | N/A | N/A | N/A | 0 | N/A | N/A | Commercial | Solar Pool Heater | Grocery | Turnover | T_GR_Solar Pool Heater | 0 | 0 | N/A | 0 | N/A | N/A | 0 | N/A | 0 | [14 empty] | Commercial | Variable Speed Pool Pump | Retail | Turnover | T_RT_Variable Speed Pool Pump | 0 | 0 | N/A | 0 | 0 | 0 | 0 | N/A | 0
Large C&I | CPP | 0-50 kW | New |  | 0 | N/A | N/A | N/A | N/A | N/A | 0 | N/A | N/A | Commercial | Solar Pool Heater | Healthcare | Turnover | T_HC_Solar Pool Heater | 0 | 0 | N/A | 0 | N/A | N/A | 0 | N/A | 0 | [14 empty] | Commercial | Variable Speed Pool Pump | Schools K-12 | Turnover | T_SC_Variable Speed Pool Pump | 0 | 0 | N/A | 0 | 0 | 0 | 0 | N/A | 0
Large C&I | CPP | 51-300 kW | New |  | 0 | N/A | N/A | N/A | N/A | N/A | 0 | N/A | N/A | Commercial | Solar Pool Heater | Hospitals | Turnover | T_HS_Solar Pool Heater | 0 | 0 | N/A | 0 | N/A | N/A | 0 | N/A | 0 | [14 empty] | Commercial | Variable Speed Pool Pump | Assembly | New | N_AS_Variable Speed Pool Pump | 0 | 0 | N/A | 0 | 0 | 0 | 0 | N/A | 0
Large C&I | CPP | 301-500 kW | New |  | 0 | N/A | N/A | N/A | N/A | N/A | 0 | N/A | N/A | Commercial | Solar Pool Heater | Institutional | Turnover | T_IN_Solar Pool Heater | 0 | 0 | N/A | 0 | N/A | N/A | 0 | N/A | 0 | [14 empty] | Commercial | Variable Speed Pool Pump | College and University | New | N_CU_Variable Speed Pool Pump | 0 | 0 | N/A | 0 | 0 | 0 | 0 | N/A | 0
Large C&I | CPP | 501 kW + | New |  | 0 | N/A | N/A | N/A | N/A | N/A | 0 | N/A | N/A | Commercial | Solar Pool Heater | Lodging/Hospitality | Turnover | T_LG_Solar Pool Heater | 4279.8404 | 6994.592 | N/A | 42063.0453 | N/A | N/A | 159761.786 | N/A | 49511.5315 | [14 empty] | Commercial | Variable Speed Pool Pump | Grocery | New | N_GR_Variable Speed Pool Pump | 0 | 0 | N/A | 0 | 0 | 0 | 0 | N/A | 0
Large C&I | Firm Service Level | 0-50 kW | New |  | 0 | N/A | N/A | N/A | N/A | N/A | 0 | N/A | N/A | Commercial | Solar Pool Heater | Miscellaneous | Turnover | T_MS_Solar Pool Heater | 0 | 0 | N/A | 0 | N/A | N/A | 0 | N/A | 0 | [14 empty] | Commercial | Variable Speed Pool Pump | Healthcare | New | N_HC_Variable Speed Pool Pump | 0 | 0 | N/A | 0 | 0 | 0 | 0 | N/A | 0
Large C&I | Firm Service Level | 51-300 kW | New |  | 0 | N/A | N/A | N/A | N/A | N/A | 0 | N/A | N/A | Commercial | Solar Pool Heater | Offices | Turnover | T_OF_Solar Pool Heater | 0 | 0 | N/A | 0 | N/A | N/A | 0 | N/A | 0 | [14 empty] | Commercial | Variable Speed Pool Pump | Hospitals | New | N_HS_Variable Speed Pool Pump | 0 | 0 | N/A | 0 | 0 | 0 | 0 | N/A | 0
Large C&I | Firm Service Level | 301-500 kW | New |  | 0 | N/A | N/A | N/A | N/A | N/A | 0 | N/A | N/A | Commercial | Solar Pool Heater | Restaurants | Turnover | T_RS_Solar Pool Heater | 0 | 0 | N/A | 0 | N/A | N/A | 0 | N/A | 0 | [14 empty] | Commercial | Variable Speed Pool Pump | Institutional | New | N_IN_Variable Speed Pool Pump | 0 | 0 | N/A | 0 | 0 | 0 | 0 | N/A | 0
Large C&I | Firm Service Level | 501 kW + | Existing |  | 0 | N/A | N/A | N/A | N/A | N/A | 0 | N/A | N/A | Commercial | Solar Pool Heater | Retail | Turnover | T_RT_Solar Pool Heater | 0 | 0 | N/A | 0 | N/A | N/A | 0 | N/A | 0 | [14 empty] | Commercial | Variable Speed Pool Pump | Lodging/Hospitality | New | N_LG_Variable Speed Pool Pump | 0 | 0 | N/A | 0 | 0 | 0 | 0 | N/A | 0
Large C&I | Guaranteed Load Drop | 0-50 kW | New |  | 0 | N/A | N/A | N/A | N/A | N/A | 0 | N/A | N/A | Commercial | Solar Pool Heater | Schools K-12 | Turnover | T_SC_Solar Pool Heater | 0 | 0 | N/A | 0 | N/A | N/A | 0 | N/A | 0 | [14 empty] | Commercial | Variable Speed Pool Pump | Miscellaneous | New | N_MS_Variable Speed Pool Pump | 0 | 0 | N/A | 0 | 0 | 0 | 0 | N/A | 0
Large C&I | Guaranteed Load Drop | 51-300 kW | New |  | 0 | N/A | N/A | N/A | N/A | N/A | 0 | N/A | N/A | Commercial | Solar Pool Heater | Warehouse | Turnover | T_WR_Solar Pool Heater | 0 | 0 | N/A | 0 | N/A | N/A | 0 | N/A | 0 | [14 empty] | Commercial | Variable Speed Pool Pump | Offices | New | N_OF_Variable Speed Pool Pump | 0 | 0 | N/A | 0 | 0 | 0 | 0 | N/A | 0
Large C&I | Guaranteed Load Drop | 301-500 kW | New |  | 0 | N/A | N/A | N/A | N/A | N/A | 0 | N/A | N/A | Commercial | Solar Pool Heater | Assembly | New | N_AS_Solar Pool Heater | 1.9869 | 3.2471 | N/A | 19.5272 | N/A | N/A | 74.1673 | N/A | 22.9851 | [14 empty] | Commercial | Variable Speed Pool Pump | Restaurants | New | N_RS_Variable Speed Pool Pump | 0 | 0 | N/A | 0 | 0 | 0 | 0 | N/A | 0
Large C&I | Guaranteed Load Drop | 501 kW + | Existing |  | 0 | N/A | N/A | N/A | N/A | N/A | 0 | N/A | N/A | Commercial | Solar Pool Heater | College and University | New | N_CU_Solar Pool Heater | 0 | 0 | N/A | 0 | N/A | N/A | 0 | N/A | 0 | [14 empty] | Commercial | Variable Speed Pool Pump | Retail | New | N_RT_Variable Speed Pool Pump | 0 | 0 | N/A | 0 | 0 | 0 | 0 | N/A | 0
[14 empty] | Commercial | Solar Pool Heater | Grocery | New | N_GR_Solar Pool Heater | 0 | 0 | N/A | 0 | N/A | N/A | 0 | N/A | 0 | [14 empty] | Commercial | Variable Speed Pool Pump | Schools K-12 | New | N_SC_Variable Speed Pool Pump | 0 | 0 | N/A | 0 | 0 | 0 | 0 | N/A | 0
[14 empty] | Commercial | Solar Pool Heater | Healthcare | New | N_HC_Solar Pool Heater | 0 | 0 | N/A | 0 | N/A | N/A | 0 | N/A | 0 | [14 empty] | Commercial | Energy Star Uninterruptable Power Supply | Assembly | Turnover | T_AS_Energy Star Uninterruptable Power Supply | 0 | 0 | N/A | 0 | 0 | 0 | 0 | N/A | 0
[14 empty] | Commercial | Solar Pool Heater | Hospitals | New | N_HS_Solar Pool Heater | 0 | 0 | N/A | 0 | N/A | N/A | 0 | N/A | 0 | [14 empty] | Commercial | Energy Star Uninterruptable Power Supply | College and University | Turnover | T_CU_Energy Star Uninterruptable Power Supply | 0 | 0 | N/A | 0 | 0 | 0 | 0 | N/A | 0
[14 empty] | Commercial | Solar Pool Heater | Institutional | New | N_IN_Solar Pool Heater | 0 | 0 | N/A | 0 | N/A | N/A | 0 | N/A | 0 | [14 empty] | Commercial | Energy Star Uninterruptable Power Supply | Grocery | Turnover | T_GR_Energy Star Uninterruptable Power Supply | 0 | 0 | N/A | 0 | 0 | 0 | 0 | N/A | 0
[14 empty] | Commercial | Solar Pool Heater | Lodging/Hospitality | New | N_LG_Solar Pool Heater | 77.1182 | 126.0351 | N/A | 757.9313 | N/A | N/A | 2878.7373 | N/A | 892.1451 | [14 empty] | Commercial | Energy Star Uninterruptable Power Supply | Healthcare | Turnover | T_HC_Energy Star Uninterruptable Power Supply | 0 | 0 | N/A | 0 | 0 | 0 | 0 | N/A | 0
[14 empty] | Commercial | Solar Pool Heater | Miscellaneous | New | N_MS_Solar Pool Heater | 0 | 0 | N/A | 0 | N/A | N/A | 0 | N/A | 0 | [14 empty] | Commercial | Energy Star Uninterruptable Power Supply | Hospitals | Turnover | T_HS_Energy Star Uninterruptable Power Supply | 0 | 0 | N/A | 0 | 0 | 0 | 0 | N/A | 0
[14 empty] | Commercial | Solar Pool Heater | Offices | New | N_OF_Solar Pool Heater | 0 | 0 | N/A | 0 | N/A | N/A | 0 | N/A | 0 | [14 empty] | Commercial | Energy Star Uninterruptable Power Supply | Institutional | Turnover | T_IN_Energy Star Uninterruptable Power Supply | 0 | 0 | N/A | 0 | 0 | 0 | 0 | N/A | 0
[14 empty] | Commercial | Solar Pool Heater | Restaurants | New | N_RS_Solar Pool Heater | 0 | 0 | N/A | 0 | N/A | N/A | 0 | N/A | 0 | [14 empty] | Commercial | Energy Star Uninterruptable Power Supply | Lodging/Hospitality | Turnover | T_LG_Energy Star Uninterruptable Power Supply | 0 | 0 | N/A | 0 | 0 | 0 | 0 | N/A | 0
[14 empty] | Commercial | Solar Pool Heater | Retail | New | N_RT_Solar Pool Heater | 0 | 0 | N/A | 0 | N/A | N/A | 0 | N/A | 0 | [14 empty] | Commercial | Energy Star Uninterruptable Power Supply | Miscellaneous | Turnover | T_MS_Energy Star Uninterruptable Power Supply | 0 | 0 | N/A | 0 | 0 | 0 | 0 | N/A | 0
[14 empty] | Commercial | Solar Pool Heater | Schools K-12 | New | N_SC_Solar Pool Heater | 0 | 0 | N/A | 0 | N/A | N/A | 0 | N/A | 0 | [14 empty] | Commercial | Energy Star Uninterruptable Power Supply | Offices | Turnover | T_OF_Energy Star Uninterruptable Power Supply | 0 | 0 | N/A | 0 | 0 | 0 | 0 | N/A | 0
[14 empty] | Commercial | Solar Pool Heater | Warehouse | New | N_WR_Solar Pool Heater | 0 | 0 | N/A | 0 | N/A | N/A | 0 | N/A | 0 | [14 empty] | Commercial | Energy Star Uninterruptable Power Supply | Restaurants | Turnover | T_RS_Energy Star Uninterruptable Power Supply | 0 | 0 | N/A | 0 | 0 | 0 | 0 | N/A | 0
[14 empty] | Commercial | Variable Speed Pool Pump | Assembly | Turnover | T_AS_Variable Speed Pool Pump | 1649.7506 | 4870.0977 | N/A | 4268.7255 | N/A | N/A | 15370.3999 | N/A | 6547.72 | [14 empty] | Commercial | Energy Star Uninterruptable Power Supply | Retail | Turnover | T_RT_Energy Star Uninterruptable Power Supply | 0 | 0 | N/A | 0 | 0 | 0 | 0 | N/A | 0
[14 empty] | Commercial | Variable Speed Pool Pump | College and University | Turnover | T_CU_Variable Speed Pool Pump | 0 | 0 | N/A | 0 | N/A | N/A | 0 | N/A | 0 | [14 empty] | Commercial | Energy Star Uninterruptable Power Supply | Schools K-12 | Turnover | T_SC_Energy Star Uninterruptable Power Supply | 0 | 0 | N/A | 0 | 0 | 0 | 0 | N/A | 0
[14 empty] | Commercial | Variable Speed Pool Pump | Grocery | Turnover | T_GR_Variable Speed Pool Pump | 0 | 0 | N/A | 0 | N/A | N/A | 0 | N/A | 0 | [14 empty] | Commercial | Energy Star Uninterruptable Power Supply | Warehouse | Turnover | T_WR_Energy Star Uninterruptable Power Supply | 0 | 0 | N/A | 0 | 0 | 0 | 0 | N/A | 0
[14 empty] | Commercial | Variable Speed Pool Pump | Healthcare | Turnover | T_HC_Variable Speed Pool Pump | 0 | 0 | N/A | 0 | N/A | N/A | 0 | N/A | 0 | [14 empty] | Commercial | Energy Star Uninterruptable Power Supply | Assembly | New | N_AS_Energy Star Uninterruptable Power Supply | 0 | 0 | N/A | 0 | 0 | 0 | 0 | N/A | 0
[14 empty] | Commercial | Variable Speed Pool Pump | Hospitals | Turnover | T_HS_Variable Speed Pool Pump | 0 | 0 | N/A | 0 | N/A | N/A | 0 | N/A | 0 | [14 empty] | Commercial | Energy Star Uninterruptable Power Supply | College and University | New | N_CU_Energy Star Uninterruptable Power Supply | 0 | 0 | N/A | 0 | 0 | 0 | 0 | N/A | 0
[14 empty] | Commercial | Variable Speed Pool Pump | Institutional | Turnover | T_IN_Variable Speed Pool Pump | 0 | 0 | N/A | 0 | N/A | N/A | 0 | N/A | 0 | [14 empty] | Commercial | Energy Star Uninterruptable Power Supply | Grocery | New | N_GR_Energy Star Uninterruptable Power Supply | 0 | 0 | N/A | 0 | 0 | 0 | 0 | N/A | 0
[14 empty] | Commercial | Variable Speed Pool Pump | Lodging/Hospitality | Turnover | T_LG_Variable Speed Pool Pump | 149411.8109 | 441066.7267 | N/A | 386602.6714 | N/A | N/A | 1392040.2416 | N/A | 593002.7704 | [14 empty] | Commercial | Energy Star Uninterruptable Power Supply | Healthcare | New | N_HC_Energy Star Uninterruptable Power Supply | 0 | 0 | N/A | 0 | 0 | 0 | 0 | N/A | 0
[14 empty] | Commercial | Variable Speed Pool Pump | Miscellaneous | Turnover | T_MS_Variable Speed Pool Pump | 0 | 0 | N/A | 0 | N/A | N/A | 0 | N/A | 0 | [14 empty] | Commercial | Energy Star Uninterruptable Power Supply | Hospitals | New | N_HS_Energy Star Uninterruptable Power Supply | 0 | 0 | N/A | 0 | 0 | 0 | 0 | N/A | 0
[14 empty] | Commercial | Variable Speed Pool Pump | Offices | Turnover | T_OF_Variable Speed Pool Pump | 0 | 0 | N/A | 0 | N/A | N/A | 0 | N/A | 0 | [14 empty] | Commercial | Energy Star Uninterruptable Power Supply | Institutional | New | N_IN_Energy Star Uninterruptable Power Supply | 0 | 0 | N/A | 0 | 0 | 0 | 0 | N/A | 0
[14 empty] | Commercial | Variable Speed Pool Pump | Restaurants | Turnover | T_RS_Variable Speed Pool Pump | 0 | 0 | N/A | 0 | N/A | N/A | 0 | N/A | 0 | [14 empty] | Commercial | Energy Star Uninterruptable Power Supply | Lodging/Hospitality | New | N_LG_Energy Star Uninterruptable Power Supply | 0 | 0 | N/A | 0 | 0 | 0 | 0 | N/A | 0
[14 empty] | Commercial | Variable Speed Pool Pump | Retail | Turnover | T_RT_Variable Speed Pool Pump | 0 | 0 | N/A | 0 | N/A | N/A | 0 | N/A | 0 | [14 empty] | Commercial | Energy Star Uninterruptable Power Supply | Miscellaneous | New | N_MS_Energy Star Uninterruptable Power Supply | 0 | 0 | N/A | 0 | 0 | 0 | 0 | N/A | 0
[14 empty] | Commercial | Variable Speed Pool Pump | Schools K-12 | Turnover | T_SC_Variable Speed Pool Pump | 0 | 0 | N/A | 0 | N/A | N/A | 0 | N/A | 0 | [14 empty] | Commercial | Energy Star Uninterruptable Power Supply | Offices | New | N_OF_Energy Star Uninterruptable Power Supply | 0 | 0 | N/A | 0 | 0 | 0 | 0 | N/A | 0
[14 empty] | Commercial | Variable Speed Pool Pump | Assembly | New | N_AS_Variable Speed Pool Pump | 29.7267 | 87.754 | N/A | 76.9179 | N/A | N/A | 276.9582 | N/A | 117.9829 | [14 empty] | Commercial | Energy Star Uninterruptable Power Supply | Restaurants | New | N_RS_Energy Star Uninterruptable Power Supply | 0 | 0 | N/A | 0 | 0 | 0 | 0 | N/A | 0
[14 empty] | Commercial | Variable Speed Pool Pump | College and University | New | N_CU_Variable Speed Pool Pump | 0 | 0 | N/A | 0 | N/A | N/A | 0 | N/A | 0 | [14 empty] | Commercial | Energy Star Uninterruptable Power Supply | Retail | New | N_RT_Energy Star Uninterruptable Power Supply | 0 | 0 | N/A | 0 | 0 | 0 | 0 | N/A | 0
[14 empty] | Commercial | Variable Speed Pool Pump | Grocery | New | N_GR_Variable Speed Pool Pump | 0 | 0 | N/A | 0 | N/A | N/A | 0 | N/A | 0 | [14 empty] | Commercial | Energy Star Uninterruptable Power Supply | Schools K-12 | New | N_SC_Energy Star Uninterruptable Power Supply | 0 | 0 | N/A | 0 | 0 | 0 | 0 | N/A | 0
[14 empty] | Commercial | Variable Speed Pool Pump | Healthcare | New | N_HC_Variable Speed Pool Pump | 0 | 0 | N/A | 0 | N/A | N/A | 0 | N/A | 0 | [14 empty] | Commercial | Energy Star Uninterruptable Power Supply | Warehouse | New | N_WR_Energy Star Uninterruptable Power Supply | 0 | 0 | N/A | 0 | 0 | 0 | 0 | N/A | 0
[14 empty] | Commercial | Variable Speed Pool Pump | Hospitals | New | N_HS_Variable Speed Pool Pump | 0 | 0 | N/A | 0 | N/A | N/A | 0 | N/A | 0 | [14 empty] | Commercial | Energy Star Commercial Solid Door Refrigerator | Assembly | Turnover | T_AS_Energy Star Commercial Solid Door Refrigerator | 0 | 0 | N/A | 0 | 0 | 0 | 0 | N/A | 0
[14 empty] | Commercial | Variable Speed Pool Pump | Institutional | New | N_IN_Variable Speed Pool Pump | 0 | 0 | N/A | 0 | N/A | N/A | 0 | N/A | 0 | [14 empty] | Commercial | Energy Star Commercial Solid Door Refrigerator | College and University | Turnover | T_CU_Energy Star Commercial Solid Door Refrigerator | 0 | 0 | N/A | 0 | 0 | 0 | 0 | N/A | 0
[14 empty] | Commercial | Variable Speed Pool Pump | Lodging/Hospitality | New | N_LG_Variable Speed Pool Pump | 2692.2417 | 7947.5527 | N/A | 6966.1685 | N/A | N/A | 25083.0828 | N/A | 10685.2785 | [14 empty] | Commercial | Energy Star Commercial Solid Door Refrigerator | Grocery | Turnover | T_GR_Energy Star Commercial Solid Door Refrigerator | 0 | 0 | N/A | 0 | 0 | 0 | 0 | N/A | 0
[14 empty] | Commercial | Variable Speed Pool Pump | Miscellaneous | New | N_MS_Variable Speed Pool Pump | 0 | 0 | N/A | 0 | N/A | N/A | 0 | N/A | 0 | [14 empty] | Commercial | Energy Star Commercial Solid Door Refrigerator | Healthcare | Turnover | T_HC_Energy Star Commercial Solid Door Refrigerator | 0 | 0 | N/A | 0 | 0 | 0 | 0 | N/A | 0
[14 empty] | Commercial | Variable Speed Pool Pump | Offices | New | N_OF_Variable Speed Pool Pump | 0 | 0 | N/A | 0 | N/A | N/A | 0 | N/A | 0 | [14 empty] | Commercial | Energy Star Commercial Solid Door Refrigerator | Hospitals | Turnover | T_HS_Energy Star Commercial Solid Door Refrigerator | 0 | 0 | N/A | 0 | 0 | 0 | 0 | N/A | 0
[14 empty] | Commercial | Variable Speed Pool Pump | Restaurants | New | N_RS_Variable Speed Pool Pump | 0 | 0 | N/A | 0 | N/A | N/A | 0 | N/A | 0 | [14 empty] | Commercial | Energy Star Commercial Solid Door Refrigerator | Institutional | Turnover | T_IN_Energy Star Commercial Solid Door Refrigerator | 0 | 0 | N/A | 0 | 0 | 0 | 0 | N/A | 0
[14 empty] | Commercial | Variable Speed Pool Pump | Retail | New | N_RT_Variable Speed Pool Pump | 0 | 0 | N/A | 0 | N/A | N/A | 0 | N/A | 0 | [14 empty] | Commercial | Energy Star Commercial Solid Door Refrigerator | Lodging/Hospitality | Turnover | T_LG_Energy Star Commercial Solid Door Refrigerator | 0 | 0 | N/A | 0 | 0 | 0 | 0 | N/A | 0
[14 empty] | Commercial | Variable Speed Pool Pump | Schools K-12 | New | N_SC_Variable Speed Pool Pump | 0 | 0 | N/A | 0 | N/A | N/A | 0 | N/A | 0 | [14 empty] | Commercial | Energy Star Commercial Solid Door Refrigerator | Miscellaneous | Turnover | T_MS_Energy Star Commercial Solid Door Refrigerator | 0 | 0 | N/A | 0 | 0 | 0 | 0 | N/A | 0
[14 empty] | Commercial | Energy Star Uninterruptable Power Supply | Assembly | Turnover | T_AS_Energy Star Uninterruptable Power Supply | 0 | 0 | N/A | 0 | N/A | N/A | 0 | N/A | 0 | [14 empty] | Commercial | Energy Star Commercial Solid Door Refrigerator | Offices | Turnover | T_OF_Energy Star Commercial Solid Door Refrigerator | 0 | 0 | N/A | 0 | 0 | 0 | 0 | N/A | 0
[14 empty] | Commercial | Energy Star Uninterruptable Power Supply | College and University | Turnover | T_CU_Energy Star Uninterruptable Power Supply | 609.3863 | 1798.9207 | N/A | 3250.6483 | N/A | N/A | 11704.6094 | N/A | 4291.553 | [14 empty] | Commercial | Energy Star Commercial Solid Door Refrigerator | Restaurants | Turnover | T_RS_Energy Star Commercial Solid Door Refrigerator | 0 | 0 | N/A | 0 | 0 | 0 | 0 | N/A | 0
[14 empty] | Commercial | Energy Star Uninterruptable Power Supply | Grocery | Turnover | T_GR_Energy Star Uninterruptable Power Supply | 0 | 0 | N/A | 0 | N/A | N/A | 0 | N/A | 0 | [14 empty] | Commercial | Energy Star Commercial Solid Door Refrigerator | Retail | Turnover | T_RT_Energy Star Commercial Solid Door Refrigerator | 0 | 0 | N/A | 0 | 0 | 0 | 0 | N/A | 0
[14 empty] | Commercial | Energy Star Uninterruptable Power Supply | Healthcare | Turnover | T_HC_Energy Star Uninterruptable Power Supply | 2163.7039 | 6387.2983 | N/A | 11541.8427 | N/A | N/A | 41558.7131 | N/A | 15237.708 | [14 empty] | Commercial | Energy Star Commercial Solid Door Refrigerator | Schools K-12 | Turnover | T_SC_Energy Star Commercial Solid Door Refrigerator | 0 | 0 | N/A | 0 | 0 | 0 | 0 | N/A | 0
[14 empty] | Commercial | Energy Star Uninterruptable Power Supply | Hospitals | Turnover | T_HS_Energy Star Uninterruptable Power Supply | 2594.3166 | 7658.4758 | N/A | 13838.8595 | N/A | N/A | 49829.5814 | N/A | 18270.2628 | [14 empty] | Commercial | Energy Star Commercial Solid Door Refrigerator | Warehouse | Turnover | T_WR_Energy Star Commercial Solid Door Refrigerator | 0 | 0 | N/A | 0 | 0 | 0 | 0 | N/A | 0
[14 empty] | Commercial | Energy Star Uninterruptable Power Supply | Institutional | Turnover | T_IN_Energy Star Uninterruptable Power Supply | 1436.6245 | 4240.9449 | N/A | 7663.384 | N/A | N/A | 27593.5468 | N/A | 10117.3106 | [14 empty] | Commercial | Energy Star Commercial Solid Door Refrigerator | Assembly | New | N_AS_Energy Star Commercial Solid Door Refrigerator | 0 | 0 | N/A | 0 | 0 | 0 | 0 | N/A | 0
[14 empty] | Commercial | Energy Star Uninterruptable Power Supply | Lodging/Hospitality | Turnover | T_LG_Energy Star Uninterruptable Power Supply | 17463.8768 | 51553.722 | N/A | 93157.5331 | N/A | N/A | 335432.3301 | N/A | 122987.9253 | [14 empty] | Commercial | Energy Star Commercial Solid Door Refrigerator | College and University | New | N_CU_Energy Star Commercial Solid Door Refrigerator | 0 | 0 | N/A | 0 | 0 | 0 | 0 | N/A | 0
[14 empty] | Commercial | Energy Star Uninterruptable Power Supply | Miscellaneous | Turnover | T_MS_Energy Star Uninterruptable Power Supply | 1021.1142 | 3014.35 | N/A | 5446.9279 | N/A | N/A | 19612.7534 | N/A | 7191.1132 | [14 empty] | Commercial | Energy Star Commercial Solid Door Refrigerator | Grocery | New | N_GR_Energy Star Commercial Solid Door Refrigerator | 0 | 0 | N/A | 0 | 0 | 0 | 0 | N/A | 0
[14 empty] | Commercial | Energy Star Uninterruptable Power Supply | Offices | Turnover | T_OF_Energy Star Uninterruptable Power Supply | 11862.9576 | 35019.6939 | N/A | 63280.5579 | N/A | N/A | 227854.3052 | N/A | 83543.9096 | [14 empty] | Commercial | Energy Star Commercial Solid Door Refrigerator | Healthcare | New | N_HC_Energy Star Commercial Solid Door Refrigerator | 0 | 0 | N/A | 0 | 0 | 0 | 0 | N/A | 0
[14 empty] | Commercial | Energy Star Uninterruptable Power Supply | Restaurants | Turnover | T_RS_Energy Star Uninterruptable Power Supply | 0 | 0 | N/A | 0 | N/A | N/A | 0 | N/A | 0 | [14 empty] | Commercial | Energy Star Commercial Solid Door Refrigerator | Hospitals | New | N_HS_Energy Star Commercial Solid Door Refrigerator | 0 | 0 | N/A | 0 | 0 | 0 | 0 | N/A | 0
[14 empty] | Commercial | Energy Star Uninterruptable Power Supply | Retail | Turnover | T_RT_Energy Star Uninterruptable Power Supply | 0 | 0 | N/A | 0 | N/A | N/A | 0 | N/A | 0 | [14 empty] | Commercial | Energy Star Commercial Solid Door Refrigerator | Institutional | New | N_IN_Energy Star Commercial Solid Door Refrigerator | 0 | 0 | N/A | 0 | 0 | 0 | 0 | N/A | 0
[14 empty] | Commercial | Energy Star Uninterruptable Power Supply | Schools K-12 | Turnover | T_SC_Energy Star Uninterruptable Power Supply | 699.6362 | 2065.3405 | N/A | 3732.0685 | N/A | N/A | 13438.0592 | N/A | 4927.131 | [14 empty] | Commercial | Energy Star Commercial Solid Door Refrigerator | Lodging/Hospitality | New | N_LG_Energy Star Commercial Solid Door Refrigerator | 0 | 0 | N/A | 0 | 0 | 0 | 0 | N/A | 0
[14 empty] | Commercial | Energy Star Uninterruptable Power Supply | Warehouse | Turnover | T_WR_Energy Star Uninterruptable Power Supply | 0 | 0 | N/A | 0 | N/A | N/A | 0 | N/A | 0 | [14 empty] | Commercial | Energy Star Commercial Solid Door Refrigerator | Miscellaneous | New | N_MS_Energy Star Commercial Solid Door Refrigerator | 0 | 0 | N/A | 0 | 0 | 0 | 0 | N/A | 0
[14 empty] | Commercial | Energy Star Uninterruptable Power Supply | Assembly | New | N_AS_Energy Star Uninterruptable Power Supply | 0 | 0 | N/A | 0 | N/A | N/A | 0 | N/A | 0 | [14 empty] | Commercial | Energy Star Commercial Solid Door Refrigerator | Offices | New | N_OF_Energy Star Commercial Solid Door Refrigerator | 0 | 0 | N/A | 0 | 0 | 0 | 0 | N/A | 0
[14 empty] | Commercial | Energy Star Uninterruptable Power Supply | College and University | New | N_CU_Energy Star Uninterruptable Power Supply | 10.9805 | 32.4146 | N/A | 58.5732 | N/A | N/A | 210.9046 | N/A | 77.3292 | [14 empty] | Commercial | Energy Star Commercial Solid Door Refrigerator | Restaurants | New | N_RS_Energy Star Commercial Solid Door Refrigerator | 0 | 0 | N/A | 0 | 0 | 0 | 0 | N/A | 0
[14 empty] | Commercial | Energy Star Uninterruptable Power Supply | Grocery | New | N_GR_Energy Star Uninterruptable Power Supply | 0 | 0 | N/A | 0 | N/A | N/A | 0 | N/A | 0 | [14 empty] | Commercial | Energy Star Commercial Solid Door Refrigerator | Retail | New | N_RT_Energy Star Commercial Solid Door Refrigerator | 0 | 0 | N/A | 0 | 0 | 0 | 0 | N/A | 0
[14 empty] | Commercial | Energy Star Uninterruptable Power Supply | Healthcare | New | N_HC_Energy Star Uninterruptable Power Supply | 38.9876 | 115.0923 | N/A | 207.9717 | N/A | N/A | 748.8438 | N/A | 274.5673 | [14 empty] | Commercial | Energy Star Commercial Solid Door Refrigerator | Schools K-12 | New | N_SC_Energy Star Commercial Solid Door Refrigerator | 0 | 0 | N/A | 0 | 0 | 0 | 0 | N/A | 0
[14 empty] | Commercial | Energy Star Uninterruptable Power Supply | Hospitals | New | N_HS_Energy Star Uninterruptable Power Supply | 46.7468 | 137.9976 | N/A | 249.3615 | N/A | N/A | 897.876 | N/A | 329.2107 | [14 empty] | Commercial | Energy Star Commercial Solid Door Refrigerator | Warehouse | New | N_WR_Energy Star Commercial Solid Door Refrigerator | 0 | 0 | N/A | 0 | 0 | 0 | 0 | N/A | 0
[14 empty] | Commercial | Energy Star Uninterruptable Power Supply | Institutional | New | N_IN_Energy Star Uninterruptable Power Supply | 25.8864 | 76.4173 | N/A | 138.086 | N/A | N/A | 497.2063 | N/A | 182.3032 | [14 empty] | Commercial | Ceiling Insulation(R2 to R38) | Assembly | Existing | E_AS_Ceiling Insulation(R2 to R38) | 0 | 0 | N/A | 0 | 0 | 0 | 0 | N/A | 0
[14 empty] | Commercial | Energy Star Uninterruptable Power Supply | Lodging/Hospitality | New | N_LG_Energy Star Uninterruptable Power Supply | 314.6805 | 928.9432 | N/A | 1678.5995 | N/A | N/A | 6044.1333 | N/A | 2216.1114 | [14 empty] | Commercial | Ceiling Insulation(R2 to R38) | College and University | Existing | E_CU_Ceiling Insulation(R2 to R38) | 0 | 0 | N/A | 0 | 0 | 0 | 0 | N/A | 0
[14 empty] | Commercial | Energy Star Uninterruptable Power Supply | Miscellaneous | New | N_MS_Energy Star Uninterruptable Power Supply | 18.3994 | 54.3154 | N/A | 98.1478 | N/A | N/A | 353.4009 | N/A | 129.5762 | [14 empty] | Commercial | Ceiling Insulation(R2 to R38) | Grocery | Existing | E_GR_Ceiling Insulation(R2 to R38) | 0 | 0 | N/A | 0 | 0 | 0 | 0 | N/A | 0
[14 empty] | Commercial | Energy Star Uninterruptable Power Supply | Offices | New | N_OF_Energy Star Uninterruptable Power Supply | 213.7579 | 631.0176 | N/A | 1140.2482 | N/A | N/A | 4105.6918 | N/A | 1505.3722 | [14 empty] | Commercial | Ceiling Insulation(R2 to R38) | Healthcare | Existing | E_HC_Ceiling Insulation(R2 to R38) | 0 | 0 | N/A | 0 | 0 | 0 | 0 | N/A | 0
[14 empty] | Commercial | Energy Star Uninterruptable Power Supply | Restaurants | New | N_RS_Energy Star Uninterruptable Power Supply | 0 | 0 | N/A | 0 | N/A | N/A | 0 | N/A | 0 | [14 empty] | Commercial | Ceiling Insulation(R2 to R38) | Hospitals | Existing | E_HS_Ceiling Insulation(R2 to R38) | 0 | 0 | N/A | 0 | 0 | 0 | 0 | N/A | 0
[14 empty] | Commercial | Energy Star Uninterruptable Power Supply | Retail | New | N_RT_Energy Star Uninterruptable Power Supply | 0 | 0 | N/A | 0 | N/A | N/A | 0 | N/A | 0 | [14 empty] | Commercial | Ceiling Insulation(R2 to R38) | Institutional | Existing | E_IN_Ceiling Insulation(R2 to R38) | 0 | 0 | N/A | 0 | 0 | 0 | 0 | N/A | 0
[14 empty] | Commercial | Energy Star Uninterruptable Power Supply | Schools K-12 | New | N_SC_Energy Star Uninterruptable Power Supply | 12.6067 | 37.2152 | N/A | 67.2479 | N/A | N/A | 242.1395 | N/A | 88.7817 | [14 empty] | Commercial | Ceiling Insulation(R2 to R38) | Lodging/Hospitality | Existing | E_LG_Ceiling Insulation(R2 to R38) | 0 | 0 | N/A | 0 | 0 | 0 | 0 | N/A | 0
[14 empty] | Commercial | Energy Star Uninterruptable Power Supply | Warehouse | New | N_WR_Energy Star Uninterruptable Power Supply | 0 | 0 | N/A | 0 | N/A | N/A | 0 | N/A | 0 | [14 empty] | Commercial | Ceiling Insulation(R2 to R38) | Miscellaneous | Existing | E_MS_Ceiling Insulation(R2 to R38) | 0 | 0 | N/A | 0 | 0 | 0 | 0 | N/A | 0
[14 empty] | Commercial | Energy Star Commercial Solid Door Refrigerator | Assembly | Turnover | T_AS_Energy Star Commercial Solid Door Refrigerator | 0 | 0 | N/A | 0 | N/A | N/A | 0 | N/A | 0 | [14 empty] | Commercial | Ceiling Insulation(R2 to R38) | Offices | Existing | E_OF_Ceiling Insulation(R2 to R38) | 0 | 0 | N/A | 0 | 0 | 0 | 0 | N/A | 0
[14 empty] | Commercial | Energy Star Commercial Solid Door Refrigerator | College and University | Turnover | T_CU_Energy Star Commercial Solid Door Refrigerator | 0 | 0 | N/A | 0 | N/A | N/A | 0 | N/A | 0 | [14 empty] | Commercial | Ceiling Insulation(R2 to R38) | Restaurants | Existing | E_RS_Ceiling Insulation(R2 to R38) | 0 | 0 | N/A | 0 | 0 | 0 | 0 | N/A | 0
[14 empty] | Commercial | Energy Star Commercial Solid Door Refrigerator | Grocery | Turnover | T_GR_Energy Star Commercial Solid Door Refrigerator | 6985004.828 | 13933263.9765 | N/A | 20028854.83 | N/A | N/A | 70438610.133 | N/A | 14733025.5175 | [14 empty] | Commercial | Ceiling Insulation(R2 to R38) | Retail | Existing | E_RT_Ceiling Insulation(R2 to R38) | 0 | 0 | N/A | 0 | 0 | 0 | 0 | N/A | 0
[14 empty] | Commercial | Energy Star Commercial Solid Door Refrigerator | Healthcare | Turnover | T_HC_Energy Star Commercial Solid Door Refrigerator | 0 | 0 | N/A | 0 | N/A | N/A | 0 | N/A | 0 | [14 empty] | Commercial | Ceiling Insulation(R2 to R38) | Schools K-12 | Existing | E_SC_Ceiling Insulation(R2 to R38) | 0 | 0 | N/A | 0 | 0 | 0 | 0 | N/A | 0
[14 empty] | Commercial | Energy Star Commercial Solid Door Refrigerator | Hospitals | Turnover | T_HS_Energy Star Commercial Solid Door Refrigerator | 0 | 0 | N/A | 0 | N/A | N/A | 0 | N/A | 0 | [14 empty] | Commercial | Ceiling Insulation(R2 to R38) | Warehouse | Existing | E_WR_Ceiling Insulation(R2 to R38) | 0 | 0 | N/A | 0 | 0 | 0 | 0 | N/A | 0
[14 empty] | Commercial | Energy Star Commercial Solid Door Refrigerator | Institutional | Turnover | T_IN_Energy Star Commercial Solid Door Refrigerator | 0 | 0 | N/A | 0 | N/A | N/A | 0 | N/A | 0 | [14 empty] | Commercial | Ceiling Insulation(R2 to R38) | Assembly | New | N_AS_Ceiling Insulation(R2 to R38) | 0 | 0 | N/A | 0 | 0 | 0 | 0 | N/A | 0
[14 empty] | Commercial | Energy Star Commercial Solid Door Refrigerator | Lodging/Hospitality | Turnover | T_LG_Energy Star Commercial Solid Door Refrigerator | 0 | 0 | N/A | 0 | N/A | N/A | 0 | N/A | 0 | [14 empty] | Commercial | Ceiling Insulation(R2 to R38) | College and University | New | N_CU_Ceiling Insulation(R2 to R38) | 0 | 0 | N/A | 0 | 0 | 0 | 0 | N/A | 0
[14 empty] | Commercial | Energy Star Commercial Solid Door Refrigerator | Miscellaneous | Turnover | T_MS_Energy Star Commercial Solid Door Refrigerator | 0 | 0 | N/A | 0 | N/A | N/A | 0 | N/A | 0 | [14 empty] | Commercial | Ceiling Insulation(R2 to R38) | Grocery | New | N_GR_Ceiling Insulation(R2 to R38) | 0 | 0 | N/A | 0 | 0 | 0 | 0 | N/A | 0
[14 empty] | Commercial | Energy Star Commercial Solid Door Refrigerator | Offices | Turnover | T_OF_Energy Star Commercial Solid Door Refrigerator | 0 | 0 | N/A | 0 | N/A | N/A | 0 | N/A | 0 | [14 empty] | Commercial | Ceiling Insulation(R2 to R38) | Healthcare | New | N_HC_Ceiling Insulation(R2 to R38) | 0 | 0 | N/A | 0 | 0 | 0 | 0 | N/A | 0
[14 empty] | Commercial | Energy Star Commercial Solid Door Refrigerator | Restaurants | Turnover | T_RS_Energy Star Commercial Solid Door Refrigerator | 0 | 0 | N/A | 0 | N/A | N/A | 0 | N/A | 0 | [14 empty] | Commercial | Ceiling Insulation(R2 to R38) | Hospitals | New | N_HS_Ceiling Insulation(R2 to R38) | 0 | 0 | N/A | 0 | 0 | 0 | 0 | N/A | 0
[14 empty] | Commercial | Energy Star Commercial Solid Door Refrigerator | Retail | Turnover | T_RT_Energy Star Commercial Solid Door Refrigerator | 295349.0363 | 589144.3442 | N/A | 846886.0249 | N/A | N/A | 2978376.6992 | N/A | 622960.8993 | [14 empty] | Commercial | Ceiling Insulation(R2 to R38) | Institutional | New | N_IN_Ceiling Insulation(R2 to R38) | 0 | 0 | N/A | 0 | 0 | 0 | 0 | N/A | 0
[14 empty] | Commercial | Energy Star Commercial Solid Door Refrigerator | Schools K-12 | Turnover | T_SC_Energy Star Commercial Solid Door Refrigerator | 0 | 0 | N/A | 0 | N/A | N/A | 0 | N/A | 0 | [14 empty] | Commercial | Ceiling Insulation(R2 to R38) | Lodging/Hospitality | New | N_LG_Ceiling Insulation(R2 to R38) | 0 | 0 | N/A | 0 | 0 | 0 | 0 | N/A | 0
[14 empty] | Commercial | Energy Star Commercial Solid Door Refrigerator | Warehouse | Turnover | T_WR_Energy Star Commercial Solid Door Refrigerator | 0 | 0 | N/A | 0 | N/A | N/A | 0 | N/A | 0 | [14 empty] | Commercial | Ceiling Insulation(R2 to R38) | Miscellaneous | New | N_MS_Ceiling Insulation(R2 to R38) | 0 | 0 | N/A | 0 | 0 | 0 | 0 | N/A | 0
[14 empty] | Commercial | Energy Star Commercial Solid Door Refrigerator | Assembly | New | N_AS_Energy Star Commercial Solid Door Refrigerator | 0 | 0 | N/A | 0 | N/A | N/A | 0 | N/A | 0 | [14 empty] | Commercial | Ceiling Insulation(R2 to R38) | Offices | New | N_OF_Ceiling Insulation(R2 to R38) | 0 | 0 | N/A | 0 | 0 | 0 | 0 | N/A | 0
[14 empty] | Commercial | Energy Star Commercial Solid Door Refrigerator | College and University | New | N_CU_Energy Star Commercial Solid Door Refrigerator | 0 | 0 | N/A | 0 | N/A | N/A | 0 | N/A | 0 | [14 empty] | Commercial | Ceiling Insulation(R2 to R38) | Restaurants | New | N_RS_Ceiling Insulation(R2 to R38) | 0 | 0 | N/A | 0 | 0 | 0 | 0 | N/A | 0
[14 empty] | Commercial | Energy Star Commercial Solid Door Refrigerator | Grocery | New | N_GR_Energy Star Commercial Solid Door Refrigerator | 125862.3489 | 251062.5797 | N/A | 360898.6359 | N/A | N/A | 1269228.7465 | N/A | 265473.431 | [14 empty] | Commercial | Ceiling Insulation(R2 to R38) | Retail | New | N_RT_Ceiling Insulation(R2 to R38) | 0 | 0 | N/A | 0 | 0 | 0 | 0 | N/A | 0
[14 empty] | Commercial | Energy Star Commercial Solid Door Refrigerator | Healthcare | New | N_HC_Energy Star Commercial Solid Door Refrigerator | 0 | 0 | N/A | 0 | N/A | N/A | 0 | N/A | 0 | [14 empty] | Commercial | Ceiling Insulation(R2 to R38) | Schools K-12 | New | N_SC_Ceiling Insulation(R2 to R38) | 0 | 0 | N/A | 0 | 0 | 0 | 0 | N/A | 0
[14 empty] | Commercial | Energy Star Commercial Solid Door Refrigerator | Hospitals | New | N_HS_Energy Star Commercial Solid Door Refrigerator | 0 | 0 | N/A | 0 | N/A | N/A | 0 | N/A | 0 | [14 empty] | Commercial | Ceiling Insulation(R2 to R38) | Warehouse | New | N_WR_Ceiling Insulation(R2 to R38) | 0 | 0 | N/A | 0 | 0 | 0 | 0 | N/A | 0
[14 empty] | Commercial | Energy Star Commercial Solid Door Refrigerator | Institutional | New | N_IN_Energy Star Commercial Solid Door Refrigerator | 0 | 0 | N/A | 0 | N/A | N/A | 0 | N/A | 0 | [14 empty] | Commercial | Chilled Water System - Variable Speed Drives | Assembly | Existing | E_AS_Chilled Water System - Variable Speed Drives | 0 | 0 | N/A | 0 | 0 | 0 | 0 | N/A | 0
[14 empty] | Commercial | Energy Star Commercial Solid Door Refrigerator | Lodging/Hospitality | New | N_LG_Energy Star Commercial Solid Door Refrigerator | 0 | 0 | N/A | 0 | N/A | N/A | 0 | N/A | 0 | [14 empty] | Commercial | Chilled Water System - Variable Speed Drives | College and University | Existing | E_CU_Chilled Water System - Variable Speed Drives | 0 | 0 | N/A | 0 | 0 | 0 | 0 | N/A | 0
[14 empty] | Commercial | Energy Star Commercial Solid Door Refrigerator | Miscellaneous | New | N_MS_Energy Star Commercial Solid Door Refrigerator | 0 | 0 | N/A | 0 | N/A | N/A | 0 | N/A | 0 | [14 empty] | Commercial | Chilled Water System - Variable Speed Drives | Grocery | Existing | E_GR_Chilled Water System - Variable Speed Drives | 0 | 0 | N/A | 0 | 0 | 0 | 0 | N/A | 0
[14 empty] | Commercial | Energy Star Commercial Solid Door Refrigerator | Offices | New | N_OF_Energy Star Commercial Solid Door Refrigerator | 0 | 0 | N/A | 0 | N/A | N/A | 0 | N/A | 0 | [14 empty] | Commercial | Chilled Water System - Variable Speed Drives | Healthcare | Existing | E_HC_Chilled Water System - Variable Speed Drives | 0 | 0 | N/A | 0 | 0 | 0 | 0 | N/A | 0
[14 empty] | Commercial | Energy Star Commercial Solid Door Refrigerator | Restaurants | New | N_RS_Energy Star Commercial Solid Door Refrigerator | 0 | 0 | N/A | 0 | N/A | N/A | 0 | N/A | 0 | [14 empty] | Commercial | Chilled Water System - Variable Speed Drives | Hospitals | Existing | E_HS_Chilled Water System - Variable Speed Drives | 0 | 0 | N/A | 0 | 0 | 0 | 0 | N/A | 0
[14 empty] | Commercial | Energy Star Commercial Solid Door Refrigerator | Retail | New | N_RT_Energy Star Commercial Solid Door Refrigerator | 5321.8751 | 10615.7537 | N/A | 15259.9843 | N/A | N/A | 53667.1765 | N/A | 11225.092 | [14 empty] | Commercial | Chilled Water System - Variable Speed Drives | Institutional | Existing | E_IN_Chilled Water System - Variable Speed Drives | 0 | 0 | N/A | 0 | 0 | 0 | 0 | N/A | 0
[14 empty] | Commercial | Energy Star Commercial Solid Door Refrigerator | Schools K-12 | New | N_SC_Energy Star Commercial Solid Door Refrigerator | 0 | 0 | N/A | 0 | N/A | N/A | 0 | N/A | 0 | [14 empty] | Commercial | Chilled Water System - Variable Speed Drives | Lodging/Hospitality | Existing | E_LG_Chilled Water System - Variable Speed Drives | 0 | 0 | N/A | 0 | 0 | 0 | 0 | N/A | 0
[14 empty] | Commercial | Energy Star Commercial Solid Door Refrigerator | Warehouse | New | N_WR_Energy Star Commercial Solid Door Refrigerator | 0 | 0 | N/A | 0 | N/A | N/A | 0 | N/A | 0 | [14 empty] | Commercial | Chilled Water System - Variable Speed Drives | Miscellaneous | Existing | E_MS_Chilled Water System - Variable Speed Drives | 0 | 0 | N/A | 0 | 0 | 0 | 0 | N/A | 0
[14 empty] | Commercial | Ceiling Insulation(R2 to R38) | Assembly | Existing | E_AS_Ceiling Insulation(R2 to R38) | 0 | 0 | N/A | 0 | N/A | N/A | 0 | N/A | 0 | [14 empty] | Commercial | Chilled Water System - Variable Speed Drives | Offices | Existing | E_OF_Chilled Water System - Variable Speed Drives | 0 | 0 | N/A | 0 | 0 | 0 | 0 | N/A | 0
[14 empty] | Commercial | Ceiling Insulation(R2 to R38) | College and University | Existing | E_CU_Ceiling Insulation(R2 to R38) | 0 | 0 | N/A | 0 | N/A | N/A | 0 | N/A | 0 | [14 empty] | Commercial | Chilled Water System - Variable Speed Drives | Restaurants | Existing | E_RS_Chilled Water System - Variable Speed Drives | 0 | 0 | N/A | 0 | 0 | 0 | 0 | N/A | 0
[14 empty] | Commercial | Ceiling Insulation(R2 to R38) | Grocery | Existing | E_GR_Ceiling Insulation(R2 to R38) | 0 | 0 | N/A | 0 | N/A | N/A | 0 | N/A | 0 | [14 empty] | Commercial | Chilled Water System - Variable Speed Drives | Retail | Existing | E_RT_Chilled Water System - Variable Speed Drives | 0 | 0 | N/A | 0 | 0 | 0 | 0 | N/A | 0
[14 empty] | Commercial | Ceiling Insulation(R2 to R38) | Healthcare | Existing | E_HC_Ceiling Insulation(R2 to R38) | 5385054.1752 | 7228177.0474 | N/A | 4069809.9743 | N/A | N/A | 13696629.8957 | N/A | 3573709.5869 | [14 empty] | Commercial | Chilled Water System - Variable Speed Drives | Schools K-12 | Existing | E_SC_Chilled Water System - Variable Speed Drives | 0 | 0 | N/A | 0 | 0 | 0 | 0 | N/A | 0
[14 empty] | Commercial | Ceiling Insulation(R2 to R38) | Hospitals | Existing | E_HS_Ceiling Insulation(R2 to R38) | 0 | 0 | N/A | 0 | N/A | N/A | 0 | N/A | 0 | [14 empty] | Commercial | Chilled Water System - Variable Speed Drives | Warehouse | Existing | E_WR_Chilled Water System - Variable Speed Drives | 0 | 0 | N/A | 0 | 0 | 0 | 0 | N/A | 0
[14 empty] | Commercial | Ceiling Insulation(R2 to R38) | Institutional | Existing | E_IN_Ceiling Insulation(R2 to R38) | 0 | 0 | N/A | 0 | N/A | N/A | 0 | N/A | 0 | [14 empty] | Commercial | Chilled Water System - Variable Speed Drives | Assembly | New | N_AS_Chilled Water System - Variable Speed Drives | 0 | 0 | N/A | 0 | 0 | 0 | 0 | N/A | 0
[14 empty] | Commercial | Ceiling Insulation(R2 to R38) | Lodging/Hospitality | Existing | E_LG_Ceiling Insulation(R2 to R38) | 0 | 0 | N/A | 0 | N/A | N/A | 0 | N/A | 0 | [14 empty] | Commercial | Chilled Water System - Variable Speed Drives | College and University | New | N_CU_Chilled Water System - Variable Speed Drives | 0 | 0 | N/A | 0 | 0 | 0 | 0 | N/A | 0
[14 empty] | Commercial | Ceiling Insulation(R2 to R38) | Miscellaneous | Existing | E_MS_Ceiling Insulation(R2 to R38) | 0 | 0 | N/A | 0 | N/A | N/A | 0 | N/A | 0 | [14 empty] | Commercial | Chilled Water System - Variable Speed Drives | Grocery | New | N_GR_Chilled Water System - Variable Speed Drives | 0 | 0 | N/A | 0 | 0 | 0 | 0 | N/A | 0
[14 empty] | Commercial | Ceiling Insulation(R2 to R38) | Offices | Existing | E_OF_Ceiling Insulation(R2 to R38) | 3822384.589 | 5130658.2354 | N/A | 2888806.3926 | N/A | N/A | 9722053.9164 | N/A | 2536667.6 | [14 empty] | Commercial | Chilled Water System - Variable Speed Drives | Healthcare | New | N_HC_Chilled Water System - Variable Speed Drives | 0 | 0 | N/A | 0 | 0 | 0 | 0 | N/A | 0
[14 empty] | Commercial | Ceiling Insulation(R2 to R38) | Restaurants | Existing | E_RS_Ceiling Insulation(R2 to R38) | 0 | 0 | N/A | 0 | N/A | N/A | 0 | N/A | 0 | [14 empty] | Commercial | Chilled Water System - Variable Speed Drives | Hospitals | New | N_HS_Chilled Water System - Variable Speed Drives | 0 | 0 | N/A | 0 | 0 | 0 | 0 | N/A | 0
[14 empty] | Commercial | Ceiling Insulation(R2 to R38) | Retail | Existing | E_RT_Ceiling Insulation(R2 to R38) | 0 | 0 | N/A | 0 | N/A | N/A | 0 | N/A | 0 | [14 empty] | Commercial | Chilled Water System - Variable Speed Drives | Institutional | New | N_IN_Chilled Water System - Variable Speed Drives | 0 | 0 | N/A | 0 | 0 | 0 | 0 | N/A | 0
[14 empty] | Commercial | Ceiling Insulation(R2 to R38) | Schools K-12 | Existing | E_SC_Ceiling Insulation(R2 to R38) | 0 | 0 | N/A | 0 | N/A | N/A | 0 | N/A | 0 | [14 empty] | Commercial | Chilled Water System - Variable Speed Drives | Lodging/Hospitality | New | N_LG_Chilled Water System - Variable Speed Drives | 0 | 0 | N/A | 0 | 0 | 0 | 0 | N/A | 0
[14 empty] | Commercial | Ceiling Insulation(R2 to R38) | Warehouse | Existing | E_WR_Ceiling Insulation(R2 to R38) | 0 | 0 | N/A | 0 | N/A | N/A | 0 | N/A | 0 | [14 empty] | Commercial | Chilled Water System - Variable Speed Drives | Miscellaneous | New | N_MS_Chilled Water System - Variable Speed Drives | 0 | 0 | N/A | 0 | 0 | 0 | 0 | N/A | 0
[14 empty] | Commercial | Ceiling Insulation(R2 to R38) | Assembly | New | N_AS_Ceiling Insulation(R2 to R38) | 0 | 0 | N/A | 0 | N/A | N/A | 0 | N/A | 0 | [14 empty] | Commercial | Chilled Water System - Variable Speed Drives | Offices | New | N_OF_Chilled Water System - Variable Speed Drives | 0 | 0 | N/A | 0 | 0 | 0 | 0 | N/A | 0
[14 empty] | Commercial | Ceiling Insulation(R2 to R38) | College and University | New | N_CU_Ceiling Insulation(R2 to R38) | 0 | 0 | N/A | 0 | N/A | N/A | 0 | N/A | 0 | [14 empty] | Commercial | Chilled Water System - Variable Speed Drives | Restaurants | New | N_RS_Chilled Water System - Variable Speed Drives | 0 | 0 | N/A | 0 | 0 | 0 | 0 | N/A | 0
[14 empty] | Commercial | Ceiling Insulation(R2 to R38) | Grocery | New | N_GR_Ceiling Insulation(R2 to R38) | 0 | 0 | N/A | 0 | N/A | N/A | 0 | N/A | 0 | [14 empty] | Commercial | Chilled Water System - Variable Speed Drives | Retail | New | N_RT_Chilled Water System - Variable Speed Drives | 0 | 0 | N/A | 0 | 0 | 0 | 0 | N/A | 0
[14 empty] | Commercial | Ceiling Insulation(R2 to R38) | Healthcare | New | N_HC_Ceiling Insulation(R2 to R38) | 0 | 0 | N/A | 0 | N/A | N/A | 0 | N/A | 0 | [14 empty] | Commercial | Chilled Water System - Variable Speed Drives | Schools K-12 | New | N_SC_Chilled Water System - Variable Speed Drives | 0 | 0 | N/A | 0 | 0 | 0 | 0 | N/A | 0
[14 empty] | Commercial | Ceiling Insulation(R2 to R38) | Hospitals | New | N_HS_Ceiling Insulation(R2 to R38) | 0 | 0 | N/A | 0 | N/A | N/A | 0 | N/A | 0 | [14 empty] | Commercial | Chilled Water System - Variable Speed Drives | Warehouse | New | N_WR_Chilled Water System - Variable Speed Drives | 0 | 0 | N/A | 0 | 0 | 0 | 0 | N/A | 0
[14 empty] | Commercial | Ceiling Insulation(R2 to R38) | Institutional | New | N_IN_Ceiling Insulation(R2 to R38) | 0 | 0 | N/A | 0 | N/A | N/A | 0 | N/A | 0 | [14 empty] | Commercial | Dedicated Outdoor Air System on VRF unit | Healthcare | Existing | E_HC_Dedicated Outdoor Air System on VRF unit | 0 | 0 | N/A | 0 | 0 | 0 | 0 | N/A | 0
[14 empty] | Commercial | Ceiling Insulation(R2 to R38) | Lodging/Hospitality | New | N_LG_Ceiling Insulation(R2 to R38) | 0 | 0 | N/A | 0 | N/A | N/A | 0 | N/A | 0 | [14 empty] | Commercial | Dedicated Outdoor Air System on VRF unit | Hospitals | Existing | E_HS_Dedicated Outdoor Air System on VRF unit | 0 | 0 | N/A | 0 | 0 | 0 | 0 | N/A | 0
[14 empty] | Commercial | Ceiling Insulation(R2 to R38) | Miscellaneous | New | N_MS_Ceiling Insulation(R2 to R38) | 0 | 0 | N/A | 0 | N/A | N/A | 0 | N/A | 0 | [14 empty] | Commercial | Dedicated Outdoor Air System on VRF unit | Lodging/Hospitality | Existing | E_LG_Dedicated Outdoor Air System on VRF unit | 0 | 0 | N/A | 0 | 0 | 0 | 0 | N/A | 0
[14 empty] | Commercial | Ceiling Insulation(R2 to R38) | Offices | New | N_OF_Ceiling Insulation(R2 to R38) | 0 | 0 | N/A | 0 | N/A | N/A | 0 | N/A | 0 | [14 empty] | Commercial | Dedicated Outdoor Air System on VRF unit | Restaurants | Existing | E_RS_Dedicated Outdoor Air System on VRF unit | 0 | 0 | N/A | 0 | 0 | 0 | 0 | N/A | 0
[14 empty] | Commercial | Ceiling Insulation(R2 to R38) | Restaurants | New | N_RS_Ceiling Insulation(R2 to R38) | 0 | 0 | N/A | 0 | N/A | N/A | 0 | N/A | 0 | [14 empty] | Commercial | Dedicated Outdoor Air System on VRF unit | Healthcare | New | N_HC_Dedicated Outdoor Air System on VRF unit | 0 | 0 | N/A | 0 | 0 | 0 | 0 | N/A | 0
[14 empty] | Commercial | Ceiling Insulation(R2 to R38) | Retail | New | N_RT_Ceiling Insulation(R2 to R38) | 0 | 0 | N/A | 0 | N/A | N/A | 0 | N/A | 0 | [14 empty] | Commercial | Dedicated Outdoor Air System on VRF unit | Hospitals | New | N_HS_Dedicated Outdoor Air System on VRF unit | 0 | 0 | N/A | 0 | 0 | 0 | 0 | N/A | 0
[14 empty] | Commercial | Ceiling Insulation(R2 to R38) | Schools K-12 | New | N_SC_Ceiling Insulation(R2 to R38) | 0 | 0 | N/A | 0 | N/A | N/A | 0 | N/A | 0 | [14 empty] | Commercial | Dedicated Outdoor Air System on VRF unit | Lodging/Hospitality | New | N_LG_Dedicated Outdoor Air System on VRF unit | 0 | 0 | N/A | 0 | 0 | 0 | 0 | N/A | 0
[14 empty] | Commercial | Ceiling Insulation(R2 to R38) | Warehouse | New | N_WR_Ceiling Insulation(R2 to R38) | 0 | 0 | N/A | 0 | N/A | N/A | 0 | N/A | 0 | [14 empty] | Commercial | Dedicated Outdoor Air System on VRF unit | Restaurants | New | N_RS_Dedicated Outdoor Air System on VRF unit | 0 | 0 | N/A | 0 | 0 | 0 | 0 | N/A | 0
[14 empty] | Commercial | Chilled Water System - Variable Speed Drives | Assembly | Existing | E_AS_Chilled Water System - Variable Speed Drives | 1137136.7795 | 2100143.6335 | N/A | 4016937.6159 | N/A | N/A | 13996225.7326 | N/A | 2983541.72 | [14 empty] | Commercial | Duct Sealing Repair | Assembly | Existing | E_AS_Duct Sealing Repair | 0 | 0 | N/A | 0 | 0 | 0 | 0 | N/A | 0
[14 empty] | Commercial | Chilled Water System - Variable Speed Drives | College and University | Existing | E_CU_Chilled Water System - Variable Speed Drives | 5605.9678 | 10353.493 | N/A | 19803.091 | N/A | N/A | 68999.9592 | N/A | 14708.5551 | [14 empty] | Commercial | Duct Sealing Repair | College and University | Existing | E_CU_Duct Sealing Repair | 0 | 0 | N/A | 0 | 0 | 0 | 0 | N/A | 0
[14 empty] | Commercial | Chilled Water System - Variable Speed Drives | Grocery | Existing | E_GR_Chilled Water System - Variable Speed Drives | 0 | 0 | N/A | 0 | N/A | N/A | 0 | N/A | 0 | [14 empty] | Commercial | Duct Sealing Repair | Retail | Existing | E_RT_Duct Sealing Repair | 0 | 0 | N/A | 0 | 0 | 0 | 0 | N/A | 0
[14 empty] | Commercial | Chilled Water System - Variable Speed Drives | Healthcare | Existing | E_HC_Chilled Water System - Variable Speed Drives | 0 | 0 | N/A | 0 | N/A | N/A | 0 | N/A | 0 | [14 empty] | Commercial | Duct Sealing Repair | Schools K-12 | Existing | E_SC_Duct Sealing Repair | 0 | 0 | N/A | 0 | 0 | 0 | 0 | N/A | 0
[14 empty] | Commercial | Chilled Water System - Variable Speed Drives | Hospitals | Existing | E_HS_Chilled Water System - Variable Speed Drives | 903087.2687 | 1667884.6485 | N/A | 3190157.3191 | N/A | N/A | 11115473.0868 | N/A | 2369458.6188 | [14 empty] | Commercial | Duct Sealing Repair | Warehouse | Existing | E_WR_Duct Sealing Repair | 0 | 0 | N/A | 0 | 0 | 0 | 0 | N/A | 0
[14 empty] | Commercial | Chilled Water System - Variable Speed Drives | Institutional | Existing | E_IN_Chilled Water System - Variable Speed Drives | 715085.3342 | 1320669.544 | N/A | 2526040.1644 | N/A | N/A | 8801488.0318 | N/A | 1876191.9994 | [14 empty] | Commercial | Duct Sealing Repair | Assembly | New | N_AS_Duct Sealing Repair | 0 | 0 | N/A | 0 | 0 | 0 | 0 | N/A | 0
[14 empty] | Commercial | Chilled Water System - Variable Speed Drives | Lodging/Hospitality | Existing | E_LG_Chilled Water System - Variable Speed Drives | 519624.8065 | 959679.3886 | N/A | 1835575.5166 | N/A | N/A | 6395700.3411 | N/A | 1363356.0333 | [14 empty] | Commercial | Duct Sealing Repair | College and University | New | N_CU_Duct Sealing Repair | 0 | 0 | N/A | 0 | 0 | 0 | 0 | N/A | 0
[14 empty] | Commercial | Chilled Water System - Variable Speed Drives | Miscellaneous | Existing | E_MS_Chilled Water System - Variable Speed Drives | 793510.9773 | 1465511.4996 | N/A | 2803078.8825 | N/A | N/A | 9766774.7266 | N/A | 2081959.8386 | [14 empty] | Commercial | Duct Sealing Repair | Retail | New | N_RT_Duct Sealing Repair | 0 | 0 | N/A | 0 | 0 | 0 | 0 | N/A | 0
[14 empty] | Commercial | Chilled Water System - Variable Speed Drives | Offices | Existing | E_OF_Chilled Water System - Variable Speed Drives | 1739056.0837 | 3211810.2486 | N/A | 6143218.5861 | N/A | N/A | 21404831.8088 | N/A | 4562816.4287 | [14 empty] | Commercial | Duct Sealing Repair | Schools K-12 | New | N_SC_Duct Sealing Repair | 0 | 0 | N/A | 0 | 0 | 0 | 0 | N/A | 0
[14 empty] | Commercial | Chilled Water System - Variable Speed Drives | Restaurants | Existing | E_RS_Chilled Water System - Variable Speed Drives | 126640.0607 | 233887.7099 | N/A | 447356.2307 | N/A | N/A | 1558724.4281 | N/A | 332269.5311 | [14 empty] | Commercial | Duct Sealing Repair | Warehouse | New | N_WR_Duct Sealing Repair | 0 | 0 | N/A | 0 | 0 | 0 | 0 | N/A | 0
[14 empty] | Commercial | Chilled Water System - Variable Speed Drives | Retail | Existing | E_RT_Chilled Water System - Variable Speed Drives | 0 | 0 | N/A | 0 | N/A | N/A | 0 | N/A | 0 | [14 empty] | Commercial | ECM Motors on Furnaces | College and University | Existing | E_CU_ECM Motors on Furnaces | 0 | 0 | N/A | 0 | 0 | 0 | 0 | N/A | 0
[14 empty] | Commercial | Chilled Water System - Variable Speed Drives | Schools K-12 | Existing | E_SC_Chilled Water System - Variable Speed Drives | 355920.4419 | 657338.7331 | N/A | 1257289.5688 | N/A | N/A | 4380777.1738 | N/A | 933839.7161 | [14 empty] | Commercial | ECM Motors on Furnaces | Grocery | Existing | E_GR_ECM Motors on Furnaces | 0 | 0 | N/A | 0 | 0 | 0 | 0 | N/A | 0
[14 empty] | Commercial | Chilled Water System - Variable Speed Drives | Warehouse | Existing | E_WR_Chilled Water System - Variable Speed Drives | 0 | 0 | N/A | 0 | N/A | N/A | 0 | N/A | 0 | [14 empty] | Commercial | ECM Motors on Furnaces | Hospitals | Existing | E_HS_ECM Motors on Furnaces | 0 | 0 | N/A | 0 | 0 | 0 | 0 | N/A | 0
[14 empty] | Commercial | Chilled Water System - Variable Speed Drives | Assembly | New | N_AS_Chilled Water System - Variable Speed Drives | 18854.9584 | 34822.6543 | N/A | 66605.1729 | N/A | N/A | 232072.5696 | N/A | 49470.3506 | [14 empty] | Commercial | ECM Motors on Furnaces | Lodging/Hospitality | Existing | E_LG_ECM Motors on Furnaces | 0 | 0 | N/A | 0 | 0 | 0 | 0 | N/A | 0
[14 empty] | Commercial | Chilled Water System - Variable Speed Drives | College and University | New | N_CU_Chilled Water System - Variable Speed Drives | 59.0637 | 109.083 | N/A | 208.6427 | N/A | N/A | 726.9744 | N/A | 154.9674 | [14 empty] | Commercial | ECM Motors on Furnaces | Retail | Existing | E_RT_ECM Motors on Furnaces | 0 | 0 | N/A | 0 | 0 | 0 | 0 | N/A | 0
[14 empty] | Commercial | Chilled Water System - Variable Speed Drives | Grocery | New | N_GR_Chilled Water System - Variable Speed Drives | 0 | 0 | N/A | 0 | N/A | N/A | 0 | N/A | 0 | [14 empty] | Commercial | ECM Motors on Furnaces | Schools K-12 | Existing | E_SC_ECM Motors on Furnaces | 0 | 0 | N/A | 0 | 0 | 0 | 0 | N/A | 0
[14 empty] | Commercial | Chilled Water System - Variable Speed Drives | Healthcare | New | N_HC_Chilled Water System - Variable Speed Drives | 0 | 0 | N/A | 0 | N/A | N/A | 0 | N/A | 0 | [14 empty] | Commercial | ECM Motors on Furnaces | College and University | New | N_CU_ECM Motors on Furnaces | 0 | 0 | N/A | 0 | 0 | 0 | 0 | N/A | 0
[14 empty] | Commercial | Chilled Water System - Variable Speed Drives | Hospitals | New | N_HS_Chilled Water System - Variable Speed Drives | 937.8966 | 1732.173 | N/A | 3313.1215 | N/A | N/A | 11543.9174 | N/A | 2460.7891 | [14 empty] | Commercial | ECM Motors on Furnaces | Grocery | New | N_GR_ECM Motors on Furnaces | 0 | 0 | N/A | 0 | 0 | 0 | 0 | N/A | 0
[14 empty] | Commercial | Chilled Water System - Variable Speed Drives | Institutional | New | N_IN_Chilled Water System - Variable Speed Drives | 12885.0762 | 23797.0588 | N/A | 45516.5538 | N/A | N/A | 158593.4418 | N/A | 33806.9819 | [14 empty] | Commercial | ECM Motors on Furnaces | Hospitals | New | N_HS_ECM Motors on Furnaces | 0 | 0 | N/A | 0 | 0 | 0 | 0 | N/A | 0
[14 empty] | Commercial | Chilled Water System - Variable Speed Drives | Lodging/Hospitality | New | N_LG_Chilled Water System - Variable Speed Drives | 1871.2689 | 3455.9901 | N/A | 6610.2605 | N/A | N/A | 23032.1472 | N/A | 4909.7073 | [14 empty] | Commercial | ECM Motors on Furnaces | Lodging/Hospitality | New | N_LG_ECM Motors on Furnaces | 0 | 0 | N/A | 0 | 0 | 0 | 0 | N/A | 0
[14 empty] | Commercial | Chilled Water System - Variable Speed Drives | Miscellaneous | New | N_MS_Chilled Water System - Variable Speed Drives | 14298.2228 | 26406.9566 | N/A | 50508.4965 | N/A | N/A | 175986.8802 | N/A | 37514.6993 | [14 empty] | Commercial | ECM Motors on Furnaces | Retail | New | N_RT_ECM Motors on Furnaces | 0 | 0 | N/A | 0 | 0 | 0 | 0 | N/A | 0
[14 empty] | Commercial | Chilled Water System - Variable Speed Drives | Offices | New | N_OF_Chilled Water System - Variable Speed Drives | 16274.0313 | 30056.0178 | N/A | 57488.0434 | N/A | N/A | 200305.7326 | N/A | 42698.6904 | [14 empty] | Commercial | ECM Motors on Furnaces | Schools K-12 | New | N_SC_ECM Motors on Furnaces | 0 | 0 | N/A | 0 | 0 | 0 | 0 | N/A | 0
[14 empty] | Commercial | Chilled Water System - Variable Speed Drives | Restaurants | New | N_RS_Chilled Water System - Variable Speed Drives | 1334.2628 | 2464.2097 | N/A | 4713.2856 | N/A | N/A | 16422.5126 | N/A | 3500.7475 | [14 empty] | Commercial | Facility Commissioning | Grocery | New | N_GR_Facility Commissioning | 0 | 0 | N/A | 0 | 0 | 0 | 0 | N/A | 0
[14 empty] | Commercial | Chilled Water System - Variable Speed Drives | Retail | New | N_RT_Chilled Water System - Variable Speed Drives | 0 | 0 | N/A | 0 | N/A | N/A | 0 | N/A | 0 | [14 empty] | Commercial | Facility Commissioning | Restaurants | New | N_RS_Facility Commissioning | 0 | 0 | N/A | 0 | 0 | 0 | 0 | N/A | 0
[14 empty] | Commercial | Chilled Water System - Variable Speed Drives | Schools K-12 | New | N_SC_Chilled Water System - Variable Speed Drives | 6208.9198 | 11467.0668 | N/A | 21933.0198 | N/A | N/A | 76421.2755 | N/A | 16290.5392 | [14 empty] | Commercial | Facility Energy Management System | College and University | Existing | E_CU_Facility Energy Management System | 0 | 0 | N/A | 0 | 0 | 0 | 0 | N/A | 0
[14 empty] | Commercial | Chilled Water System - Variable Speed Drives | Warehouse | New | N_WR_Chilled Water System - Variable Speed Drives | 0 | 0 | N/A | 0 | N/A | N/A | 0 | N/A | 0 | [14 empty] | Commercial | Facility Energy Management System | Healthcare | Existing | E_HC_Facility Energy Management System | 0 | 0 | N/A | 0 | 0 | 0 | 0 | N/A | 0
[14 empty] | Commercial | Dedicated Outdoor Air System on VRF unit | Healthcare | Existing | E_HC_Dedicated Outdoor Air System on VRF unit | 59800.004 | 97731.8281 | N/A | 77368.531 | N/A | N/A | 265132.8307 | N/A | 139115.0343 | [14 empty] | Commercial | Facility Energy Management System | Hospitals | Existing | E_HS_Facility Energy Management System | 0 | 0 | N/A | 0 | 0 | 0 | 0 | N/A | 0
[14 empty] | Commercial | Dedicated Outdoor Air System on VRF unit | Hospitals | Existing | E_HS_Dedicated Outdoor Air System on VRF unit | 12311.131 | 20120.2218 | N/A | 15927.9943 | N/A | N/A | 54583.3579 | N/A | 30061.0536 | [14 empty] | Commercial | Facility Energy Management System | Lodging/Hospitality | Existing | E_LG_Facility Energy Management System | 0 | 0 | N/A | 0 | 0 | 0 | 0 | N/A | 0
[14 empty] | Commercial | Dedicated Outdoor Air System on VRF unit | Lodging/Hospitality | Existing | E_LG_Dedicated Outdoor Air System on VRF unit | 38042.4064 | 62119.6573 | N/A | 65904.5541 | N/A | N/A | 225847.134 | N/A | 156606.7837 | [14 empty] | Commercial | Facility Energy Management System | Miscellaneous | Existing | E_MS_Facility Energy Management System | 0 | 0 | N/A | 0 | 0 | 0 | 0 | N/A | 0
[14 empty] | Commercial | Dedicated Outdoor Air System on VRF unit | Restaurants | Existing | E_RS_Dedicated Outdoor Air System on VRF unit | 57700.3322 | 94300.3105 | N/A | 74652.0007 | N/A | N/A | 255823.6017 | N/A | 169731.3461 | [14 empty] | Commercial | Facility Energy Management System | Offices | Existing | E_OF_Facility Energy Management System | 0 | 0 | N/A | 0 | 0 | 0 | 0 | N/A | 0
[14 empty] | Commercial | Dedicated Outdoor Air System on VRF unit | Retail | Existing | E_RT_Dedicated Outdoor Air System on VRF unit | 41896.1014 | 68471.276 | N/A | 54204.6756 | N/A | N/A | 185753.0303 | N/A | 159976.4393 | [14 empty] | Commercial | Facility Energy Management System | Retail | Existing | E_RT_Facility Energy Management System | 0 | 0 | N/A | 0 | 0 | 0 | 0 | N/A | 0
[14 empty] | Commercial | Dedicated Outdoor Air System on VRF unit | Healthcare | New | N_HC_Dedicated Outdoor Air System on VRF unit | 991.0788 | 1619.7314 | N/A | 1282.2459 | N/A | N/A | 4394.1056 | N/A | 2305.5845 | [14 empty] | Commercial | Facility Energy Management System | Schools K-12 | Existing | E_SC_Facility Energy Management System | 0 | 0 | N/A | 0 | 0 | 0 | 0 | N/A | 0
[14 empty] | Commercial | Dedicated Outdoor Air System on VRF unit | Hospitals | New | N_HS_Dedicated Outdoor Air System on VRF unit | 192.3999 | 314.4414 | N/A | 248.9247 | N/A | N/A | 853.0356 | N/A | 469.7979 | [14 empty] | Commercial | Facility Energy Management System | College and University | New | N_CU_Facility Energy Management System | 0 | 0 | N/A | 0 | 0 | 0 | 0 | N/A | 0
[14 empty] | Commercial | Dedicated Outdoor Air System on VRF unit | Lodging/Hospitality | New | N_LG_Dedicated Outdoor Air System on VRF unit | 618.6707 | 1010.2308 | N/A | 1071.7833 | N/A | N/A | 3672.875 | N/A | 2546.8428 | [14 empty] | Commercial | Facility Energy Management System | Healthcare | New | N_HC_Facility Energy Management System | 0 | 0 | N/A | 0 | 0 | 0 | 0 | N/A | 0
[14 empty] | Commercial | Dedicated Outdoor Air System on VRF unit | Restaurants | New | N_RS_Dedicated Outdoor Air System on VRF unit | 796.1067 | 1301.0863 | N/A | 1029.9934 | N/A | N/A | 3529.6657 | N/A | 2341.8282 | [14 empty] | Commercial | Facility Energy Management System | Hospitals | New | N_HS_Facility Energy Management System | 0 | 0 | N/A | 0 | 0 | 0 | 0 | N/A | 0
[14 empty] | Commercial | Dedicated Outdoor Air System on VRF unit | Retail | New | N_RT_Dedicated Outdoor Air System on VRF unit | 678.4111 | 1108.735 | N/A | 877.7201 | N/A | N/A | 3007.8434 | N/A | 2590.4508 | [14 empty] | Commercial | Facility Energy Management System | Lodging/Hospitality | New | N_LG_Facility Energy Management System | 0 | 0 | N/A | 0 | 0 | 0 | 0 | N/A | 0
[14 empty] | Commercial | Duct Sealing Repair | Assembly | Existing | E_AS_Duct Sealing Repair | 0 | 0 | N/A | 0 | N/A | N/A | 0 | N/A | 0 | [14 empty] | Commercial | Facility Energy Management System | Miscellaneous | New | N_MS_Facility Energy Management System | 0 | 0 | N/A | 0 | 0 | 0 | 0 | N/A | 0
[14 empty] | Commercial | Duct Sealing Repair | College and University | Existing | E_CU_Duct Sealing Repair | 0 | 0 | N/A | 0 | N/A | N/A | 0 | N/A | 0 | [14 empty] | Commercial | Facility Energy Management System | Offices | New | N_OF_Facility Energy Management System | 0 | 0 | N/A | 0 | 0 | 0 | 0 | N/A | 0
[14 empty] | Commercial | Duct Sealing Repair | Retail | Existing | E_RT_Duct Sealing Repair | 11529033.1477 | 18842030.2798 | N/A | 6574425.8037 | N/A | N/A | 22529781.826 | N/A | 4050871.7172 | [14 empty] | Commercial | Facility Energy Management System | Retail | New | N_RT_Facility Energy Management System | 0 | 0 | N/A | 0 | 0 | 0 | 0 | N/A | 0
[14 empty] | Commercial | Duct Sealing Repair | Schools K-12 | Existing | E_SC_Duct Sealing Repair | 0 | 0 | N/A | 0 | N/A | N/A | 0 | N/A | 0 | [14 empty] | Commercial | Facility Energy Management System | Schools K-12 | New | N_SC_Facility Energy Management System | 0 | 0 | N/A | 0 | 0 | 0 | 0 | N/A | 0
[14 empty] | Commercial | Duct Sealing Repair | Warehouse | Existing | E_WR_Duct Sealing Repair | 0 | 0 | N/A | 0 | N/A | N/A | 0 | N/A | 0 | [14 empty] | Commercial | HVAC tune-up | Assembly | Existing | E_AS_HVAC tune-up | 0 | 0 | N/A | 0 | 0 | 0 | 0 | N/A | 0
[14 empty] | Commercial | Duct Sealing Repair | Assembly | New | N_AS_Duct Sealing Repair | 0 | 0 | N/A | 0 | N/A | N/A | 0 | N/A | 0 | [14 empty] | Commercial | HVAC tune-up | Lodging/Hospitality | Existing | E_LG_HVAC tune-up | 0 | 0 | N/A | 0 | 0 | 0 | 0 | N/A | 0
[14 empty] | Commercial | Duct Sealing Repair | College and University | New | N_CU_Duct Sealing Repair | 0 | 0 | N/A | 0 | N/A | N/A | 0 | N/A | 0 | [14 empty] | Commercial | HVAC tune-up | Offices | Existing | E_OF_HVAC tune-up | 0 | 0 | N/A | 0 | 0 | 0 | 0 | N/A | 0
[14 empty] | Commercial | Duct Sealing Repair | Retail | New | N_RT_Duct Sealing Repair | 0 | 0 | N/A | 0 | N/A | N/A | 0 | N/A | 0 | [14 empty] | Commercial | HVAC tune-up | Restaurants | Existing | E_RS_HVAC tune-up | 0 | 0 | N/A | 0 | 0 | 0 | 0 | N/A | 0
[14 empty] | Commercial | Duct Sealing Repair | Schools K-12 | New | N_SC_Duct Sealing Repair | 0 | 0 | N/A | 0 | N/A | N/A | 0 | N/A | 0 | [14 empty] | Commercial | HVAC tune-up | Retail | Existing | E_RT_HVAC tune-up | 0 | 0 | N/A | 0 | 0 | 0 | 0 | N/A | 0
[14 empty] | Commercial | Duct Sealing Repair | Warehouse | New | N_WR_Duct Sealing Repair | 0 | 0 | N/A | 0 | N/A | N/A | 0 | N/A | 0 | [14 empty] | Commercial | HVAC tune-up | Schools K-12 | Existing | E_SC_HVAC tune-up | 0 | 0 | N/A | 0 | 0 | 0 | 0 | N/A | 0
[14 empty] | Commercial | ECM Motors on Furnaces | College and University | Existing | E_CU_ECM Motors on Furnaces | 0 | 0 | N/A | 0 | N/A | N/A | 0 | N/A | 0 | [14 empty] | Commercial | HVAC tune-up | Assembly | New | N_AS_HVAC tune-up | 0 | 0 | N/A | 0 | 0 | 0 | 0 | N/A | 0
[14 empty] | Commercial | ECM Motors on Furnaces | Grocery | Existing | E_GR_ECM Motors on Furnaces | 87.5119 | 143.0217 | N/A | 275.2265 | N/A | N/A | 1045.3516 | N/A | 277.719 | [14 empty] | Commercial | HVAC tune-up | Lodging/Hospitality | New | N_LG_HVAC tune-up | 0 | 0 | N/A | 0 | 0 | 0 | 0 | N/A | 0
[14 empty] | Commercial | ECM Motors on Furnaces | Hospitals | Existing | E_HS_ECM Motors on Furnaces | 7.325 | 11.9713 | N/A | 17.2346 | N/A | N/A | 65.4595 | N/A | 16.7668 | [14 empty] | Commercial | HVAC tune-up | Offices | New | N_OF_HVAC tune-up | 0 | 0 | N/A | 0 | 0 | 0 | 0 | N/A | 0
[14 empty] | Commercial | ECM Motors on Furnaces | Lodging/Hospitality | Existing | E_LG_ECM Motors on Furnaces | 39.513 | 64.5766 | N/A | 124.2692 | N/A | N/A | 471.993 | N/A | 204.2412 | [14 empty] | Commercial | HVAC tune-up | Restaurants | New | N_RS_HVAC tune-up | 0 | 0 | N/A | 0 | 0 | 0 | 0 | N/A | 0
[14 empty] | Commercial | ECM Motors on Furnaces | Retail | Existing | E_RT_ECM Motors on Furnaces | 68.0791 | 111.2625 | N/A | 214.1101 | N/A | N/A | 813.2224 | N/A | 160.7286 | [14 empty] | Commercial | HVAC tune-up | Retail | New | N_RT_HVAC tune-up | 0 | 0 | N/A | 0 | 0 | 0 | 0 | N/A | 0
[14 empty] | Commercial | ECM Motors on Furnaces | Schools K-12 | Existing | E_SC_ECM Motors on Furnaces | 0 | 0 | N/A | 0 | N/A | N/A | 0 | N/A | 0 | [14 empty] | Commercial | HVAC tune-up | Schools K-12 | New | N_SC_HVAC tune-up | 0 | 0 | N/A | 0 | 0 | 0 | 0 | N/A | 0
[14 empty] | Commercial | ECM Motors on Furnaces | College and University | New | N_CU_ECM Motors on Furnaces | 0 | 0 | N/A | 0 | N/A | N/A | 0 | N/A | 0 | [14 empty] | Commercial | HVAC tune-up_RTU | Healthcare | Existing | E_HC_HVAC tune-up_RTU | 0 | 0 | N/A | 0 | 0 | 0 | 0 | N/A | 0
[14 empty] | Commercial | ECM Motors on Furnaces | Grocery | New | N_GR_ECM Motors on Furnaces | 1.5769 | 2.5771 | N/A | 4.9593 | N/A | N/A | 18.8361 | N/A | 5.0042 | [14 empty] | Commercial | HVAC tune-up_RTU | Hospitals | Existing | E_HS_HVAC tune-up_RTU | 0 | 0 | N/A | 0 | 0 | 0 | 0 | N/A | 0
[14 empty] | Commercial | ECM Motors on Furnaces | Hospitals | New | N_HS_ECM Motors on Furnaces | 0.13228 | 0.21619 | N/A | 0.31124 | N/A | N/A | 1.1821 | N/A | 0.30279 | [14 empty] | Commercial | HVAC tune-up_RTU | Lodging/Hospitality | Existing | E_LG_HVAC tune-up_RTU | 0 | 0 | N/A | 0 | 0 | 0 | 0 | N/A | 0
[14 empty] | Commercial | ECM Motors on Furnaces | Lodging/Hospitality | New | N_LG_ECM Motors on Furnaces | 0.74368 | 1.2154 | N/A | 2.3389 | N/A | N/A | 8.8835 | N/A | 3.8441 | [14 empty] | Commercial | HVAC tune-up_RTU | Restaurants | Existing | E_RS_HVAC tune-up_RTU | 0 | 0 | N/A | 0 | 0 | 0 | 0 | N/A | 0
[14 empty] | Commercial | ECM Motors on Furnaces | Retail | New | N_RT_ECM Motors on Furnaces | 1.2799 | 2.0917 | N/A | 4.0252 | N/A | N/A | 15.2883 | N/A | 3.0216 | [14 empty] | Commercial | HVAC tune-up_RTU | Healthcare | New | N_HC_HVAC tune-up_RTU | 0 | 0 | N/A | 0 | 0 | 0 | 0 | N/A | 0
[14 empty] | Commercial | ECM Motors on Furnaces | Schools K-12 | New | N_SC_ECM Motors on Furnaces | 0 | 0 | N/A | 0 | N/A | N/A | 0 | N/A | 0 | [14 empty] | Commercial | HVAC tune-up_RTU | Hospitals | New | N_HS_HVAC tune-up_RTU | 0 | 0 | N/A | 0 | 0 | 0 | 0 | N/A | 0
[14 empty] | Commercial | Facility Commissioning | Grocery | New | N_GR_Facility Commissioning | 14711.7066 | 43429.2594 | N/A | 41691.3039 | N/A | N/A | 150117.8781 | N/A | 66602.8844 | [14 empty] | Commercial | HVAC tune-up_RTU | Lodging/Hospitality | New | N_LG_HVAC tune-up_RTU | 0 | 0 | N/A | 0 | 0 | 0 | 0 | N/A | 0
[14 empty] | Commercial | Facility Commissioning | Restaurants | New | N_RS_Facility Commissioning | 37950.1767 | 112029.699 | N/A | 107546.4857 | N/A | N/A | 387242.6318 | N/A | 177763.2113 | [14 empty] | Commercial | HVAC tune-up_RTU | Restaurants | New | N_RS_HVAC tune-up_RTU | 0 | 0 | N/A | 0 | 0 | 0 | 0 | N/A | 0
[14 empty] | Commercial | Facility Energy Management System | Assembly | Existing | E_AS_Facility Energy Management System | 507977.5502 | 829479.3698 | N/A | 890824.7318 | N/A | N/A | 3052751.2899 | N/A | 2165015.054 | [14 empty] | Commercial | Low U-Value Windows | Assembly | Existing | E_AS_Low U-Value Windows | 0 | 0 | N/A | 0 | 0 | 0 | 0 | N/A | 0
[14 empty] | Commercial | Facility Energy Management System | College and University | Existing | E_CU_Facility Energy Management System | 3779.8939 | 6172.2097 | N/A | 9384.6743 | N/A | N/A | 32160.1718 | N/A | 15049.9826 | [14 empty] | Commercial | Low U-Value Windows | College and University | Existing | E_CU_Low U-Value Windows | 0 | 0 | N/A | 0 | 0 | 0 | 0 | N/A | 0
[14 empty] | Commercial | Facility Energy Management System | Healthcare | Existing | E_HC_Facility Energy Management System | 62122.7579 | 101440.5972 | N/A | 108942.7852 | N/A | N/A | 373334.076 | N/A | 65794.1244 | [14 empty] | Commercial | Low U-Value Windows | Grocery | Existing | E_GR_Low U-Value Windows | 0 | 0 | N/A | 0 | 0 | 0 | 0 | N/A | 0
[14 empty] | Commercial | Facility Energy Management System | Hospitals | Existing | E_HS_Facility Energy Management System | 580290.5506 | 947559.6706 | N/A | 1440738.2809 | N/A | N/A | 4937240.1644 | N/A | 870109.1454 | [14 empty] | Commercial | Low U-Value Windows | Healthcare | Existing | E_HC_Low U-Value Windows | 0 | 0 | N/A | 0 | 0 | 0 | 0 | N/A | 0
[14 empty] | Commercial | Facility Energy Management System | Lodging/Hospitality | Existing | E_LG_Facility Energy Management System | 154680.807 | 252579.151 | N/A | 217865.3528 | N/A | N/A | 746598.8686 | N/A | 233115.0677 | [14 empty] | Commercial | Low U-Value Windows | Hospitals | Existing | E_HS_Low U-Value Windows | 0 | 0 | N/A | 0 | 0 | 0 | 0 | N/A | 0
[14 empty] | Commercial | Facility Energy Management System | Miscellaneous | Existing | E_MS_Facility Energy Management System | 2573057.639 | 4201560.1436 | N/A | 4512292.6795 | N/A | N/A | 15463094.822 | N/A | 3547770.9846 | [14 empty] | Commercial | Low U-Value Windows | Institutional | Existing | E_IN_Low U-Value Windows | 0 | 0 | N/A | 0 | 0 | 0 | 0 | N/A | 0
[14 empty] | Commercial | Facility Energy Management System | Offices | Existing | E_OF_Facility Energy Management System | 1283161.1558 | 2095280.9949 | N/A | 2250240.5706 | N/A | N/A | 7711309.0366 | N/A | 1317099.7977 | [14 empty] | Commercial | Low U-Value Windows | Lodging/Hospitality | Existing | E_LG_Low U-Value Windows | 0 | 0 | N/A | 0 | 0 | 0 | 0 | N/A | 0
[14 empty] | Commercial | Facility Energy Management System | Retail | Existing | E_RT_Facility Energy Management System | 2849419.1628 | 4652832.4144 | N/A | 4013359.6609 | N/A | N/A | 13753310.2127 | N/A | 5287087.2972 | [14 empty] | Commercial | Low U-Value Windows | Miscellaneous | Existing | E_MS_Low U-Value Windows | 0 | 0 | N/A | 0 | 0 | 0 | 0 | N/A | 0
[14 empty] | Commercial | Facility Energy Management System | Schools K-12 | Existing | E_SC_Facility Energy Management System | 20556.9399 | 33567.5417 | N/A | 36050.0784 | N/A | N/A | 123539.3668 | N/A | 57812.6675 | [14 empty] | Commercial | Low U-Value Windows | Offices | Existing | E_OF_Low U-Value Windows | 0 | 0 | N/A | 0 | 0 | 0 | 0 | N/A | 0
[14 empty] | Commercial | Facility Energy Management System | Assembly | New | N_AS_Facility Energy Management System | 8229.1309 | 13437.3936 | N/A | 14431.1758 | N/A | N/A | 49453.9373 | N/A | 35072.7946 | [14 empty] | Commercial | Low U-Value Windows | Restaurants | Existing | E_RS_Low U-Value Windows | 0 | 0 | N/A | 0 | 0 | 0 | 0 | N/A | 0
[14 empty] | Commercial | Facility Energy Management System | College and University | New | N_CU_Facility Energy Management System | 427.0623 | 697.3524 | N/A | 1060.305 | N/A | N/A | 3633.5401 | N/A | 1700.3863 | [14 empty] | Commercial | Low U-Value Windows | Retail | Existing | E_RT_Low U-Value Windows | 0 | 0 | N/A | 0 | 0 | 0 | 0 | N/A | 0
[14 empty] | Commercial | Facility Energy Management System | Healthcare | New | N_HC_Facility Energy Management System | 9774.844 | 15961.3972 | N/A | 17141.8457 | N/A | N/A | 58743.0835 | N/A | 10352.5234 | [14 empty] | Commercial | Low U-Value Windows | Schools K-12 | Existing | E_SC_Low U-Value Windows | 0 | 0 | N/A | 0 | 0 | 0 | 0 | N/A | 0
[14 empty] | Commercial | Facility Energy Management System | Hospitals | New | N_HS_Facility Energy Management System | 8317.965 | 13582.4513 | N/A | 20651.7416 | N/A | N/A | 70771.0829 | N/A | 12472.2647 | [14 empty] | Commercial | Low U-Value Windows | Warehouse | Existing | E_WR_Low U-Value Windows | 0 | 0 | N/A | 0 | 0 | 0 | 0 | N/A | 0
[14 empty] | Commercial | Facility Energy Management System | Lodging/Hospitality | New | N_LG_Facility Energy Management System | 16629.1205 | 27153.7834 | N/A | 23421.8406 | N/A | N/A | 80263.8852 | N/A | 25061.277 | [14 empty] | Commercial | Programmable Thermostat | Lodging/Hospitality | Existing | E_LG_Programmable Thermostat | 0 | 0 | N/A | 0 | 0 | 0 | 0 | N/A | 0
[14 empty] | Commercial | Facility Energy Management System | Miscellaneous | New | N_MS_Facility Energy Management System | 46363.7587 | 75707.6396 | N/A | 81306.7091 | N/A | N/A | 278628.5024 | N/A | 63927.0552 | [14 empty] | Commercial | Programmable Thermostat | Restaurants | Existing | E_RS_Programmable Thermostat | 0 | 0 | N/A | 0 | 0 | 0 | 0 | N/A | 0
[14 empty] | Commercial | Facility Energy Management System | Offices | New | N_OF_Facility Energy Management System | 15421.0232 | 25181.0746 | N/A | 27043.3778 | N/A | N/A | 92674.4663 | N/A | 15828.8976 | [14 empty] | Commercial | Programmable Thermostat | Lodging/Hospitality | New | N_LG_Programmable Thermostat | 0 | 0 | N/A | 0 | 0 | 0 | 0 | N/A | 0
[14 empty] | Commercial | Facility Energy Management System | Retail | New | N_RT_Facility Energy Management System | 52244.1031 | 85309.6868 | N/A | 73584.9533 | N/A | N/A | 252166.956 | N/A | 96938.7507 | [14 empty] | Commercial | Programmable Thermostat | Restaurants | New | N_RS_Programmable Thermostat | 0 | 0 | N/A | 0 | 0 | 0 | 0 | N/A | 0
[14 empty] | Commercial | Facility Energy Management System | Schools K-12 | New | N_SC_Facility Energy Management System | 2312.7698 | 3776.5347 | N/A | 4055.8339 | N/A | N/A | 13898.8644 | N/A | 6504.2459 | [14 empty] | Commercial | Smart Thermostat | Hospitals | Existing | E_HS_Smart Thermostat | 0 | 0 | N/A | 0 | 0 | 0 | 0 | N/A | 0
[14 empty] | Commercial | HVAC tune-up | Assembly | Existing | E_AS_HVAC tune-up | 0 | 4981.9642 | N/A | 1833.6903 | N/A | N/A | 7150.482 | N/A | 5661.4508 | [14 empty] | Commercial | Smart Thermostat | Institutional | Existing | E_IN_Smart Thermostat | 0 | 0 | N/A | 0 | 0 | 0 | 0 | N/A | 0
[14 empty] | Commercial | HVAC tune-up | Lodging/Hospitality | Existing | E_LG_HVAC tune-up | 0 | 0 | N/A | 0 | N/A | N/A | 0 | N/A | 0 | [14 empty] | Commercial | Smart Thermostat | Lodging/Hospitality | Existing | E_LG_Smart Thermostat | 0 | 0 | N/A | 0 | 0 | 0 | 0 | N/A | 0
[14 empty] | Commercial | HVAC tune-up | Offices | Existing | E_OF_HVAC tune-up | 0 | 33017.7072 | N/A | 14604.5865 | N/A | N/A | 56950.6384 | N/A | 40063.9653 | [14 empty] | Commercial | Smart Thermostat | Offices | Existing | E_OF_Smart Thermostat | 0 | 0 | N/A | 0 | 0 | 0 | 0 | N/A | 0
[14 empty] | Commercial | HVAC tune-up | Restaurants | Existing | E_RS_HVAC tune-up | 0 | 3475.6931 | N/A | 1279.2835 | N/A | N/A | 4988.5708 | N/A | 2437.3516 | [14 empty] | Commercial | Smart Thermostat | Retail | Existing | E_RT_Smart Thermostat | 0 | 0 | N/A | 0 | 0 | 0 | 0 | N/A | 0
[14 empty] | Commercial | HVAC tune-up | Retail | Existing | E_RT_HVAC tune-up | 0 | 409.8714 | N/A | 150.8596 | N/A | N/A | 588.2776 | N/A | 366.7265 | [14 empty] | Commercial | Smart Thermostat | Hospitals | New | N_HS_Smart Thermostat | 0 | 0 | N/A | 0 | 0 | 0 | 0 | N/A | 0
[14 empty] | Commercial | HVAC tune-up | Schools K-12 | Existing | E_SC_HVAC tune-up | 0 | 67.4133 | N/A | 24.8125 | N/A | N/A | 96.7565 | N/A | 69.3876 | [14 empty] | Commercial | Smart Thermostat | Institutional | New | N_IN_Smart Thermostat | 0 | 0 | N/A | 0 | 0 | 0 | 0 | N/A | 0
[14 empty] | Commercial | HVAC tune-up | Assembly | New | N_AS_HVAC tune-up | 0 | 95.4021 | N/A | 35.1142 | N/A | N/A | 136.9281 | N/A | 108.4139 | [14 empty] | Commercial | Smart Thermostat | Lodging/Hospitality | New | N_LG_Smart Thermostat | 0 | 0 | N/A | 0 | 0 | 0 | 0 | N/A | 0
[14 empty] | Commercial | HVAC tune-up | Lodging/Hospitality | New | N_LG_HVAC tune-up | 0 | 0 | N/A | 0 | N/A | N/A | 0 | N/A | 0 | [14 empty] | Commercial | Smart Thermostat | Offices | New | N_OF_Smart Thermostat | 0 | 0 | N/A | 0 | 0 | 0 | 0 | N/A | 0
[14 empty] | Commercial | HVAC tune-up | Offices | New | N_OF_HVAC tune-up | 0 | 648.0684 | N/A | 286.6574 | N/A | N/A | 1117.8217 | N/A | 786.3717 | [14 empty] | Commercial | Smart Thermostat | Retail | New | N_RT_Smart Thermostat | 0 | 0 | N/A | 0 | 0 | 0 | 0 | N/A | 0
[14 empty] | Commercial | HVAC tune-up | Restaurants | New | N_RS_HVAC tune-up | 0 | 62.6283 | N/A | 23.0513 | N/A | N/A | 89.8887 | N/A | 43.9185 | [14 empty] | Commercial | Thermal Energy Storage | Assembly | Existing | E_AS_Thermal Energy Storage | 0 | 0 | N/A | 0 | 0 | 0 | 0 | N/A | 0
[14 empty] | Commercial | HVAC tune-up | Retail | New | N_RT_HVAC tune-up | 0 | 7.8663 | N/A | 2.8953 | N/A | N/A | 11.2903 | N/A | 7.0383 | [14 empty] | Commercial | Thermal Energy Storage | College and University | Existing | E_CU_Thermal Energy Storage | 0 | 0 | N/A | 0 | 0 | 0 | 0 | N/A | 0
[14 empty] | Commercial | HVAC tune-up | Schools K-12 | New | N_SC_HVAC tune-up | 0 | 1.3151 | N/A | 0.48403 | N/A | N/A | 1.8875 | N/A | 1.3536 | [14 empty] | Commercial | Thermal Energy Storage | Grocery | Existing | E_GR_Thermal Energy Storage | 0 | 0 | N/A | 0 | 0 | 0 | 0 | N/A | 0
[14 empty] | Commercial | HVAC tune-up_RTU | Healthcare | Existing | E_HC_HVAC tune-up_RTU | 0 | 2039403.8902 | N/A | 903116.2722 | N/A | N/A | 3521705.1897 | N/A | 1708559.6619 | [14 empty] | Commercial | Thermal Energy Storage | Healthcare | Existing | E_HC_Thermal Energy Storage | 0 | 0 | N/A | 0 | 0 | 0 | 0 | N/A | 0
[14 empty] | Commercial | HVAC tune-up_RTU | Hospitals | Existing | E_HS_HVAC tune-up_RTU | 0 | 800596.8587 | N/A | 354531.0736 | N/A | N/A | 1382495.2113 | N/A | 708064.446 | [14 empty] | Commercial | Thermal Energy Storage | Hospitals | Existing | E_HS_Thermal Energy Storage | 0 | 0 | N/A | 0 | 0 | 0 | 0 | N/A | 0
[14 empty] | Commercial | HVAC tune-up_RTU | Lodging/Hospitality | Existing | E_LG_HVAC tune-up_RTU | 0 | 985865.9701 | N/A | 436574.4344 | N/A | N/A | 1702423.5954 | N/A | 1087982.052 | [14 empty] | Commercial | Thermal Energy Storage | Institutional | Existing | E_IN_Thermal Energy Storage | 0 | 0 | N/A | 0 | 0 | 0 | 0 | N/A | 0
[14 empty] | Commercial | HVAC tune-up_RTU | Restaurants | Existing | E_RS_HVAC tune-up_RTU | 0 | 3282143.237 | N/A | 1453442.8317 | N/A | N/A | 5667705.6106 | N/A | 3692224.2631 | [14 empty] | Commercial | Thermal Energy Storage | Lodging/Hospitality | Existing | E_LG_Thermal Energy Storage | 0 | 0 | N/A | 0 | 0 | 0 | 0 | N/A | 0
[14 empty] | Commercial | HVAC tune-up_RTU | Retail | Existing | E_RT_HVAC tune-up_RTU | 0 | 5018970.2466 | N/A | 2222567.9382 | N/A | N/A | 8666911.7622 | N/A | 7203822.9483 | [14 empty] | Commercial | Thermal Energy Storage | Miscellaneous | Existing | E_MS_Thermal Energy Storage | 0 | 0 | N/A | 0 | 0 | 0 | 0 | N/A | 0
[14 empty] | Commercial | HVAC tune-up_RTU | Healthcare | New | N_HC_HVAC tune-up_RTU | 0 | 39092.628 | N/A | 17311.5235 | N/A | N/A | 67506.349 | N/A | 32750.7894 | [14 empty] | Commercial | Thermal Energy Storage | Offices | Existing | E_OF_Thermal Energy Storage | 0 | 0 | N/A | 0 | 0 | 0 | 0 | N/A | 0
[14 empty] | Commercial | HVAC tune-up_RTU | Hospitals | New | N_HS_HVAC tune-up_RTU | 0 | 14494.1183 | N/A | 6418.4805 | N/A | N/A | 25028.888 | N/A | 12818.8984 | [14 empty] | Commercial | Thermal Energy Storage | Restaurants | Existing | E_RS_Thermal Energy Storage | 0 | 0 | N/A | 0 | 0 | 0 | 0 | N/A | 0
[14 empty] | Commercial | HVAC tune-up_RTU | Lodging/Hospitality | New | N_LG_HVAC tune-up_RTU | 0 | 18555.1991 | N/A | 8216.8629 | N/A | N/A | 32041.6869 | N/A | 20477.1482 | [14 empty] | Commercial | Thermal Energy Storage | Retail | Existing | E_RT_Thermal Energy Storage | 0 | 0 | N/A | 0 | 0 | 0 | 0 | N/A | 0
[14 empty] | Commercial | HVAC tune-up_RTU | Restaurants | New | N_RS_HVAC tune-up_RTU | 0 | 56774.8754 | N/A | 25141.8143 | N/A | N/A | 98040.5962 | N/A | 63868.5022 | [14 empty] | Commercial | Thermal Energy Storage | Schools K-12 | Existing | E_SC_Thermal Energy Storage | 0 | 0 | N/A | 0 | 0 | 0 | 0 | N/A | 0
[14 empty] | Commercial | HVAC tune-up_RTU | Retail | New | N_RT_HVAC tune-up_RTU | 0 | 98600.4462 | N/A | 43663.5763 | N/A | N/A | 170266.2747 | N/A | 141523.0858 | [14 empty] | Commercial | Thermal Energy Storage | Warehouse | Existing | E_WR_Thermal Energy Storage | 0 | 0 | N/A | 0 | 0 | 0 | 0 | N/A | 0
[14 empty] | Commercial | Low U-Value Windows | Assembly | Existing | E_AS_Low U-Value Windows | 2626619.4747 | 3521245.934 | N/A | 2224362.3763 | N/A | N/A | 7485919.1007 | N/A | 5723919.9947 | [14 empty] | Commercial | Thermal Energy Storage | Assembly | New | N_AS_Thermal Energy Storage | 0 | 0 | N/A | 0 | 0 | 0 | 0 | N/A | 0
[14 empty] | Commercial | Low U-Value Windows | College and University | Existing | E_CU_Low U-Value Windows | 121297.3818 | 162611.2638 | N/A | 102721.1345 | N/A | N/A | 345700.0132 | N/A | 264330.8311 | [14 empty] | Commercial | Thermal Energy Storage | College and University | New | N_CU_Thermal Energy Storage | 0 | 0 | N/A | 0 | 0 | 0 | 0 | N/A | 0
[14 empty] | Commercial | Low U-Value Windows | Grocery | Existing | E_GR_Low U-Value Windows | 2519770.2023 | 3378003.8049 | N/A | 2133876.6765 | N/A | N/A | 7181396.494 | N/A | 5491074.4331 | [14 empty] | Commercial | Thermal Energy Storage | Grocery | New | N_GR_Thermal Energy Storage | 0 | 0 | N/A | 0 | 0 | 0 | 0 | N/A | 0
[14 empty] | Commercial | Low U-Value Windows | Healthcare | Existing | E_HC_Low U-Value Windows | 3036109.0695 | 4070207.664 | N/A | 2571140.1479 | N/A | N/A | 8652972.8017 | N/A | 6616278.291 | [14 empty] | Commercial | Thermal Energy Storage | Healthcare | New | N_HC_Thermal Energy Storage | 0 | 0 | N/A | 0 | 0 | 0 | 0 | N/A | 0
[14 empty] | Commercial | Low U-Value Windows | Hospitals | Existing | E_HS_Low U-Value Windows | 2800866.3121 | 3754841.2354 | N/A | 2371923.9524 | N/A | N/A | 7982526.143 | N/A | 6103638.0949 | [14 empty] | Commercial | Thermal Energy Storage | Hospitals | New | N_HS_Thermal Energy Storage | 0 | 0 | N/A | 0 | 0 | 0 | 0 | N/A | 0
[14 empty] | Commercial | Low U-Value Windows | Institutional | Existing | E_IN_Low U-Value Windows | 1519606.5211 | 2037184.4249 | N/A | 1286884.3794 | N/A | N/A | 4330909.5938 | N/A | 3311521.2288 | [14 empty] | Commercial | Thermal Energy Storage | Institutional | New | N_IN_Thermal Energy Storage | 0 | 0 | N/A | 0 | 0 | 0 | 0 | N/A | 0
[14 empty] | Commercial | Low U-Value Windows | Lodging/Hospitality | Existing | E_LG_Low U-Value Windows | 7452079.938 | 9990257.9855 | N/A | 5315996.6437 | N/A | N/A | 17890574.5021 | N/A | 13679578.3835 | [14 empty] | Commercial | Thermal Energy Storage | Lodging/Hospitality | New | N_LG_Thermal Energy Storage | 0 | 0 | N/A | 0 | 0 | 0 | 0 | N/A | 0
[14 empty] | Commercial | Low U-Value Windows | Miscellaneous | Existing | E_MS_Low U-Value Windows | 5745948.5509 | 7703018.3348 | N/A | 5253815.7311 | N/A | N/A | 17681309.4624 | N/A | 13519569.1276 | [14 empty] | Commercial | Thermal Energy Storage | Miscellaneous | New | N_MS_Thermal Energy Storage | 0 | 0 | N/A | 0 | 0 | 0 | 0 | N/A | 0
[14 empty] | Commercial | Low U-Value Windows | Offices | Existing | E_OF_Low U-Value Windows | 5429337.268 | 7278569.2651 | N/A | 4597854.2624 | N/A | N/A | 15473722.0029 | N/A | 11831592.831 | [14 empty] | Commercial | Thermal Energy Storage | Offices | New | N_OF_Thermal Energy Storage | 0 | 0 | N/A | 0 | 0 | 0 | 0 | N/A | 0
[14 empty] | Commercial | Low U-Value Windows | Restaurants | Existing | E_RS_Low U-Value Windows | 7943991.4014 | 10649714.4684 | N/A | 6727398.3772 | N/A | N/A | 22640537.5963 | N/A | 17311518.3447 | [14 empty] | Commercial | Thermal Energy Storage | Restaurants | New | N_RS_Thermal Energy Storage | 0 | 0 | N/A | 0 | 0 | 0 | 0 | N/A | 0
[14 empty] | Commercial | Low U-Value Windows | Retail | Existing | E_RT_Low U-Value Windows | 5545413.8975 | 7434181.5887 | N/A | 4696154.1837 | N/A | N/A | 15804542.7656 | N/A | 12084546.617 | [14 empty] | Commercial | Thermal Energy Storage | Retail | New | N_RT_Thermal Energy Storage | 0 | 0 | N/A | 0 | 0 | 0 | 0 | N/A | 0
[14 empty] | Commercial | Low U-Value Windows | Schools K-12 | Existing | E_SC_Low U-Value Windows | 976479.4843 | 1309068.3469 | N/A | 826935.2478 | N/A | N/A | 2782986.4558 | N/A | 2127940.6851 | [14 empty] | Commercial | Thermal Energy Storage | Schools K-12 | New | N_SC_Thermal Energy Storage | 0 | 0 | N/A | 0 | 0 | 0 | 0 | N/A | 0
[14 empty] | Commercial | Low U-Value Windows | Warehouse | Existing | E_WR_Low U-Value Windows | 639467.1408 | 857269.6164 | N/A | 584697.6342 | N/A | N/A | 1967754.5503 | N/A | 1504594.0871 | [14 empty] | Commercial | Thermal Energy Storage | Warehouse | New | N_WR_Thermal Energy Storage | 0 | 0 | N/A | 0 | 0 | 0 | 0 | N/A | 0
[14 empty] | Commercial | Programmable Thermostat | Lodging/Hospitality | Existing | E_LG_Programmable Thermostat | 0 | 0 | N/A | 0 | N/A | N/A | 0 | N/A | 0 | [14 empty] | Commercial | Wall Insulation | Assembly | Existing | E_AS_Wall Insulation | 0 | 0 | N/A | 0 | 0 | 0 | 0 | N/A | 0
[14 empty] | Commercial | Programmable Thermostat | Restaurants | Existing | E_RS_Programmable Thermostat | 1013612.1305 | 2366242.8966 | N/A | 1346053.5986 | N/A | N/A | 4783169.3058 | N/A | 1125170.1011 | [14 empty] | Commercial | Wall Insulation | College and University | Existing | E_CU_Wall Insulation | 0 | 0 | N/A | 0 | 0 | 0 | 0 | N/A | 0
[14 empty] | Commercial | Programmable Thermostat | Lodging/Hospitality | New | N_LG_Programmable Thermostat | 0 | 0 | N/A | 0 | N/A | N/A | 0 | N/A | 0 | [14 empty] | Commercial | Wall Insulation | Grocery | Existing | E_GR_Wall Insulation | 0 | 0 | N/A | 0 | 0 | 0 | 0 | N/A | 0
[14 empty] | Commercial | Programmable Thermostat | Restaurants | New | N_RS_Programmable Thermostat | 18264.2112 | 42637.1773 | N/A | 24254.4525 | N/A | N/A | 86187.6175 | N/A | 20274.3671 | [14 empty] | Commercial | Wall Insulation | Healthcare | Existing | E_HC_Wall Insulation | 0 | 0 | N/A | 0 | 0 | 0 | 0 | N/A | 0
[14 empty] | Commercial | Smart Thermostat | Healthcare | Existing | E_HC_Smart Thermostat | 41676.6606 | 97292.7405 | N/A | 1727324.4437 | N/A | N/A | 6138006.1454 | N/A | 1651953.5132 | [14 empty] | Commercial | Wall Insulation | Hospitals | Existing | E_HS_Wall Insulation | 0 | 0 | N/A | 0 | 0 | 0 | 0 | N/A | 0
[14 empty] | Commercial | Smart Thermostat | Hospitals | Existing | E_HS_Smart Thermostat | 318523.2903 | 743581.7413 | N/A | 1875320.5799 | N/A | N/A | 6663906.8796 | N/A | 1700977.7076 | [14 empty] | Commercial | Wall Insulation | Institutional | Existing | E_IN_Wall Insulation | 0 | 0 | N/A | 0 | 0 | 0 | 0 | N/A | 0
[14 empty] | Commercial | Smart Thermostat | Institutional | Existing | E_IN_Smart Thermostat | 24425.6238 | 57020.7844 | N/A | 1012340.6352 | N/A | N/A | 3597328.2628 | N/A | 837507.5639 | [14 empty] | Commercial | Wall Insulation | Lodging/Hospitality | Existing | E_LG_Wall Insulation | 0 | 0 | N/A | 0 | 0 | 0 | 0 | N/A | 0
[14 empty] | Commercial | Smart Thermostat | Lodging/Hospitality | Existing | E_LG_Smart Thermostat | 17461589.0529 | 40926387.9928 | N/A | 3123452.9878 | N/A | N/A | 11099115.5737 | N/A | 5002953.9951 | [14 empty] | Commercial | Wall Insulation | Miscellaneous | Existing | E_MS_Wall Insulation | 0 | 0 | N/A | 0 | 0 | 0 | 0 | N/A | 0
[14 empty] | Commercial | Smart Thermostat | Offices | Existing | E_OF_Smart Thermostat | 117589.438 | 274508.5264 | N/A | 4873593.7028 | N/A | N/A | 17318198.7941 | N/A | 4326449.4539 | [14 empty] | Commercial | Wall Insulation | Offices | Existing | E_OF_Wall Insulation | 0 | 0 | N/A | 0 | 0 | 0 | 0 | N/A | 0
[14 empty] | Commercial | Smart Thermostat | Retail | Existing | E_RT_Smart Thermostat | 2952561.8015 | 6892654.6746 | N/A | 3920934.1704 | N/A | N/A | 13932945.9044 | N/A | 8459735.642 | [14 empty] | Commercial | Wall Insulation | Restaurants | Existing | E_RS_Wall Insulation | 0 | 0 | N/A | 0 | 0 | 0 | 0 | N/A | 0
[14 empty] | Commercial | Smart Thermostat | Healthcare | New | N_HC_Smart Thermostat | 863.9319 | 2016.8195 | N/A | 35806.3876 | N/A | N/A | 127237.1429 | N/A | 34243.9939 | [14 empty] | Commercial | Wall Insulation | Retail | Existing | E_RT_Wall Insulation | 0 | 0 | N/A | 0 | 0 | 0 | 0 | N/A | 0
[14 empty] | Commercial | Smart Thermostat | Hospitals | New | N_HS_Smart Thermostat | 5538.7532 | 12930.0301 | N/A | 32609.6652 | N/A | N/A | 115877.6662 | N/A | 29578.0434 | [14 empty] | Commercial | Wall Insulation | Schools K-12 | Existing | E_SC_Wall Insulation | 0 | 0 | N/A | 0 | 0 | 0 | 0 | N/A | 0
[14 empty] | Commercial | Smart Thermostat | Institutional | New | N_IN_Smart Thermostat | 450.8589 | 1052.5148 | N/A | 18686.2296 | N/A | N/A | 66401.0703 | N/A | 15459.0837 | [14 empty] | Commercial | Wall Insulation | Warehouse | Existing | E_WR_Wall Insulation | 0 | 0 | N/A | 0 | 0 | 0 | 0 | N/A | 0
[14 empty] | Commercial | Smart Thermostat | Lodging/Hospitality | New | N_LG_Smart Thermostat | 314639.2404 | 737449.9304 | N/A | 56281.2968 | N/A | N/A | 199994.2435 | N/A | 90147.9035 | [14 empty] | Commercial | VSD Controlled Compressor | Assembly | Existing | E_AS_VSD Controlled Compressor | 0 | 0 | N/A | 0 | 0 | 0 | 0 | N/A | 0
[14 empty] | Commercial | Smart Thermostat | Offices | New | N_OF_Smart Thermostat | 2361.8312 | 5513.6141 | N/A | 97888.0895 | N/A | N/A | 347842.9874 | N/A | 86898.4772 | [14 empty] | Commercial | VSD Controlled Compressor | College and University | Existing | E_CU_VSD Controlled Compressor | 0 | 0 | N/A | 0 | 0 | 0 | 0 | N/A | 0
[14 empty] | Commercial | Smart Thermostat | Retail | New | N_RT_Smart Thermostat | 56637.6141 | 132218.5754 | N/A | 75213.4489 | N/A | N/A | 267269.194 | N/A | 162279.1577 | [14 empty] | Commercial | VSD Controlled Compressor | Grocery | Existing | E_GR_VSD Controlled Compressor | 0 | 0 | N/A | 0 | 0 | 0 | 0 | N/A | 0
[14 empty] | Commercial | Thermal Energy Storage | Assembly | Existing | E_AS_Thermal Energy Storage | 5153370.7962 | 6908608.6271 | N/A | -257846.0732 | N/A | N/A | -867760.9658 | N/A | 4789670.4517 | [14 empty] | Commercial | VSD Controlled Compressor | Healthcare | Existing | E_HC_VSD Controlled Compressor | 0 | 0 | N/A | 0 | 0 | 0 | 0 | N/A | 0
[14 empty] | Commercial | Thermal Energy Storage | College and University | Existing | E_CU_Thermal Energy Storage | 450527.7545 | 603977.4848 | N/A | -22541.9084 | N/A | N/A | -75863.0448 | N/A | 418731.6533 | [14 empty] | Commercial | VSD Controlled Compressor | Hospitals | Existing | E_HS_VSD Controlled Compressor | 0 | 0 | N/A | 0 | 0 | 0 | 0 | N/A | 0
[14 empty] | Commercial | Thermal Energy Storage | Grocery | Existing | E_GR_Thermal Energy Storage | -0.11795 | -0.15813 | N/A | 0.0059016 | N/A | N/A | 0.019861 | N/A | -0.10963 | [14 empty] | Commercial | VSD Controlled Compressor | Institutional | Existing | E_IN_VSD Controlled Compressor | 0 | 0 | N/A | 0 | 0 | 0 | 0 | N/A | 0
[14 empty] | Commercial | Thermal Energy Storage | Healthcare | Existing | E_HC_Thermal Energy Storage | -0.039088 | -0.052402 | N/A | 0.0019558 | N/A | N/A | 0.006582 | N/A | -0.03633 | [14 empty] | Commercial | VSD Controlled Compressor | Lodging/Hospitality | Existing | E_LG_VSD Controlled Compressor | 0 | 0 | N/A | 0 | 0 | 0 | 0 | N/A | 0
[14 empty] | Commercial | Thermal Energy Storage | Hospitals | Existing | E_HS_Thermal Energy Storage | 16757017.6263 | 22464456.9767 | N/A | -838428.1597 | N/A | N/A | -2821664.9596 | N/A | 15574387.2033 | [14 empty] | Commercial | VSD Controlled Compressor | Miscellaneous | Existing | E_MS_VSD Controlled Compressor | 0 | 0 | N/A | 0 | 0 | 0 | 0 | N/A | 0
[14 empty] | Commercial | Thermal Energy Storage | Institutional | Existing | E_IN_Thermal Energy Storage | 2130163.3794 | 2855696.918 | N/A | -106581.553 | N/A | N/A | -358691.9522 | N/A | 1979826.6026 | [14 empty] | Commercial | VSD Controlled Compressor | Offices | Existing | E_OF_VSD Controlled Compressor | 0 | 0 | N/A | 0 | 0 | 0 | 0 | N/A | 0
[14 empty] | Commercial | Thermal Energy Storage | Lodging/Hospitality | Existing | E_LG_Thermal Energy Storage | 1645570.7256 | 2206052.031 | N/A | -82335.2261 | N/A | N/A | -277092.8192 | N/A | 1529434.1883 | [14 empty] | Commercial | VSD Controlled Compressor | Restaurants | Existing | E_RS_VSD Controlled Compressor | 0 | 0 | N/A | 0 | 0 | 0 | 0 | N/A | 0
[14 empty] | Commercial | Thermal Energy Storage | Miscellaneous | Existing | E_MS_Thermal Energy Storage | 3464037.0002 | 4643887.8261 | N/A | -173321.1859 | N/A | N/A | -583299.0118 | N/A | 3219561.7819 | [14 empty] | Commercial | VSD Controlled Compressor | Retail | Existing | E_RT_VSD Controlled Compressor | 0 | 0 | N/A | 0 | 0 | 0 | 0 | N/A | 0
[14 empty] | Commercial | Thermal Energy Storage | Offices | Existing | E_OF_Thermal Energy Storage | 6246462.6614 | 8374007.5259 | N/A | -312538.3234 | N/A | N/A | -1051823.4931 | N/A | 5805617.1038 | [14 empty] | Commercial | VSD Controlled Compressor | Schools K-12 | Existing | E_SC_VSD Controlled Compressor | 0 | 0 | N/A | 0 | 0 | 0 | 0 | N/A | 0
[14 empty] | Commercial | Thermal Energy Storage | Restaurants | Existing | E_RS_Thermal Energy Storage | 0 | 0 | N/A | 0 | N/A | N/A | 0 | N/A | 0 | [14 empty] | Commercial | VSD Controlled Compressor | Warehouse | Existing | E_WR_VSD Controlled Compressor | 0 | 0 | N/A | 0 | 0 | 0 | 0 | N/A | 0
[14 empty] | Commercial | Thermal Energy Storage | Retail | Existing | E_RT_Thermal Energy Storage | -0.71219 | -0.95476 | N/A | 0.035634 | N/A | N/A | 0.11992 | N/A | -0.66192 | [14 empty] | Commercial | VSD Controlled Compressor | Assembly | New | N_AS_VSD Controlled Compressor | 0 | 0 | N/A | 0 | 0 | 0 | 0 | N/A | 0
[14 empty] | Commercial | Thermal Energy Storage | Schools K-12 | Existing | E_SC_Thermal Energy Storage | 1867083.3976 | 2503011.9078 | N/A | -93418.4908 | N/A | N/A | -314392.6871 | N/A | 1735313.5518 | [14 empty] | Commercial | VSD Controlled Compressor | College and University | New | N_CU_VSD Controlled Compressor | 0 | 0 | N/A | 0 | 0 | 0 | 0 | N/A | 0
[14 empty] | Commercial | Thermal Energy Storage | Warehouse | Existing | E_WR_Thermal Energy Storage | 0 | 0 | N/A | 0 | N/A | N/A | 0 | N/A | 0 | [14 empty] | Commercial | VSD Controlled Compressor | Grocery | New | N_GR_VSD Controlled Compressor | 0 | 0 | N/A | 0 | 0 | 0 | 0 | N/A | 0
[14 empty] | Commercial | Thermal Energy Storage | Assembly | New | N_AS_Thermal Energy Storage | 92858.2695 | 124485.7913 | N/A | -4646.1124 | N/A | N/A | -15636.1311 | N/A | 86304.7755 | [14 empty] | Commercial | VSD Controlled Compressor | Healthcare | New | N_HC_VSD Controlled Compressor | 0 | 0 | N/A | 0 | 0 | 0 | 0 | N/A | 0
[14 empty] | Commercial | Thermal Energy Storage | College and University | New | N_CU_Thermal Energy Storage | 8118.0304 | 10883.0312 | N/A | -406.1812 | N/A | N/A | -1366.9713 | N/A | 7545.0985 | [14 empty] | Commercial | VSD Controlled Compressor | Hospitals | New | N_HS_VSD Controlled Compressor | 0 | 0 | N/A | 0 | 0 | 0 | 0 | N/A | 0
[14 empty] | Commercial | Thermal Energy Storage | Grocery | New | N_GR_Thermal Energy Storage | 0 | 0 | N/A | 0 | N/A | N/A | 0 | N/A | 0 | [14 empty] | Commercial | VSD Controlled Compressor | Institutional | New | N_IN_VSD Controlled Compressor | 0 | 0 | N/A | 0 | 0 | 0 | 0 | N/A | 0
[14 empty] | Commercial | Thermal Energy Storage | Healthcare | New | N_HC_Thermal Energy Storage | 0 | 0 | N/A | 0 | N/A | N/A | 0 | N/A | 0 | [14 empty] | Commercial | VSD Controlled Compressor | Lodging/Hospitality | New | N_LG_VSD Controlled Compressor | 0 | 0 | N/A | 0 | 0 | 0 | 0 | N/A | 0
[14 empty] | Commercial | Thermal Energy Storage | Hospitals | New | N_HS_Thermal Energy Storage | 301943.6237 | 404785.6065 | N/A | -15107.5831 | N/A | N/A | -50843.3996 | N/A | 280633.8821 | [14 empty] | Commercial | VSD Controlled Compressor | Miscellaneous | New | N_MS_VSD Controlled Compressor | 0 | 0 | N/A | 0 | 0 | 0 | 0 | N/A | 0
[14 empty] | Commercial | Thermal Energy Storage | Institutional | New | N_IN_Thermal Energy Storage | 38383.2764 | 51456.6184 | N/A | -1920.4861 | N/A | N/A | -6463.2471 | N/A | 35674.3677 | [14 empty] | Commercial | VSD Controlled Compressor | Offices | New | N_OF_VSD Controlled Compressor | 0 | 0 | N/A | 0 | 0 | 0 | 0 | N/A | 0
[14 empty] | Commercial | Thermal Energy Storage | Lodging/Hospitality | New | N_LG_Thermal Energy Storage | 29651.443 | 39750.723 | N/A | -1483.5936 | N/A | N/A | -4992.9194 | N/A | 27558.7855 | [14 empty] | Commercial | VSD Controlled Compressor | Restaurants | New | N_RS_VSD Controlled Compressor | 0 | 0 | N/A | 0 | 0 | 0 | 0 | N/A | 0
[14 empty] | Commercial | Thermal Energy Storage | Miscellaneous | New | N_MS_Thermal Energy Storage | 62418.2589 | 83677.9147 | N/A | -3123.0632 | N/A | N/A | -10510.4272 | N/A | 58013.0757 | [14 empty] | Commercial | VSD Controlled Compressor | Retail | New | N_RT_VSD Controlled Compressor | 0 | 0 | N/A | 0 | 0 | 0 | 0 | N/A | 0
[14 empty] | Commercial | Thermal Energy Storage | Offices | New | N_OF_Thermal Energy Storage | 112554.611 | 150890.7057 | N/A | -5631.608 | N/A | N/A | -18952.7402 | N/A | 104611.0431 | [14 empty] | Commercial | VSD Controlled Compressor | Schools K-12 | New | N_SC_VSD Controlled Compressor | 0 | 0 | N/A | 0 | 0 | 0 | 0 | N/A | 0
[14 empty] | Commercial | Thermal Energy Storage | Restaurants | New | N_RS_Thermal Energy Storage | 0 | 0 | N/A | 0 | N/A | N/A | 0 | N/A | 0 | [14 empty] | Commercial | VSD Controlled Compressor | Warehouse | New | N_WR_VSD Controlled Compressor | 0 | 0 | N/A | 0 | 0 | 0 | 0 | N/A | 0
[14 empty] | Commercial | Thermal Energy Storage | Retail | New | N_RT_Thermal Energy Storage | 0 | 0 | N/A | 0 | N/A | N/A | 0 | N/A | 0 | [14 empty] | Commercial | PSC to ECM Evaporator Fan Motor (Reach-In) | Assembly | Existing | E_AS_PSC to ECM Evaporator Fan Motor (Reach-In) | 0 | 0 | N/A | 0 | 0 | 0 | 0 | N/A | 0
[14 empty] | Commercial | Thermal Energy Storage | Schools K-12 | New | N_SC_Thermal Energy Storage | 33642.8549 | 45101.6096 | N/A | -1683.3017 | N/A | N/A | -5665.0215 | N/A | 31268.5026 | [14 empty] | Commercial | PSC to ECM Evaporator Fan Motor (Reach-In) | College and University | Existing | E_CU_PSC to ECM Evaporator Fan Motor (Reach-In) | 0 | 0 | N/A | 0 | 0 | 0 | 0 | N/A | 0
[14 empty] | Commercial | Thermal Energy Storage | Warehouse | New | N_WR_Thermal Energy Storage | 0 | 0 | N/A | 0 | N/A | N/A | 0 | N/A | 0 | [14 empty] | Commercial | PSC to ECM Evaporator Fan Motor (Reach-In) | Grocery | Existing | E_GR_PSC to ECM Evaporator Fan Motor (Reach-In) | 0 | 0 | N/A | 0 | 0 | 0 | 0 | N/A | 0
[14 empty] | Commercial | Wall Insulation | Assembly | Existing | E_AS_Wall Insulation | 0 | 0 | N/A | 0 | N/A | N/A | 0 | N/A | 0 | [14 empty] | Commercial | PSC to ECM Evaporator Fan Motor (Reach-In) | Healthcare | Existing | E_HC_PSC to ECM Evaporator Fan Motor (Reach-In) | 0 | 0 | N/A | 0 | 0 | 0 | 0 | N/A | 0
[14 empty] | Commercial | Wall Insulation | College and University | Existing | E_CU_Wall Insulation | 0 | 0 | N/A | 0 | N/A | N/A | 0 | N/A | 0 | [14 empty] | Commercial | PSC to ECM Evaporator Fan Motor (Reach-In) | Hospitals | Existing | E_HS_PSC to ECM Evaporator Fan Motor (Reach-In) | 0 | 0 | N/A | 0 | 0 | 0 | 0 | N/A | 0
[14 empty] | Commercial | Wall Insulation | Grocery | Existing | E_GR_Wall Insulation | 0 | 0 | N/A | 0 | N/A | N/A | 0 | N/A | 0 | [14 empty] | Commercial | PSC to ECM Evaporator Fan Motor (Reach-In) | Institutional | Existing | E_IN_PSC to ECM Evaporator Fan Motor (Reach-In) | 0 | 0 | N/A | 0 | 0 | 0 | 0 | N/A | 0
[14 empty] | Commercial | Wall Insulation | Healthcare | Existing | E_HC_Wall Insulation | 1607041.9251 | 2157078.3096 | N/A | 1214538.4323 | N/A | N/A | 4087434.9187 | N/A | 1521898.2725 | [14 empty] | Commercial | PSC to ECM Evaporator Fan Motor (Reach-In) | Lodging/Hospitality | Existing | E_LG_PSC to ECM Evaporator Fan Motor (Reach-In) | 0 | 0 | N/A | 0 | 0 | 0 | 0 | N/A | 0
[14 empty] | Commercial | Wall Insulation | Hospitals | Existing | E_HS_Wall Insulation | 0 | 0 | N/A | 0 | N/A | N/A | 0 | N/A | 0 | [14 empty] | Commercial | PSC to ECM Evaporator Fan Motor (Reach-In) | Miscellaneous | Existing | E_MS_PSC to ECM Evaporator Fan Motor (Reach-In) | 0 | 0 | N/A | 0 | 0 | 0 | 0 | N/A | 0
[14 empty] | Commercial | Wall Insulation | Institutional | Existing | E_IN_Wall Insulation | 0 | 0 | N/A | 0 | N/A | N/A | 0 | N/A | 0 | [14 empty] | Commercial | PSC to ECM Evaporator Fan Motor (Reach-In) | Offices | Existing | E_OF_PSC to ECM Evaporator Fan Motor (Reach-In) | 0 | 0 | N/A | 0 | 0 | 0 | 0 | N/A | 0
[14 empty] | Commercial | Wall Insulation | Lodging/Hospitality | Existing | E_LG_Wall Insulation | 0 | 0 | N/A | 0 | N/A | N/A | 0 | N/A | 0 | [14 empty] | Commercial | PSC to ECM Evaporator Fan Motor (Reach-In) | Restaurants | Existing | E_RS_PSC to ECM Evaporator Fan Motor (Reach-In) | 0 | 0 | N/A | 0 | 0 | 0 | 0 | N/A | 0
[14 empty] | Commercial | Wall Insulation | Miscellaneous | Existing | E_MS_Wall Insulation | 0 | 0 | N/A | 0 | N/A | N/A | 0 | N/A | 0 | [14 empty] | Commercial | PSC to ECM Evaporator Fan Motor (Reach-In) | Retail | Existing | E_RT_PSC to ECM Evaporator Fan Motor (Reach-In) | 0 | 0 | N/A | 0 | 0 | 0 | 0 | N/A | 0
[14 empty] | Commercial | Wall Insulation | Offices | Existing | E_OF_Wall Insulation | 11214892.4695 | 15053372.8537 | N/A | 8475770.1126 | N/A | N/A | 28524547.1031 | N/A | 10318537.5015 | [14 empty] | Commercial | PSC to ECM Evaporator Fan Motor (Reach-In) | Schools K-12 | Existing | E_SC_PSC to ECM Evaporator Fan Motor (Reach-In) | 0 | 0 | N/A | 0 | 0 | 0 | 0 | N/A | 0
[14 empty] | Commercial | Wall Insulation | Restaurants | Existing | E_RS_Wall Insulation | 0 | 0 | N/A | 0 | N/A | N/A | 0 | N/A | 0 | [14 empty] | Commercial | PSC to ECM Evaporator Fan Motor (Reach-In) | Warehouse | Existing | E_WR_PSC to ECM Evaporator Fan Motor (Reach-In) | 0 | 0 | N/A | 0 | 0 | 0 | 0 | N/A | 0
[14 empty] | Commercial | Wall Insulation | Retail | Existing | E_RT_Wall Insulation | 7397131.9501 | 9928921.3513 | N/A | 5403311.8509 | N/A | N/A | 18184427.0616 | N/A | 6578077.8885 | [14 empty] | Commercial | PSC to ECM Evaporator Fan Motor (Reach-In) | Assembly | New | N_AS_PSC to ECM Evaporator Fan Motor (Reach-In) | 0 | 0 | N/A | 0 | 0 | 0 | 0 | N/A | 0
[14 empty] | Commercial | Wall Insulation | Schools K-12 | Existing | E_SC_Wall Insulation | 0 | 0 | N/A | 0 | N/A | N/A | 0 | N/A | 0 | [14 empty] | Commercial | PSC to ECM Evaporator Fan Motor (Reach-In) | College and University | New | N_CU_PSC to ECM Evaporator Fan Motor (Reach-In) | 0 | 0 | N/A | 0 | 0 | 0 | 0 | N/A | 0
[14 empty] | Commercial | Wall Insulation | Warehouse | Existing | E_WR_Wall Insulation | 0 | 0 | N/A | 0 | N/A | N/A | 0 | N/A | 0 | [14 empty] | Commercial | PSC to ECM Evaporator Fan Motor (Reach-In) | Grocery | New | N_GR_PSC to ECM Evaporator Fan Motor (Reach-In) | 0 | 0 | N/A | 0 | 0 | 0 | 0 | N/A | 0
[14 empty] | Commercial | Water Cooled Refrigeration Heat Recovery | Miscellaneous | Existing | E_MS_Water Cooled Refrigeration Heat Recovery | 0 | 0 | N/A | 0 | N/A | N/A | 0 | N/A | 0 | [14 empty] | Commercial | PSC to ECM Evaporator Fan Motor (Reach-In) | Healthcare | New | N_HC_PSC to ECM Evaporator Fan Motor (Reach-In) | 0 | 0 | N/A | 0 | 0 | 0 | 0 | N/A | 0
[14 empty] | Commercial | Water Cooled Refrigeration Heat Recovery | Miscellaneous | New | N_MS_Water Cooled Refrigeration Heat Recovery | 0 | 0 | N/A | 0 | N/A | N/A | 0 | N/A | 0 | [14 empty] | Commercial | PSC to ECM Evaporator Fan Motor (Reach-In) | Hospitals | New | N_HS_PSC to ECM Evaporator Fan Motor (Reach-In) | 0 | 0 | N/A | 0 | 0 | 0 | 0 | N/A | 0
[14 empty] | Commercial | VSD Controlled Compressor | Assembly | Existing | E_AS_VSD Controlled Compressor | 77673.9901 | 126834.2909 | N/A | 189341.6377 | N/A | N/A | 648851.4608 | N/A | 177455.8992 | [14 empty] | Commercial | PSC to ECM Evaporator Fan Motor (Reach-In) | Institutional | New | N_IN_PSC to ECM Evaporator Fan Motor (Reach-In) | 0 | 0 | N/A | 0 | 0 | 0 | 0 | N/A | 0
[14 empty] | Commercial | VSD Controlled Compressor | College and University | Existing | E_CU_VSD Controlled Compressor | 19420.5984 | 31712.0032 | N/A | 55055.2697 | N/A | N/A | 188667.916 | N/A | 51599.2283 | [14 empty] | Commercial | PSC to ECM Evaporator Fan Motor (Reach-In) | Lodging/Hospitality | New | N_LG_PSC to ECM Evaporator Fan Motor (Reach-In) | 0 | 0 | N/A | 0 | 0 | 0 | 0 | N/A | 0
[14 empty] | Commercial | VSD Controlled Compressor | Grocery | Existing | E_GR_VSD Controlled Compressor | 447893.0635 | 731367.077 | N/A | 1091804.4256 | N/A | N/A | 3741484.9965 | N/A | 1023267.457 | [14 empty] | Commercial | PSC to ECM Evaporator Fan Motor (Reach-In) | Miscellaneous | New | N_MS_PSC to ECM Evaporator Fan Motor (Reach-In) | 0 | 0 | N/A | 0 | 0 | 0 | 0 | N/A | 0
[14 empty] | Commercial | VSD Controlled Compressor | Healthcare | Existing | E_HC_VSD Controlled Compressor | 122614.1654 | 200217.3533 | N/A | 347597.7321 | N/A | N/A | 1191176.4313 | N/A | 325777.6201 | [14 empty] | Commercial | PSC to ECM Evaporator Fan Motor (Reach-In) | Offices | New | N_OF_PSC to ECM Evaporator Fan Motor (Reach-In) | 0 | 0 | N/A | 0 | 0 | 0 | 0 | N/A | 0
[14 empty] | Commercial | VSD Controlled Compressor | Hospitals | Existing | E_HS_VSD Controlled Compressor | 120010.8487 | 195966.383 | N/A | 340217.6142 | N/A | N/A | 1165885.6379 | N/A | 318860.782 | [14 empty] | Commercial | PSC to ECM Evaporator Fan Motor (Reach-In) | Restaurants | New | N_RS_PSC to ECM Evaporator Fan Motor (Reach-In) | 0 | 0 | N/A | 0 | 0 | 0 | 0 | N/A | 0
[14 empty] | Commercial | VSD Controlled Compressor | Institutional | Existing | E_IN_VSD Controlled Compressor | 109508.3021 | 178816.7162 | N/A | 266942.399 | N/A | N/A | 914780.1177 | N/A | 250185.3477 | [14 empty] | Commercial | PSC to ECM Evaporator Fan Motor (Reach-In) | Retail | New | N_RT_PSC to ECM Evaporator Fan Motor (Reach-In) | 0 | 0 | N/A | 0 | 0 | 0 | 0 | N/A | 0
[14 empty] | Commercial | VSD Controlled Compressor | Lodging/Hospitality | Existing | E_LG_VSD Controlled Compressor | 285095.8149 | 465534.5433 | N/A | 808215.4156 | N/A | N/A | 2769658.9063 | N/A | 757480.4733 | [14 empty] | Commercial | PSC to ECM Evaporator Fan Motor (Reach-In) | Schools K-12 | New | N_SC_PSC to ECM Evaporator Fan Motor (Reach-In) | 0 | 0 | N/A | 0 | 0 | 0 | 0 | N/A | 0
[14 empty] | Commercial | VSD Controlled Compressor | Miscellaneous | Existing | E_MS_VSD Controlled Compressor | 4690032.1526 | 7658379.6124 | N/A | 11432634.8791 | N/A | N/A | 39178291.3386 | N/A | 10714962.2642 | [14 empty] | Commercial | PSC to ECM Evaporator Fan Motor (Reach-In) | Warehouse | New | N_WR_PSC to ECM Evaporator Fan Motor (Reach-In) | 0 | 0 | N/A | 0 | 0 | 0 | 0 | N/A | 0
[14 empty] | Commercial | VSD Controlled Compressor | Offices | Existing | E_OF_VSD Controlled Compressor | 633695.8676 | 1034765.5102 | N/A | 1544725.7595 | N/A | N/A | 5293592.9892 | N/A | 1447757.0916 | [14 empty] | Commercial | PSC to ECM Evaporator Fan Motor (Walk-In, Refrigerator) | Assembly | Existing | E_AS_PSC to ECM Evaporator Fan Motor (Walk-In, Refrigerator) | 0 | 0 | N/A | 0 | 0 | 0 | 0 | N/A | 0
[14 empty] | Commercial | VSD Controlled Compressor | Restaurants | Existing | E_RS_VSD Controlled Compressor | 154555.489 | 252374.5185 | N/A | 438147.8867 | N/A | N/A | 1501481.1315 | N/A | 410643.5762 | [14 empty] | Commercial | PSC to ECM Evaporator Fan Motor (Walk-In, Refrigerator) | College and University | Existing | E_CU_PSC to ECM Evaporator Fan Motor (Walk-In, Refrigerator) | 0 | 0 | N/A | 0 | 0 | 0 | 0 | N/A | 0
[14 empty] | Commercial | VSD Controlled Compressor | Retail | Existing | E_RT_VSD Controlled Compressor | 461830.4553 | 754125.5215 | N/A | 1125778.8432 | N/A | N/A | 3857911.3185 | N/A | 1055109.1634 | [14 empty] | Commercial | PSC to ECM Evaporator Fan Motor (Walk-In, Refrigerator) | Grocery | Existing | E_GR_PSC to ECM Evaporator Fan Motor (Walk-In, Refrigerator) | 0 | 0 | N/A | 0 | 0 | 0 | 0 | N/A | 0
[14 empty] | Commercial | VSD Controlled Compressor | Schools K-12 | Existing | E_SC_VSD Controlled Compressor | 35992.1696 | 58771.8142 | N/A | 102033.8596 | N/A | N/A | 349658.0028 | N/A | 95628.7826 | [14 empty] | Commercial | PSC to ECM Evaporator Fan Motor (Walk-In, Refrigerator) | Healthcare | Existing | E_HC_PSC to ECM Evaporator Fan Motor (Walk-In, Refrigerator) | 0 | 0 | N/A | 0 | 0 | 0 | 0 | N/A | 0
[14 empty] | Commercial | VSD Controlled Compressor | Warehouse | Existing | E_WR_VSD Controlled Compressor | 156022.1822 | 254769.49 | N/A | 380326.7407 | N/A | N/A | 1303334.8838 | N/A | 356452.0968 | [14 empty] | Commercial | PSC to ECM Evaporator Fan Motor (Walk-In, Refrigerator) | Hospitals | Existing | E_HS_PSC to ECM Evaporator Fan Motor (Walk-In, Refrigerator) | 0 | 0 | N/A | 0 | 0 | 0 | 0 | N/A | 0
[14 empty] | Commercial | VSD Controlled Compressor | Assembly | New | N_AS_VSD Controlled Compressor | 6998.0129 | 11427.0943 | N/A | 17058.6734 | N/A | N/A | 58458.0619 | N/A | 15987.8317 | [14 empty] | Commercial | PSC to ECM Evaporator Fan Motor (Walk-In, Refrigerator) | Institutional | Existing | E_IN_PSC to ECM Evaporator Fan Motor (Walk-In, Refrigerator) | 0 | 0 | N/A | 0 | 0 | 0 | 0 | N/A | 0
[14 empty] | Commercial | VSD Controlled Compressor | College and University | New | N_CU_VSD Controlled Compressor | 1749.6925 | 2857.0826 | N/A | 4960.1867 | N/A | N/A | 16997.9747 | N/A | 4648.8157 | [14 empty] | Commercial | PSC to ECM Evaporator Fan Motor (Walk-In, Refrigerator) | Lodging/Hospitality | Existing | E_LG_PSC to ECM Evaporator Fan Motor (Walk-In, Refrigerator) | 0 | 0 | N/A | 0 | 0 | 0 | 0 | N/A | 0
[14 empty] | Commercial | VSD Controlled Compressor | Grocery | New | N_GR_VSD Controlled Compressor | 8070.556 | 13178.4559 | N/A | 19673.1531 | N/A | N/A | 67417.5754 | N/A | 18438.1899 | [14 empty] | Commercial | PSC to ECM Evaporator Fan Motor (Walk-In, Refrigerator) | Miscellaneous | Existing | E_MS_PSC to ECM Evaporator Fan Motor (Walk-In, Refrigerator) | 0 | 0 | N/A | 0 | 0 | 0 | 0 | N/A | 0
[14 empty] | Commercial | VSD Controlled Compressor | Healthcare | New | N_HC_VSD Controlled Compressor | 11046.8834 | 18038.5175 | N/A | 31316.7049 | N/A | N/A | 107318.654 | N/A | 29350.829 | [14 empty] | Commercial | PSC to ECM Evaporator Fan Motor (Walk-In, Refrigerator) | Offices | Existing | E_OF_PSC to ECM Evaporator Fan Motor (Walk-In, Refrigerator) | 0 | 0 | N/A | 0 | 0 | 0 | 0 | N/A | 0
[14 empty] | Commercial | VSD Controlled Compressor | Hospitals | New | N_HS_VSD Controlled Compressor | 10812.3385 | 17655.5277 | N/A | 30651.7956 | N/A | N/A | 105040.0884 | N/A | 28727.6587 | [14 empty] | Commercial | PSC to ECM Evaporator Fan Motor (Walk-In, Refrigerator) | Restaurants | Existing | E_RS_PSC to ECM Evaporator Fan Motor (Walk-In, Refrigerator) | 0 | 0 | N/A | 0 | 0 | 0 | 0 | N/A | 0
[14 empty] | Commercial | VSD Controlled Compressor | Institutional | New | N_IN_VSD Controlled Compressor | 9866.1149 | 16110.434 | N/A | 24050.0888 | N/A | N/A | 82416.8179 | N/A | 22540.3677 | [14 empty] | Commercial | PSC to ECM Evaporator Fan Motor (Walk-In, Refrigerator) | Retail | Existing | E_RT_PSC to ECM Evaporator Fan Motor (Walk-In, Refrigerator) | 0 | 0 | N/A | 0 | 0 | 0 | 0 | N/A | 0
[14 empty] | Commercial | VSD Controlled Compressor | Lodging/Hospitality | New | N_LG_VSD Controlled Compressor | 25685.6149 | 41942.1836 | N/A | 72815.9056 | N/A | N/A | 249531.5206 | N/A | 68244.9575 | [14 empty] | Commercial | PSC to ECM Evaporator Fan Motor (Walk-In, Refrigerator) | Schools K-12 | Existing | E_SC_PSC to ECM Evaporator Fan Motor (Walk-In, Refrigerator) | 0 | 0 | N/A | 0 | 0 | 0 | 0 | N/A | 0
[14 empty] | Commercial | VSD Controlled Compressor | Miscellaneous | New | N_MS_VSD Controlled Compressor | 84509.3851 | 137995.8454 | N/A | 206003.9062 | N/A | N/A | 705951.0898 | N/A | 193072.2099 | [14 empty] | Commercial | PSC to ECM Evaporator Fan Motor (Walk-In, Refrigerator) | Warehouse | Existing | E_WR_PSC to ECM Evaporator Fan Motor (Walk-In, Refrigerator) | 0 | 0 | N/A | 0 | 0 | 0 | 0 | N/A | 0
[14 empty] | Commercial | VSD Controlled Compressor | Offices | New | N_OF_VSD Controlled Compressor | 57092.6237 | 93226.863 | N/A | 139171.5663 | N/A | N/A | 476924.5435 | N/A | 130435.2056 | [14 empty] | Commercial | PSC to ECM Evaporator Fan Motor (Walk-In, Refrigerator) | Assembly | New | N_AS_PSC to ECM Evaporator Fan Motor (Walk-In, Refrigerator) | 0 | 0 | N/A | 0 | 0 | 0 | 0 | N/A | 0
[14 empty] | Commercial | VSD Controlled Compressor | Restaurants | New | N_RS_VSD Controlled Compressor | 13924.6267 | 22737.6004 | N/A | 39474.7917 | N/A | N/A | 135275.4556 | N/A | 36996.7998 | [14 empty] | Commercial | PSC to ECM Evaporator Fan Motor (Walk-In, Refrigerator) | College and University | New | N_CU_PSC to ECM Evaporator Fan Motor (Walk-In, Refrigerator) | 0 | 0 | N/A | 0 | 0 | 0 | 0 | N/A | 0
[14 empty] | Commercial | VSD Controlled Compressor | Retail | New | N_RT_VSD Controlled Compressor | 41608.4651 | 67942.6943 | N/A | 101426.6798 | N/A | N/A | 347577.2691 | N/A | 95059.7179 | [14 empty] | Commercial | PSC to ECM Evaporator Fan Motor (Walk-In, Refrigerator) | Grocery | New | N_GR_PSC to ECM Evaporator Fan Motor (Walk-In, Refrigerator) | 0 | 0 | N/A | 0 | 0 | 0 | 0 | N/A | 0
[14 empty] | Commercial | VSD Controlled Compressor | Schools K-12 | New | N_SC_VSD Controlled Compressor | 3242.7028 | 5295.0275 | N/A | 9192.7075 | N/A | N/A | 31502.3243 | N/A | 8615.6441 | [14 empty] | Commercial | PSC to ECM Evaporator Fan Motor (Walk-In, Refrigerator) | Healthcare | New | N_HC_PSC to ECM Evaporator Fan Motor (Walk-In, Refrigerator) | 0 | 0 | N/A | 0 | 0 | 0 | 0 | N/A | 0
[14 empty] | Commercial | VSD Controlled Compressor | Warehouse | New | N_WR_VSD Controlled Compressor | 14056.7679 | 22953.3746 | N/A | 34265.4143 | N/A | N/A | 117423.5336 | N/A | 32114.436 | [14 empty] | Commercial | PSC to ECM Evaporator Fan Motor (Walk-In, Refrigerator) | Hospitals | New | N_HS_PSC to ECM Evaporator Fan Motor (Walk-In, Refrigerator) | 0 | 0 | N/A | 0 | 0 | 0 | 0 | N/A | 0
[14 empty] | Commercial | PSC to ECM Evaporator Fan Motor (Reach-In) | Assembly | Existing | E_AS_PSC to ECM Evaporator Fan Motor (Reach-In) | 1169.5913 | 1909.8322 | N/A | 3088.688 | N/A | N/A | 10584.5693 | N/A | 3356.9371 | [14 empty] | Commercial | PSC to ECM Evaporator Fan Motor (Walk-In, Refrigerator) | Institutional | New | N_IN_PSC to ECM Evaporator Fan Motor (Walk-In, Refrigerator) | 0 | 0 | N/A | 0 | 0 | 0 | 0 | N/A | 0
[14 empty] | Commercial | PSC to ECM Evaporator Fan Motor (Reach-In) | College and University | Existing | E_CU_PSC to ECM Evaporator Fan Motor (Reach-In) | 74.9374 | 122.3657 | N/A | 212.4392 | N/A | N/A | 728.0042 | N/A | 230.8893 | [14 empty] | Commercial | PSC to ECM Evaporator Fan Motor (Walk-In, Refrigerator) | Lodging/Hospitality | New | N_LG_PSC to ECM Evaporator Fan Motor (Walk-In, Refrigerator) | 0 | 0 | N/A | 0 | 0 | 0 | 0 | N/A | 0
[14 empty] | Commercial | PSC to ECM Evaporator Fan Motor (Reach-In) | Grocery | Existing | E_GR_PSC to ECM Evaporator Fan Motor (Reach-In) | 1195319.6852 | 1951844.1686 | N/A | 3156632.1156 | N/A | N/A | 10817405.9596 | N/A | 3430782.0984 | [14 empty] | Commercial | PSC to ECM Evaporator Fan Motor (Walk-In, Refrigerator) | Miscellaneous | New | N_MS_PSC to ECM Evaporator Fan Motor (Walk-In, Refrigerator) | 0 | 0 | N/A | 0 | 0 | 0 | 0 | N/A | 0
[14 empty] | Commercial | PSC to ECM Evaporator Fan Motor (Reach-In) | Healthcare | Existing | E_HC_PSC to ECM Evaporator Fan Motor (Reach-In) | 926.9054 | 1513.5489 | N/A | 2627.6749 | N/A | N/A | 9004.7321 | N/A | 2855.8856 | [14 empty] | Commercial | PSC to ECM Evaporator Fan Motor (Walk-In, Refrigerator) | Offices | New | N_OF_PSC to ECM Evaporator Fan Motor (Walk-In, Refrigerator) | 0 | 0 | N/A | 0 | 0 | 0 | 0 | N/A | 0
[14 empty] | Commercial | PSC to ECM Evaporator Fan Motor (Reach-In) | Hospitals | Existing | E_HS_PSC to ECM Evaporator Fan Motor (Reach-In) | 9495.0529 | 15504.5247 | N/A | 26917.4321 | N/A | N/A | 92242.8651 | N/A | 29255.1811 | [14 empty] | Commercial | PSC to ECM Evaporator Fan Motor (Walk-In, Refrigerator) | Restaurants | New | N_RS_PSC to ECM Evaporator Fan Motor (Walk-In, Refrigerator) | 0 | 0 | N/A | 0 | 0 | 0 | 0 | N/A | 0
[14 empty] | Commercial | PSC to ECM Evaporator Fan Motor (Reach-In) | Institutional | Existing | E_IN_PSC to ECM Evaporator Fan Motor (Reach-In) | 0 | 0 | N/A | 0 | N/A | N/A | 0 | N/A | 0 | [14 empty] | Commercial | PSC to ECM Evaporator Fan Motor (Walk-In, Refrigerator) | Retail | New | N_RT_PSC to ECM Evaporator Fan Motor (Walk-In, Refrigerator) | 0 | 0 | N/A | 0 | 0 | 0 | 0 | N/A | 0
[14 empty] | Commercial | PSC to ECM Evaporator Fan Motor (Reach-In) | Lodging/Hospitality | Existing | E_LG_PSC to ECM Evaporator Fan Motor (Reach-In) | 43518.9568 | 71062.3468 | N/A | 123371.463 | N/A | N/A | 422779.453 | N/A | 134086.1371 | [14 empty] | Commercial | PSC to ECM Evaporator Fan Motor (Walk-In, Refrigerator) | Schools K-12 | New | N_SC_PSC to ECM Evaporator Fan Motor (Walk-In, Refrigerator) | 0 | 0 | N/A | 0 | 0 | 0 | 0 | N/A | 0
[14 empty] | Commercial | PSC to ECM Evaporator Fan Motor (Reach-In) | Miscellaneous | Existing | E_MS_PSC to ECM Evaporator Fan Motor (Reach-In) | 0 | 0 | N/A | 0 | N/A | N/A | 0 | N/A | 0 | [14 empty] | Commercial | PSC to ECM Evaporator Fan Motor (Walk-In, Refrigerator) | Warehouse | New | N_WR_PSC to ECM Evaporator Fan Motor (Walk-In, Refrigerator) | 0 | 0 | N/A | 0 | 0 | 0 | 0 | N/A | 0
[14 empty] | Commercial | PSC to ECM Evaporator Fan Motor (Reach-In) | Offices | Existing | E_OF_PSC to ECM Evaporator Fan Motor (Reach-In) | 0 | 0 | N/A | 0 | N/A | N/A | 0 | N/A | 0 | [14 empty] | Commercial | Demand Controlled Ventilation | Assembly | Existing | E_AS_Demand Controlled Ventilation | 0 | 0 | N/A | 0 | 0 | 0 | 0 | N/A | 0
[14 empty] | Commercial | PSC to ECM Evaporator Fan Motor (Reach-In) | Restaurants | Existing | E_RS_PSC to ECM Evaporator Fan Motor (Reach-In) | 456491.4709 | 745407.4642 | N/A | 1294103.1864 | N/A | N/A | 4434738.9902 | N/A | 1406494.6065 | [14 empty] | Commercial | Demand Controlled Ventilation | Grocery | Existing | E_GR_Demand Controlled Ventilation | 0 | 0 | N/A | 0 | 0 | 0 | 0 | N/A | 0
[14 empty] | Commercial | PSC to ECM Evaporator Fan Motor (Reach-In) | Retail | Existing | E_RT_PSC to ECM Evaporator Fan Motor (Reach-In) | 50542.0577 | 82530.4074 | N/A | 133472.8144 | N/A | N/A | 457395.5928 | N/A | 145064.7796 | [14 empty] | Commercial | Demand Controlled Ventilation | Lodging/Hospitality | Existing | E_LG_Demand Controlled Ventilation | 0 | 0 | N/A | 0 | 0 | 0 | 0 | N/A | 0
[14 empty] | Commercial | PSC to ECM Evaporator Fan Motor (Reach-In) | Schools K-12 | Existing | E_SC_PSC to ECM Evaporator Fan Motor (Reach-In) | 1610.3276 | 2629.5129 | N/A | 4565.1018 | N/A | N/A | 15644.0656 | N/A | 4961.5758 | [14 empty] | Commercial | Demand Controlled Ventilation | Miscellaneous | Existing | E_MS_Demand Controlled Ventilation | 0 | 0 | N/A | 0 | 0 | 0 | 0 | N/A | 0
[14 empty] | Commercial | PSC to ECM Evaporator Fan Motor (Reach-In) | Warehouse | Existing | E_WR_PSC to ECM Evaporator Fan Motor (Reach-In) | 0 | 0 | N/A | 0 | N/A | N/A | 0 | N/A | 0 | [14 empty] | Commercial | Demand Controlled Ventilation | Offices | Existing | E_OF_Demand Controlled Ventilation | 0 | 0 | N/A | 0 | 0 | 0 | 0 | N/A | 0
[14 empty] | Commercial | PSC to ECM Evaporator Fan Motor (Reach-In) | Assembly | New | N_AS_PSC to ECM Evaporator Fan Motor (Reach-In) | 84.2992 | 137.6526 | N/A | 222.6195 | N/A | N/A | 762.8907 | N/A | 241.9537 | [14 empty] | Commercial | Demand Controlled Ventilation | Restaurants | Existing | E_RS_Demand Controlled Ventilation | 0 | 0 | N/A | 0 | 0 | 0 | 0 | N/A | 0
[14 empty] | Commercial | PSC to ECM Evaporator Fan Motor (Reach-In) | College and University | New | N_CU_PSC to ECM Evaporator Fan Motor (Reach-In) | 5.5981 | 9.1412 | N/A | 15.8701 | N/A | N/A | 54.3849 | N/A | 17.2484 | [14 empty] | Commercial | Demand Controlled Ventilation | Retail | Existing | E_RT_Demand Controlled Ventilation | 0 | 0 | N/A | 0 | 0 | 0 | 0 | N/A | 0
[14 empty] | Commercial | PSC to ECM Evaporator Fan Motor (Reach-In) | Grocery | New | N_GR_PSC to ECM Evaporator Fan Motor (Reach-In) | 41904.3053 | 68425.7735 | N/A | 110662.0076 | N/A | N/A | 379225.6482 | N/A | 120272.8796 | [14 empty] | Commercial | Demand Controlled Ventilation | Warehouse | Existing | E_WR_Demand Controlled Ventilation | 0 | 0 | N/A | 0 | 0 | 0 | 0 | N/A | 0
[14 empty] | Commercial | PSC to ECM Evaporator Fan Motor (Reach-In) | Healthcare | New | N_HC_PSC to ECM Evaporator Fan Motor (Reach-In) | 66.8074 | 109.0902 | N/A | 189.3916 | N/A | N/A | 649.0227 | N/A | 205.8401 | [14 empty] | Commercial | Demand Controlled Ventilation | Assembly | New | N_AS_Demand Controlled Ventilation | 0 | 0 | N/A | 0 | 0 | 0 | 0 | N/A | 0
[14 empty] | Commercial | PSC to ECM Evaporator Fan Motor (Reach-In) | Hospitals | New | N_HS_PSC to ECM Evaporator Fan Motor (Reach-In) | 684.363 | 1117.5001 | N/A | 1940.0939 | N/A | N/A | 6648.4728 | N/A | 2108.5888 | [14 empty] | Commercial | Demand Controlled Ventilation | Grocery | New | N_GR_Demand Controlled Ventilation | 0 | 0 | N/A | 0 | 0 | 0 | 0 | N/A | 0
[14 empty] | Commercial | PSC to ECM Evaporator Fan Motor (Reach-In) | Institutional | New | N_IN_PSC to ECM Evaporator Fan Motor (Reach-In) | 0 | 0 | N/A | 0 | N/A | N/A | 0 | N/A | 0 | [14 empty] | Commercial | Demand Controlled Ventilation | Lodging/Hospitality | New | N_LG_Demand Controlled Ventilation | 0 | 0 | N/A | 0 | 0 | 0 | 0 | N/A | 0
[14 empty] | Commercial | PSC to ECM Evaporator Fan Motor (Reach-In) | Lodging/Hospitality | New | N_LG_PSC to ECM Evaporator Fan Motor (Reach-In) | 3136.661 | 5121.8713 | N/A | 8892.0896 | N/A | N/A | 30472.1422 | N/A | 9664.3576 | [14 empty] | Commercial | Demand Controlled Ventilation | Miscellaneous | New | N_MS_Demand Controlled Ventilation | 0 | 0 | N/A | 0 | 0 | 0 | 0 | N/A | 0
[14 empty] | Commercial | PSC to ECM Evaporator Fan Motor (Reach-In) | Miscellaneous | New | N_MS_PSC to ECM Evaporator Fan Motor (Reach-In) | 0 | 0 | N/A | 0 | N/A | N/A | 0 | N/A | 0 | [14 empty] | Commercial | Demand Controlled Ventilation | Offices | New | N_OF_Demand Controlled Ventilation | 0 | 0 | N/A | 0 | 0 | 0 | 0 | N/A | 0
[14 empty] | Commercial | PSC to ECM Evaporator Fan Motor (Reach-In) | Offices | New | N_OF_PSC to ECM Evaporator Fan Motor (Reach-In) | 0 | 0 | N/A | 0 | N/A | N/A | 0 | N/A | 0 | [14 empty] | Commercial | Demand Controlled Ventilation | Restaurants | New | N_RS_Demand Controlled Ventilation | 0 | 0 | N/A | 0 | 0 | 0 | 0 | N/A | 0
[14 empty] | Commercial | PSC to ECM Evaporator Fan Motor (Reach-In) | Restaurants | New | N_RS_PSC to ECM Evaporator Fan Motor (Reach-In) | 32901.9608 | 53725.795 | N/A | 93273.4456 | N/A | N/A | 319637.0971 | N/A | 101374.1404 | [14 empty] | Commercial | Demand Controlled Ventilation | Retail | New | N_RT_Demand Controlled Ventilation | 0 | 0 | N/A | 0 | 0 | 0 | 0 | N/A | 0
[14 empty] | Commercial | PSC to ECM Evaporator Fan Motor (Reach-In) | Retail | New | N_RT_PSC to ECM Evaporator Fan Motor (Reach-In) | 1771.8522 | 2893.2673 | N/A | 4679.1546 | N/A | N/A | 16034.9109 | N/A | 5085.5339 | [14 empty] | Commercial | Demand Controlled Ventilation | Warehouse | New | N_WR_Demand Controlled Ventilation | 0 | 0 | N/A | 0 | 0 | 0 | 0 | N/A | 0
[14 empty] | Commercial | PSC to ECM Evaporator Fan Motor (Reach-In) | Schools K-12 | New | N_SC_PSC to ECM Evaporator Fan Motor (Reach-In) | 120.298 | 196.4352 | N/A | 341.0316 | N/A | N/A | 1168.6749 | N/A | 370.6498 | [14 empty] | Commercial | Retro-Commissioning | Assembly | Existing | E_AS_Retro-Commissioning | 0 | 0 | N/A | 0 | 0 | 0 | 0 | N/A | 0
[14 empty] | Commercial | PSC to ECM Evaporator Fan Motor (Reach-In) | Warehouse | New | N_WR_PSC to ECM Evaporator Fan Motor (Reach-In) | 0 | 0 | N/A | 0 | N/A | N/A | 0 | N/A | 0 | [14 empty] | Commercial | Retro-Commissioning | College and University | Existing | E_CU_Retro-Commissioning | 0 | 0 | N/A | 0 | 0 | 0 | 0 | N/A | 0
[14 empty] | Commercial | PSC to ECM Evaporator Fan Motor (Walk-In, Refrigerator) | Assembly | Existing | E_AS_PSC to ECM Evaporator Fan Motor (Walk-In, Refrigerator) | 1096.9012 | 1791.136 | N/A | 2896.7259 | N/A | N/A | 9926.7379 | N/A | 4851.0143 | [14 empty] | Commercial | Retro-Commissioning | Schools K-12 | Existing | E_SC_Retro-Commissioning | 0 | 0 | N/A | 0 | 0 | 0 | 0 | N/A | 0
[14 empty] | Commercial | PSC to ECM Evaporator Fan Motor (Walk-In, Refrigerator) | College and University | Existing | E_CU_PSC to ECM Evaporator Fan Motor (Walk-In, Refrigerator) | 2.188 | 3.5727 | N/A | 6.2026 | N/A | N/A | 21.2556 | N/A | 10.3872 | [14 empty] | Commercial | Retro-Commissioning | Assembly | New | N_AS_Retro-Commissioning | 0 | 0 | N/A | 0 | 0 | 0 | 0 | N/A | 0
[14 empty] | Commercial | PSC to ECM Evaporator Fan Motor (Walk-In, Refrigerator) | Grocery | Existing | E_GR_PSC to ECM Evaporator Fan Motor (Walk-In, Refrigerator) | 639571.552 | 1044359.9478 | N/A | 1688997.6181 | N/A | N/A | 5787995.6327 | N/A | 2828487.0559 | [14 empty] | Commercial | Retro-Commissioning | College and University | New | N_CU_Retro-Commissioning | 0 | 0 | N/A | 0 | 0 | 0 | 0 | N/A | 0
[14 empty] | Commercial | PSC to ECM Evaporator Fan Motor (Walk-In, Refrigerator) | Healthcare | Existing | E_HC_PSC to ECM Evaporator Fan Motor (Walk-In, Refrigerator) | 0 | 0 | N/A | 0 | N/A | N/A | 0 | N/A | 0 | [14 empty] | Commercial | Retro-Commissioning | Schools K-12 | New | N_SC_Retro-Commissioning | 0 | 0 | N/A | 0 | 0 | 0 | 0 | N/A | 0
[14 empty] | Commercial | PSC to ECM Evaporator Fan Motor (Walk-In, Refrigerator) | Hospitals | Existing | E_HS_PSC to ECM Evaporator Fan Motor (Walk-In, Refrigerator) | 10985.1431 | 17937.7014 | N/A | 31141.6743 | N/A | N/A | 106718.845 | N/A | 52151.5376 | [14 empty] | Industrial | Process Refrig Controls | Agriculture and Assembly |  | AA_Process Refrig Controls | 2262.9964 | 3695.2593 | N/A | 6041.7615 | 0 | 4783.8182 | 20704.4042 | N/A | 8294.4162
[14 empty] | Commercial | PSC to ECM Evaporator Fan Motor (Walk-In, Refrigerator) | Institutional | Existing | E_IN_PSC to ECM Evaporator Fan Motor (Walk-In, Refrigerator) | 0 | 0 | N/A | 0 | N/A | N/A | 0 | N/A | 0 | [14 empty] | Industrial | Pump Equipment Upgrade | Agriculture and Assembly |  | AA_Pump Equipment Upgrade | 20511.4952 | 33493.3347 | N/A | 55986.2273 | 0 | 18925.914 | 191858.1978 | N/A | 51457.0123
[14 empty] | Commercial | PSC to ECM Evaporator Fan Motor (Walk-In, Refrigerator) | Lodging/Hospitality | Existing | E_LG_PSC to ECM Evaporator Fan Motor (Walk-In, Refrigerator) | 34169.5965 | 55795.7244 | N/A | 96867.0535 | N/A | N/A | 331951.9676 | N/A | 162218.8238 | [14 empty] | Industrial | Fan Equipment Upgrades | Agriculture and Assembly |  | AA_Fan Equipment Upgrades | 13092.1917 | 21378.3127 | N/A | 35735.2018 | 0 | 3136.6549 | 122460.3218 | N/A | 23900.7859
[14 empty] | Commercial | PSC to ECM Evaporator Fan Motor (Walk-In, Refrigerator) | Miscellaneous | Existing | E_MS_PSC to ECM Evaporator Fan Motor (Walk-In, Refrigerator) | 0 | 0 | N/A | 0 | N/A | N/A | 0 | N/A | 0 | [14 empty] | Industrial | Efficient Lighting - Other Interior Lighting | Agriculture and Assembly |  | AA_Efficient Lighting - Other Interior Lighting | 125941.7183 | 217280.065 | N/A | 337892.2898 | 0 | 234385.4656 | 1166406.3238 | N/A | 443380.5466
[14 empty] | Commercial | PSC to ECM Evaporator Fan Motor (Walk-In, Refrigerator) | Offices | Existing | E_OF_PSC to ECM Evaporator Fan Motor (Walk-In, Refrigerator) | 0 | 0 | N/A | 0 | N/A | N/A | 0 | N/A | 0 | [14 empty] | Industrial | Efficient Lighting - High Bay | Agriculture and Assembly |  | AA_Efficient Lighting - High Bay | 320235.7707 | 552484.5145 | N/A | 859168.823 | 0 | 79464.666 | 2965856.2169 | N/A | 610882.7041
[14 empty] | Commercial | PSC to ECM Evaporator Fan Motor (Walk-In, Refrigerator) | Restaurants | Existing | E_RS_PSC to ECM Evaporator Fan Motor (Walk-In, Refrigerator) | 433835.7384 | 708412.7925 | N/A | 1229876.6729 | N/A | N/A | 4214642.3035 | N/A | 2059618.2093 | [14 empty] | Industrial | Compressed Air Controls | Agriculture and Assembly |  | AA_Compressed Air Controls | 60215.0089 | 111209.2845 | N/A | 180318.7742 | 0 | 36592.2565 | 628285.1537 | N/A | 156209.6432
[14 empty] | Commercial | PSC to ECM Evaporator Fan Motor (Walk-In, Refrigerator) | Retail | Existing | E_RT_PSC to ECM Evaporator Fan Motor (Walk-In, Refrigerator) | 37540.6494 | 61300.3354 | N/A | 99138.3485 | N/A | N/A | 339735.4278 | N/A | 166022.4577 | [14 empty] | Industrial | Compressed Air Equipment | Agriculture and Assembly |  | AA_Compressed Air Equipment | 36411.5455 | 59456.6153 | N/A | 99385.4929 | 0 | 13118.3167 | 340582.3624 | N/A | 70866.7914
[14 empty] | Commercial | PSC to ECM Evaporator Fan Motor (Walk-In, Refrigerator) | Schools K-12 | Existing | E_SC_PSC to ECM Evaporator Fan Motor (Walk-In, Refrigerator) | 1909.7557 | 3118.4508 | N/A | 5413.9478 | N/A | N/A | 18552.9606 | N/A | 9066.4908 | [14 empty] | Industrial | Process Heat Equipment Upgrade | Chemicals and Plastics |  | CP_Process Heat Equipment Upgrade | 14073.0635 | 41543.9719 | N/A | 62246.6024 | 0 | 12569.8064 | 224131.3416 | N/A | 65947.4321
[14 empty] | Commercial | PSC to ECM Evaporator Fan Motor (Walk-In, Refrigerator) | Warehouse | Existing | E_WR_PSC to ECM Evaporator Fan Motor (Walk-In, Refrigerator) | 0 | 0 | N/A | 0 | N/A | N/A | 0 | N/A | 0 | [14 empty] | Industrial | Process Refrig Controls | Chemicals and Plastics |  | CP_Process Refrig Controls | 17003.2333 | 27764.6743 | N/A | 45395.3364 | 0 | 18321.2474 | 155564.4637 | N/A | 44698.4515
[14 empty] | Commercial | PSC to ECM Evaporator Fan Motor (Walk-In, Refrigerator) | Assembly | New | N_AS_PSC to ECM Evaporator Fan Motor (Walk-In, Refrigerator) | 81.943 | 133.8051 | N/A | 216.3971 | N/A | N/A | 741.5674 | N/A | 362.3904 | [14 empty] | Industrial | Pump Equipment Upgrade | Chemicals and Plastics |  | CP_Pump Equipment Upgrade | 45368.6291 | 74082.6871 | N/A | 123833.8969 | 0 | 14945.3479 | 424364.1593 | N/A | 86899.6991
[14 empty] | Commercial | PSC to ECM Evaporator Fan Motor (Walk-In, Refrigerator) | College and University | New | N_CU_PSC to ECM Evaporator Fan Motor (Walk-In, Refrigerator) | 0.16345 | 0.2669 | N/A | 0.46336 | N/A | N/A | 1.5879 | N/A | 0.77597 | [14 empty] | Industrial | Motor Equipment Upgrades | Chemicals and Plastics |  | CP_Motor Equipment Upgrades | 7514.6947 | 22183.5326 | N/A | 33981.4963 | 0 | 4136.0935 | 122357.174 | N/A | 33275.8622
[14 empty] | Commercial | PSC to ECM Evaporator Fan Motor (Walk-In, Refrigerator) | Grocery | New | N_GR_PSC to ECM Evaporator Fan Motor (Walk-In, Refrigerator) | 46097.5933 | 75273.0167 | N/A | 121735.7542 | N/A | N/A | 417174.0718 | N/A | 203865.2993 | [14 empty] | Industrial | Fan Equipment Upgrades | Chemicals and Plastics |  | CP_Fan Equipment Upgrades | 6504.8133 | 10621.7459 | N/A | 17754.92 | 0 | 2159.8924 | 60844.017 | N/A | 12476.4841
[14 empty] | Commercial | PSC to ECM Evaporator Fan Motor (Walk-In, Refrigerator) | Healthcare | New | N_HC_PSC to ECM Evaporator Fan Motor (Walk-In, Refrigerator) | 0 | 0 | N/A | 0 | N/A | N/A | 0 | N/A | 0 | [14 empty] | Industrial | Efficient Lighting - Other Interior Lighting | Chemicals and Plastics |  | CP_Efficient Lighting - Other Interior Lighting | 332689.9938 | 573971.0753 | N/A | 892582.5799 | 0 | 619157.0099 | 3081200.7171 | N/A | 1171242.317
[14 empty] | Commercial | PSC to ECM Evaporator Fan Motor (Walk-In, Refrigerator) | Hospitals | New | N_HS_PSC to ECM Evaporator Fan Motor (Walk-In, Refrigerator) | 791.7623 | 1292.8731 | N/A | 2244.5592 | N/A | N/A | 7691.8398 | N/A | 3758.8607 | [14 empty] | Industrial | Efficient Lighting - High Bay | Chemicals and Plastics |  | CP_Efficient Lighting - High Bay | 102418.541 | 176696.8686 | N/A | 274781.3498 | 0 | 25414.579 | 948546.9592 | N/A | 195373.9187
[14 empty] | Commercial | PSC to ECM Evaporator Fan Motor (Walk-In, Refrigerator) | Institutional | New | N_IN_PSC to ECM Evaporator Fan Motor (Walk-In, Refrigerator) | 0 | 0 | N/A | 0 | N/A | N/A | 0 | N/A | 0 | [14 empty] | Industrial | Process Refrig Equipment Upgrade | Construction |  | CS_Process Refrig Equipment Upgrade | 1422.2713 | 4198.574 | N/A | 6290.8517 | 0 | 543.7559 | 22651.4698 | N/A | 5938.2789
[14 empty] | Commercial | PSC to ECM Evaporator Fan Motor (Walk-In, Refrigerator) | Lodging/Hospitality | New | N_LG_PSC to ECM Evaporator Fan Motor (Walk-In, Refrigerator) | 2462.799 | 4021.5182 | N/A | 6981.7646 | N/A | N/A | 23925.6839 | N/A | 11692.0418 | [14 empty] | Industrial | Efficient Lighting - Other Interior Lighting | Construction |  | CS_Efficient Lighting - Other Interior Lighting | 41765.0203 | 72054.8079 | N/A | 112052.4519 | 0 | 77727.3318 | 386805.7735 | N/A | 147034.6583
[14 empty] | Commercial | PSC to ECM Evaporator Fan Motor (Walk-In, Refrigerator) | Miscellaneous | New | N_MS_PSC to ECM Evaporator Fan Motor (Walk-In, Refrigerator) | 0 | 0 | N/A | 0 | N/A | N/A | 0 | N/A | 0 | [14 empty] | Industrial | Efficient Lighting - High Bay | Construction |  | CS_Efficient Lighting - High Bay | 23698.1506 | 40885.0679 | N/A | 63580.3805 | 0 | 5880.5599 | 219479.8761 | N/A | 45206.6622
[14 empty] | Commercial | PSC to ECM Evaporator Fan Motor (Walk-In, Refrigerator) | Offices | New | N_OF_PSC to ECM Evaporator Fan Motor (Walk-In, Refrigerator) | 0 | 0 | N/A | 0 | N/A | N/A | 0 | N/A | 0 | [14 empty] | Industrial | HVAC Recommissioning | Construction |  | CS_HVAC Recommissioning | 7382.4566 | 21793.1632 | N/A | 31557.3469 | 0 | 6232.6702 | 113628.5391 | N/A | 33293.6854
[14 empty] | Commercial | PSC to ECM Evaporator Fan Motor (Walk-In, Refrigerator) | Restaurants | New | N_RS_PSC to ECM Evaporator Fan Motor (Walk-In, Refrigerator) | 31269.0321 | 51059.3766 | N/A | 88644.2719 | N/A | N/A | 303773.465 | N/A | 148448.5076 | [14 empty] | Industrial | Efficient Lighting - Other Interior Lighting | Electrical and Electronic Equip. |  | EE_Efficient Lighting - Other Interior Lighting | 103444.6743 | 178467.1979 | N/A | 277534.3894 | 0 | 192517.0506 | 958050.4693 | N/A | 364179.2161
[14 empty] | Commercial | PSC to ECM Evaporator Fan Motor (Walk-In, Refrigerator) | Retail | New | N_RT_PSC to ECM Evaporator Fan Motor (Walk-In, Refrigerator) | 2705.7701 | 4418.2671 | N/A | 7145.4699 | N/A | N/A | 24486.6825 | N/A | 11966.1916 | [14 empty] | Industrial | Efficient Lighting - High Bay | Electrical and Electronic Equip. |  | EE_Efficient Lighting - High Bay | 33110.7914 | 57124.1604 | N/A | 88833.7978 | 0 | 8216.2526 | 306654.8325 | N/A | 63162.2438
[14 empty] | Commercial | PSC to ECM Evaporator Fan Motor (Walk-In, Refrigerator) | Schools K-12 | New | N_SC_PSC to ECM Evaporator Fan Motor (Walk-In, Refrigerator) | 142.6665 | 232.9609 | N/A | 404.4438 | N/A | N/A | 1385.9811 | N/A | 677.3035 | [14 empty] | Industrial | Process Refrig Equipment Upgrade | Lumber/Furniture/Pulp/Paper |  | LP_Process Refrig Equipment Upgrade | 263.1745 | 776.8965 | N/A | 1164.0477 | 0 | 274.2544 | 4191.3866 | N/A | 1272.4471
[14 empty] | Commercial | PSC to ECM Evaporator Fan Motor (Walk-In, Refrigerator) | Warehouse | New | N_WR_PSC to ECM Evaporator Fan Motor (Walk-In, Refrigerator) | 0 | 0 | N/A | 0 | N/A | N/A | 0 | N/A | 0 | [14 empty] | Industrial | Pump System Optimization | Lumber/Furniture/Pulp/Paper |  | LP_Pump System Optimization | 67191.1395 | 198349.6205 | N/A | 303838.7541 | 0 | 90551.6374 | 1094032.2042 | N/A | 351099.0515
[14 empty] | Commercial | Demand Controlled Ventilation | Assembly | Existing | E_AS_Demand Controlled Ventilation | 264501.6225 | 780062.3702 | N/A | 296930.8045 | N/A | N/A | 1069158.7499 | N/A | 434741.2768 | [14 empty] | Industrial | Pump Equipment Upgrade | Lumber/Furniture/Pulp/Paper |  | LP_Pump Equipment Upgrade | 42489.8101 | 69381.8475 | N/A | 115976.1462 | 0 | 46040.6757 | 397436.5745 | N/A | 113429.2387
[14 empty] | Commercial | Demand Controlled Ventilation | Grocery | Existing | E_GR_Demand Controlled Ventilation | 221652.9918 | 653694.1305 | N/A | 248828.7238 | N/A | N/A | 895957.5877 | N/A | 801995.59 | [14 empty] | Industrial | Fan Equipment Upgrades | Lumber/Furniture/Pulp/Paper |  | LP_Fan Equipment Upgrades | 25944.7535 | 42365.3325 | N/A | 70816.3327 | 0 | 9583.864 | 242679.2197 | N/A | 50732.0746
[14 empty] | Commercial | Demand Controlled Ventilation | Lodging/Hospitality | Existing | E_LG_Demand Controlled Ventilation | 2202963.0349 | 6496930.151 | N/A | 2473056.9892 | N/A | N/A | 8904736.3186 | N/A | 2221916.1927 | [14 empty] | Industrial | Efficient Lighting - Other Interior Lighting | Lumber/Furniture/Pulp/Paper |  | LP_Efficient Lighting - Other Interior Lighting | 111127.0042 | 191721.0835 | N/A | 298145.5107 | 0 | 206814.3501 | 1029200.1905 | N/A | 391225.0248
[14 empty] | Commercial | Demand Controlled Ventilation | Miscellaneous | Existing | E_MS_Demand Controlled Ventilation | 153304.4198 | 452122.0244 | N/A | 172100.2853 | N/A | N/A | 619681.4984 | N/A | 170447.6689 | [14 empty] | Industrial | Efficient Lighting - High Bay | Lumber/Furniture/Pulp/Paper |  | LP_Efficient Lighting - High Bay | 60824.9684 | 104937.8496 | N/A | 163188.8793 | 0 | 15093.3663 | 563329.0447 | N/A | 116029.8898
[14 empty] | Commercial | Demand Controlled Ventilation | Offices | Existing | E_OF_Demand Controlled Ventilation | 3330072.3564 | 9820976.1827 | N/A | 3738355.3809 | N/A | N/A | 13460696.2467 | N/A | 3533847.2359 | [14 empty] | Industrial | Process Refrig Controls | Metal Products and Machinery |  | MM_Process Refrig Controls | 1314.9408 | 2147.1741 | N/A | 3510.637 | 0 | 4423.9722 | 12030.5388 | N/A | 6463.8466
[14 empty] | Commercial | Demand Controlled Ventilation | Restaurants | Existing | E_RS_Demand Controlled Ventilation | 496224.8556 | 1463455.4349 | N/A | 557064.43 | N/A | N/A | 2005821.8972 | N/A | 1665361.5318 | [14 empty] | Industrial | Process Refrig Equipment Upgrade | Metal Products and Machinery |  | MM_Process Refrig Equipment Upgrade | 413.5307 | 1220.7511 | N/A | 1829.0886 | 0 | 65.0112 | 6585.9995 | N/A | 1633.4889
[14 empty] | Commercial | Demand Controlled Ventilation | Retail | Existing | E_RT_Demand Controlled Ventilation | 3257372.0369 | 9606569.9988 | N/A | 3656741.6496 | N/A | N/A | 13166829.6839 | N/A | 4886044.849 | [14 empty] | Industrial | Efficient Lighting - Other Interior Lighting | Metal Products and Machinery |  | MM_Efficient Lighting - Other Interior Lighting | 74962.1837 | 129327.981 | N/A | 201117.9794 | 0 | 139509.3476 | 694260.5384 | N/A | 263905.9961
[14 empty] | Commercial | Demand Controlled Ventilation | Warehouse | Existing | E_WR_Demand Controlled Ventilation | 253074.9436 | 746363.06 | N/A | 284103.1593 | N/A | N/A | 1022970.2479 | N/A | 1022537.9663 | [14 empty] | Industrial | Efficient Lighting - High Bay | Metal Products and Machinery |  | MM_Efficient Lighting - High Bay | 67520.1286 | 116488.6277 | N/A | 181151.4976 | 0 | 16754.7296 | 625336.1166 | N/A | 128801.595
[14 empty] | Commercial | Demand Controlled Ventilation | Assembly | New | N_AS_Demand Controlled Ventilation | 4468.1602 | 13177.3999 | N/A | 5015.9784 | N/A | N/A | 18061.0333 | N/A | 7343.9764 | [14 empty] | Industrial | Process Refrig Equipment Upgrade | Miscellaneous Manufacturing |  | MS_Process Refrig Equipment Upgrade | 223.4422 | 659.6058 | N/A | 988.3075 | 0 | 221.7375 | 3558.599 | N/A | 1069.2297
[14 empty] | Commercial | Demand Controlled Ventilation | Grocery | New | N_GR_Demand Controlled Ventilation | 3993.9509 | 11778.8721 | N/A | 4483.6286 | N/A | N/A | 16144.2016 | N/A | 14451.1065 | [14 empty] | Industrial | Motor Equipment Upgrades | Miscellaneous Manufacturing |  | MS_Motor Equipment Upgrades | 673.6582 | 1988.6527 | N/A | 3046.2864 | 0 | 414.962 | 10968.7635 | N/A | 3027.2095
[14 empty] | Commercial | Demand Controlled Ventilation | Lodging/Hospitality | New | N_LG_Demand Controlled Ventilation | 39695.048 | 117067.7629 | N/A | 44561.8534 | N/A | N/A | 160453.866 | N/A | 40036.5637 | [14 empty] | Industrial | Efficient Lighting - Other Interior Lighting | Miscellaneous Manufacturing |  | MS_Efficient Lighting - Other Interior Lighting | 91868.3323 | 158495.1951 | N/A | 246475.9223 | 0 | 170972.7494 | 850836.4444 | N/A | 323424.4534
[14 empty] | Commercial | Demand Controlled Ventilation | Miscellaneous | New | N_MS_Demand Controlled Ventilation | 2762.3823 | 8146.7572 | N/A | 3101.0638 | N/A | N/A | 11166.0005 | N/A | 3071.2854 | [14 empty] | Industrial | Efficient Lighting - High Bay | Miscellaneous Manufacturing |  | MS_Efficient Lighting - High Bay | 81387.9845 | 140414.0487 | N/A | 218357.9264 | 0 | 20195.9606 | 753772.9444 | N/A | 155255.9601
[14 empty] | Commercial | Demand Controlled Ventilation | Offices | New | N_OF_Demand Controlled Ventilation | 45003.2683 | 132722.6495 | N/A | 50520.8873 | N/A | N/A | 181910.5593 | N/A | 47757.1231 | [14 empty] | Industrial | HVAC Equipment Upgrades | Miscellaneous Manufacturing |  | MS_HVAC Equipment Upgrades | 124882.5093 | 175521.8345 | N/A | 283969.5161 | 0 | 104219.9248 | 963543.3531 | N/A | 246903.8295
[14 empty] | Commercial | Demand Controlled Ventilation | Restaurants | New | N_RS_Demand Controlled Ventilation | 8941.4435 | 26369.9085 | N/A | 10037.7078 | N/A | N/A | 36142.7746 | N/A | 30008.0414 | [14 empty] | Industrial | Efficient Lighting - Other Interior Lighting | Primary Resources Industries |  | PR_Efficient Lighting - Other Interior Lighting | 96586.8298 | 166635.7498 | N/A | 259135.3011 | 0 | 179754.1703 | 894536.7002 | N/A | 340036.026
[14 empty] | Commercial | Demand Controlled Ventilation | Retail | New | N_RT_Demand Controlled Ventilation | 58694.3755 | 173100.1619 | N/A | 65890.5907 | N/A | N/A | 237252.2503 | N/A | 88041.3253 | [14 empty] | Industrial | Efficient Lighting - High Bay | Primary Resources Industries |  | PR_Efficient Lighting - High Bay | 114306.2532 | 197206.0606 | N/A | 306675.2 | 0 | 28364.4398 | 1058644.7322 | N/A | 218050.947
[14 empty] | Commercial | Demand Controlled Ventilation | Warehouse | New | N_WR_Demand Controlled Ventilation | 4560.141 | 13448.6676 | N/A | 5119.2364 | N/A | N/A | 18432.8345 | N/A | 18425.0453 | [14 empty] | Industrial | HVAC Equipment Upgrades | Primary Resources Industries |  | PR_HVAC Equipment Upgrades | 5723.7409 | 8044.6935 | N/A | 13015.1768 | 0 | 1803.56 | 44162.0892 | N/A | 8343.1924
[14 empty] | Commercial | Retro-Commissioning | Assembly | Existing | E_AS_Retro-Commissioning | 0 | 3380477.3251 | N/A | 1291799.3363 | N/A | N/A | 5037376.2122 | N/A | 3549362.8559 | [14 empty] | Industrial | Process Heat Equipment Upgrade | Stone/Clay/Glass/Concrete |  | ST_Process Heat Equipment Upgrade | 43574.6132 | 128633.1508 | N/A | 192734.9799 | 0 | 38920.0582 | 693980.8435 | N/A | 204193.9081
[14 empty] | Commercial | Retro-Commissioning | College and University | Existing | E_CU_Retro-Commissioning | 0 | 364541.4144 | N/A | 158315.7806 | N/A | N/A | 617352.9626 | N/A | 287030.203 | [14 empty] | Industrial | Process Refrig Equipment Upgrade | Stone/Clay/Glass/Concrete |  | ST_Process Refrig Equipment Upgrade | 625.0185 | 1845.0675 | N/A | 2764.521 | 0 | 881.5856 | 9954.2108 | N/A | 3252.2141
[14 empty] | Commercial | Retro-Commissioning | Schools K-12 | Existing | E_SC_Retro-Commissioning | 0 | 1172271.9395 | N/A | 447966.3573 | N/A | N/A | 1746846.4403 | N/A | 812173.3152 | [14 empty] | Industrial | Efficient Lighting - Other Interior Lighting | Stone/Clay/Glass/Concrete |  | ST_Efficient Lighting - Other Interior Lighting | 54255.4445 | 93603.8245 | N/A | 145563.3337 | 0 | 100972.7975 | 502485.5497 | N/A | 191007.4672
[14 empty] | Commercial | Retro-Commissioning | Assembly | New | N_AS_Retro-Commissioning | 0 | 0 | N/A | 0 | N/A | N/A | 0 | N/A | 0 | [14 empty] | Industrial | Efficient Lighting - High Bay | Stone/Clay/Glass/Concrete |  | ST_Efficient Lighting - High Bay | 28861.5564 | 49793.1975 | N/A | 77433.4154 | 0 | 7161.8293 | 267300.6401 | N/A | 55056.3904
[14 empty] | Commercial | Retro-Commissioning | College and University | New | N_CU_Retro-Commissioning | 0 | 0 | N/A | 0 | N/A | N/A | 0 | N/A | 0 | [14 empty] | Industrial | Compressed Air Equipment | Stone/Clay/Glass/Concrete |  | ST_Compressed Air Equipment | 4662.524 | 7613.4615 | N/A | 12726.3824 | 0 | 1323.0163 | 43611.8114 | N/A | 8717.7491
[14 empty] | Commercial | Retro-Commissioning | Schools K-12 | New | N_SC_Retro-Commissioning | 0 | 0 | N/A | 0 | N/A | N/A | 0 | N/A | 0 | [14 empty] | Industrial | Motor Optimization | Textiles and Leather |  | TX_Motor Optimization | 2530.1256 | 7468.9826 | N/A | 11441.2438 | 0 | 6189.5922 | 41196.4865 | N/A | 16000.6728
[14 empty] | Industrial | Process Refrig Controls | Agriculture and Assembly |  | AA_Process Refrig Controls | 9315.3298 | 15211.0539 | N/A | 24870.1245 | N/A | N/A | 85226.9835 | N/A | 34142.8843 | [14 empty] | Industrial | Efficient Lighting - Other Interior Lighting | Textiles and Leather |  | TX_Efficient Lighting - Other Interior Lighting | 4177.6244 | 7207.4172 | N/A | 11208.2565 | 0 | 7774.822 | 38690.9723 | N/A | 14707.4172
[14 empty] | Industrial | Pump Equipment Upgrade | Agriculture and Assembly |  | AA_Pump Equipment Upgrade | 302005.7168 | 493146.8163 | N/A | 824326.0931 | N/A | N/A | 2824868.2981 | N/A | 757639.154 | [14 empty] | Industrial | Efficient Lighting - High Bay | Textiles and Leather |  | TX_Efficient Lighting - High Bay | 1201.7776 | 2073.3584 | N/A | 3224.2802 | 0 | 298.2142 | 11130.2358 | N/A | 2292.5146
[14 empty] | Industrial | Fan Equipment Upgrades | Agriculture and Assembly |  | AA_Fan Equipment Upgrades | 215945.5408 | 352618.6757 | N/A | 589424.4183 | N/A | N/A | 2019887.9634 | N/A | 394224.9139 | [14 empty] | Industrial | Building Envelope Improvements | Textiles and Leather |  | TX_Building Envelope Improvements | 304.3787 | 497.0216 | N/A | 785.3559 | 0 | 228.1146 | 2691.3219 | N/A | 684.4499
[14 empty] | Industrial | Efficient Lighting - Other Interior Lighting | Agriculture and Assembly |  | AA_Efficient Lighting - Other Interior Lighting | 643944.1296 | 1110960.0873 | N/A | 1727654.3426 | N/A | N/A | 5963873.7293 | N/A | 2267019.2537 | [14 empty] | Industrial | Pump Equipment Upgrade | Transportation Equipment |  | TR_Pump Equipment Upgrade | 2988.0985 | 4879.2827 | N/A | 8156.0296 | 0 | 1665.6777 | 27949.7515 | N/A | 6404.7825
[14 empty] | Industrial | Efficient Lighting - High Bay | Agriculture and Assembly |  | AA_Efficient Lighting - High Bay | 1463933.1564 | 2525640.3972 | N/A | 3927624.0884 | N/A | N/A | 13558183.2207 | N/A | 2792603.2226 | [14 empty] | Industrial | Fan Equipment Upgrades | Transportation Equipment |  | TR_Fan Equipment Upgrades | 1845.9636 | 3014.2842 | N/A | 5038.5667 | 0 | 1029.009 | 17266.574 | N/A | 3956.6953
[14 empty] | Industrial | Compressed Air Controls | Agriculture and Assembly |  | AA_Compressed Air Controls | 254257.6159 | 469580.725 | N/A | 761395.248 | N/A | N/A | 2652931.3575 | N/A | 659594.5462 | [14 empty] | Industrial | Efficient Lighting - Other Interior Lighting | Transportation Equipment |  | TR_Efficient Lighting - Other Interior Lighting | 102074.4702 | 176103.2629 | N/A | 273858.2334 | 0 | 189967.0145 | 945360.3555 | N/A | 359355.3829
[14 empty] | Industrial | Compressed Air Equipment | Agriculture and Assembly |  | AA_Compressed Air Equipment | 547518.3401 | 894045.7457 | N/A | 1494454.009 | N/A | N/A | 5121317.6293 | N/A | 1065619.9146 | [14 empty] | Industrial | Efficient Lighting - High Bay | Transportation Equipment |  | TR_Efficient Lighting - High Bay | 28988.0221 | 50011.3816 | N/A | 77772.7135 | 0 | 7193.2111 | 268471.8994 | N/A | 55297.6368
[14 empty] | Industrial | Process Heat Improved Controls | Chemicals and Plastics |  | CP_Process Heat Improved Controls | 52515.7407 | 85753.2454 | N/A | 140206.8465 | N/A | N/A | 480472.3266 | N/A | 265934.2507 | [14 empty] | Industrial | HVAC Recommissioning | Transportation Equipment |  | TR_HVAC Recommissioning | 13021.2403 | 38438.9682 | N/A | 55661.1189 | 0 | 11451.6679 | 200418.9914 | N/A | 59182.1184
[14 empty] | Industrial | Process Heat Equipment Upgrade | Chemicals and Plastics |  | CP_Process Heat Equipment Upgrade | 206059.5637 | 608292.0534 | N/A | 911422.5685 | N/A | N/A | 3281759.2488 | N/A | 965610.5824 | [14 empty] | Industrial | Process Refrig Equipment Upgrade | Water and Wastewater |  | WW_Process Refrig Equipment Upgrade | 17.1483 | 50.6221 | N/A | 75.8487 | 0 | 6.5561 | 273.1083 | N/A | 71.5977
[14 empty] | Industrial | Process Refrig Controls | Chemicals and Plastics |  | CP_Process Refrig Controls | 74887.6816 | 122284.5123 | N/A | 199935.5914 | N/A | N/A | 685155.6909 | N/A | 196866.2873 | [14 empty] | Industrial | Efficient Lighting - Other Interior Lighting | Water and Wastewater |  | WW_Efficient Lighting - Other Interior Lighting | 503.56 | 868.7634 | N/A | 1351.0142 | 0 | 937.1569 | 4663.7096 | N/A | 1772.794
[14 empty] | Industrial | Pump Equipment Upgrade | Chemicals and Plastics |  | CP_Pump Equipment Upgrade | 728905.0913 | 1190233.1816 | N/A | 1989550.0409 | N/A | N/A | 6817953.3379 | N/A | 1396154.8843 | [14 empty] | Industrial | Efficient Lighting - High Bay | Water and Wastewater |  | WW_Efficient Lighting - High Bay | 285.7281 | 492.9505 | N/A | 766.5874 | 0 | 70.9018 | 2646.2645 | N/A | 545.0558
[14 empty] | Industrial | Motor Equipment Upgrades | Chemicals and Plastics |  | CP_Motor Equipment Upgrades | 116792.4016 | 344773.5624 | N/A | 528135.9722 | N/A | N/A | 1901659.1989 | N/A | 517169.0985 | [14 empty] | Industrial | HVAC Recommissioning | Water and Wastewater |  | WW_HVAC Recommissioning | 89.0101 | 262.7597 | N/A | 380.4863 | 0 | 75.1472 | 1370.017 | N/A | 401.4213
[14 empty] | Industrial | Fan Equipment Upgrades | Chemicals and Plastics |  | CP_Fan Equipment Upgrades | 105200.5624 | 171782.584 | N/A | 287145.4537 | N/A | N/A | 984013.6033 | N/A | 201778.7557 | [14 empty] | Residential | Central air conditioner - Load Shed | Single Family | Existing |  | 0 | N/A | N/A | N/A | 0 | 0 | 0 | 0 | N/A
[14 empty] | Industrial | Efficient Lighting - Other Interior Lighting | Chemicals and Plastics |  | CP_Efficient Lighting - Other Interior Lighting | 1225283.4007 | 2113911.5822 | N/A | 3287344.4929 | N/A | N/A | 11347934.0032 | N/A | 4313636.707 | [14 empty] | Residential | Central air conditioner - Load Shed | Multi Family | Existing |  | 15870384.5289 | N/A | N/A | N/A | 1809560.0427 | 7552450.8757 | 0 | 8091726.6208 | N/A
[14 empty] | Industrial | Efficient Lighting - High Bay | Chemicals and Plastics |  | CP_Efficient Lighting - High Bay | 468198.4638 | 807756.1116 | N/A | 1256141.7552 | N/A | N/A | 4336209.2921 | N/A | 893136.8063 | [14 empty] | Residential | Central air conditioner - Load Shed | Mobile Home/Other | Existing |  | 6251068.3471 | N/A | N/A | N/A | 373347.4472 | 1558217.5712 | 0 | 1669480.6507 | N/A
[14 empty] | Industrial | Process Refrig Equipment Upgrade | Construction |  | CS_Process Refrig Equipment Upgrade | 27320.5444 | 80650.8067 | N/A | 120841.5678 | N/A | N/A | 435114.234 | N/A | 114068.963 | [14 empty] | Residential | Central Heating - Load Shed | Single Family | Existing |  | 0 | N/A | N/A | N/A | 0 | 0 | 0 | 0 | N/A
[14 empty] | Industrial | Efficient Lighting - Other Interior Lighting | Construction |  | CS_Efficient Lighting - Other Interior Lighting | 149836.8556 | 258504.9828 | N/A | 402001.1711 | N/A | N/A | 1387710.588 | N/A | 527503.895 | [14 empty] | Residential | Central Heating - Load Shed | Multi Family | Existing |  | 18624830.558 | N/A | N/A | N/A | 1809560.0427 | 7552450.8757 | 0 | 8091726.6208 | N/A
[14 empty] | Industrial | Efficient Lighting - High Bay | Construction |  | CS_Efficient Lighting - High Bay | 108334.2698 | 186902.9382 | N/A | 290652.8114 | N/A | N/A | 1003335.3454 | N/A | 206658.7738 | [14 empty] | Residential | Central Heating - Load Shed | Mobile Home/Other | Existing |  | 6415878.0795 | N/A | N/A | N/A | 373347.4472 | 1558217.5712 | 0 | 1669480.6507 | N/A
[14 empty] | Industrial | HVAC Recommissioning | Construction |  | CS_HVAC Recommissioning | 35845.4818 | 105816.5965 | N/A | 153226.5419 | N/A | N/A | 551722.8104 | N/A | 161657.3249 | [14 empty] | Residential | Central air conditioner - 50% cycling | Single Family | Existing |  | 0 | N/A | N/A | N/A | 0 | 0 | 0 | 0 | N/A
[14 empty] | Industrial | Efficient Lighting - Other Interior Lighting | Electrical and Electronic Equip. |  | EE_Efficient Lighting - Other Interior Lighting | 380982.4294 | 657287.2609 | N/A | 1022147.6033 | N/A | N/A | 3528459.9982 | N/A | 1341256.8936 | [14 empty] | Residential | Central air conditioner - 50% cycling | Multi Family | Existing |  | 0 | N/A | N/A | N/A | 0 | 0 | 0 | 0 | N/A
[14 empty] | Industrial | Efficient Lighting - High Bay | Electrical and Electronic Equip. |  | EE_Efficient Lighting - High Bay | 151363.4324 | 261138.6987 | N/A | 406096.8634 | N/A | N/A | 1401848.9436 | N/A | 288741.3316 | [14 empty] | Residential | Central air conditioner - 50% cycling | Mobile Home/Other | Existing |  | 0 | N/A | N/A | N/A | 0 | 0 | 0 | 0 | N/A
[14 empty] | Industrial | Process Refrig Equipment Upgrade | Lumber/Furniture/Pulp/Paper |  | LP_Process Refrig Equipment Upgrade | 4769.325 | 14079.145 | N/A | 21095.2131 | N/A | N/A | 75957.5341 | N/A | 23059.6579 | [14 empty] | Residential | Central Heating - 50% cycling | Single Family | Existing |  | 0 | N/A | N/A | N/A | 0 | 0 | 0 | 0 | N/A
[14 empty] | Industrial | Pump System Optimization | Lumber/Furniture/Pulp/Paper |  | LP_Pump System Optimization | 300219.025 | 886252.7125 | N/A | 1357592.3128 | N/A | N/A | 4888282.6505 | N/A | 1568757.6616 | [14 empty] | Residential | Central Heating - 50% cycling | Multi Family | Existing |  | 0 | N/A | N/A | N/A | 0 | 0 | 0 | 0 | N/A
[14 empty] | Industrial | Pump Equipment Upgrade | Lumber/Furniture/Pulp/Paper |  | LP_Pump Equipment Upgrade | 615600.2249 | 1005217.0344 | N/A | 1680283.8492 | N/A | N/A | 5758134.5747 | N/A | 1643383.7825 | [14 empty] | Residential | Central Heating - 50% cycling | Mobile Home/Other | Existing |  | 0 | N/A | N/A | N/A | 0 | 0 | 0 | 0 | N/A
[14 empty] | Industrial | Fan Equipment Upgrades | Lumber/Furniture/Pulp/Paper |  | LP_Fan Equipment Upgrades | 416535.5076 | 680163.1493 | N/A | 1136935.7219 | N/A | N/A | 3896144.6259 | N/A | 814488.773 | [14 empty] | Residential | Water heater switches | Single Family | Existing |  | 0 | N/A | N/A | N/A | 0 | 0 | 0 | 0 | N/A
[14 empty] | Industrial | Efficient Lighting - Other Interior Lighting | Lumber/Furniture/Pulp/Paper |  | LP_Efficient Lighting - Other Interior Lighting | 409276.1307 | 706100.7702 | N/A | 1098057.5053 | N/A | N/A | 3790501.4605 | N/A | 1440865.4814 | [14 empty] | Residential | Water heater switches | Multi Family | Existing |  | 0 | N/A | N/A | N/A | 0 | 0 | 0 | 0 | N/A
[14 empty] | Industrial | Efficient Lighting - High Bay | Lumber/Furniture/Pulp/Paper |  | LP_Efficient Lighting - High Bay | 278056.6573 | 479715.2953 | N/A | 746005.39 | N/A | N/A | 2575215.3297 | N/A | 530421.7026 | [14 empty] | Residential | Water heater switches | Mobile Home/Other | Existing |  | 0 | N/A | N/A | N/A | 0 | 0 | 0 | 0 | N/A
[14 empty] | Industrial | Process Refrig Controls | Metal Products and Machinery |  | MM_Process Refrig Controls | 5014.4198 | 8188.0739 | N/A | 13387.5286 | N/A | N/A | 45877.4816 | N/A | 24649.3536 | [14 empty] | Residential | Pool pump switches | Single Family | Existing |  | 10120124.843 | N/A | N/A | N/A | 1336104.7203 | 5576419.1442 | 0 | 5974598.1775 | N/A
[14 empty] | Industrial | Process Refrig Equipment Upgrade | Metal Products and Machinery |  | MM_Process Refrig Equipment Upgrade | 8147.6005 | 24051.8837 | N/A | 36037.6723 | N/A | N/A | 129760.8467 | N/A | 32183.8633 | [14 empty] | Residential | Pool pump switches | Multi Family | Existing |  | 0 | N/A | N/A | N/A | 0 | 0 | 0 | 0 | N/A
[14 empty] | Industrial | Efficient Lighting - Other Interior Lighting | Metal Products and Machinery |  | MM_Efficient Lighting - Other Interior Lighting | 260382.0894 | 449222.3712 | N/A | 698585.8352 | N/A | N/A | 2411522.726 | N/A | 916680.802 | [14 empty] | Residential | Pool pump switches | Mobile Home/Other | Existing |  | 0 | N/A | N/A | N/A | 0 | 0 | 0 | 0 | N/A
[14 empty] | Industrial | Efficient Lighting - High Bay | Metal Products and Machinery |  | MM_Efficient Lighting - High Bay | 308663.0685 | 532518.7912 | N/A | 828120.1212 | N/A | N/A | 2858675.9016 | N/A | 588806.5729 | [14 empty] | Residential | Room AC control | Single Family | New |  | 837219.4589 | N/A | N/A | N/A | 379600.4882 | 76259.8481 | 0 | 797095.676 | N/A
[14 empty] | Industrial | Process Refrig Equipment Upgrade | Miscellaneous Manufacturing |  | MS_Process Refrig Equipment Upgrade | 4064.4067 | 11998.2119 | N/A | 17977.2874 | N/A | N/A | 64730.8189 | N/A | 19449.2598 | [14 empty] | Residential | Room AC control | Mobile Home/Other | New |  | 3163986.5704 | N/A | N/A | N/A | 1496943.7649 | 237648.6793 | 0 | 3143324.2032 | N/A
[14 empty] | Industrial | Motor Equipment Upgrades | Miscellaneous Manufacturing |  | MS_Motor Equipment Upgrades | 11002.0111 | 32478.162 | N/A | 49751.163 | N/A | N/A | 179139.0128 | N/A | 49439.6044 | [14 empty] | Residential | Smart thermostats - Utility Installation | Single Family | New |  | 0 | N/A | N/A | N/A | 0 | 0 | 0 | 0 | N/A
[14 empty] | Industrial | Efficient Lighting - Other Interior Lighting | Miscellaneous Manufacturing |  | MS_Efficient Lighting - Other Interior Lighting | 338347.2444 | 583731.2073 | N/A | 907760.5638 | N/A | N/A | 3133595.2136 | N/A | 1191158.8013 | [14 empty] | Residential | Smart thermostats - Utility Installation | Mobile Home/Other | New |  | 0 | N/A | N/A | N/A | 0 | 0 | 0 | 0 | N/A
[14 empty] | Industrial | Efficient Lighting - High Bay | Miscellaneous Manufacturing |  | MS_Efficient Lighting - High Bay | 372058.9009 | 641892.006 | N/A | 998206.4381 | N/A | N/A | 3445814.9443 | N/A | 709740.6608 | [14 empty] | Residential | Smart thermostats - BYOT | Single Family | New |  | 0 | N/A | N/A | N/A | 0 | 0 | 0 | 0 | N/A
[14 empty] | Industrial | HVAC Equipment Upgrades | Miscellaneous Manufacturing |  | MS_HVAC Equipment Upgrades | 2149498.8476 | 3021111.4665 | N/A | 4887731.283 | N/A | N/A | 16584670.9702 | N/A | 4249750.4242 | [14 empty] | Residential | Smart thermostats - BYOT | Multi Family | New |  | 0 | N/A | N/A | N/A | 0 | 0 | 0 | 0 | N/A
[14 empty] | Industrial | Efficient Lighting - Other Interior Lighting | Primary Resources Industries |  | PR_Efficient Lighting - Other Interior Lighting | 337116.8517 | 581608.4809 | N/A | 904459.5114 | N/A | N/A | 3122199.9599 | N/A | 1186827.1772 | [14 empty] | Residential | Smart thermostats - BYOT | Mobile Home/Other | New |  | 0 | N/A | N/A | N/A | 0 | 0 | 0 | 0 | N/A
[14 empty] | Industrial | Efficient Lighting - High Bay | Primary Resources Industries |  | PR_Efficient Lighting - High Bay | 522542.2305 | 901512.3135 | N/A | 1401942.051 | N/A | N/A | 4839512.8363 | N/A | 996803.1057 | [14 empty] | Residential | CPP + Tech | Single Family | New |  | 0 | N/A | N/A | N/A | 0 | 0 | 0 | 0 | N/A
[14 empty] | Industrial | HVAC Equipment Upgrades | Primary Resources Industries |  | PR_HVAC Equipment Upgrades | 107774.8915 | 151477.1505 | N/A | 245068.6165 | N/A | N/A | 831547.8357 | N/A | 157097.7217 | [14 empty] | Residential | CPP + Tech | Mobile Home/Other | New |  | 0 | N/A | N/A | N/A | 0 | 0 | 0 | 0 | N/A
[14 empty] | Industrial | Process Heat Equipment Upgrade | Stone/Clay/Glass/Concrete |  | ST_Process Heat Equipment Upgrade | 638024.958 | 1883462.7471 | N/A | 2822049.7784 | N/A | N/A | 10161354.6573 | N/A | 2989832.8441 | [14 empty] | Small C&I | Central air conditioner - Load Shed | 0-15,000 kWh | New |  | 973844.181 | N/A | N/A | N/A | 727073.7179 | 2341734.9022 | 0 | 727378.6052 | N/A
[14 empty] | Industrial | Process Refrig Equipment Upgrade | Stone/Clay/Glass/Concrete |  | ST_Process Refrig Equipment Upgrade | 11046.7542 | 32610.2447 | N/A | 48860.926 | N/A | N/A | 175933.5365 | N/A | 57480.5515 | [14 empty] | Small C&I | Central air conditioner - Load Shed | 15,001-25,000 kWh | New |  | 545892.0729 | N/A | N/A | N/A | 54548.955 | 270177.2109 | 0 | 54571.8292 | N/A
[14 empty] | Industrial | Efficient Lighting - Other Interior Lighting | Stone/Clay/Glass/Concrete |  | ST_Efficient Lighting - Other Interior Lighting | 199820.5435 | 344738.9894 | N/A | 536103.6989 | N/A | N/A | 1850633.3628 | N/A | 703472.5508 | [14 empty] | Small C&I | Central air conditioner - Load Shed | 25,001-50,000 kWh | New |  | 256195.9156 | N/A | N/A | N/A | 20317.7272 | 91975.4252 | 0 | 20326.2472 | N/A
[14 empty] | Industrial | Efficient Lighting - High Bay | Stone/Clay/Glass/Concrete |  | ST_Efficient Lighting - High Bay | 131938.3818 | 227625.7666 | N/A | 353980.8934 | N/A | N/A | 1221944.2851 | N/A | 251686.0477 | [14 empty] | Small C&I | Central air conditioner - Load Shed | 50,001 kWh + | New |  | 1116767.516 | N/A | N/A | N/A | 22782.7556 | 173606.5531 | 0 | 22792.3092 | N/A
[14 empty] | Industrial | Compressed Air Equipment | Stone/Clay/Glass/Concrete |  | ST_Compressed Air Equipment | 71209.2772 | 116278.0252 | N/A | 194366.0732 | N/A | N/A | 666069.6089 | N/A | 133143.4664 | [14 empty] | Small C&I | Central Heating - Load Shed | 0-15,000 kWh | New |  | 4832699.3541 | N/A | N/A | N/A | 727073.7179 | 2341734.9022 | 0 | 727378.6052 | N/A
[14 empty] | Industrial | Motor Optimization | Textiles and Leather |  | TX_Motor Optimization | 11273.5927 | 33279.8767 | N/A | 50979.257 | N/A | N/A | 183561.011 | N/A | 71294.9068 | [14 empty] | Small C&I | Central Heating - Load Shed | 15,001-25,000 kWh | New |  | 1003295.4405 | N/A | N/A | N/A | 54548.955 | 270177.2109 | 0 | 54571.8292 | N/A
[14 empty] | Industrial | Efficient Lighting - Other Interior Lighting | Textiles and Leather |  | TX_Efficient Lighting - Other Interior Lighting | 15386.0168 | 26544.6174 | N/A | 41279.542 | N/A | N/A | 142497.2404 | N/A | 54166.8054 | [14 empty] | Small C&I | Central Heating - Load Shed | 25,001-50,000 kWh | New |  | 528398.4655 | N/A | N/A | N/A | 20317.7272 | 91975.4252 | 0 | 20326.2472 | N/A
[14 empty] | Industrial | Efficient Lighting - High Bay | Textiles and Leather |  | TX_Efficient Lighting - High Bay | 5493.8338 | 9478.1983 | N/A | 14739.5488 | N/A | N/A | 50881.0157 | N/A | 10480.0537 | [14 empty] | Small C&I | Central Heating - Load Shed | 50,001 kWh + | New |  | 234271.5576 | N/A | N/A | N/A | 22782.7556 | 173606.5531 | 0 | 22792.3092 | N/A
[14 empty] | Industrial | Building Envelope Improvements | Textiles and Leather |  | TX_Building Envelope Improvements | 1384.4017 | 2260.5972 | N/A | 3572.0244 | N/A | N/A | 12240.9062 | N/A | 3113.0749 | [14 empty] | Small C&I | Central air conditioner - 50% cycling | 0-15,000 kWh | New |  | 0 | N/A | N/A | N/A | 0 | 0 | 0 | 0 | N/A
[14 empty] | Industrial | Pump Equipment Upgrade | Transportation Equipment |  | TR_Pump Equipment Upgrade | 46116.1008 | 75303.2378 | N/A | 125874.1246 | N/A | N/A | 431355.779 | N/A | 98846.6729 | [14 empty] | Small C&I | Central air conditioner - 50% cycling | 15,001-25,000 kWh | New |  | 0 | N/A | N/A | N/A | 0 | 0 | 0 | 0 | N/A
[14 empty] | Industrial | Fan Equipment Upgrades | Transportation Equipment |  | TR_Fan Equipment Upgrades | 28693.1218 | 46853.1583 | N/A | 78318.0174 | N/A | N/A | 268386.6087 | N/A | 61501.7223 | [14 empty] | Small C&I | Central air conditioner - 50% cycling | 25,001-50,000 kWh | New |  | 0 | N/A | N/A | N/A | 0 | 0 | 0 | 0 | N/A
[14 empty] | Industrial | Efficient Lighting - Other Interior Lighting | Transportation Equipment |  | TR_Efficient Lighting - Other Interior Lighting | 375936.0248 | 648580.9866 | N/A | 1008608.4738 | N/A | N/A | 3481722.8373 | N/A | 1323490.9166 | [14 empty] | Small C&I | Central air conditioner - 50% cycling | 50,001 kWh + | New |  | 0 | N/A | N/A | N/A | 0 | 0 | 0 | 0 | N/A
[14 empty] | Industrial | Efficient Lighting - High Bay | Transportation Equipment |  | TR_Efficient Lighting - High Bay | 132516.5098 | 228623.178 | N/A | 355531.968 | N/A | N/A | 1227298.6047 | N/A | 252788.8865 | [14 empty] | Small C&I | Central Heating - 50% cycling | 0-15,000 kWh | New |  | 0 | N/A | N/A | N/A | 0 | 0 | 0 | 0 | N/A
[14 empty] | Industrial | HVAC Recommissioning | Transportation Equipment |  | TR_HVAC Recommissioning | 63041.0475 | 186098.4638 | N/A | 269477.8039 | N/A | N/A | 970308.7306 | N/A | 286524.3747 | [14 empty] | Small C&I | Central Heating - 50% cycling | 15,001-25,000 kWh | New |  | 0 | N/A | N/A | N/A | 0 | 0 | 0 | 0 | N/A
[14 empty] | Industrial | Process Refrig Equipment Upgrade | Water and Wastewater |  | WW_Process Refrig Equipment Upgrade | 329.4033 | 972.4052 | N/A | 1456.9844 | N/A | N/A | 5246.1637 | N/A | 1375.3272 | [14 empty] | Small C&I | Central Heating - 50% cycling | 25,001-50,000 kWh | New |  | 0 | N/A | N/A | N/A | 0 | 0 | 0 | 0 | N/A
[14 empty] | Industrial | Efficient Lighting - Other Interior Lighting | Water and Wastewater |  | WW_Efficient Lighting - Other Interior Lighting | 1806.58 | 3116.7895 | N/A | 4846.9202 | N/A | N/A | 16731.5991 | N/A | 6360.104 | [14 empty] | Small C&I | Central Heating - 50% cycling | 50,001 kWh + | New |  | 0 | N/A | N/A | N/A | 0 | 0 | 0 | 0 | N/A
[14 empty] | Industrial | Efficient Lighting - High Bay | Water and Wastewater |  | WW_Efficient Lighting - High Bay | 1306.1841 | 2253.485 | N/A | 3504.3952 | N/A | N/A | 12097.1944 | N/A | 2491.6807 | [14 empty] | Small C&I | Smart thermostats - Utility Installation | 25,001-50,000 kWh | New |  | 0 | N/A | N/A | N/A | 0 | 0 | 0 | 0 | N/A
[14 empty] | Industrial | HVAC Recommissioning | Water and Wastewater |  | WW_HVAC Recommissioning | 432.1883 | 1275.8286 | N/A | 1847.4494 | N/A | N/A | 6652.111 | N/A | 1949.0992 | [14 empty] | Small C&I | Smart thermostats - Utility Installation | 50,001 kWh + | New |  | 0 | N/A | N/A | N/A | 0 | 0 | 0 | 0 | N/A
[14 empty] | Residential | Central air conditioner - Load Shed | Single Family | Existing |  | 647615672.0569 | N/A | N/A | N/A | N/A | N/A | N/A | N/A | N/A | [14 empty] | Small C&I | Smart thermostats - BYOT | 0-15,000 kWh | New |  | 0 | N/A | N/A | N/A | 0 | 0 | 0 | 0 | N/A
[14 empty] | Residential | Central air conditioner - Load Shed | Multi Family | Existing |  | 157495440.9271 | N/A | N/A | N/A | N/A | N/A | N/A | N/A | N/A | [14 empty] | Small C&I | Smart thermostats - BYOT | 15,001-25,000 kWh | New |  | 0 | N/A | N/A | N/A | 0 | 0 | 0 | 0 | N/A
[14 empty] | Residential | Central air conditioner - Load Shed | Mobile Home/Other | Existing |  | 116955941.5004 | N/A | N/A | N/A | N/A | N/A | N/A | N/A | N/A | [14 empty] | Small C&I | Smart thermostats - BYOT | 25,001-50,000 kWh | New |  | 0 | N/A | N/A | N/A | 0 | 0 | 0 | 0 | N/A
[14 empty] | Residential | Central Heating - Load Shed | Single Family | Existing |  | 1185410680.7197 | N/A | N/A | N/A | N/A | N/A | N/A | N/A | N/A | [14 empty] | Small C&I | Smart thermostats - BYOT | 50,001 kWh + | New |  | 0 | N/A | N/A | N/A | 0 | 0 | 0 | 0 | N/A
[14 empty] | Residential | Central Heating - Load Shed | Multi Family | Existing |  | 346664588.8864 | N/A | N/A | N/A | N/A | N/A | N/A | N/A | N/A | [14 empty] | Small C&I | CPP + Tech | 25,001-50,000 kWh | New |  | 0 | N/A | N/A | N/A | 0 | 0 | 0 | 0 | N/A
[14 empty] | Residential | Central Heating - Load Shed | Mobile Home/Other | Existing |  | 220101245.7613 | N/A | N/A | N/A | N/A | N/A | N/A | N/A | N/A | [14 empty] | Small C&I | CPP + Tech | 50,001 kWh + | New |  | 0 | N/A | N/A | N/A | 0 | 0 | 0 | 0 | N/A
[14 empty] | Residential | Central air conditioner - 50% cycling | Single Family | Existing |  | 0 | N/A | N/A | N/A | N/A | N/A | N/A | N/A | N/A | [14 empty] | Large C&I | Auto DR | 0-50 kW | New |  | 25438904.4236 | N/A | N/A | N/A | 998442.5842 | 12301378.3665 | 0 | 146981.4479 | N/A
[14 empty] | Residential | Central air conditioner - 50% cycling | Multi Family | Existing |  | 0 | N/A | N/A | N/A | N/A | N/A | N/A | N/A | N/A | [14 empty] | Large C&I | Auto DR | 51-300 kW | New |  | 35949660.4423 | N/A | N/A | N/A | 1410975.5387 | 17384018.112 | 0 | 207710.7195 | N/A
[14 empty] | Residential | Central air conditioner - 50% cycling | Mobile Home/Other | Existing |  | 0 | N/A | N/A | N/A | N/A | N/A | N/A | N/A | N/A | [14 empty] | Large C&I | Auto DR | 301-500 kW | New |  | 38455944.576 | N/A | N/A | N/A | 1509343.8003 | 18595970.8325 | 0 | 222191.5818 | N/A
[14 empty] | Residential | Central Heating - 50% cycling | Single Family | Existing |  | 0 | N/A | N/A | N/A | N/A | N/A | N/A | N/A | N/A | [14 empty] | Large C&I | Auto DR | 501 kW + | Existing |  | 0 | N/A | N/A | N/A | 0 | 0 | 0 | 0 | N/A
[14 empty] | Residential | Central Heating - 50% cycling | Multi Family | Existing |  | 0 | N/A | N/A | N/A | N/A | N/A | N/A | N/A | N/A | [14 empty] | Large C&I | CPP | 0-50 kW | New |  | 0 | N/A | N/A | N/A | 0 | 0 | 0 | 0 | N/A
[14 empty] | Residential | Central Heating - 50% cycling | Mobile Home/Other | Existing |  | 0 | N/A | N/A | N/A | N/A | N/A | N/A | N/A | N/A | [14 empty] | Large C&I | CPP | 51-300 kW | New |  | 0 | N/A | N/A | N/A | 0 | 0 | 0 | 0 | N/A
[14 empty] | Residential | Water heater switches | Single Family | Existing |  | 164551553.8617 | N/A | N/A | N/A | N/A | N/A | N/A | N/A | N/A | [14 empty] | Large C&I | CPP | 301-500 kW | New |  | 0 | N/A | N/A | N/A | 0 | 0 | 0 | 0 | N/A
[14 empty] | Residential | Water heater switches | Multi Family | Existing |  | 85295217.9099 | N/A | N/A | N/A | N/A | N/A | N/A | N/A | N/A | [14 empty] | Large C&I | CPP | 501 kW + | New |  | 0 | N/A | N/A | N/A | 0 | 0 | 0 | 0 | N/A
[14 empty] | Residential | Water heater switches | Mobile Home/Other | Existing |  | 32845198.0916 | N/A | N/A | N/A | N/A | N/A | N/A | N/A | N/A | [14 empty] | Large C&I | Firm Service Level | 0-50 kW | New |  | 0 | N/A | N/A | N/A | 0 | 0 | 0 | 0 | N/A
[14 empty] | Residential | Pool pump switches | Single Family | Existing |  | 156703526.8409 | N/A | N/A | N/A | N/A | N/A | N/A | N/A | N/A | [14 empty] | Large C&I | Firm Service Level | 51-300 kW | New |  | 0 | N/A | N/A | N/A | 0 | 0 | 0 | 0 | N/A
[14 empty] | Residential | Pool pump switches | Multi Family | Existing |  | 0 | N/A | N/A | N/A | N/A | N/A | N/A | N/A | N/A | [14 empty] | Large C&I | Firm Service Level | 301-500 kW | New |  | 0 | N/A | N/A | N/A | 0 | 0 | 0 | 0 | N/A
[14 empty] | Residential | Pool pump switches | Mobile Home/Other | Existing |  | 0 | N/A | N/A | N/A | N/A | N/A | N/A | N/A | N/A | [14 empty] | Large C&I | Firm Service Level | 501 kW + | Existing |  | 0 | N/A | N/A | N/A | 0 | 0 | 0 | 0 | N/A
[14 empty] | Residential | Room AC control | Single Family | New |  | 0 | N/A | N/A | N/A | N/A | N/A | N/A | N/A | N/A | [14 empty] | Large C&I | Guaranteed Load Drop | 0-50 kW | New |  | 0 | N/A | N/A | N/A | 0 | 0 | 0 | 0 | N/A
[14 empty] | Residential | Room AC control | Multi Family | New |  | 0 | N/A | N/A | N/A | N/A | N/A | N/A | N/A | N/A | [14 empty] | Large C&I | Guaranteed Load Drop | 51-300 kW | New |  | 0 | N/A | N/A | N/A | 0 | 0 | 0 | 0 | N/A
[14 empty] | Residential | Room AC control | Mobile Home/Other | New |  | 0 | N/A | N/A | N/A | N/A | N/A | N/A | N/A | N/A | [14 empty] | Large C&I | Guaranteed Load Drop | 301-500 kW | New |  | 0 | N/A | N/A | N/A | 0 | 0 | 0 | 0 | N/A
[14 empty] | Residential | Smart thermostats - Utility Installation | Single Family | New |  | 0 | N/A | N/A | N/A | N/A | N/A | N/A | N/A | N/A | [14 empty] | Large C&I | Guaranteed Load Drop | 501 kW + | Existing |  | 0 | N/A | N/A | N/A | 0 | 0 | 0 | 0 | N/A
[14 empty] | Residential | Smart thermostats - Utility Installation | Multi Family | New |  | 0 | N/A | N/A | N/A | N/A | N/A | N/A | N/A | N/A
[14 empty] | Residential | Smart thermostats - Utility Installation | Mobile Home/Other | New |  | 0 | N/A | N/A | N/A | N/A | N/A | N/A | N/A | N/A
[14 empty] | Residential | Smart thermostats - BYOT | Single Family | New |  | 0 | N/A | N/A | N/A | N/A | N/A | N/A | N/A | N/A
[14 empty] | Residential | Smart thermostats - BYOT | Multi Family | New |  | 0 | N/A | N/A | N/A | N/A | N/A | N/A | N/A | N/A
[14 empty] | Residential | Smart thermostats - BYOT | Mobile Home/Other | New |  | 0 | N/A | N/A | N/A | N/A | N/A | N/A | N/A | N/A
[14 empty] | Residential | CPP + Tech | Single Family | New |  | 0 | N/A | N/A | N/A | N/A | N/A | N/A | N/A | N/A
[14 empty] | Residential | CPP + Tech | Multi Family | New |  | 0 | N/A | N/A | N/A | N/A | N/A | N/A | N/A | N/A
[14 empty] | Residential | CPP + Tech | Mobile Home/Other | New |  | 0 | N/A | N/A | N/A | N/A | N/A | N/A | N/A | N/A
[14 empty] | Small C&I | Central air conditioner - Load Shed | 0-15,000 kWh | New |  | 55147083.0814 | N/A | N/A | N/A | N/A | N/A | N/A | N/A | N/A
[14 empty] | Small C&I | Central air conditioner - Load Shed | 15,001-25,000 kWh | New |  | 15124212.5822 | N/A | N/A | N/A | N/A | N/A | N/A | N/A | N/A
[14 empty] | Small C&I | Central air conditioner - Load Shed | 25,001-50,000 kWh | New |  | 9269929.9182 | N/A | N/A | N/A | N/A | N/A | N/A | N/A | N/A
[14 empty] | Small C&I | Central air conditioner - Load Shed | 50,001 kWh + | New |  | 10096365.9779 | N/A | N/A | N/A | N/A | N/A | N/A | N/A | N/A
[14 empty] | Small C&I | Central Heating - Load Shed | 0-15,000 kWh | New |  | 27807742.7796 | N/A | N/A | N/A | N/A | N/A | N/A | N/A | N/A
[14 empty] | Small C&I | Central Heating - Load Shed | 15,001-25,000 kWh | New |  | 12969073.5286 | N/A | N/A | N/A | N/A | N/A | N/A | N/A | N/A
[14 empty] | Small C&I | Central Heating - Load Shed | 25,001-50,000 kWh | New |  | 10822589.3231 | N/A | N/A | N/A | N/A | N/A | N/A | N/A | N/A
[14 empty] | Small C&I | Central Heating - Load Shed | 50,001 kWh + | New |  | 6630162.5515 | N/A | N/A | N/A | N/A | N/A | N/A | N/A | N/A
[14 empty] | Small C&I | Central air conditioner - 50% cycling | 0-15,000 kWh | New |  | 0 | N/A | N/A | N/A | N/A | N/A | N/A | N/A | N/A
[14 empty] | Small C&I | Central air conditioner - 50% cycling | 15,001-25,000 kWh | New |  | 0 | N/A | N/A | N/A | N/A | N/A | N/A | N/A | N/A
[14 empty] | Small C&I | Central air conditioner - 50% cycling | 25,001-50,000 kWh | New |  | 0 | N/A | N/A | N/A | N/A | N/A | N/A | N/A | N/A
[14 empty] | Small C&I | Central air conditioner - 50% cycling | 50,001 kWh + | New |  | 0 | N/A | N/A | N/A | N/A | N/A | N/A | N/A | N/A
[14 empty] | Small C&I | Central Heating - 50% cycling | 0-15,000 kWh | New |  | 0 | N/A | N/A | N/A | N/A | N/A | N/A | N/A | N/A
[14 empty] | Small C&I | Central Heating - 50% cycling | 15,001-25,000 kWh | New |  | 0 | N/A | N/A | N/A | N/A | N/A | N/A | N/A | N/A
[14 empty] | Small C&I | Central Heating - 50% cycling | 25,001-50,000 kWh | New |  | 0 | N/A | N/A | N/A | N/A | N/A | N/A | N/A | N/A
[14 empty] | Small C&I | Central Heating - 50% cycling | 50,001 kWh + | New |  | 0 | N/A | N/A | N/A | N/A | N/A | N/A | N/A | N/A
[14 empty] | Small C&I | Smart thermostats - Utility Installation | 0-15,000 kWh | New |  | 0 | N/A | N/A | N/A | N/A | N/A | N/A | N/A | N/A
[14 empty] | Small C&I | Smart thermostats - Utility Installation | 15,001-25,000 kWh | New |  | 0 | N/A | N/A | N/A | N/A | N/A | N/A | N/A | N/A
[14 empty] | Small C&I | Smart thermostats - Utility Installation | 25,001-50,000 kWh | New |  | 0 | N/A | N/A | N/A | N/A | N/A | N/A | N/A | N/A
[14 empty] | Small C&I | Smart thermostats - Utility Installation | 50,001 kWh + | New |  | 0 | N/A | N/A | N/A | N/A | N/A | N/A | N/A | N/A
[14 empty] | Small C&I | Smart thermostats - BYOT | 0-15,000 kWh | New |  | 0 | N/A | N/A | N/A | N/A | N/A | N/A | N/A | N/A
[14 empty] | Small C&I | Smart thermostats - BYOT | 15,001-25,000 kWh | New |  | 0 | N/A | N/A | N/A | N/A | N/A | N/A | N/A | N/A
[14 empty] | Small C&I | Smart thermostats - BYOT | 25,001-50,000 kWh | New |  | 0 | N/A | N/A | N/A | N/A | N/A | N/A | N/A | N/A
[14 empty] | Small C&I | Smart thermostats - BYOT | 50,001 kWh + | New |  | 0 | N/A | N/A | N/A | N/A | N/A | N/A | N/A | N/A
[14 empty] | Small C&I | CPP + Tech | 0-15,000 kWh | New |  | 0 | N/A | N/A | N/A | N/A | N/A | N/A | N/A | N/A
[14 empty] | Small C&I | CPP + Tech | 15,001-25,000 kWh | New |  | 0 | N/A | N/A | N/A | N/A | N/A | N/A | N/A | N/A
[14 empty] | Small C&I | CPP + Tech | 25,001-50,000 kWh | New |  | 0 | N/A | N/A | N/A | N/A | N/A | N/A | N/A | N/A
[14 empty] | Small C&I | CPP + Tech | 50,001 kWh + | New |  | 0 | N/A | N/A | N/A | N/A | N/A | N/A | N/A | N/A
[14 empty] | Large C&I | Auto DR | 0-50 kW | New |  | 435392477.6112 | N/A | N/A | N/A | N/A | N/A | N/A | N/A | N/A
[14 empty] | Large C&I | Auto DR | 51-300 kW | New |  | 607869250.5891 | N/A | N/A | N/A | N/A | N/A | N/A | N/A | N/A
[14 empty] | Large C&I | Auto DR | 301-500 kW | New |  | 150634630.4148 | N/A | N/A | N/A | N/A | N/A | N/A | N/A | N/A
[14 empty] | Large C&I | Auto DR | 501 kW + | Existing |  | 323741398.6299 | N/A | N/A | N/A | N/A | N/A | N/A | N/A | N/A
[14 empty] | Large C&I | CPP | 0-50 kW | New |  | 0 | N/A | N/A | N/A | N/A | N/A | N/A | N/A | N/A
[14 empty] | Large C&I | CPP | 51-300 kW | New |  | 0 | N/A | N/A | N/A | N/A | N/A | N/A | N/A | N/A
[14 empty] | Large C&I | CPP | 301-500 kW | New |  | 0 | N/A | N/A | N/A | N/A | N/A | N/A | N/A | N/A
[14 empty] | Large C&I | CPP | 501 kW + | New |  | 0 | N/A | N/A | N/A | N/A | N/A | N/A | N/A | N/A
[14 empty] | Large C&I | Firm Service Level | 0-50 kW | New |  | 0 | N/A | N/A | N/A | N/A | N/A | N/A | N/A | N/A
[14 empty] | Large C&I | Firm Service Level | 51-300 kW | New |  | 0 | N/A | N/A | N/A | N/A | N/A | N/A | N/A | N/A
[14 empty] | Large C&I | Firm Service Level | 301-500 kW | New |  | 0 | N/A | N/A | N/A | N/A | N/A | N/A | N/A | N/A
[14 empty] | Large C&I | Firm Service Level | 501 kW + | Existing |  | 0 | N/A | N/A | N/A | N/A | N/A | N/A | N/A | N/A
[14 empty] | Large C&I | Guaranteed Load Drop | 0-50 kW | New |  | 0 | N/A | N/A | N/A | N/A | N/A | N/A | N/A | N/A
[14 empty] | Large C&I | Guaranteed Load Drop | 51-300 kW | New |  | 0 | N/A | N/A | N/A | N/A | N/A | N/A | N/A | N/A
[14 empty] | Large C&I | Guaranteed Load Drop | 301-500 kW | New |  | 0 | N/A | N/A | N/A | N/A | N/A | N/A | N/A | N/A
[14 empty] | Large C&I | Guaranteed Load Drop | 501 kW + | Existing |  | 0 | N/A | N/A | N/A | N/A | N/A | N/A | N/A | N/A

## Staff ROG20
Shared Measure Savings
Shared Passing Measure Cost-Effectiveness Test Results | [10 empty] | Customer | Measure | Segment | Vintage | *Measure | TRC AP |  |  | RIM AP
Customer | Measure | Segment | Vintage | *Measure | TRC AP |  |  | RIM AP |  |  | Class | Name |  |  | Name | Summer | Winter | Energy | Summer | Winter | Energy
Class | Name |  |  | Name | TRC | RIM | PCT | TRC | RIM | PCT | [5 empty] | (MW) | (MW) | (GWh) | (MW) | (MW) | (GWh)
Residential | 14 SEER ASHP from base electric resistance heating | Single Family | Turnover | T_SF_14 SEER ASHP from base electric resistance heating | 3.181 | 0.98623 | 3.4468 | 3.4468 | 1 | 3.398 | Residential | 14 SEER ASHP from base electric resistance heating | Single Family | Turnover | T_SF_14 SEER ASHP from base electric resistance heating | 0 | 8.0334 | 12.3977 | 0 | 7.8446 | 12.1063
Residential | 14 SEER ASHP from base electric resistance heating | Multi-Family | Turnover | T_MF_14 SEER ASHP from base electric resistance heating | 2.9332 | 0.96106 | 3.2388 | 3.2388 | 1 | 3.1091 | Residential | 14 SEER ASHP from base electric resistance heating | Multi-Family | Turnover | T_MF_14 SEER ASHP from base electric resistance heating | 0 | 0.66076 | 1.0197 | 0 | 0.62475 | 0.96416
Residential | 14 SEER ASHP from base electric resistance heating | Manufactured Home | Turnover | T_MH_14 SEER ASHP from base electric resistance heating | 2.0425 | 0.8409 | 2.517 | 2.517 | 1 | 2.1067 | Residential | 14 SEER ASHP from base electric resistance heating | Manufactured Home | Turnover | T_MH_14 SEER ASHP from base electric resistance heating | 0 | 0.35784 | 0.55224 | 0 | 0.29967 | 0.46247
Residential | 14 SEER ASHP from base electric resistance heating | Single Family | New | N_SF_14 SEER ASHP from base electric resistance heating | 3.181 | 0.98623 | 3.4468 | 3.4468 | 1 | 3.398 | Residential | 14 SEER ASHP from base electric resistance heating | Single Family | New | N_SF_14 SEER ASHP from base electric resistance heating | 0 | 1.8756 | 2.8945 | 0 | 1.8314 | 2.8264
Residential | 14 SEER ASHP from base electric resistance heating | Multi-Family | New | N_MF_14 SEER ASHP from base electric resistance heating | 2.9332 | 0.96106 | 3.2388 | 3.2388 | 1 | 3.1091 | Residential | 14 SEER ASHP from base electric resistance heating | Multi-Family | New | N_MF_14 SEER ASHP from base electric resistance heating | 0 | 0.15427 | 0.23808 | 0 | 0.14586 | 0.22511
Residential | 14 SEER ASHP from base electric resistance heating | Manufactured Home | New | N_MH_14 SEER ASHP from base electric resistance heating | 2.0425 | 0.8409 | 2.517 | 2.517 | 1 | 2.1067 | Residential | 14 SEER ASHP from base electric resistance heating | Manufactured Home | New | N_MH_14 SEER ASHP from base electric resistance heating | 0 | 0.083545 | 0.12893 | 0 | 0.069964 | 0.10797
Residential | 15 SEER Air Source Heat Pump | Single Family | Turnover | T_SF_15 SEER Air Source Heat Pump | 1.44 | 0.72669 | 2.0224 | 2.0224 | 1 | 1.4583 | Residential | 15 SEER Air Source Heat Pump | Single Family | Turnover | T_SF_15 SEER Air Source Heat Pump | 5.8768 | 10.581 | 13.6058 | 4.6127 | 8.5663 | 10.7085
Residential | 15 SEER Air Source Heat Pump | Single Family | New | N_SF_15 SEER Air Source Heat Pump | 1.44 | 0.72669 | 2.0224 | 2.0224 | 1 | 1.4583 | Residential | 15 SEER Air Source Heat Pump | Single Family | New | N_SF_15 SEER Air Source Heat Pump | 1.3714 | 2.4683 | 3.1749 | 1.0765 | 2 | 2.4993
Residential | 15 SEER Central AC | Single Family | Turnover | T_SF_15 SEER Central AC | 1.5222 | 0.70648 | 2.2115 | 2.2115 | 1 | 1.5479 | Residential | 15 SEER Central AC | Single Family | Turnover | T_SF_15 SEER Central AC | 2.0867 | 0 | 4.0807 | 0 | 0 | 0
Residential | 15 SEER Central AC | Single Family | New | N_SF_15 SEER Central AC | 1.5222 | 0.70648 | 2.2115 | 2.2115 | 1 | 1.5479 | Residential | 15 SEER Central AC | Single Family | New | N_SF_15 SEER Central AC | 0.43016 | 0 | 0.84121 | 0 | 0 | 0
Residential | 16 SEER Central AC | Single Family | Turnover | T_SF_16 SEER Central AC | 1.4614 | 0.69309 | 2.1608 | 2.1608 | 1 | 1.4832 | Residential | 16 SEER Central AC | Single Family | Turnover | T_SF_16 SEER Central AC | 0 | 0 | 0 | 2.9022 | 0 | 5.6753
Residential | 16 SEER Central AC | Single Family | New | N_SF_16 SEER Central AC | 1.4614 | 0.69309 | 2.1608 | 2.1608 | 1 | 1.4832 | Residential | 16 SEER Central AC | Single Family | New | N_SF_16 SEER Central AC | 0 | 0 | 0 | 0.59826 | 0 | 1.1699
Residential | Air Sealing-Infiltration Control | Single Family | Existing | E_SF_Air Sealing-Infiltration Control | 1.2369 | 0.66611 | 1.9001 | 1.9001 | 1 | 1.2488 | Residential | Air Sealing-Infiltration Control | Single Family | Existing | E_SF_Air Sealing-Infiltration Control | 7.7335 | 3.3797 | 12.2422 | 5.7801 | 2.5261 | 9.1501
Residential | Air Sealing-Infiltration Control | Multi-Family | Existing | E_MF_Air Sealing-Infiltration Control | 1.3494 | 0.69744 | 1.9865 | 1.9865 | 1 | 1.3687 | Residential | Air Sealing-Infiltration Control | Multi-Family | Existing | E_MF_Air Sealing-Infiltration Control | 6.3742 | 1.1319 | 7.1373 | 4.8331 | 0.85817 | 5.4116
Residential | Air Sealing-Infiltration Control | Manufactured Home | Existing | E_MH_Air Sealing-Infiltration Control | 1.8822 | 0.81696 | 2.4067 | 2.4067 | 1 | 1.9517 | Residential | Air Sealing-Infiltration Control | Manufactured Home | Existing | E_MH_Air Sealing-Infiltration Control | 4.1545 | 0.78999 | 4.3961 | 3.3798 | 0.64256 | 3.5763
Residential | Ceiling Insulation(R12 to R38) | Single Family | Existing | E_SF_Ceiling Insulation(R12 to R38) | 2.1859 | 0.87957 | 2.5581 | 2.5581 | 1 | 2.2441 | Residential | Ceiling Insulation(R12 to R38) | Single Family | Existing | E_SF_Ceiling Insulation(R12 to R38) | 2.1902 | 0.99756 | 3.3371 | 1.9243 | 0.87647 | 2.932
Residential | Ceiling Insulation(R12 to R38) | Multi-Family | Existing | E_MF_Ceiling Insulation(R12 to R38) | 1.6492 | 0.77773 | 2.1615 | 2.1615 | 1 | 1.673 | Residential | Ceiling Insulation(R12 to R38) | Multi-Family | Existing | E_MF_Ceiling Insulation(R12 to R38) | 0.70205 | 0.31737 | 1.0917 | 0.57309 | 0.25909 | 0.89115
Residential | Ceiling Insulation(R12 to R38) | Manufactured Home | Existing | E_MH_Ceiling Insulation(R12 to R38) | 1.5523 | 0.75548 | 2.0909 | 2.0909 | 1 | 1.5712 | Residential | Ceiling Insulation(R12 to R38) | Manufactured Home | Existing | E_MH_Ceiling Insulation(R12 to R38) | 0.28484 | 0.23055 | 0.50641 | 0.22952 | 0.18576 | 0.40804
Residential | Ceiling Insulation(R12 to R38) | Single Family | New | N_SF_Ceiling Insulation(R12 to R38) | 2.1859 | 0.87957 | 2.5581 | 2.5581 | 1 | 2.2441 | Residential | Ceiling Insulation(R12 to R38) | Single Family | New | N_SF_Ceiling Insulation(R12 to R38) | 0 | 0 | 0 | 0 | 0 | 0
Residential | Ceiling Insulation(R12 to R38) | Multi-Family | New | N_MF_Ceiling Insulation(R12 to R38) | 1.6492 | 0.77773 | 2.1615 | 2.1615 | 1 | 1.673 | Residential | Ceiling Insulation(R12 to R38) | Multi-Family | New | N_MF_Ceiling Insulation(R12 to R38) | 0 | 0 | 0 | 0 | 0 | 0
Residential | Ceiling Insulation(R12 to R38) | Manufactured Home | New | N_MH_Ceiling Insulation(R12 to R38) | 1.5523 | 0.75548 | 2.0909 | 2.0909 | 1 | 1.5712 | Residential | Ceiling Insulation(R12 to R38) | Manufactured Home | New | N_MH_Ceiling Insulation(R12 to R38) | 0 | 0 | 0 | 0 | 0 | 0
Residential | Ceiling Insulation(R19 to R38) | Single Family | Existing | E_SF_Ceiling Insulation(R19 to R38) | 1.3143 | 0.69429 | 1.9188 | 1.9188 | 1 | 1.3234 | Residential | Ceiling Insulation(R19 to R38) | Single Family | Existing | E_SF_Ceiling Insulation(R19 to R38) | 0.48349 | 0.22192 | 0.73464 | 0.37626 | 0.17271 | 0.57172
Residential | Ceiling Insulation(R19 to R38) | Single Family | New | N_SF_Ceiling Insulation(R19 to R38) | 1.3143 | 0.69429 | 1.9188 | 1.9188 | 1 | 1.3234 | Residential | Ceiling Insulation(R19 to R38) | Single Family | New | N_SF_Ceiling Insulation(R19 to R38) | 0 | 0 | 0 | 0 | 0 | 0
Residential | Ceiling Insulation(R2 to R38) | Single Family | Existing | E_SF_Ceiling Insulation(R2 to R38) | 6.3207 | 1.1938 | 5.9661 | 5.9661 | 1.1938 | 5.9661 | Residential | Ceiling Insulation(R2 to R38) | Single Family | Existing | E_SF_Ceiling Insulation(R2 to R38) | 2.9875 | 1.3003 | 4.5382 | 0.29863 | 0.13003 | 0.45367
Residential | Ceiling Insulation(R2 to R38) | Multi-Family | Existing | E_MF_Ceiling Insulation(R2 to R38) | 4.7601 | 1.1242 | 4.6009 | 4.6009 | 1.1242 | 4.6009 | Residential | Ceiling Insulation(R2 to R38) | Multi-Family | Existing | E_MF_Ceiling Insulation(R2 to R38) | 0.95394 | 0.38225 | 1.462 | 0.95394 | 0.38225 | 1.462
Residential | Ceiling Insulation(R2 to R38) | Manufactured Home | Existing | E_MH_Ceiling Insulation(R2 to R38) | 4.659 | 1.1185 | 4.516 | 4.516 | 1.1185 | 4.516 | Residential | Ceiling Insulation(R2 to R38) | Manufactured Home | Existing | E_MH_Ceiling Insulation(R2 to R38) | 0.4391 | 0.28215 | 0.73201 | 0.4391 | 0.28215 | 0.73201
Residential | Ceiling Insulation(R2 to R38) | Single Family | New | N_SF_Ceiling Insulation(R2 to R38) | 6.3207 | 1.1938 | 5.9661 | 5.9661 | 1.1938 | 5.9661 | Residential | Ceiling Insulation(R2 to R38) | Single Family | New | N_SF_Ceiling Insulation(R2 to R38) | 0 | 0 | 0 | 0 | 0 | 0
Residential | Ceiling Insulation(R2 to R38) | Multi-Family | New | N_MF_Ceiling Insulation(R2 to R38) | 4.7601 | 1.1242 | 4.6009 | 4.6009 | 1.1242 | 4.6009 | Residential | Ceiling Insulation(R2 to R38) | Multi-Family | New | N_MF_Ceiling Insulation(R2 to R38) | 0 | 0 | 0 | 0 | 0 | 0
Residential | Ceiling Insulation(R2 to R38) | Manufactured Home | New | N_MH_Ceiling Insulation(R2 to R38) | 4.659 | 1.1185 | 4.516 | 4.516 | 1.1185 | 4.516 | Residential | Ceiling Insulation(R2 to R38) | Manufactured Home | New | N_MH_Ceiling Insulation(R2 to R38) | 0 | 0 | 0 | 0 | 0 | 0
Residential | Duct Repair | Single Family | Existing | E_SF_Duct Repair | 3.1925 | 0.99405 | 3.5245 | 3.5245 | 1 | 3.5027 | Residential | Duct Repair | Single Family | Existing | E_SF_Duct Repair | 6.3582 | 2.7784 | 10.065 | 6.2919 | 2.7493 | 9.9599
Residential | Duct Repair | Multi-Family | Existing | E_MF_Duct Repair | 2.1701 | 0.86687 | 2.6416 | 2.6416 | 1 | 2.2777 | Residential | Duct Repair | Multi-Family | Existing | E_MF_Duct Repair | 10.8832 | 1.9325 | 12.1861 | 9.2147 | 1.636 | 10.3176
Residential | Duct Repair | Manufactured Home | Existing | E_MH_Duct Repair | 3.1314 | 0.98804 | 3.4695 | 3.4695 | 1 | 3.4264 | Residential | Duct Repair | Manufactured Home | Existing | E_MH_Duct Repair | 6.7162 | 1.2766 | 7.1064 | 6.5809 | 1.2505 | 6.9627
Residential | Energy Star Windows | Single Family | Existing | E_SF_Energy Star Windows | 3.3571 | 1.0232 | 3.4575 | 3.4575 | 1.0232 | 3.4575 | Residential | Energy Star Windows | Single Family | Existing | E_SF_Energy Star Windows | 3.8877 | 1.6987 | 7.8531 | 3.8873 | 1.6983 | 7.8523
Residential | Energy Star Windows | Multi-Family | Existing | E_MF_Energy Star Windows | 3.3571 | 1.0232 | 3.4575 | 3.4575 | 1.0232 | 3.4575 | Residential | Energy Star Windows | Multi-Family | Existing | E_MF_Energy Star Windows | 1.9907 | 0.35339 | 3.8926 | 1.9907 | 0.35334 | 3.8926
Residential | Energy Star Windows | Manufactured Home | Existing | E_MH_Energy Star Windows | 3.3571 | 1.0232 | 3.4575 | 3.4575 | 1.0232 | 3.4575 | Residential | Energy Star Windows | Manufactured Home | Existing | E_MH_Energy Star Windows | 0.90329 | 0.17168 | 1.7691 | 0.90329 | 0.17164 | 1.7691
Residential | Home Energy Management System | Single Family | Existing | E_SF_Home Energy Management System | 1.7074 | 0.7822 | 2.2668 | 2.2668 | 1 | 1.7576 | Residential | Home Energy Management System | Single Family | Existing | E_SF_Home Energy Management System | 0.79477 | 0.34735 | 1.0239 | 0.63128 | 0.276 | 0.81341
Residential | Home Energy Management System | Multi-Family | Existing | E_MF_Home Energy Management System | 1.2534 | 0.67089 | 1.9127 | 1.9127 | 1 | 1.2664 | Residential | Home Energy Management System | Multi-Family | Existing | E_MF_Home Energy Management System | 0.93186 | 0.16548 | 0.73592 | 0.698 | 0.12412 | 0.55143
Residential | Home Energy Management System | Manufactured Home | Existing | E_MH_Home Energy Management System | 1.8826 | 0.81704 | 2.407 | 2.407 | 1 | 1.9522 | Residential | Home Energy Management System | Manufactured Home | Existing | E_MH_Home Energy Management System | 1.3809 | 0.26261 | 1.0336 | 1.1228 | 0.2138 | 0.84077
Residential | Home Energy Management System | Single Family | New | N_SF_Home Energy Management System | 1.7074 | 0.7822 | 2.2668 | 2.2668 | 1 | 1.7576 | Residential | Home Energy Management System | Single Family | New | N_SF_Home Energy Management System | 0.1063 | 0.044775 | 0.13535 | 0.084115 | 0.035512 | 0.10718
Residential | Home Energy Management System | Multi-Family | New | N_MF_Home Energy Management System | 1.2534 | 0.67089 | 1.9127 | 1.9127 | 1 | 1.2664 | Residential | Home Energy Management System | Multi-Family | New | N_MF_Home Energy Management System | 0.12399 | 0.021324 | 0.097123 | 0.092873 | 0.015973 | 0.072749
Residential | Home Energy Management System | Manufactured Home | New | N_MH_Home Energy Management System | 1.8826 | 0.81704 | 2.407 | 2.407 | 1 | 1.9522 | Residential | Home Energy Management System | Manufactured Home | New | N_MH_Home Energy Management System | 0.18325 | 0.033836 | 0.13596 | 0.14909 | 0.027527 | 0.11061
Residential | Spray Foam Insulation(Base R2) | Single Family | Existing | E_SF_Spray Foam Insulation(Base R2) | 1.485 | 0.73918 | 2.0421 | 2.0421 | 1 | 1.5009 | Residential | Spray Foam Insulation(Base R2) | Single Family | Existing | E_SF_Spray Foam Insulation(Base R2) | 0 | 0 | 0 | 5.4835 | 2.3871 | 8.7617
Residential | Spray Foam Insulation(Base R2) | Single Family | New | N_SF_Spray Foam Insulation(Base R2) | 1.485 | 0.73918 | 2.0421 | 2.0421 | 1 | 1.5009 | Residential | Spray Foam Insulation(Base R2) | Single Family | New | N_SF_Spray Foam Insulation(Base R2) | 0 | 0 | 0 | 0 | 0 | 0
Residential | Wall Insulation | Single Family | Existing | E_SF_Wall Insulation | 1.3135 | 0.69408 | 1.9183 | 1.9183 | 1 | 1.3226 | Residential | Wall Insulation | Single Family | Existing | E_SF_Wall Insulation | 0.88884 | 0.40918 | 0.93586 | 0.69167 | 0.3185 | 0.72836
Residential | Wall Insulation | Manufactured Home | Existing | E_MH_Wall Insulation | 1.5096 | 0.74523 | 2.0599 | 2.0599 | 1 | 1.5266 | Residential | Wall Insulation | Manufactured Home | Existing | E_MH_Wall Insulation | 0.20402 | 0.10392 | 0.21818 | 0.16342 | 0.083274 | 0.1748
Commercial | High Efficiency Chiller (Water cooled-centrifugal, 200 tons) | Assembly | Turnover | T_AS_High Efficiency Chiller (Water cooled-centrifugal, 200 tons) | 2.4009 | 0.8652 | 2.8856 | 2.8856 | 1.025 | 2.4882 | Commercial | High Efficiency Chiller (Water cooled-centrifugal, 200 tons) | Assembly | Turnover | T_AS_High Efficiency Chiller (Water cooled-centrifugal, 200 tons) | 0.05658 | 0.0001099 | 0.15015 | 0.048177 | 9.3578e-05 | 0.12785
Commercial | High Efficiency Chiller (Water cooled-centrifugal, 200 tons) | College and University | Turnover | T_CU_High Efficiency Chiller (Water cooled-centrifugal, 200 tons) | 2.6466 | 0.89515 | 3.0919 | 3.0919 | 1.025 | 2.7604 | Commercial | High Efficiency Chiller (Water cooled-centrifugal, 200 tons) | College and University | Turnover | T_CU_High Efficiency Chiller (Water cooled-centrifugal, 200 tons) | 0.0032516 | 6.3158e-06 | 0.0086292 | 0.0028438 | 5.5237e-06 | 0.007547
Commercial | High Efficiency Chiller (Water cooled-centrifugal, 200 tons) | Grocery | Turnover | T_GR_High Efficiency Chiller (Water cooled-centrifugal, 200 tons) | 1.362 | 0.67866 | 2.0416 | 2.0416 | 1.025 | 1.3745 | Commercial | High Efficiency Chiller (Water cooled-centrifugal, 200 tons) | Grocery | Turnover | T_GR_High Efficiency Chiller (Water cooled-centrifugal, 200 tons) | 0 | 0 | 0 | 0 | 0 | 0
Commercial | High Efficiency Chiller (Water cooled-centrifugal, 200 tons) | Healthcare | Turnover | T_HC_High Efficiency Chiller (Water cooled-centrifugal, 200 tons) | 4.8874 | 1.0594 | 5.1029 | 5.1029 | 1.0876 | 5.1029 | Commercial | High Efficiency Chiller (Water cooled-centrifugal, 200 tons) | Healthcare | Turnover | T_HC_High Efficiency Chiller (Water cooled-centrifugal, 200 tons) | 0 | 0 | 0 | 0 | 0 | 0
Commercial | High Efficiency Chiller (Water cooled-centrifugal, 200 tons) | Hospitals | Turnover | T_HS_High Efficiency Chiller (Water cooled-centrifugal, 200 tons) | 4.6589 | 1.0483 | 4.8865 | 4.8865 | 1.0758 | 4.8865 | Commercial | High Efficiency Chiller (Water cooled-centrifugal, 200 tons) | Hospitals | Turnover | T_HS_High Efficiency Chiller (Water cooled-centrifugal, 200 tons) | 0.12156 | 0.00023612 | 0.32261 | 0.12156 | 0.00023612 | 0.32261
Commercial | High Efficiency Chiller (Water cooled-centrifugal, 200 tons) | Institutional | Turnover | T_IN_High Efficiency Chiller (Water cooled-centrifugal, 200 tons) | 1.3328 | 0.67133 | 2.0185 | 2.0185 | 1.025 | 1.344 | Commercial | High Efficiency Chiller (Water cooled-centrifugal, 200 tons) | Institutional | Turnover | T_IN_High Efficiency Chiller (Water cooled-centrifugal, 200 tons) | 0.036697 | 7.1281e-05 | 0.09739 | 0.0279 | 5.4193e-05 | 0.074043
Commercial | High Efficiency Chiller (Water cooled-centrifugal, 200 tons) | Lodging/Hospitality | Turnover | T_LG_High Efficiency Chiller (Water cooled-centrifugal, 200 tons) | 3.82 | 0.99893 | 4.1147 | 4.1147 | 1.025 | 4.1102 | Commercial | High Efficiency Chiller (Water cooled-centrifugal, 200 tons) | Lodging/Hospitality | Turnover | T_LG_High Efficiency Chiller (Water cooled-centrifugal, 200 tons) | 0.022253 | 4.3223e-05 | 0.059055 | 0.022212 | 4.3144e-05 | 0.058947
Commercial | High Efficiency Chiller (Water cooled-centrifugal, 200 tons) | Miscellaneous | Turnover | T_MS_High Efficiency Chiller (Water cooled-centrifugal, 200 tons) | 1.3766 | 0.68226 | 2.0531 | 2.0531 | 1.025 | 1.3897 | Commercial | High Efficiency Chiller (Water cooled-centrifugal, 200 tons) | Miscellaneous | Turnover | T_MS_High Efficiency Chiller (Water cooled-centrifugal, 200 tons) | 0.035342 | 6.8648e-05 | 0.093793 | 0.026992 | 5.243e-05 | 0.071634
Commercial | High Efficiency Chiller (Water cooled-centrifugal, 200 tons) | Offices | Turnover | T_OF_High Efficiency Chiller (Water cooled-centrifugal, 200 tons) | 2.6825 | 0.89921 | 3.1222 | 3.1222 | 1.025 | 2.8004 | Commercial | High Efficiency Chiller (Water cooled-centrifugal, 200 tons) | Offices | Turnover | T_OF_High Efficiency Chiller (Water cooled-centrifugal, 200 tons) | 0.10117 | 0.00019651 | 0.26849 | 0.088829 | 0.00017254 | 0.23574
Commercial | High Efficiency Chiller (Water cooled-centrifugal, 200 tons) | Restaurants | Turnover | T_RS_High Efficiency Chiller (Water cooled-centrifugal, 200 tons) | 3.7541 | 0.99436 | 4.0556 | 4.0556 | 1.025 | 4.0321 | Commercial | High Efficiency Chiller (Water cooled-centrifugal, 200 tons) | Restaurants | Turnover | T_RS_High Efficiency Chiller (Water cooled-centrifugal, 200 tons) | 0.0059548 | 1.1567e-05 | 0.015803 | 0.0058988 | 1.1458e-05 | 0.015655
Commercial | High Efficiency Chiller (Water cooled-centrifugal, 200 tons) | Retail | Turnover | T_RT_High Efficiency Chiller (Water cooled-centrifugal, 200 tons) | 3.0018 | 0.93247 | 3.3948 | 3.3948 | 1.025 | 3.1602 | Commercial | High Efficiency Chiller (Water cooled-centrifugal, 200 tons) | Retail | Turnover | T_RT_High Efficiency Chiller (Water cooled-centrifugal, 200 tons) | 0 | 0 | 0 | 0 | 0 | 0
Commercial | High Efficiency Chiller (Water cooled-centrifugal, 200 tons) | Schools K-12 | Turnover | T_SC_High Efficiency Chiller (Water cooled-centrifugal, 200 tons) | 2.6347 | 0.89378 | 3.0818 | 3.0818 | 1.025 | 2.7471 | Commercial | High Efficiency Chiller (Water cooled-centrifugal, 200 tons) | Schools K-12 | Turnover | T_SC_High Efficiency Chiller (Water cooled-centrifugal, 200 tons) | 0.026971 | 5.2388e-05 | 0.071577 | 0.023558 | 4.5758e-05 | 0.062518
Commercial | High Efficiency Chiller (Water cooled-centrifugal, 200 tons) | Assembly | New | N_AS_High Efficiency Chiller (Water cooled-centrifugal, 200 tons) | 2.4009 | 0.8652 | 2.8856 | 2.8856 | 1.025 | 2.4882 | Commercial | High Efficiency Chiller (Water cooled-centrifugal, 200 tons) | Assembly | New | N_AS_High Efficiency Chiller (Water cooled-centrifugal, 200 tons) | 0.01854 | 3.6011e-05 | 0.049201 | 0.015786 | 3.0663e-05 | 0.041894
Commercial | High Efficiency Chiller (Water cooled-centrifugal, 200 tons) | College and University | New | N_CU_High Efficiency Chiller (Water cooled-centrifugal, 200 tons) | 2.6466 | 0.89515 | 3.0919 | 3.0919 | 1.025 | 2.7604 | Commercial | High Efficiency Chiller (Water cooled-centrifugal, 200 tons) | College and University | New | N_CU_High Efficiency Chiller (Water cooled-centrifugal, 200 tons) | 0.0010656 | 2.0699e-06 | 0.002828 | 0.00093199 | 1.8103e-06 | 0.0024734
Commercial | High Efficiency Chiller (Water cooled-centrifugal, 200 tons) | Grocery | New | N_GR_High Efficiency Chiller (Water cooled-centrifugal, 200 tons) | 1.362 | 0.67866 | 2.0416 | 2.0416 | 1.025 | 1.3745 | Commercial | High Efficiency Chiller (Water cooled-centrifugal, 200 tons) | Grocery | New | N_GR_High Efficiency Chiller (Water cooled-centrifugal, 200 tons) | 0 | 0 | 0 | 0 | 0 | 0
Commercial | High Efficiency Chiller (Water cooled-centrifugal, 200 tons) | Healthcare | New | N_HC_High Efficiency Chiller (Water cooled-centrifugal, 200 tons) | 4.8874 | 1.0594 | 5.1029 | 5.1029 | 1.0876 | 5.1029 | Commercial | High Efficiency Chiller (Water cooled-centrifugal, 200 tons) | Healthcare | New | N_HC_High Efficiency Chiller (Water cooled-centrifugal, 200 tons) | 0 | 0 | 0 | 0 | 0 | 0
Commercial | High Efficiency Chiller (Water cooled-centrifugal, 200 tons) | Hospitals | New | N_HS_High Efficiency Chiller (Water cooled-centrifugal, 200 tons) | 4.6589 | 1.0483 | 4.8865 | 4.8865 | 1.0758 | 4.8865 | Commercial | High Efficiency Chiller (Water cooled-centrifugal, 200 tons) | Hospitals | New | N_HS_High Efficiency Chiller (Water cooled-centrifugal, 200 tons) | 0.039832 | 7.737e-05 | 0.10571 | 0.039832 | 7.737e-05 | 0.10571
Commercial | High Efficiency Chiller (Water cooled-centrifugal, 200 tons) | Institutional | New | N_IN_High Efficiency Chiller (Water cooled-centrifugal, 200 tons) | 1.3328 | 0.67133 | 2.0185 | 2.0185 | 1.025 | 1.344 | Commercial | High Efficiency Chiller (Water cooled-centrifugal, 200 tons) | Institutional | New | N_IN_High Efficiency Chiller (Water cooled-centrifugal, 200 tons) | 0.0089604 | 1.7405e-05 | 0.02378 | 0.009147 | 1.7767e-05 | 0.024275
Commercial | High Efficiency Chiller (Water cooled-centrifugal, 200 tons) | Lodging/Hospitality | New | N_LG_High Efficiency Chiller (Water cooled-centrifugal, 200 tons) | 3.82 | 0.99893 | 4.1147 | 4.1147 | 1.025 | 4.1102 | Commercial | High Efficiency Chiller (Water cooled-centrifugal, 200 tons) | Lodging/Hospitality | New | N_LG_High Efficiency Chiller (Water cooled-centrifugal, 200 tons) | 0.0072287 | 1.4041e-05 | 0.019184 | 0.0072155 | 1.4015e-05 | 0.019149
Commercial | High Efficiency Chiller (Water cooled-centrifugal, 200 tons) | Miscellaneous | New | N_MS_High Efficiency Chiller (Water cooled-centrifugal, 200 tons) | 1.3766 | 0.68226 | 2.0531 | 2.0531 | 1.025 | 1.3897 | Commercial | High Efficiency Chiller (Water cooled-centrifugal, 200 tons) | Miscellaneous | New | N_MS_High Efficiency Chiller (Water cooled-centrifugal, 200 tons) | 0.0091766 | 1.7825e-05 | 0.024353 | 0.0088481 | 1.7186e-05 | 0.023482
Commercial | High Efficiency Chiller (Water cooled-centrifugal, 200 tons) | Offices | New | N_OF_High Efficiency Chiller (Water cooled-centrifugal, 200 tons) | 2.6825 | 0.89921 | 3.1222 | 3.1222 | 1.025 | 2.8004 | Commercial | High Efficiency Chiller (Water cooled-centrifugal, 200 tons) | Offices | New | N_OF_High Efficiency Chiller (Water cooled-centrifugal, 200 tons) | 0.033141 | 6.4372e-05 | 0.08795 | 0.029115 | 5.6552e-05 | 0.077266
Commercial | High Efficiency Chiller (Water cooled-centrifugal, 200 tons) | Restaurants | New | N_RS_High Efficiency Chiller (Water cooled-centrifugal, 200 tons) | 3.7541 | 0.99436 | 4.0556 | 4.0556 | 1.025 | 4.0321 | Commercial | High Efficiency Chiller (Water cooled-centrifugal, 200 tons) | Restaurants | New | N_RS_High Efficiency Chiller (Water cooled-centrifugal, 200 tons) | 0.0019525 | 3.7925e-06 | 0.0051816 | 0.0019341 | 3.7568e-06 | 0.0051328
Commercial | High Efficiency Chiller (Water cooled-centrifugal, 200 tons) | Retail | New | N_RT_High Efficiency Chiller (Water cooled-centrifugal, 200 tons) | 3.0018 | 0.93247 | 3.3948 | 3.3948 | 1.025 | 3.1602 | Commercial | High Efficiency Chiller (Water cooled-centrifugal, 200 tons) | Retail | New | N_RT_High Efficiency Chiller (Water cooled-centrifugal, 200 tons) | 0 | 0 | 0 | 0 | 0 | 0
Commercial | High Efficiency Chiller (Water cooled-centrifugal, 200 tons) | Schools K-12 | New | N_SC_High Efficiency Chiller (Water cooled-centrifugal, 200 tons) | 2.6347 | 0.89378 | 3.0818 | 3.0818 | 1.025 | 2.7471 | Commercial | High Efficiency Chiller (Water cooled-centrifugal, 200 tons) | Schools K-12 | New | N_SC_High Efficiency Chiller (Water cooled-centrifugal, 200 tons) | 0.0088391 | 1.7169e-05 | 0.023458 | 0.0077205 | 1.4996e-05 | 0.020489
Commercial | High Efficiency Chiller (Water cooled-positive displacement, 100 tons) | Assembly | Turnover | T_AS_High Efficiency Chiller (Water cooled-positive displacement, 100 tons) | 1.4318 | 0.69555 | 2.0969 | 2.0969 | 1.025 | 1.4475 | Commercial | High Efficiency Chiller (Water cooled-positive displacement, 100 tons) | Assembly | Turnover | T_AS_High Efficiency Chiller (Water cooled-positive displacement, 100 tons) | 0.035314 | 6.8594e-05 | 0.093719 | 0.027696 | 5.3796e-05 | 0.0735
Commercial | High Efficiency Chiller (Water cooled-positive displacement, 100 tons) | College and University | Turnover | T_CU_High Efficiency Chiller (Water cooled-positive displacement, 100 tons) | 1.5824 | 0.72927 | 2.2169 | 2.2169 | 1.025 | 1.6058 | Commercial | High Efficiency Chiller (Water cooled-positive displacement, 100 tons) | College and University | Turnover | T_CU_High Efficiency Chiller (Water cooled-positive displacement, 100 tons) | 0.0020477 | 3.9775e-06 | 0.0054343 | 0.0016277 | 3.1616e-06 | 0.0043196
Commercial | High Efficiency Chiller (Water cooled-positive displacement, 100 tons) | Healthcare | Turnover | T_HC_High Efficiency Chiller (Water cooled-positive displacement, 100 tons) | 2.9925 | 0.93157 | 3.3868 | 3.3868 | 1.025 | 3.1496 | Commercial | High Efficiency Chiller (Water cooled-positive displacement, 100 tons) | Healthcare | Turnover | T_HC_High Efficiency Chiller (Water cooled-positive displacement, 100 tons) | 0 | 0 | 0 | 0 | 0 | 0
Commercial | High Efficiency Chiller (Water cooled-positive displacement, 100 tons) | Hospitals | Turnover | T_HS_High Efficiency Chiller (Water cooled-positive displacement, 100 tons) | 2.8457 | 0.91684 | 3.2609 | 3.2609 | 1.025 | 2.9835 | Commercial | High Efficiency Chiller (Water cooled-positive displacement, 100 tons) | Hospitals | Turnover | T_HS_High Efficiency Chiller (Water cooled-positive displacement, 100 tons) | 0.080424 | 0.00015622 | 0.21343 | 0.073404 | 0.00014258 | 0.1948
Commercial | High Efficiency Chiller (Water cooled-positive displacement, 100 tons) | Lodging/Hospitality | Turnover | T_LG_High Efficiency Chiller (Water cooled-positive displacement, 100 tons) | 2.3125 | 0.85343 | 2.8119 | 2.8119 | 1.025 | 2.391 | Commercial | High Efficiency Chiller (Water cooled-positive displacement, 100 tons) | Lodging/Hospitality | Turnover | T_LG_High Efficiency Chiller (Water cooled-positive displacement, 100 tons) | 0.014425 | 2.8019e-05 | 0.038281 | 0.012392 | 2.4071e-05 | 0.032887
Commercial | High Efficiency Chiller (Water cooled-positive displacement, 100 tons) | Offices | Turnover | T_OF_High Efficiency Chiller (Water cooled-positive displacement, 100 tons) | 1.6044 | 0.73391 | 2.2345 | 2.2345 | 1.025 | 1.6291 | Commercial | High Efficiency Chiller (Water cooled-positive displacement, 100 tons) | Offices | Turnover | T_OF_High Efficiency Chiller (Water cooled-positive displacement, 100 tons) | 0.063542 | 0.00012342 | 0.16863 | 0.050743 | 9.8563e-05 | 0.13467
Commercial | High Efficiency Chiller (Water cooled-positive displacement, 100 tons) | Restaurants | Turnover | T_RS_High Efficiency Chiller (Water cooled-positive displacement, 100 tons) | 2.271 | 0.84772 | 2.7775 | 2.7775 | 1.025 | 2.3456 | Commercial | High Efficiency Chiller (Water cooled-positive displacement, 100 tons) | Restaurants | Turnover | T_RS_High Efficiency Chiller (Water cooled-positive displacement, 100 tons) | 0.0038532 | 7.4845e-06 | 0.010226 | 0.0032956 | 6.4013e-06 | 0.008746
Commercial | High Efficiency Chiller (Water cooled-positive displacement, 100 tons) | Retail | Turnover | T_RT_High Efficiency Chiller (Water cooled-positive displacement, 100 tons) | 1.8015 | 0.77257 | 2.3931 | 2.3931 | 1.025 | 1.8384 | Commercial | High Efficiency Chiller (Water cooled-positive displacement, 100 tons) | Retail | Turnover | T_RT_High Efficiency Chiller (Water cooled-positive displacement, 100 tons) | 0 | 0 | 0 | 0 | 0 | 0
Commercial | High Efficiency Chiller (Water cooled-positive displacement, 100 tons) | Schools K-12 | Turnover | T_SC_High Efficiency Chiller (Water cooled-positive displacement, 100 tons) | 1.5751 | 0.7277 | 2.211 | 2.211 | 1.025 | 1.5981 | Commercial | High Efficiency Chiller (Water cooled-positive displacement, 100 tons) | Schools K-12 | Turnover | T_SC_High Efficiency Chiller (Water cooled-positive displacement, 100 tons) | 0.016981 | 3.2983e-05 | 0.045064 | 0.013487 | 2.6197e-05 | 0.035793
Commercial | High Efficiency Chiller (Water cooled-positive displacement, 100 tons) | Assembly | New | N_AS_High Efficiency Chiller (Water cooled-positive displacement, 100 tons) | 1.4318 | 0.69555 | 2.0969 | 2.0969 | 1.025 | 1.4475 | Commercial | High Efficiency Chiller (Water cooled-positive displacement, 100 tons) | Assembly | New | N_AS_High Efficiency Chiller (Water cooled-positive displacement, 100 tons) | 0.0024715 | 4.8007e-06 | 0.0065591 | 0.0090718 | 1.7621e-05 | 0.024075
Commercial | High Efficiency Chiller (Water cooled-positive displacement, 100 tons) | College and University | New | N_CU_High Efficiency Chiller (Water cooled-positive displacement, 100 tons) | 1.5824 | 0.72927 | 2.2169 | 2.2169 | 1.025 | 1.6058 | Commercial | High Efficiency Chiller (Water cooled-positive displacement, 100 tons) | College and University | New | N_CU_High Efficiency Chiller (Water cooled-positive displacement, 100 tons) | 0.0006312 | 1.226e-06 | 0.0016751 | 0.00053327 | 1.0358e-06 | 0.0014152
Commercial | High Efficiency Chiller (Water cooled-positive displacement, 100 tons) | Healthcare | New | N_HC_High Efficiency Chiller (Water cooled-positive displacement, 100 tons) | 2.9925 | 0.93157 | 3.3868 | 3.3868 | 1.025 | 3.1496 | Commercial | High Efficiency Chiller (Water cooled-positive displacement, 100 tons) | Healthcare | New | N_HC_High Efficiency Chiller (Water cooled-positive displacement, 100 tons) | 0 | 0 | 0 | 0 | 0 | 0
Commercial | High Efficiency Chiller (Water cooled-positive displacement, 100 tons) | Hospitals | New | N_HS_High Efficiency Chiller (Water cooled-positive displacement, 100 tons) | 2.8457 | 0.91684 | 3.2609 | 3.2609 | 1.025 | 2.9835 | Commercial | High Efficiency Chiller (Water cooled-positive displacement, 100 tons) | Hospitals | New | N_HS_High Efficiency Chiller (Water cooled-positive displacement, 100 tons) | 0.026324 | 5.1131e-05 | 0.06986 | 0.024044 | 4.6702e-05 | 0.063809
Commercial | High Efficiency Chiller (Water cooled-positive displacement, 100 tons) | Lodging/Hospitality | New | N_LG_High Efficiency Chiller (Water cooled-positive displacement, 100 tons) | 2.3125 | 0.85343 | 2.8119 | 2.8119 | 1.025 | 2.391 | Commercial | High Efficiency Chiller (Water cooled-positive displacement, 100 tons) | Lodging/Hospitality | New | N_LG_High Efficiency Chiller (Water cooled-positive displacement, 100 tons) | 0.0046755 | 9.0817e-06 | 0.012408 | 0.0040243 | 7.8167e-06 | 0.01068
Commercial | High Efficiency Chiller (Water cooled-positive displacement, 100 tons) | Offices | New | N_OF_High Efficiency Chiller (Water cooled-positive displacement, 100 tons) | 1.6044 | 0.73391 | 2.2345 | 2.2345 | 1.025 | 1.6291 | Commercial | High Efficiency Chiller (Water cooled-positive displacement, 100 tons) | Offices | New | N_OF_High Efficiency Chiller (Water cooled-positive displacement, 100 tons) | 0.0056895 | 1.1051e-05 | 0.015099 | 0.016626 | 3.2293e-05 | 0.044122
Commercial | High Efficiency Chiller (Water cooled-positive displacement, 100 tons) | Restaurants | New | N_RS_High Efficiency Chiller (Water cooled-positive displacement, 100 tons) | 2.271 | 0.84772 | 2.7775 | 2.7775 | 1.025 | 2.3456 | Commercial | High Efficiency Chiller (Water cooled-positive displacement, 100 tons) | Restaurants | New | N_RS_High Efficiency Chiller (Water cooled-positive displacement, 100 tons) | 0.0012581 | 2.4437e-06 | 0.0033388 | 0.0010802 | 2.0982e-06 | 0.0028667
Commercial | High Efficiency Chiller (Water cooled-positive displacement, 100 tons) | Retail | New | N_RT_High Efficiency Chiller (Water cooled-positive displacement, 100 tons) | 1.8015 | 0.77257 | 2.3931 | 2.3931 | 1.025 | 1.8384 | Commercial | High Efficiency Chiller (Water cooled-positive displacement, 100 tons) | Retail | New | N_RT_High Efficiency Chiller (Water cooled-positive displacement, 100 tons) | 0 | 0 | 0 | 0 | 0 | 0
Commercial | High Efficiency Chiller (Water cooled-positive displacement, 100 tons) | Schools K-12 | New | N_SC_High Efficiency Chiller (Water cooled-positive displacement, 100 tons) | 1.5751 | 0.7277 | 2.211 | 2.211 | 1.025 | 1.5981 | Commercial | High Efficiency Chiller (Water cooled-positive displacement, 100 tons) | Schools K-12 | New | N_SC_High Efficiency Chiller (Water cooled-positive displacement, 100 tons) | 0.003129 | 6.0777e-06 | 0.0083038 | 0.0044187 | 8.5828e-06 | 0.011727
Commercial | High Efficiency DX 135k- less than 240k BTU | Healthcare | Turnover | T_HC_High Efficiency DX 135k- less than 240k BTU | 1.4434 | 0.7147 | 2.0656 | 2.0656 | 1.0309 | 1.4634 | Commercial | High Efficiency DX 135k- less than 240k BTU | Healthcare | Turnover | T_HC_High Efficiency DX 135k- less than 240k BTU | 0.58698 | 0 | 1.4271 | 0.45881 | 0 | 1.1155
Commercial | High Efficiency DX 135k- less than 240k BTU | Hospitals | Turnover | T_HS_High Efficiency DX 135k- less than 240k BTU | 1.3704 | 0.69633 | 2.0094 | 2.0094 | 1.0309 | 1.3862 | Commercial | High Efficiency DX 135k- less than 240k BTU | Hospitals | Turnover | T_HS_High Efficiency DX 135k- less than 240k BTU | 0.22508 | 0 | 0.54501 | 0.17443 | 0 | 0.42237
Commercial | High Efficiency DX 135k- less than 240k BTU | Healthcare | New | N_HC_High Efficiency DX 135k- less than 240k BTU | 1.4434 | 0.7147 | 2.0656 | 2.0656 | 1.0309 | 1.4634 | Commercial | High Efficiency DX 135k- less than 240k BTU | Healthcare | New | N_HC_High Efficiency DX 135k- less than 240k BTU | 0.023807 | 0 | 0.059242 | 0.11275 | 0 | 0.27398
Commercial | High Efficiency DX 135k- less than 240k BTU | Hospitals | New | N_HS_High Efficiency DX 135k- less than 240k BTU | 1.3704 | 0.69633 | 2.0094 | 2.0094 | 1.0309 | 1.3862 | Commercial | High Efficiency DX 135k- less than 240k BTU | Hospitals | New | N_HS_High Efficiency DX 135k- less than 240k BTU | 0.0090429 | 0 | 0.022023 | 0.042866 | 0 | 0.10378
Commercial | High Efficiency PTAC | Grocery | Turnover | T_GR_High Efficiency PTAC | 4.3175 | 1.1818 | 3.9899 | 3.9899 | 1.2193 | 3.9899 | Commercial | High Efficiency PTAC | Grocery | Turnover | T_GR_High Efficiency PTAC | 0 | 0 | 0 | 0 | 0 | 0
Commercial | High Efficiency PTAC | Institutional | Turnover | T_IN_High Efficiency PTAC | 4.2324 | 1.1753 | 3.9237 | 3.9237 | 1.2124 | 3.9237 | Commercial | High Efficiency PTAC | Institutional | Turnover | T_IN_High Efficiency PTAC | 0 | 0 | 0 | 0.0038042 | 0 | 0.0079893
Commercial | High Efficiency PTAC | Miscellaneous | Turnover | T_MS_High Efficiency PTAC | 3.7966 | 1.0318 | 4.0231 | 4.0231 | 1.0647 | 4.0231 | Commercial | High Efficiency PTAC | Miscellaneous | Turnover | T_MS_High Efficiency PTAC | 0 | 0 | 0 | 0 | 0 | 0
Commercial | High Efficiency PTAC | Warehouse | Turnover | T_WR_High Efficiency PTAC | 2.0234 | 0.90187 | 2.3127 | 2.3127 | 1.0268 | 2.0803 | Commercial | High Efficiency PTAC | Warehouse | Turnover | T_WR_High Efficiency PTAC | 0 | 0 | 0 | 0 | 0 | 0
Commercial | High Efficiency PTAC | Grocery | New | N_GR_High Efficiency PTAC | 4.3175 | 1.1818 | 3.9899 | 3.9899 | 1.2193 | 3.9899 | Commercial | High Efficiency PTAC | Grocery | New | N_GR_High Efficiency PTAC | 0 | 0 | 0 | 0 | 0 | 0
Commercial | High Efficiency PTAC | Institutional | New | N_IN_High Efficiency PTAC | 4.2324 | 1.1753 | 3.9237 | 3.9237 | 1.2124 | 3.9237 | Commercial | High Efficiency PTAC | Institutional | New | N_IN_High Efficiency PTAC | 0 | 0 | 0 | 0.00096658 | 0 | 0.00203
Commercial | High Efficiency PTAC | Miscellaneous | New | N_MS_High Efficiency PTAC | 3.7966 | 1.0318 | 4.0231 | 4.0231 | 1.0647 | 4.0231 | Commercial | High Efficiency PTAC | Miscellaneous | New | N_MS_High Efficiency PTAC | 0 | 0 | 0 | 0 | 0 | 0
Commercial | High Efficiency PTAC | Warehouse | New | N_WR_High Efficiency PTAC | 2.0234 | 0.90187 | 2.3127 | 2.3127 | 1.0268 | 2.0803 | Commercial | High Efficiency PTAC | Warehouse | New | N_WR_High Efficiency PTAC | 0 | 0 | 0 | 0 | 0 | 0
Commercial | High Efficiency PTHP | Grocery | Turnover | T_GR_High Efficiency PTHP | 4.4239 | 1.1768 | 4.1248 | 4.1248 | 1.2146 | 4.1248 | Commercial | High Efficiency PTHP | Grocery | Turnover | T_GR_High Efficiency PTHP | 0 | 1.9852e-06 | 0.010902 | 0 | 0 | 0
Commercial | High Efficiency PTHP | Institutional | Turnover | T_IN_High Efficiency PTHP | 4.2571 | 1.1647 | 3.9921 | 3.9921 | 1.2017 | 3.9921 | Commercial | High Efficiency PTHP | Institutional | Turnover | T_IN_High Efficiency PTHP | 0.0039503 | 5.0652e-07 | 0.010724 | 0 | 0 | 0
Commercial | High Efficiency PTHP | Miscellaneous | Turnover | T_MS_High Efficiency PTHP | 4.3506 | 1.1716 | 4.0663 | 4.0663 | 1.209 | 4.0663 | Commercial | High Efficiency PTHP | Miscellaneous | Turnover | T_MS_High Efficiency PTHP | 0.020594 | 0 | 0.041407 | 0.020594 | 0 | 0.041407
Commercial | High Efficiency PTHP | Warehouse | Turnover | T_WR_High Efficiency PTHP | 2.056 | 0.90082 | 2.356 | 2.356 | 1.0272 | 2.1167 | Commercial | High Efficiency PTHP | Warehouse | Turnover | T_WR_High Efficiency PTHP | 0 | 1.0585e-06 | 0.0058123 | 0 | 0 | 0
Commercial | High Efficiency PTHP | Grocery | New | N_GR_High Efficiency PTHP | 4.4239 | 1.1768 | 4.1248 | 4.1248 | 1.2146 | 4.1248 | Commercial | High Efficiency PTHP | Grocery | New | N_GR_High Efficiency PTHP | 0 | 5.2143e-07 | 0.0028633 | 0 | 0 | 0
Commercial | High Efficiency PTHP | Institutional | New | N_IN_High Efficiency PTHP | 4.2571 | 1.1647 | 3.9921 | 3.9921 | 1.2017 | 3.9921 | Commercial | High Efficiency PTHP | Institutional | New | N_IN_High Efficiency PTHP | 0.0010037 | 1.3301e-07 | 0.0027484 | 0 | 0 | 0
Commercial | High Efficiency PTHP | Miscellaneous | New | N_MS_High Efficiency PTHP | 4.3506 | 1.1716 | 4.0663 | 4.0663 | 1.209 | 4.0663 | Commercial | High Efficiency PTHP | Miscellaneous | New | N_MS_High Efficiency PTHP | 0.0052319 | 0 | 0.010519 | 0.0052319 | 0 | 0.010519
Commercial | High Efficiency PTHP | Warehouse | New | N_WR_High Efficiency PTHP | 2.056 | 0.90082 | 2.356 | 2.356 | 1.0272 | 2.1167 | Commercial | High Efficiency PTHP | Warehouse | New | N_WR_High Efficiency PTHP | 0 | 2.7767e-07 | 0.0015248 | 0 | 0 | 0
Commercial | Ceiling Insulation(R2 to R38) | Assembly | Existing | E_AS_Ceiling Insulation(R2 to R38) | 4.2086 | 1.0572 | 4.3067 | 4.3067 | 1.084 | 4.3067 | Commercial | Ceiling Insulation(R2 to R38) | Assembly | Existing | E_AS_Ceiling Insulation(R2 to R38) | 0 | 0 | 0 | 0 | 0 | 0
Commercial | Ceiling Insulation(R2 to R38) | College and University | Existing | E_CU_Ceiling Insulation(R2 to R38) | 4.184 | 1.051 | 4.3067 | 4.3067 | 1.0776 | 4.3067 | Commercial | Ceiling Insulation(R2 to R38) | College and University | Existing | E_CU_Ceiling Insulation(R2 to R38) | 0 | 0 | 0 | 0 | 0 | 0
Commercial | Ceiling Insulation(R2 to R38) | Grocery | Existing | E_GR_Ceiling Insulation(R2 to R38) | 4.3188 | 1.0848 | 4.3067 | 4.3067 | 1.1123 | 4.3067 | Commercial | Ceiling Insulation(R2 to R38) | Grocery | Existing | E_GR_Ceiling Insulation(R2 to R38) | 0 | 0 | 0 | 0 | 0 | 0
Commercial | Ceiling Insulation(R2 to R38) | Healthcare | Existing | E_HC_Ceiling Insulation(R2 to R38) | 4.2086 | 1.0572 | 4.3067 | 4.3067 | 1.084 | 4.3067 | Commercial | Ceiling Insulation(R2 to R38) | Healthcare | Existing | E_HC_Ceiling Insulation(R2 to R38) | 0.043178 | 0.012537 | 2.1856 | 0.043178 | 0.012537 | 2.1856
Commercial | Ceiling Insulation(R2 to R38) | Hospitals | Existing | E_HS_Ceiling Insulation(R2 to R38) | 4.184 | 1.051 | 4.3067 | 4.3067 | 1.0776 | 4.3067 | Commercial | Ceiling Insulation(R2 to R38) | Hospitals | Existing | E_HS_Ceiling Insulation(R2 to R38) | 0 | 0 | 0 | 0 | 0 | 0
Commercial | Ceiling Insulation(R2 to R38) | Institutional | Existing | E_IN_Ceiling Insulation(R2 to R38) | 4.2086 | 1.0572 | 4.3067 | 4.3067 | 1.084 | 4.3067 | Commercial | Ceiling Insulation(R2 to R38) | Institutional | Existing | E_IN_Ceiling Insulation(R2 to R38) | 0 | 0 | 0 | 0 | 0 | 0
Commercial | Ceiling Insulation(R2 to R38) | Lodging/Hospitality | Existing | E_LG_Ceiling Insulation(R2 to R38) | 4.184 | 1.051 | 4.3067 | 4.3067 | 1.0776 | 4.3067 | Commercial | Ceiling Insulation(R2 to R38) | Lodging/Hospitality | Existing | E_LG_Ceiling Insulation(R2 to R38) | 0 | 0 | 0 | 0 | 0 | 0
Commercial | Ceiling Insulation(R2 to R38) | Miscellaneous | Existing | E_MS_Ceiling Insulation(R2 to R38) | 4.2086 | 1.0572 | 4.3067 | 4.3067 | 1.084 | 4.3067 | Commercial | Ceiling Insulation(R2 to R38) | Miscellaneous | Existing | E_MS_Ceiling Insulation(R2 to R38) | 0 | 0 | 0 | 0 | 0 | 0
Commercial | Ceiling Insulation(R2 to R38) | Offices | Existing | E_OF_Ceiling Insulation(R2 to R38) | 4.2086 | 1.0572 | 4.3067 | 4.3067 | 1.084 | 4.3067 | Commercial | Ceiling Insulation(R2 to R38) | Offices | Existing | E_OF_Ceiling Insulation(R2 to R38) | 0.027681 | 0.075944 | 1.5517 | 0.027678 | 0.075943 | 1.5516
Commercial | Ceiling Insulation(R2 to R38) | Restaurants | Existing | E_RS_Ceiling Insulation(R2 to R38) | 4.3188 | 1.0848 | 4.3067 | 4.3067 | 1.1123 | 4.3067 | Commercial | Ceiling Insulation(R2 to R38) | Restaurants | Existing | E_RS_Ceiling Insulation(R2 to R38) | 0 | 0 | 0 | 0 | 0 | 0
Commercial | Ceiling Insulation(R2 to R38) | Retail | Existing | E_RT_Ceiling Insulation(R2 to R38) | 4.3188 | 1.0848 | 4.3067 | 4.3067 | 1.1123 | 4.3067 | Commercial | Ceiling Insulation(R2 to R38) | Retail | Existing | E_RT_Ceiling Insulation(R2 to R38) | 0 | 0 | 0 | 0 | 0 | 0
Commercial | Ceiling Insulation(R2 to R38) | Schools K-12 | Existing | E_SC_Ceiling Insulation(R2 to R38) | 4.2086 | 1.0572 | 4.3067 | 4.3067 | 1.084 | 4.3067 | Commercial | Ceiling Insulation(R2 to R38) | Schools K-12 | Existing | E_SC_Ceiling Insulation(R2 to R38) | 0 | 0 | 0 | 0 | 0 | 0
Commercial | Ceiling Insulation(R2 to R38) | Assembly | New | N_AS_Ceiling Insulation(R2 to R38) | 4.1366 | 1.0526 | 4.2441 | 4.2441 | 1.0791 | 4.2441 | Commercial | Ceiling Insulation(R2 to R38) | Assembly | New | N_AS_Ceiling Insulation(R2 to R38) | 0 | 0 | 0 | 0 | 0 | 0
Commercial | Ceiling Insulation(R2 to R38) | College and University | New | N_CU_Ceiling Insulation(R2 to R38) | 4.1125 | 1.0464 | 4.2441 | 4.2441 | 1.0728 | 4.2441 | Commercial | Ceiling Insulation(R2 to R38) | College and University | New | N_CU_Ceiling Insulation(R2 to R38) | 0 | 0 | 0 | 0 | 0 | 0
Commercial | Ceiling Insulation(R2 to R38) | Grocery | New | N_GR_Ceiling Insulation(R2 to R38) | 4.245 | 1.0801 | 4.2441 | 4.2441 | 1.1074 | 4.2441 | Commercial | Ceiling Insulation(R2 to R38) | Grocery | New | N_GR_Ceiling Insulation(R2 to R38) | 0 | 0 | 0 | 0 | 0 | 0
Commercial | Ceiling Insulation(R2 to R38) | Healthcare | New | N_HC_Ceiling Insulation(R2 to R38) | 4.1366 | 1.0526 | 4.2441 | 4.2441 | 1.0791 | 4.2441 | Commercial | Ceiling Insulation(R2 to R38) | Healthcare | New | N_HC_Ceiling Insulation(R2 to R38) | 0 | 0 | 0 | 0 | 0 | 0
Commercial | Ceiling Insulation(R2 to R38) | Hospitals | New | N_HS_Ceiling Insulation(R2 to R38) | 4.1125 | 1.0464 | 4.2441 | 4.2441 | 1.0728 | 4.2441 | Commercial | Ceiling Insulation(R2 to R38) | Hospitals | New | N_HS_Ceiling Insulation(R2 to R38) | 0 | 0 | 0 | 0 | 0 | 0
Commercial | Ceiling Insulation(R2 to R38) | Institutional | New | N_IN_Ceiling Insulation(R2 to R38) | 4.1366 | 1.0526 | 4.2441 | 4.2441 | 1.0791 | 4.2441 | Commercial | Ceiling Insulation(R2 to R38) | Institutional | New | N_IN_Ceiling Insulation(R2 to R38) | 0 | 0 | 0 | 0 | 0 | 0
Commercial | Ceiling Insulation(R2 to R38) | Lodging/Hospitality | New | N_LG_Ceiling Insulation(R2 to R38) | 4.1125 | 1.0464 | 4.2441 | 4.2441 | 1.0728 | 4.2441 | Commercial | Ceiling Insulation(R2 to R38) | Lodging/Hospitality | New | N_LG_Ceiling Insulation(R2 to R38) | 0 | 0 | 0 | 0 | 0 | 0
Commercial | Ceiling Insulation(R2 to R38) | Miscellaneous | New | N_MS_Ceiling Insulation(R2 to R38) | 4.1366 | 1.0526 | 4.2441 | 4.2441 | 1.0791 | 4.2441 | Commercial | Ceiling Insulation(R2 to R38) | Miscellaneous | New | N_MS_Ceiling Insulation(R2 to R38) | 0 | 0 | 0 | 0 | 0 | 0
Commercial | Ceiling Insulation(R2 to R38) | Offices | New | N_OF_Ceiling Insulation(R2 to R38) | 4.1366 | 1.0526 | 4.2441 | 4.2441 | 1.0791 | 4.2441 | Commercial | Ceiling Insulation(R2 to R38) | Offices | New | N_OF_Ceiling Insulation(R2 to R38) | 0 | 0 | 0 | 0 | 0 | 0
Commercial | Ceiling Insulation(R2 to R38) | Restaurants | New | N_RS_Ceiling Insulation(R2 to R38) | 4.245 | 1.0801 | 4.2441 | 4.2441 | 1.1074 | 4.2441 | Commercial | Ceiling Insulation(R2 to R38) | Restaurants | New | N_RS_Ceiling Insulation(R2 to R38) | 0 | 0 | 0 | 0 | 0 | 0
Commercial | Ceiling Insulation(R2 to R38) | Retail | New | N_RT_Ceiling Insulation(R2 to R38) | 4.245 | 1.0801 | 4.2441 | 4.2441 | 1.1074 | 4.2441 | Commercial | Ceiling Insulation(R2 to R38) | Retail | New | N_RT_Ceiling Insulation(R2 to R38) | 0 | 0 | 0 | 0 | 0 | 0
Commercial | Ceiling Insulation(R2 to R38) | Schools K-12 | New | N_SC_Ceiling Insulation(R2 to R38) | 4.1366 | 1.0526 | 4.2441 | 4.2441 | 1.0791 | 4.2441 | Commercial | Ceiling Insulation(R2 to R38) | Schools K-12 | New | N_SC_Ceiling Insulation(R2 to R38) | 0 | 0 | 0 | 0 | 0 | 0
Commercial | Duct Sealing Repair | Assembly | Existing | E_AS_Duct Sealing Repair | 4.4692 | 1.3696 | 3.5036 | 3.5036 | 1.4111 | 3.5036 | Commercial | Duct Sealing Repair | Assembly | Existing | E_AS_Duct Sealing Repair | 0 | 0 | 0 | 0 | 0 | 0
Commercial | Duct Sealing Repair | College and University | Existing | E_CU_Duct Sealing Repair | 6.4538 | 1.512 | 4.7941 | 4.7941 | 1.5628 | 4.7941 | Commercial | Duct Sealing Repair | College and University | Existing | E_CU_Duct Sealing Repair | 0 | 0 | 0 | 0 | 0 | 0
Commercial | Duct Sealing Repair | Retail | Existing | E_RT_Duct Sealing Repair | 7.6266 | 1.5685 | 5.6187 | 5.6187 | 1.6232 | 5.6187 | Commercial | Duct Sealing Repair | Retail | Existing | E_RT_Duct Sealing Repair | 1.566 | 0.13724 | 8.1452 | 1.566 | 0.13724 | 8.1452
Commercial | Duct Sealing Repair | Schools K-12 | Existing | E_SC_Duct Sealing Repair | 6.4538 | 1.512 | 4.7941 | 4.7941 | 1.5628 | 4.7941 | Commercial | Duct Sealing Repair | Schools K-12 | Existing | E_SC_Duct Sealing Repair | 0 | 0 | 0 | 0 | 0 | 0
Commercial | Duct Sealing Repair | Warehouse | Existing | E_WR_Duct Sealing Repair | 2.2933 | 1.061 | 2.2215 | 2.2215 | 1.0858 | 2.2215 | Commercial | Duct Sealing Repair | Warehouse | Existing | E_WR_Duct Sealing Repair | 0 | 0 | 0 | 0 | 0 | 0
Commercial | Duct Sealing Repair | Assembly | New | N_AS_Duct Sealing Repair | 4.4692 | 1.3696 | 3.5036 | 3.5036 | 1.4111 | 3.5036 | Commercial | Duct Sealing Repair | Assembly | New | N_AS_Duct Sealing Repair | 0 | 0 | 0 | 0 | 0 | 0
Commercial | Duct Sealing Repair | College and University | New | N_CU_Duct Sealing Repair | 6.4538 | 1.512 | 4.7941 | 4.7941 | 1.5628 | 4.7941 | Commercial | Duct Sealing Repair | College and University | New | N_CU_Duct Sealing Repair | 0 | 0 | 0 | 0 | 0 | 0
Commercial | Duct Sealing Repair | Retail | New | N_RT_Duct Sealing Repair | 7.6266 | 1.5685 | 5.6187 | 5.6187 | 1.6232 | 5.6187 | Commercial | Duct Sealing Repair | Retail | New | N_RT_Duct Sealing Repair | 0 | 0 | 0 | 0 | 0 | 0
Commercial | Duct Sealing Repair | Schools K-12 | New | N_SC_Duct Sealing Repair | 6.4538 | 1.512 | 4.7941 | 4.7941 | 1.5628 | 4.7941 | Commercial | Duct Sealing Repair | Schools K-12 | New | N_SC_Duct Sealing Repair | 0 | 0 | 0 | 0 | 0 | 0
Commercial | Duct Sealing Repair | Warehouse | New | N_WR_Duct Sealing Repair | 2.2933 | 1.061 | 2.2215 | 2.2215 | 1.0858 | 2.2215 | Commercial | Duct Sealing Repair | Warehouse | New | N_WR_Duct Sealing Repair | 0 | 0 | 0 | 0 | 0 | 0
Commercial | Low U-Value Windows | Assembly | Existing | E_AS_Low U-Value Windows | 1.4101 | 0.6754 | 2.1284 | 2.1284 | 1.0262 | 1.4254 | Commercial | Low U-Value Windows | Assembly | Existing | E_AS_Low U-Value Windows | 0.060776 | 1.5282e-05 | 0.16718 | 0.045668 | 1.144e-05 | 0.12561
Commercial | Low U-Value Windows | College and University | Existing | E_CU_Low U-Value Windows | 1.4101 | 0.6754 | 2.1284 | 2.1284 | 1.0262 | 1.4254 | Commercial | Low U-Value Windows | College and University | Existing | E_CU_Low U-Value Windows | 0.0029116 | 3.0769e-07 | 0.0079072 | 0.0021823 | 2.3044e-07 | 0.0059266
Commercial | Low U-Value Windows | Grocery | Existing | E_GR_Low U-Value Windows | 1.4101 | 0.6754 | 2.1284 | 2.1284 | 1.0262 | 1.4254 | Commercial | Low U-Value Windows | Grocery | Existing | E_GR_Low U-Value Windows | 0.050055 | 5.8071e-05 | 0.14864 | 0.037471 | 4.3472e-05 | 0.11127
Commercial | Low U-Value Windows | Healthcare | Existing | E_HC_Low U-Value Windows | 1.4101 | 0.6754 | 2.1284 | 2.1284 | 1.0262 | 1.4254 | Commercial | Low U-Value Windows | Healthcare | Existing | E_HC_Low U-Value Windows | 0.077362 | 8.1646e-06 | 0.21009 | 0.058082 | 6.1179e-06 | 0.15773
Commercial | Low U-Value Windows | Hospitals | Existing | E_HS_Low U-Value Windows | 1.4101 | 0.6754 | 2.1284 | 2.1284 | 1.0262 | 1.4254 | Commercial | Low U-Value Windows | Hospitals | Existing | E_HS_Low U-Value Windows | 0.070684 | 1.6465e-06 | 0.19056 | 0.053095 | 1.2365e-06 | 0.14314
Commercial | Low U-Value Windows | Institutional | Existing | E_IN_Low U-Value Windows | 1.4101 | 0.6754 | 2.1284 | 2.1284 | 1.0262 | 1.4254 | Commercial | Low U-Value Windows | Institutional | Existing | E_IN_Low U-Value Windows | 0.035174 | 3.3267e-06 | 0.095431 | 0.02643 | 2.4903e-06 | 0.071706
Commercial | Low U-Value Windows | Lodging/Hospitality | Existing | E_LG_Low U-Value Windows | 1.6039 | 0.76822 | 2.1284 | 2.1284 | 1.0229 | 1.6264 | Commercial | Low U-Value Windows | Lodging/Hospitality | Existing | E_LG_Low U-Value Windows | 0.16804 | -0.001702 | 0.39795 | 0.13809 | -0.0013965 | 0.32701
Commercial | Low U-Value Windows | Miscellaneous | Existing | E_MS_Low U-Value Windows | 1.3337 | 0.63879 | 2.1284 | 2.1284 | 1.0277 | 1.3461 | Commercial | Low U-Value Windows | Miscellaneous | Existing | E_MS_Low U-Value Windows | 0.13053 | -0.00070566 | 0.39128 | 0.094313 | -0.00050833 | 0.2827
Commercial | Low U-Value Windows | Offices | Existing | E_OF_Low U-Value Windows | 1.4101 | 0.6754 | 2.1284 | 2.1284 | 1.0262 | 1.4254 | Commercial | Low U-Value Windows | Offices | Existing | E_OF_Low U-Value Windows | 0.12328 | 0.00012315 | 0.36128 | 0.092578 | 9.2194e-05 | 0.27125
Commercial | Low U-Value Windows | Restaurants | Existing | E_RS_Low U-Value Windows | 1.4101 | 0.6754 | 2.1284 | 2.1284 | 1.0262 | 1.4254 | Commercial | Low U-Value Windows | Restaurants | Existing | E_RS_Low U-Value Windows | 0.16553 | 0.0001398 | 0.47896 | 0.12399 | 0.00010468 | 0.35876
Commercial | Low U-Value Windows | Retail | Existing | E_RT_Low U-Value Windows | 1.4101 | 0.6754 | 2.1284 | 2.1284 | 1.0262 | 1.4254 | Commercial | Low U-Value Windows | Retail | Existing | E_RT_Low U-Value Windows | 0.13094 | 3.618e-05 | 0.36097 | 0.098089 | 2.7103e-05 | 0.27041
Commercial | Low U-Value Windows | Schools K-12 | Existing | E_SC_Low U-Value Windows | 1.4101 | 0.6754 | 2.1284 | 2.1284 | 1.0262 | 1.4254 | Commercial | Low U-Value Windows | Schools K-12 | Existing | E_SC_Low U-Value Windows | 0.024758 | 8.8109e-06 | 0.068728 | 0.01865 | 6.599e-06 | 0.051762
Commercial | Low U-Value Windows | Warehouse | Existing | E_WR_Low U-Value Windows | 1.3337 | 0.63879 | 2.1284 | 2.1284 | 1.0277 | 1.3461 | Commercial | Low U-Value Windows | Warehouse | Existing | E_WR_Low U-Value Windows | 0.013532 | -7.4581e-05 | 0.04059 | 0.0097461 | -5.3716e-05 | 0.029234
Commercial | Programmable Thermostat | Lodging/Hospitality | Existing | E_LG_Programmable Thermostat | 6.5572 | 3.4085 | 1.9764 | 1.9764 | 3.5066 | 1.9764 | Commercial | Programmable Thermostat | Lodging/Hospitality | Existing | E_LG_Programmable Thermostat | 0 | 0 | 0 | 0 | 0 | 0
Commercial | Programmable Thermostat | Lodging/Hospitality | New | N_LG_Programmable Thermostat | 6.5572 | 3.4085 | 1.9764 | 1.9764 | 3.5066 | 1.9764 | Commercial | Programmable Thermostat | Lodging/Hospitality | New | N_LG_Programmable Thermostat | 0 | 0 | 0 | 0 | 0 | 0
Commercial | Smart Thermostat | Lodging/Hospitality | Existing | E_LG_Smart Thermostat | 11.1671 | 4.3396 | 2.7322 | 2.7322 | 4.5001 | 2.7322 | Commercial | Smart Thermostat | Lodging/Hospitality | Existing | E_LG_Smart Thermostat | -0.17176 | 0.71879 | 5.6027 | -0.17176 | 0.71879 | 5.6027
Commercial | Smart Thermostat | Lodging/Hospitality | New | N_LG_Smart Thermostat | 11.1671 | 4.3396 | 2.7322 | 2.7322 | 4.5001 | 2.7322 | Commercial | Smart Thermostat | Lodging/Hospitality | New | N_LG_Smart Thermostat | -0.021176 | 0.08526 | 0.68962 | -0.021176 | 0.08526 | 0.68962
Commercial | Thermal Energy Storage | Assembly | Existing | E_AS_Thermal Energy Storage | 2.4773 | 2.9391 | 9999 | 9999 | 2.9211 | 9999 | Commercial | Thermal Energy Storage | Assembly | Existing | E_AS_Thermal Energy Storage | 1.7838 | 0.51697 | -0.28384 | 1.7838 | 0.51697 | -0.28384
Commercial | Thermal Energy Storage | College and University | Existing | E_CU_Thermal Energy Storage | 2.4773 | 2.9391 | 9999 | 9999 | 2.9211 | 9999 | Commercial | Thermal Energy Storage | College and University | Existing | E_CU_Thermal Energy Storage | 0.042654 | 0.012362 | -0.0067872 | 0.042654 | 0.012362 | -0.0067872
Commercial | Thermal Energy Storage | Grocery | Existing | E_GR_Thermal Energy Storage | 2.4773 | 2.9391 | 9999 | 9999 | 2.9211 | 9999 | Commercial | Thermal Energy Storage | Grocery | Existing | E_GR_Thermal Energy Storage | 0 | 0 | 0 | 0 | 0 | 0
Commercial | Thermal Energy Storage | Healthcare | Existing | E_HC_Thermal Energy Storage | 2.4773 | 2.9391 | 9999 | 9999 | 2.9211 | 9999 | Commercial | Thermal Energy Storage | Healthcare | Existing | E_HC_Thermal Energy Storage | 0 | 0 | 0 | 0 | 0 | 0
Commercial | Thermal Energy Storage | Hospitals | Existing | E_HS_Thermal Energy Storage | 2.4773 | 2.9391 | 9999 | 9999 | 2.9211 | 9999 | Commercial | Thermal Energy Storage | Hospitals | Existing | E_HS_Thermal Energy Storage | 2.9198 | 0.84621 | -0.46461 | 2.9198 | 0.84621 | -0.46461
Commercial | Thermal Energy Storage | Institutional | Existing | E_IN_Thermal Energy Storage | 2.4773 | 2.9391 | 9999 | 9999 | 2.9211 | 9999 | Commercial | Thermal Energy Storage | Institutional | Existing | E_IN_Thermal Energy Storage | 0.73043 | 0.21169 | -0.11623 | 0.73043 | 0.21169 | -0.11623
Commercial | Thermal Energy Storage | Lodging/Hospitality | Existing | E_LG_Thermal Energy Storage | 2.4773 | 2.9391 | 9999 | 9999 | 2.9211 | 9999 | Commercial | Thermal Energy Storage | Lodging/Hospitality | Existing | E_LG_Thermal Energy Storage | 0.57511 | 0.16668 | -0.091513 | 0.57511 | 0.16668 | -0.091513
Commercial | Thermal Energy Storage | Miscellaneous | Existing | E_MS_Thermal Energy Storage | 2.4773 | 2.9391 | 9999 | 9999 | 2.9211 | 9999 | Commercial | Thermal Energy Storage | Miscellaneous | Existing | E_MS_Thermal Energy Storage | 1.2226 | 0.35435 | -0.19455 | 1.2226 | 0.35435 | -0.19455
Commercial | Thermal Energy Storage | Offices | Existing | E_OF_Thermal Energy Storage | 2.4773 | 2.9391 | 9999 | 9999 | 2.9211 | 9999 | Commercial | Thermal Energy Storage | Offices | Existing | E_OF_Thermal Energy Storage | 1.986 | 0.57559 | -0.31602 | 1.986 | 0.57559 | -0.31602
Commercial | Thermal Energy Storage | Restaurants | Existing | E_RS_Thermal Energy Storage | 2.4773 | 2.9391 | 9999 | 9999 | 2.9211 | 9999 | Commercial | Thermal Energy Storage | Restaurants | Existing | E_RS_Thermal Energy Storage | 0 | 0 | 0 | 0 | 0 | 0
Commercial | Thermal Energy Storage | Retail | Existing | E_RT_Thermal Energy Storage | 2.4773 | 2.9391 | 9999 | 9999 | 2.9211 | 9999 | Commercial | Thermal Energy Storage | Retail | Existing | E_RT_Thermal Energy Storage | 0 | 0 | 0 | 0 | 0 | 0
Commercial | Thermal Energy Storage | Schools K-12 | Existing | E_SC_Thermal Energy Storage | 2.4773 | 2.9391 | 9999 | 9999 | 2.9211 | 9999 | Commercial | Thermal Energy Storage | Schools K-12 | Existing | E_SC_Thermal Energy Storage | 0.48197 | 0.13968 | -0.076693 | 0.48197 | 0.13968 | -0.076693
Commercial | Thermal Energy Storage | Warehouse | Existing | E_WR_Thermal Energy Storage | 2.4773 | 2.9391 | 9999 | 9999 | 2.9211 | 9999 | Commercial | Thermal Energy Storage | Warehouse | Existing | E_WR_Thermal Energy Storage | 0 | 0 | 0 | 0 | 0 | 0
Commercial | Thermal Energy Storage | Assembly | New | N_AS_Thermal Energy Storage | 2.4773 | 2.9391 | 9999 | 9999 | 2.9211 | 9999 | Commercial | Thermal Energy Storage | Assembly | New | N_AS_Thermal Energy Storage | 0 | 0 | 0 | 0 | 0 | 0
Commercial | Thermal Energy Storage | College and University | New | N_CU_Thermal Energy Storage | 2.4773 | 2.9391 | 9999 | 9999 | 2.9211 | 9999 | Commercial | Thermal Energy Storage | College and University | New | N_CU_Thermal Energy Storage | 0 | 0 | 0 | 0 | 0 | 0
Commercial | Thermal Energy Storage | Grocery | New | N_GR_Thermal Energy Storage | 2.4773 | 2.9391 | 9999 | 9999 | 2.9211 | 9999 | Commercial | Thermal Energy Storage | Grocery | New | N_GR_Thermal Energy Storage | 0 | 0 | 0 | 0 | 0 | 0
Commercial | Thermal Energy Storage | Healthcare | New | N_HC_Thermal Energy Storage | 2.4773 | 2.9391 | 9999 | 9999 | 2.9211 | 9999 | Commercial | Thermal Energy Storage | Healthcare | New | N_HC_Thermal Energy Storage | 0 | 0 | 0 | 0 | 0 | 0
Commercial | Thermal Energy Storage | Hospitals | New | N_HS_Thermal Energy Storage | 2.4773 | 2.9391 | 9999 | 9999 | 2.9211 | 9999 | Commercial | Thermal Energy Storage | Hospitals | New | N_HS_Thermal Energy Storage | 0 | 0 | 0 | 0 | 0 | 0
Commercial | Thermal Energy Storage | Institutional | New | N_IN_Thermal Energy Storage | 2.4773 | 2.9391 | 9999 | 9999 | 2.9211 | 9999 | Commercial | Thermal Energy Storage | Institutional | New | N_IN_Thermal Energy Storage | 0 | 0 | 0 | 0 | 0 | 0
Commercial | Thermal Energy Storage | Lodging/Hospitality | New | N_LG_Thermal Energy Storage | 2.4773 | 2.9391 | 9999 | 9999 | 2.9211 | 9999 | Commercial | Thermal Energy Storage | Lodging/Hospitality | New | N_LG_Thermal Energy Storage | 0 | 0 | 0 | 0 | 0 | 0
Commercial | Thermal Energy Storage | Miscellaneous | New | N_MS_Thermal Energy Storage | 2.4773 | 2.9391 | 9999 | 9999 | 2.9211 | 9999 | Commercial | Thermal Energy Storage | Miscellaneous | New | N_MS_Thermal Energy Storage | 0 | 0 | 0 | 0 | 0 | 0
Commercial | Thermal Energy Storage | Offices | New | N_OF_Thermal Energy Storage | 2.4773 | 2.9391 | 9999 | 9999 | 2.9211 | 9999 | Commercial | Thermal Energy Storage | Offices | New | N_OF_Thermal Energy Storage | 0 | 0 | 0 | 0 | 0 | 0
Commercial | Thermal Energy Storage | Restaurants | New | N_RS_Thermal Energy Storage | 2.4773 | 2.9391 | 9999 | 9999 | 2.9211 | 9999 | Commercial | Thermal Energy Storage | Restaurants | New | N_RS_Thermal Energy Storage | 0 | 0 | 0 | 0 | 0 | 0
Commercial | Thermal Energy Storage | Retail | New | N_RT_Thermal Energy Storage | 2.4773 | 2.9391 | 9999 | 9999 | 2.9211 | 9999 | Commercial | Thermal Energy Storage | Retail | New | N_RT_Thermal Energy Storage | 0 | 0 | 0 | 0 | 0 | 0
Commercial | Thermal Energy Storage | Schools K-12 | New | N_SC_Thermal Energy Storage | 2.4773 | 2.9391 | 9999 | 9999 | 2.9211 | 9999 | Commercial | Thermal Energy Storage | Schools K-12 | New | N_SC_Thermal Energy Storage | 0 | 0 | 0 | 0 | 0 | 0
Commercial | Thermal Energy Storage | Warehouse | New | N_WR_Thermal Energy Storage | 2.4773 | 2.9391 | 9999 | 9999 | 2.9211 | 9999 | Commercial | Thermal Energy Storage | Warehouse | New | N_WR_Thermal Energy Storage | 0 | 0 | 0 | 0 | 0 | 0
Commercial | Wall Insulation | Assembly | Existing | E_AS_Wall Insulation | 3.1639 | 0.97619 | 3.4203 | 3.4203 | 1.024 | 3.337 | Commercial | Wall Insulation | Assembly | Existing | E_AS_Wall Insulation | 0 | 0 | 0 | 0 | 0 | 0
Commercial | Wall Insulation | College and University | Existing | E_CU_Wall Insulation | 3.0615 | 0.96235 | 3.3507 | 3.3507 | 1.0241 | 3.2216 | Commercial | Wall Insulation | College and University | Existing | E_CU_Wall Insulation | 0 | 0 | 0 | 0 | 0 | 0
Commercial | Wall Insulation | Grocery | Existing | E_GR_Wall Insulation | 3.203 | 0.99754 | 3.385 | 3.385 | 1.0233 | 3.3765 | Commercial | Wall Insulation | Grocery | Existing | E_GR_Wall Insulation | 0 | 0 | 0 | 0 | 0 | 0
Commercial | Wall Insulation | Healthcare | Existing | E_HC_Wall Insulation | 3.0387 | 0.96394 | 3.3172 | 3.3172 | 1.024 | 3.1948 | Commercial | Wall Insulation | Healthcare | Existing | E_HC_Wall Insulation | 0.0016613 | 7.0228e-05 | 0.083176 | 0.0015833 | 6.6932e-05 | 0.079272
Commercial | Wall Insulation | Hospitals | Existing | E_HS_Wall Insulation | 3.103 | 0.96641 | 3.385 | 3.385 | 1.0241 | 3.2687 | Commercial | Wall Insulation | Hospitals | Existing | E_HS_Wall Insulation | 0 | 0 | 0 | 0 | 0 | 0
Commercial | Wall Insulation | Institutional | Existing | E_IN_Wall Insulation | 3.0795 | 0.968 | 3.3507 | 3.3507 | 1.024 | 3.241 | Commercial | Wall Insulation | Institutional | Existing | E_IN_Wall Insulation | 0 | 0 | 0 | 0 | 0 | 0
Commercial | Wall Insulation | Lodging/Hospitality | Existing | E_LG_Wall Insulation | 3.0615 | 0.96235 | 3.3507 | 3.3507 | 1.0241 | 3.2216 | Commercial | Wall Insulation | Lodging/Hospitality | Existing | E_LG_Wall Insulation | 0 | 0 | 0 | 0 | 0 | 0
Commercial | Wall Insulation | Miscellaneous | Existing | E_MS_Wall Insulation | 3.1212 | 0.97209 | 3.385 | 3.385 | 1.024 | 3.2884 | Commercial | Wall Insulation | Miscellaneous | Existing | E_MS_Wall Insulation | 0 | 0 | 0 | 0 | 0 | 0
Commercial | Wall Insulation | Offices | Existing | E_OF_Wall Insulation | 3.1212 | 0.97209 | 3.385 | 3.385 | 1.024 | 3.2884 | Commercial | Wall Insulation | Offices | Existing | E_OF_Wall Insulation | 0.011011 | 0.0044 | 0.56003 | 0.010604 | 0.0042378 | 0.53934
Commercial | Wall Insulation | Restaurants | Existing | E_RS_Wall Insulation | 3.2468 | 1.0018 | 3.4203 | 3.4203 | 1.0252 | 3.4203 | Commercial | Wall Insulation | Restaurants | Existing | E_RS_Wall Insulation | 0 | 0 | 0 | 0 | 0 | 0
Commercial | Wall Insulation | Retail | Existing | E_RT_Wall Insulation | 3.203 | 0.99754 | 3.385 | 3.385 | 1.0233 | 3.3765 | Commercial | Wall Insulation | Retail | Existing | E_RT_Wall Insulation | 0.073398 | 0.00082571 | 0.36144 | 0.073157 | 0.00082301 | 0.36025
Commercial | Wall Insulation | Schools K-12 | Existing | E_SC_Wall Insulation | 3.2077 | 0.98032 | 3.4565 | 3.4565 | 1.024 | 3.3868 | Commercial | Wall Insulation | Schools K-12 | Existing | E_SC_Wall Insulation | 0 | 0 | 0 | 0 | 0 | 0
Commercial | Demand Controlled Ventilation | Assembly | Existing | E_AS_Demand Controlled Ventilation | 2.7511 | 1.0302 | 2.8736 | 2.8736 | 1.0738 | 2.8736 | Commercial | Demand Controlled Ventilation | Assembly | Existing | E_AS_Demand Controlled Ventilation | 0.070824 | 0.39874 | 0.68025 | 0.070824 | 0.39874 | 0.68025
Commercial | Demand Controlled Ventilation | Grocery | Existing | E_GR_Demand Controlled Ventilation | 1.3283 | 0.73529 | 1.8511 | 1.8511 | 1.041 | 1.3465 | Commercial | Demand Controlled Ventilation | Grocery | Existing | E_GR_Demand Controlled Ventilation | 0.067289 | 0.37884 | 0.64629 | 0.054756 | 0.30828 | 0.52592
Commercial | Demand Controlled Ventilation | Lodging/Hospitality | Existing | E_LG_Demand Controlled Ventilation | 4.1966 | 1.1828 | 4.0532 | 4.0532 | 1.2406 | 4.0532 | Commercial | Demand Controlled Ventilation | Lodging/Hospitality | Existing | E_LG_Demand Controlled Ventilation | 0.49886 | 2.8086 | 4.7914 | 0.49886 | 2.8086 | 4.7914
Commercial | Demand Controlled Ventilation | Miscellaneous | Existing | E_MS_Demand Controlled Ventilation | 3.8664 | 1.155 | 3.7698 | 3.7698 | 1.2101 | 3.7698 | Commercial | Demand Controlled Ventilation | Miscellaneous | Existing | E_MS_Demand Controlled Ventilation | 0.036237 | 0.20402 | 0.34805 | 0.036237 | 0.20402 | 0.34805
Commercial | Demand Controlled Ventilation | Offices | Existing | E_OF_Demand Controlled Ventilation | 4.0216 | 1.1684 | 3.9019 | 3.9019 | 1.2249 | 3.9019 | Commercial | Demand Controlled Ventilation | Offices | Existing | E_OF_Demand Controlled Ventilation | 0.77173 | 4.3449 | 7.4123 | 0.77173 | 4.3449 | 7.4123
Commercial | Demand Controlled Ventilation | Restaurants | Existing | E_RS_Demand Controlled Ventilation | 1.4263 | 0.76434 | 1.9176 | 1.9176 | 1.041 | 1.4517 | Commercial | Demand Controlled Ventilation | Restaurants | Existing | E_RS_Demand Controlled Ventilation | 0.14949 | 0.84161 | 1.4358 | 0.12358 | 0.69576 | 1.187
Commercial | Demand Controlled Ventilation | Retail | Existing | E_RT_Demand Controlled Ventilation | 2.9835 | 1.0612 | 3.053 | 3.053 | 1.1075 | 3.053 | Commercial | Demand Controlled Ventilation | Retail | Existing | E_RT_Demand Controlled Ventilation | 0.85174 | 4.7953 | 8.1808 | 0.85174 | 4.7953 | 8.1808
Commercial | Demand Controlled Ventilation | Warehouse | Existing | E_WR_Demand Controlled Ventilation | 1.1961 | 0.69288 | 1.7622 | 1.7622 | 1.041 | 1.2058 | Commercial | Demand Controlled Ventilation | Warehouse | Existing | E_WR_Demand Controlled Ventilation | 0.077616 | 0.43698 | 0.74548 | 0.061839 | 0.34815 | 0.59395
Commercial | Demand Controlled Ventilation | Assembly | New | N_AS_Demand Controlled Ventilation | 2.7511 | 1.0302 | 2.8736 | 2.8736 | 1.0738 | 2.8736 | Commercial | Demand Controlled Ventilation | Assembly | New | N_AS_Demand Controlled Ventilation | 0.0095317 | 0.053663 | 0.09155 | 0.0095317 | 0.053663 | 0.09155
Commercial | Demand Controlled Ventilation | Grocery | New | N_GR_Demand Controlled Ventilation | 1.3283 | 0.73529 | 1.8511 | 1.8511 | 1.041 | 1.3465 | Commercial | Demand Controlled Ventilation | Grocery | New | N_GR_Demand Controlled Ventilation | 0.0095528 | 0.053782 | 0.091753 | 0.0077736 | 0.043765 | 0.074664
Commercial | Demand Controlled Ventilation | Lodging/Hospitality | New | N_LG_Demand Controlled Ventilation | 4.1966 | 1.1828 | 4.0532 | 4.0532 | 1.2406 | 4.0532 | Commercial | Demand Controlled Ventilation | Lodging/Hospitality | New | N_LG_Demand Controlled Ventilation | 0.071146 | 0.40055 | 0.68334 | 0.071146 | 0.40055 | 0.68334
Commercial | Demand Controlled Ventilation | Miscellaneous | New | N_MS_Demand Controlled Ventilation | 3.8664 | 1.155 | 3.7698 | 3.7698 | 1.2101 | 3.7698 | Commercial | Demand Controlled Ventilation | Miscellaneous | New | N_MS_Demand Controlled Ventilation | 0.0051648 | 0.029078 | 0.049607 | 0.0051648 | 0.029078 | 0.049607
Commercial | Demand Controlled Ventilation | Offices | New | N_OF_Demand Controlled Ventilation | 4.0216 | 1.1684 | 3.9019 | 3.9019 | 1.2249 | 3.9019 | Commercial | Demand Controlled Ventilation | Offices | New | N_OF_Demand Controlled Ventilation | 0.082686 | 0.46552 | 0.79418 | 0.082686 | 0.46552 | 0.79418
Commercial | Demand Controlled Ventilation | Restaurants | New | N_RS_Demand Controlled Ventilation | 1.4263 | 0.76434 | 1.9176 | 1.9176 | 1.041 | 1.4517 | Commercial | Demand Controlled Ventilation | Restaurants | New | N_RS_Demand Controlled Ventilation | 0.021214 | 0.11943 | 0.20375 | 0.017538 | 0.098737 | 0.16844
Commercial | Demand Controlled Ventilation | Retail | New | N_RT_Demand Controlled Ventilation | 2.9835 | 1.0612 | 3.053 | 3.053 | 1.1075 | 3.053 | Commercial | Demand Controlled Ventilation | Retail | New | N_RT_Demand Controlled Ventilation | 0.12123 | 0.68252 | 1.1644 | 0.12123 | 0.68252 | 1.1644
Commercial | Demand Controlled Ventilation | Warehouse | New | N_WR_Demand Controlled Ventilation | 1.1961 | 0.69288 | 1.7622 | 1.7622 | 1.041 | 1.2058 | Commercial | Demand Controlled Ventilation | Warehouse | New | N_WR_Demand Controlled Ventilation | 0.011091 | 0.062445 | 0.10653 | 0.0088369 | 0.049752 | 0.084877
Residential | Central air conditioner - Load Shed | Single Family | Existing |  | 1.8969 | 1.8969 | N/A | 1.8969 | 1.8969 | N/A | Residential | Central air conditioner - Load Shed | Single Family | Existing |  | 0 | 0 | 0 | 0 | 0 | 0
Residential | Central air conditioner - Load Shed | Multi Family | Existing |  | 1 | 1 | N/A | 1 | 1 | N/A | Residential | Central air conditioner - Load Shed | Multi Family | Existing |  | 18.3392 | 0 | 0 | 18.3392 | 0 | 0
Residential | Central air conditioner - Load Shed | Mobile Home/Other | Existing |  | 1.8746 | 1.8746 | N/A | 1.8746 | 1.8746 | N/A | Residential | Central air conditioner - Load Shed | Mobile Home/Other | Existing |  | 7.2235 | 0 | 0 | 7.2235 | 0 | 0
Residential | Central Heating - Load Shed | Single Family | Existing |  | 2.166 | 2.166 | N/A | 2.166 | 2.166 | N/A | Residential | Central Heating - Load Shed | Single Family | Existing |  | 0 | 0 | 0 | 0 | 0 | 0
Residential | Central Heating - Load Shed | Multi Family | Existing |  | 1.2497 | 1.2497 | N/A | 1.2497 | 1.2497 | N/A | Residential | Central Heating - Load Shed | Multi Family | Existing |  | 0 | 23.3409 | 0 | 0 | 23.3409 | 0
Residential | Central Heating - Load Shed | Mobile Home/Other | Existing |  | 2.0866 | 2.0866 | N/A | 2.0866 | 2.0866 | N/A | Residential | Central Heating - Load Shed | Mobile Home/Other | Existing |  | 0 | 8.0405 | 0 | 0 | 8.0405 | 0
Residential | Central air conditioner - 50% cycling | Single Family | Existing |  | 1 | 1 | N/A | 1 | 1 | N/A | Residential | Central air conditioner - 50% cycling | Single Family | Existing |  | 0 | 0 | 0 | 0 | 0 | 0
Residential | Central air conditioner - 50% cycling | Multi Family | Existing |  | 1 | 1 | N/A | 1 | 1 | N/A | Residential | Central air conditioner - 50% cycling | Multi Family | Existing |  | 0 | 0 | 0 | 0 | 0 | 0
Residential | Central air conditioner - 50% cycling | Mobile Home/Other | Existing |  | 1 | 1 | N/A | 1 | 1 | N/A | Residential | Central air conditioner - 50% cycling | Mobile Home/Other | Existing |  | 0 | 0 | 0 | 0 | 0 | 0
Residential | Central Heating - 50% cycling | Single Family | Existing |  | 1.0489 | 1.0489 | N/A | 1.0489 | 1.0489 | N/A | Residential | Central Heating - 50% cycling | Single Family | Existing |  | 0 | 0 | 0 | 0 | 0 | 0
Residential | Central Heating - 50% cycling | Multi Family | Existing |  | 1 | 1 | N/A | 1 | 1 | N/A | Residential | Central Heating - 50% cycling | Multi Family | Existing |  | 0 | 0 | 0 | 0 | 0 | 0
Residential | Central Heating - 50% cycling | Mobile Home/Other | Existing |  | 1.0377 | 1.0377 | N/A | 1.0377 | 1.0377 | N/A | Residential | Central Heating - 50% cycling | Mobile Home/Other | Existing |  | 0 | 0 | 0 | 0 | 0 | 0
Residential | Water heater switches | Single Family | Existing |  | 1 | 1 | N/A | 1 | 1 | N/A | Residential | Water heater switches | Single Family | Existing |  | 0 | 0 | 0 | 0 | 0 | 0
Residential | Water heater switches | Multi Family | Existing |  | 1 | 1 | N/A | 1 | 1 | N/A | Residential | Water heater switches | Multi Family | Existing |  | 0 | 0 | 0 | 0 | 0 | 0
Residential | Water heater switches | Mobile Home/Other | Existing |  | 1 | 1 | N/A | 1 | 1 | N/A | Residential | Water heater switches | Mobile Home/Other | Existing |  | 0 | 0 | 0 | 0 | 0 | 0
Residential | Pool pump switches | Single Family | Existing |  | 1 | 1 | N/A | 1 | 1 | N/A | Residential | Pool pump switches | Single Family | Existing |  | 11.6945 | 7.5398 | 0 | 11.6945 | 7.5398 | 0
Residential | Pool pump switches | Multi Family | Existing |  | 1 | 1 | N/A | 1 | 1 | N/A | Residential | Pool pump switches | Multi Family | Existing |  | 0 | 0 | 0 | 0 | 0 | 0
Residential | Pool pump switches | Mobile Home/Other | Existing |  | 1 | 1 | N/A | 1 | 1 | N/A | Residential | Pool pump switches | Mobile Home/Other | Existing |  | 0 | 0 | 0 | 0 | 0 | 0
Residential | Room AC control | Single Family | New |  | 1 | 1 | N/A | 1 | 1 | N/A | Residential | Room AC control | Single Family | New |  | 0.91806 | 1.0492 | 0 | 0.91806 | 1.0492 | 0
Residential | Room AC control | Mobile Home/Other | New |  | 1 | 1 | N/A | 1 | 1 | N/A | Residential | Room AC control | Mobile Home/Other | New |  | 3.6204 | 3.9651 | 0 | 3.6204 | 3.9651 | 0
Residential | Smart thermostats - BYOT | Single Family | New |  | 1.1 | 1.1 | N/A | 1.1 | 1.1 | N/A | Residential | Smart thermostats - BYOT | Single Family | New |  | 0 | 0 | 0 | 0 | 0 | 0
Residential | Smart thermostats - BYOT | Multi Family | New |  | 1 | 1 | N/A | 1 | 1 | N/A | Residential | Smart thermostats - BYOT | Multi Family | New |  | 0 | 0 | 0 | 0 | 0 | 0
Residential | Smart thermostats - BYOT | Mobile Home/Other | New |  | 1.11 | 1.11 | N/A | 1.11 | 1.11 | N/A | Residential | Smart thermostats - BYOT | Mobile Home/Other | New |  | 0 | 0 | 0 | 0 | 0 | 0
Small C&I | Central air conditioner - Load Shed | 0-15,000 kWh | New |  | 1 | 1 | N/A | 1 | 1 | N/A | Small C&I | Central air conditioner - Load Shed | 0-15,000 kWh | New |  | 1.1253 | 0 | 0 | 1.1253 | 0 | 0
Small C&I | Central air conditioner - Load Shed | 15,001-25,000 kWh | New |  | 1 | 1 | N/A | 1 | 1 | N/A | Small C&I | Central air conditioner - Load Shed | 15,001-25,000 kWh | New |  | 0.63081 | 0 | 0 | 0.63081 | 0 | 0
Small C&I | Central air conditioner - Load Shed | 25,001-50,000 kWh | New |  | 1 | 1 | N/A | 1 | 1 | N/A | Small C&I | Central air conditioner - Load Shed | 25,001-50,000 kWh | New |  | 0.29605 | 0 | 0 | 0.29605 | 0 | 0
Small C&I | Central air conditioner - Load Shed | 50,001 kWh + | New |  | 1 | 1 | N/A | 1 | 1 | N/A | Small C&I | Central air conditioner - Load Shed | 50,001 kWh + | New |  | 1.2905 | 0 | 0 | 1.2905 | 0 | 0
Small C&I | Central Heating - Load Shed | 0-15,000 kWh | New |  | 1 | 1 | N/A | 1 | 1 | N/A | Small C&I | Central Heating - Load Shed | 0-15,000 kWh | New |  | 0 | 6.0564 | 0 | 0 | 6.0564 | 0
Small C&I | Central Heating - Load Shed | 15,001-25,000 kWh | New |  | 1 | 1 | N/A | 1 | 1 | N/A | Small C&I | Central Heating - Load Shed | 15,001-25,000 kWh | New |  | 0 | 1.2573 | 0 | 0 | 1.2573 | 0
Small C&I | Central Heating - Load Shed | 25,001-50,000 kWh | New |  | 1 | 1 | N/A | 1 | 1 | N/A | Small C&I | Central Heating - Load Shed | 25,001-50,000 kWh | New |  | 0 | 0.6622 | 0 | 0 | 0.6622 | 0
Small C&I | Central Heating - Load Shed | 50,001 kWh + | New |  | 1 | 1 | N/A | 1 | 1 | N/A | Small C&I | Central Heating - Load Shed | 50,001 kWh + | New |  | 0 | 0.29359 | 0 | 0 | 0.29359 | 0
Small C&I | Central air conditioner - 50% cycling | 0-15,000 kWh | New |  | 1 | 1 | N/A | 1 | 1 | N/A | Small C&I | Central air conditioner - 50% cycling | 0-15,000 kWh | New |  | 0 | 0 | 0 | 0 | 0 | 0
Small C&I | Central air conditioner - 50% cycling | 15,001-25,000 kWh | New |  | 1 | 1 | N/A | 1 | 1 | N/A | Small C&I | Central air conditioner - 50% cycling | 15,001-25,000 kWh | New |  | 0 | 0 | 0 | 0 | 0 | 0
Small C&I | Central air conditioner - 50% cycling | 25,001-50,000 kWh | New |  | 1 | 1 | N/A | 1 | 1 | N/A | Small C&I | Central air conditioner - 50% cycling | 25,001-50,000 kWh | New |  | 0 | 0 | 0 | 0 | 0 | 0
Small C&I | Central air conditioner - 50% cycling | 50,001 kWh + | New |  | 1 | 1 | N/A | 1 | 1 | N/A | Small C&I | Central air conditioner - 50% cycling | 50,001 kWh + | New |  | 0 | 0 | 0 | 0 | 0 | 0
Small C&I | Central Heating - 50% cycling | 0-15,000 kWh | New |  | 1 | 1 | N/A | 1 | 1 | N/A | Small C&I | Central Heating - 50% cycling | 0-15,000 kWh | New |  | 0 | 0 | 0 | 0 | 0 | 0
Small C&I | Central Heating - 50% cycling | 15,001-25,000 kWh | New |  | 1 | 1 | N/A | 1 | 1 | N/A | Small C&I | Central Heating - 50% cycling | 15,001-25,000 kWh | New |  | 0 | 0 | 0 | 0 | 0 | 0
Small C&I | Central Heating - 50% cycling | 25,001-50,000 kWh | New |  | 1 | 1 | N/A | 1 | 1 | N/A | Small C&I | Central Heating - 50% cycling | 25,001-50,000 kWh | New |  | 0 | 0 | 0 | 0 | 0 | 0
Small C&I | Central Heating - 50% cycling | 50,001 kWh + | New |  | 1 | 1 | N/A | 1 | 1 | N/A | Small C&I | Central Heating - 50% cycling | 50,001 kWh + | New |  | 0 | 0 | 0 | 0 | 0 | 0
Small C&I | Smart thermostats - BYOT | 0-15,000 kWh | New |  | 1 | 1 | N/A | 1 | 1 | N/A | Small C&I | Smart thermostats - BYOT | 0-15,000 kWh | New |  | 0 | 0 | 0 | 0 | 0 | 0
Small C&I | Smart thermostats - BYOT | 15,001-25,000 kWh | New |  | 1 | 1 | N/A | 1 | 1 | N/A | Small C&I | Smart thermostats - BYOT | 15,001-25,000 kWh | New |  | 0 | 0 | 0 | 0 | 0 | 0
Small C&I | Smart thermostats - BYOT | 25,001-50,000 kWh | New |  | 1 | 1 | N/A | 1 | 1 | N/A | Small C&I | Smart thermostats - BYOT | 25,001-50,000 kWh | New |  | 0 | 0 | 0 | 0 | 0 | 0
Small C&I | Smart thermostats - BYOT | 50,001 kWh + | New |  | 1 | 1 | N/A | 1 | 1 | N/A | Small C&I | Smart thermostats - BYOT | 50,001 kWh + | New |  | 0 | 0 | 0 | 0 | 0 | 0
Large C&I | Auto DR | 0-50 kW | New |  | 2.1349 | 2.1349 | N/A | 2.1349 | 2.1349 | N/A | Large C&I | Auto DR | 0-50 kW | New |  | 29.3963 | 24.7204 | 0 | 29.3963 | 24.7204 | 0
Large C&I | Auto DR | 51-300 kW | New |  | 2.1349 | 2.1349 | N/A | 2.1349 | 2.1349 | N/A | Large C&I | Auto DR | 51-300 kW | New |  | 41.5421 | 31.9701 | 0 | 41.5421 | 31.9701 | 0
Large C&I | Auto DR | 301-500 kW | New |  | 2.1349 | 2.1349 | N/A | 2.1349 | 2.1349 | N/A | Large C&I | Auto DR | 301-500 kW | New |  | 44.4383 | 35.7565 | 0 | 44.4383 | 35.7565 | 0
Large C&I | Auto DR | 501 kW + | Existing |  | 2.1495 | 2.1495 | N/A | 2.1495 | 2.1495 | N/A | Large C&I | Auto DR | 501 kW + | Existing |  | 0 | 0 | 0 | 0 | 0 | 0
Large C&I | CPP | 0-50 kW | New |  | 1.147 | 1.147 | N/A | 1.147 | 1.147 | N/A | Large C&I | CPP | 0-50 kW | New |  | 0 | 0 | 0 | 0 | 0 | 0
Large C&I | CPP | 51-300 kW | New |  | 1.2978 | 1.2978 | N/A | 1.2978 | 1.2978 | N/A | Large C&I | CPP | 51-300 kW | New |  | 0 | 0 | 0 | 0 | 0 | 0
Large C&I | CPP | 301-500 kW | New |  | 1 | 1 | N/A | 1 | 1 | N/A | Large C&I | CPP | 301-500 kW | New |  | 0 | 0 | 0 | 0 | 0 | 0
Large C&I | CPP | 501 kW + | New |  | 1.4049 | 1.4049 | N/A | 1.4049 | 1.4049 | N/A | Large C&I | CPP | 501 kW + | New |  | 0 | 0 | 0 | 0 | 0 | 0
Large C&I | Firm Service Level | 0-50 kW | New |  | 2.3538 | 2.3538 | N/A | 2.3538 | 2.3538 | N/A | Large C&I | Firm Service Level | 0-50 kW | New |  | 0 | 0 | 0 | 0 | 0 | 0
Large C&I | Firm Service Level | 51-300 kW | New |  | 2.3538 | 2.3538 | N/A | 2.3538 | 2.3538 | N/A | Large C&I | Firm Service Level | 51-300 kW | New |  | 0 | 0 | 0 | 0 | 0 | 0
Large C&I | Firm Service Level | 301-500 kW | New |  | 2.3538 | 2.3538 | N/A | 2.3538 | 2.3538 | N/A | Large C&I | Firm Service Level | 301-500 kW | New |  | 0 | 0 | 0 | 0 | 0 | 0
Large C&I | Firm Service Level | 501 kW + | Existing |  | 2.3716 | 2.3716 | N/A | 2.3716 | 2.3716 | N/A | Large C&I | Firm Service Level | 501 kW + | Existing |  | 0 | 0 | 0 | 0 | 0 | 0
Large C&I | Guaranteed Load Drop | 0-50 kW | New |  | 2.3538 | 2.3538 | N/A | 2.3538 | 2.3538 | N/A | Large C&I | Guaranteed Load Drop | 0-50 kW | New |  | 0 | 0 | 0 | 0 | 0 | 0
Large C&I | Guaranteed Load Drop | 51-300 kW | New |  | 2.3538 | 2.3538 | N/A | 2.3538 | 2.3538 | N/A | Large C&I | Guaranteed Load Drop | 51-300 kW | New |  | 0 | 0 | 0 | 0 | 0 | 0
Large C&I | Guaranteed Load Drop | 301-500 kW | New |  | 2.3538 | 2.3538 | N/A | 2.3538 | 2.3538 | N/A | Large C&I | Guaranteed Load Drop | 301-500 kW | New |  | 0 | 0 | 0 | 0 | 0 | 0
Large C&I | Guaranteed Load Drop | 501 kW + | Existing |  | 2.3716 | 2.3716 | N/A | 2.3716 | 2.3716 | N/A | Large C&I | Guaranteed Load Drop | 501 kW + | Existing |  | 0 | 0 | 0 | 0 | 0 | 0

## Staff ROG22
Combined Measures Savings & Costs
Category | Economic Potential |  | Achievable Potential
($ Nominal / $ NPV) | RIM | TRC | RIM | TRC
Avoided Generation | 5884954905.3553 | 5931454335.1274 | 245999283.8304 | 248763284.4769
Avoided T&D | 1716868836.8846 | 1868968716.6482 | 130995279.6748 | 138204375.3008
Avoided O&M | N/A | N/A | N/A | N/A
Avoided Fuel | 741627680.3263 | 1045677476.6627 | 44828364.3174 | 52728063.6182
Administrative Costs | N/A | N/A | 19487090.0056 | 19726571.4596
Incentive Costs | N/A | N/A | 112660147.8532 | 146110120.7574
Lost Revenues | 2793679307.6415 | 3922655032.7099 | 170154242.2972 | 198385479.9828
Utility Equipment | N/A | N/A | 31664454.3305 | 31664454.3305
Customer Equipment | 1638969832.9792 | 1599361112.0258 | 98232020.7938 | 103625532.1883
= Nominal Dollars
EE
Combined Measures Savings & Costs
Category | Economic Potential |  | Achievable Potential
($ Nominal / $ NPV) | RIM | TRC | RIM | TRC
Avoided Generation | 1105810921.8122 | 1152310351.5843 | 75379917.4996 | 78143918.1461
Avoided T&D | 1716868836.8846 | 1868968716.6482 | 130995279.6748 | 138204375.3008
Avoided O&M | N/A | N/A | N/A | N/A
Avoided Fuel | 741627680.3263 | 1045677476.6627 | 44828364.3174 | 52728063.6182
Administrative Costs | N/A | N/A | 6340417.8178 | 6579899.2718
Incentive Costs | N/A | N/A | 34512127.794 | 67962100.6981
Lost Revenues | 2793679307.6415 | 3922655032.7099 | 170154242.2972 | 198385479.9828
Utility Equipment | N/A | N/A | N/A | N/A
Customer Equipment | 1638969832.9792 | 1599361112.0258 | 98232020.7938 | 103625532.1883
DR
Combined Measures Savings & Costs
Category | Economic Potential |  | Achievable Potential
($ Nominal / $ NPV) | RIM | TRC | RIM | TRC
Avoided Generation | 4779143983.5431 | 4779143983.5431 | 170619366.3308 | 170619366.3308
Avoided T&D | N/A | N/A | N/A | N/A
Avoided O&M | N/A | N/A | N/A | N/A
Avoided Fuel | N/A | N/A | N/A | N/A
Administrative Costs | N/A | N/A | 13146672.1878 | 13146672.1878
Incentive Costs | N/A | N/A | 78148020.0592 | 78148020.0592
Lost Revenues | 0 | 0 | 0 | 0
Utility Equipment | N/A | N/A | 31664454.3305 | 31664454.3305
Customer Equipment | 0 | 0 | 0 | 0