## ReadMe
ReadMe
| "MeasureCompare" | This tab lists the measures with potentials from last study, and compares with the savings calculated this time.
| "FL2013" tab | This tab lists the industrial technical potentials by utility revised in 2009 study, the resource file is:
H:\CSPA Projects\610025 - FEECA Potential Study\TEAPOT model and output\FL TPS Refresh 2013_9_23_nexant.xlsx
Received from Rush on 5/10/2018

## REPORT
REPORT
1 Executive Summary
Technical Potential
| Table 1‑1: EE Technical Potential |  |  | used in Section 5.2 | Table 5‑10: EE Technical Potential by Sector
Savings Potential
|  | Summer | Winter | Energy | % of Base Energy Sales
|  | Peak Demand (MW) | Peak Demand (MW) | (GWh)
| Residential | 2235.8865 | 1518.6103 | 6294.0123 | 30.75%
| Non-Residential | 718.5325 | 360.8424 | 3136.9578 | 20.15%
| Total | 2954.419 | 1879.4527 | 9430.9701 | 26.17%
Economic Potential
| Table 1‑2: EE Economic Potential |  |  | used in Section 6.2 | Table 6‑5: EE Economic Potential by Sector
Savings Potential
|  | Summer | Winter | Energy | % of Base Energy Sales
|  | Peak Demand (MW) | Peak Demand (MW) | (GWh)
RIM SCENARIO
| Residential | 930.9234 | 522.3154 | 1607.6531 | 7.855%
| Non-Residential | 104.3374 | 42.2441 | 290.1316 | 1.864%
| Total | 1035.2608 | 564.5595 | 1897.7846 | 5.267%
TRC SCENARIO
| Residential | 969.6505 | 549.6315 | 2137.7059 | 10.45%
| Non-Residential | 222.2426 | 94.1291 | 979.6904 | 6.293%
| Total | 1191.893 | 643.7606 | 3117.3963 | 8.651%
Achievable Potential
| Table 1‑3: EE Achievable Potential |  |  | used in Section 7.5 | Table 7‑3: EE Achievable Potential
Savings Potential
|  | Summer | Winter | Energy | % of Base Energy Sales
|  | Peak Demand (MW) | Peak Demand (MW) | (GWh)
RIM SCENARIO
| Residential | 65.9631 | 39.0386 | 115.2493 | 0.5631%
| Non-Residential | 16.4139 | 19.5854 | 50.558 | 0.3247%
| Total | 82.3771 | 58.6241 | 165.8073 | 0.4601%
TRC SCENARIO
| Residential | 80.3773 | 50.3298 | 193.7658 | 0.9468%
| Non-Residential | 52.6429 | 30.1242 | 238.1922 | 1.53%
| Total | 133.0202 | 80.454 | 431.958 | 1.199%
5.2 EE Technical Potential
5.2.2 Sector Details
| Residential |  |  | Figure 5‑2: Residential EE Technical Potential by End-Use (Energy Savings) | [6 empty] | Figure 5‑3: Residential EE Technical Potential by End-Use (Summer Peak Savings) | [5 empty] | Figure 5‑4: Residential EE Technical Potential by End-Use (Winter Peak Savings)
| End Use | GWh | [6 empty] | End Use | MW |  |  |  |  | End Use | MW
| Space Cooling | 3167.8673 | [6 empty] | Space Cooling | 1988.4061 |  |  |  |  | Space Heating | 1265.1969
| Lighting | 719.7572 | [6 empty] | Domestic Hot Water | 58.6797 |  |  |  |  | Domestic Hot Water | 108.1056
| Domestic Hot Water | 717.6654 | [6 empty] | Lighting | 54.6812 |  |  |  |  | Lighting | 57.1739
| Space Heating | 545.3626 | [6 empty] | Appliances | 53.1367 |  |  |  |  | Miscellaneous | 36.8294
| Miscellaneous | 464.5541 | [6 empty] | Miscellaneous | 30.2887 |  |  |  |  | Appliances | 34.891
| Appliances | 383.9552 | [6 empty] | Electronics | 29.4027 |  |  |  |  | Electronics | 12.8649
| Electronics | 243.1441 | [6 empty] | Cooking | 21.2915 |  |  |  |  | Cooking | 3.5486
| Cooking | 51.7064 | [6 empty] | Space Heating | 0 |  |  |  |  | Space Cooling | 0
| Total | 6294.0123 | [6 empty] | Total | 2235.8865 |  |  |  |  | Total | 1518.6103
| Commercial |  |  | Figure 5‑5: Commercial EE Technical Potential by End-Use (Energy Savings) | [6 empty] | Figure 5‑6: Commercial EE Technical Potential by End-Use (Summer Peak Savings) | [5 empty] | Figure 5‑7: Commercial EE Technical Potential by End-Use (Winter Peak Savings)
| End Use | GWh | [6 empty] | End Use | MW |  |  |  |  | End Use | MW
| Interior Lighting | 939.509 | [6 empty] | Space Cooling | 355.2577 |  |  |  |  | Interior Lighting | 104.7755
| Space Cooling | 780.3436 | [6 empty] | Interior Lighting | 168.5756 |  |  |  |  | Ventilation and Circulation | 59.1495
| Refrigeration | 297.9516 | [6 empty] | Miscellaneous | 45.213 |  |  |  |  | Miscellaneous | 46.5639
| Miscellaneous | 212.5312 | [6 empty] | Refrigeration | 44.6803 |  |  |  |  | Refrigeration | 33.4115
| Exterior Lighting | 127.9368 | [6 empty] | Ventilation and Circulation | 19.5211 |  |  |  |  | Space Heating | 23.7691
| Ventilation and Circulation | 115.0593 | [6 empty] | Domestic Hot Water | 7.0509 |  |  |  |  | Domestic Hot Water | 12.3828
| Domestic Hot Water | 71.964 | [6 empty] | Office Equipment | 6.094 |  |  |  |  | Exterior Lighting | 9.4778
| Office Equipment | 42.4626 | [6 empty] | Cooking | 4.9196 |  |  |  |  | Office Equipment | 3.6773
| Space Heating | 30.5775 | [6 empty] | Exterior Lighting | 0 |  |  |  |  | Cooking | 2.1194
| Cooking | 26.3271 | [6 empty] | Space Heating | 0 |  |  |  |  | Space Cooling | 0
| Total | 2644.6627 | [6 empty] | Total | 651.3122 |  |  |  |  | Total | 295.3269
| Industrial |  |  | Figure 5‑8: Industrial EE Technical Potential by End-Use (Energy Savings) | [6 empty] | Figure 5‑9: Industrial EE Technical Potential by End-Use (Summer Peak Savings) | [5 empty] | Figure 5‑10: Industrial EE Technical Potential by End-Use (Winter Peak Savings)
| End Use | GWh | [6 empty] | End Use | MW |  |  |  |  | End Use | MW
| Motors Pumps | 112.2158 | [6 empty] | Motors Pumps | 15.1111 |  |  |  |  | Motors Pumps | 14.712
| Industrial Lighting | 81.9777 | [6 empty] | Industrial Lighting | 11.7013 |  |  |  |  | Industrial Lighting | 11.374
| Compressed Air | 70.678 | [6 empty] | Compressed Air | 9.5176 |  |  |  |  | Compressed Air | 9.2662
| Motors Fans Blowers | 70.1484 | [6 empty] | Motors Fans Blowers | 9.4463 |  |  |  |  | Motors Fans Blowers | 9.1968
| HVAC | 58.9788 | [6 empty] | HVAC | 8.4018 |  |  |  |  | HVAC | 8.1979
| Process Heating | 44.004 | [6 empty] | Process Heating | 6.0581 |  |  |  |  | Process Heating | 5.9088
| Process Cooling | 28.8743 | [6 empty] | Process Cooling | 3.9752 |  |  |  |  | Process Cooling | 3.8772
| Process Specific | 13.5102 | [6 empty] | Process Specific | 1.86 |  |  |  |  | Process Specific | 1.8141
| Other | 7.9649 | [6 empty] | Other | 1.149 |  |  |  |  | Other | 1.1686
| Exterior Lighting | 3.9431 | [6 empty] | Exterior Lighting | 0 |  |  |  |  | Exterior Lighting | 0
| Total | 492.2951 | [6 empty] | Total | 67.2203 |  |  |  |  | Total | 65.5155
6.2 EE Economic Potential
| Table 4‑2: Economic Potential EE Measure Counts by Scenario |  |  | The values in this table are not from this dashboard file
| Sector | Unique Measures | Permutations
RIM SCENARIO
| Residential | 12 | 43
| Commercial | 14 | 193
| Industrial | 0 | 0
| Total | 26 | 236
TRC SCENARIO
| Residential | 19 | 85
| Commercial | 39 | 608
| Industrial | 16 | 114
| Total | 74 | 807
6.2.2 Sector Details
| Residential |  |  | Figure 6‑1: Residential EE Economic Potential by End-Use – TRC Scenario | [6 empty] | Residential EE Economic Potential by End-Use (Summer Peak Savings) - TRC Scenario | [5 empty] | Residential EE Economic Potential by End-Use (Winter Peak Savings) - TRC Scenario
| End Use | GWh | [6 empty] | End Use | MW |  |  |  |  | End Use | MW
| Space Cooling | 1156.8916 | [6 empty] | Space Cooling | 904.4004 |  |  |  |  | Space Heating | 489.7203
| Lighting | 491.9391 | [6 empty] | Lighting | 43.2716 |  |  |  |  | Lighting | 45.4325
| Space Heating | 387.6411 | [6 empty] | Cooking | 11.6569 |  |  |  |  | Miscellaneous | 10.6319
| Miscellaneous | 63.1056 | [6 empty] | Miscellaneous | 9.4371 |  |  |  |  | Cooking | 1.9428
| Cooking | 28.3088 | [6 empty] | Domestic Hot Water | 0.88447 |  |  |  |  | Domestic Hot Water | 1.9039
| Domestic Hot Water | 9.8198 | [6 empty] | Space Heating | 0 |  |  |  |  | Space Cooling | 0
| Appliances | 0 | [6 empty] | Appliances | 0 |  |  |  |  | Appliances | 0
| Electronics | 0 | [6 empty] | Electronics | 0 |  |  |  |  | Electronics | 0
| Total | 2137.7059 | [6 empty] | Total | 969.6505 |  |  |  |  | Total | 549.6315
|  |  |  | Figure 6‑2: Residential EE Economic Potential by End-Use – RIM Scenario | [6 empty] | Residential EE Economic Potential by End-Use (Summer Peak Savings) - RIM Scenario | [5 empty] | Residential EE Economic Potential by End-Use (Winter Peak Savings) - RIM Scenario
| End Use | GWh | [6 empty] | End Use | MW |  |  |  |  | End Use | MW
| Space Cooling | 1221.6464 | [6 empty] | Space Cooling | 930.9234 |  |  |  |  | Space Heating | 522.3154
| Space Heating | 386.0067 | [6 empty] | Space Heating | 0 |  |  |  |  | Space Cooling | 0
| Domestic Hot Water | 0 | [6 empty] | Domestic Hot Water | 0 |  |  |  |  | Domestic Hot Water | 0
| Lighting | 0 | [6 empty] | Lighting | 0 |  |  |  |  | Lighting | 0
| Cooking | 0 | [6 empty] | Cooking | 0 |  |  |  |  | Cooking | 0
| Appliances | 0 | [6 empty] | Appliances | 0 |  |  |  |  | Appliances | 0
| Electronics | 0 | [6 empty] | Electronics | 0 |  |  |  |  | Electronics | 0
| Miscellaneous | 0 | [6 empty] | Miscellaneous | 0 |  |  |  |  | Miscellaneous | 0
| Total | 1607.6531 | [6 empty] | Total | 930.9234 |  |  |  |  | Total | 522.3154
| Commercial |  |  | Figure 6‑3: Commercial EE Economic Potential by End-Use – TRC Scenario | [6 empty] | Commercial EE Economic Potential by End-Use (Summer Peak Savings) – TRC Scenario | [5 empty] | Commercial EE Economic Potential by End-Use (Winter Peak Savings) - TRC Scenario
| End Use | GWh | [6 empty] | End Use | MW |  |  |  |  | End Use | MW
| Space Cooling | 425.3804 | [6 empty] | Space Cooling | 126.9567 |  |  |  |  | Ventilation and Circulation | 31.4976
| Interior Lighting | 114.6618 | [6 empty] | Miscellaneous | 26.2599 |  |  |  |  | Interior Lighting | 15.725
| Refrigeration | 107.2213 | [6 empty] | Interior Lighting | 22.9434 |  |  |  |  | Space Heating | 12.2278
| Miscellaneous | 93.52 | [6 empty] | Refrigeration | 15.6768 |  |  |  |  | Refrigeration | 6.813
| Ventilation and Circulation | 54.0668 | [6 empty] | Ventilation and Circulation | 5.7556 |  |  |  |  | Miscellaneous | 5.768
| Cooking | 18.7922 | [6 empty] | Cooking | 3.6589 |  |  |  |  | Cooking | 1.6556
| Space Heating | 12.9285 | [6 empty] | Domestic Hot Water | 0.45478 |  |  |  |  | Exterior Lighting | 0.30172
| Domestic Hot Water | 5.53 | [6 empty] | Office Equipment | 0.10715 |  |  |  |  | Domestic Hot Water | 0.15032
| Office Equipment | 0.93867 | [6 empty] | Exterior Lighting | 0 |  |  |  |  | Office Equipment | 0.10715
| Exterior Lighting | 0.67128 | [6 empty] | Space Heating | 0 |  |  |  |  | Space Cooling | 0
| Total | 833.7109 | [6 empty] | Total | 201.8132 |  |  |  |  | Total | 74.2462
|  |  |  | Figure 6‑4: Commercial EE Economic Potential by End-Use – RIM Scenario | [6 empty] | Commercial EE Economic Potential by End-Use (Summer Peak Savings) – RIM Scenario | [5 empty] | Commercial EE Economic Potential by End-Use (Winter Peak Savings) - RIM Scenario
| End Use | GWh | [6 empty] | End Use | MW |  |  |  |  | End Use | MW
| Space Cooling | 199.5314 | [6 empty] | Space Cooling | 81.9584 |  |  |  |  | Ventilation and Circulation | 31.0934
| Ventilation and Circulation | 53.0454 | [6 empty] | Miscellaneous | 16.8563 |  |  |  |  | Space Heating | 11.1507
| Miscellaneous | 30.7627 | [6 empty] | Ventilation and Circulation | 5.5228 |  |  |  |  | Interior Lighting | 0
| Space Heating | 6.7921 | [6 empty] | Interior Lighting | 0 |  |  |  |  | Exterior Lighting | 0
| Interior Lighting | 0 | [6 empty] | Exterior Lighting | 0 |  |  |  |  | Office Equipment | 0
| Exterior Lighting | 0 | [6 empty] | Office Equipment | 0 |  |  |  |  | Cooking | 0
| Office Equipment | 0 | [6 empty] | Cooking | 0 |  |  |  |  | Refrigeration | 0
| Cooking | 0 | [6 empty] | Refrigeration | 0 |  |  |  |  | Space Cooling | 0
| Refrigeration | 0 | [6 empty] | Space Heating | 0 |  |  |  |  | Domestic Hot Water | 0
| Domestic Hot Water | 0 | [6 empty] | Domestic Hot Water | 0 |  |  |  |  | Miscellaneous | 0
| Total | 290.1316 | [6 empty] | Total | 104.3374 |  |  |  |  | Total | 42.2441
| Industrial |  |  | Figure 6‑5: Industrial EE Economic Potential by End-Use – TRC Scenario | [6 empty] | Industrial EE Economic Potential by End-Use (Summer Peak Savings) – TRC Scenario | [5 empty] | Industrial EE Economic Potential by End-Use (Winter Peak Savings) - TRC Scenario
| End Use | GWh | [6 empty] | End Use | MW |  |  |  |  | End Use | MW
| Industrial Lighting | 73.1947 | [6 empty] | Industrial Lighting | 10.4476 |  |  |  |  | Industrial Lighting | 10.1554
| Motors Pumps | 23.3674 | [6 empty] | Motors Pumps | 3.1467 |  |  |  |  | Motors Pumps | 3.0636
| Process Heating | 17.4832 | [6 empty] | Process Heating | 2.4069 |  |  |  |  | Process Heating | 2.3476
| HVAC | 15.6842 | [6 empty] | HVAC | 2.2343 |  |  |  |  | HVAC | 2.1801
| Compressed Air | 7.9155 | [6 empty] | Compressed Air | 1.0659 |  |  |  |  | Compressed Air | 1.0378
| Motors Fans Blowers | 6.4728 | [6 empty] | Motors Fans Blowers | 0.87164 |  |  |  |  | Motors Fans Blowers | 0.84861
| Process Cooling | 1.8617 | [6 empty] | Process Cooling | 0.2563 |  |  |  |  | Process Cooling | 0.24998
| Process Specific | 0 | [6 empty] | Process Specific | 0 |  |  |  |  | Process Specific | 0
| Other | 0 | [6 empty] | Other | 0 |  |  |  |  | Other | 0
| Exterior Lighting | 0 | [6 empty] | Exterior Lighting | 0 |  |  |  |  | Exterior Lighting | 0
| Total | 145.9795 | [6 empty] | Total | 20.4294 |  |  |  |  | Total | 19.8829
NA
| End Use | GWh
Industrial Lighting
Motors Pumps
Process Heating
HVAC
Compressed Air
Motors Fans Blowers
Process Cooling
Process Specific
Other
Exterior Lighting
| Total | 0
7.5 EE Achievable Program Potential
| Table 7‑3: Achievable Potential EE Measure Counts by Scenario |  |  | The values in this table are not from this dashboard file
| Sector | Unique Measures | Permutations
RIM SCENARIO
Residential
Commercial
Industrial
Total
TRC SCENARIO
Residential
Commercial
Industrial
Total
| 7.5.1 Summary |  |  |  | Figure 7‑3: Achievable Program Potential by Sector
| Achievable Program Potential by Sector |  |  |  | TRC |  |  |  | RIM
|  | TRC | RIM
| Sector | GWh | GWh
| Residential | 193.7658 | 115.2493
| Non-Residential | 238.1922 | 50.558
| Table 7‑4: Participation and Program Costs (10-year) |  |  | DELETED In report
| Program Sector | Program Incentives | Program Admin | Participant Costs
|  | ($M) | ($M) | ($M)
RIM Scenario
Residential
Non-Residential
Total
TRC Scenario
Residential
Non-Residential
Total
7.5.2 Residential EE Achievable Potential Details
| Table 7‑5: EE Residential Achievable Program Potential by End-Use | [6 empty] | Figure 7‑4: Residential Achievable Potential by End-Use – RIM Scenario | [5 empty] | Figure 7‑4: Residential Achievable Potential by End-Use – TRC Scenario
Cumulative Impacts
|  | Summer Peak Demand (MW) | Winter Peak Demand (MW) | Energy (GWh) |  | End Use | GWh |  |  |  |  | End Use | GWh
| RIM Scenario |  |  |  |  | Space Cooling | 84.807 |  |  |  |  | Space Cooling | 89.9513
| Space Heating | 0 | 39.0386 | 30.4423 |  | Space Heating | 30.4423 |  |  |  |  | Lighting | 52.4683
| Space Cooling | 65.9631 | 0 | 84.807 |  | Domestic Hot Water | 0 |  |  |  |  | Space Heating | 32.3484
| Domestic Hot Water | 0 | 0 | 0 |  | Lighting | 0 |  |  |  |  | Miscellaneous | 10.5815
| Lighting | 0 | 0 | 0 |  | Cooking | 0 |  |  |  |  | Cooking | 6.2171
| Cooking | 0 | 0 | 0 |  | Appliances | 0 |  |  |  |  | Domestic Hot Water | 2.1992
| Appliances | 0 | 0 | 0 |  | Electronics | 0 |  |  |  |  | Appliances | 0
| Electronics | 0 | 0 | 0 |  | Miscellaneous | 0 |  |  |  |  | Electronics | 0
| Miscellaneous | 0 | 0 | 0
TRC Scenario
| Space Heating | 0 | 42.8483 | 32.3484
| Space Cooling | 71.4215 | 0 | 89.9513
| Domestic Hot Water | 0.19808 | 0.42639 | 2.1992
| Lighting | 4.6152 | 4.8456 | 52.4683
| Cooking | 2.5601 | 0.42668 | 6.2171
| Appliances | 0 | 0 | 0
| Electronics | 0 | 0 | 0 |  |  |  | Residential Achievable Potential by End-Use (Summer Peak Savings) – RIM Scenario | [5 empty] | Residential Achievable Potential by End-Use (Summer Peak Savings) – TRC Scenario
| Miscellaneous | 1.5824 | 1.7828 | 10.5815 |  | End Use | MW |  |  |  |  | End Use | MW
[6 empty] | Space Cooling | 65.9631 |  |  |  |  | Space Cooling | 71.4215
[6 empty] | Space Heating | 0 |  |  |  |  | Lighting | 4.6152
[6 empty] | Domestic Hot Water | 0 |  |  |  |  | Cooking | 2.5601
[6 empty] | Lighting | 0 |  |  |  |  | Miscellaneous | 1.5824
[6 empty] | Cooking | 0 |  |  |  |  | Domestic Hot Water | 0.19808
[6 empty] | Appliances | 0 |  |  |  |  | Space Heating | 0
[6 empty] | Electronics | 0 |  |  |  |  | Appliances | 0
[6 empty] | Miscellaneous | 0 |  |  |  |  | Electronics | 0
[8 empty] | Residential Achievable Potential by End-Use (Winter Peak Savings) – RIM Scenario |  |  |  | End Use | MW | Residential Achievable Potential by End-Use (Winter Peak Savings) – TRC Scenario
[6 empty] | End Use | MW |  |  |  |  | Space Heating | 42.8483
[6 empty] | Space Heating | 39.0386 |  |  |  |  | Lighting | 4.8456
[6 empty] | Space Cooling | 0 |  |  |  |  | Miscellaneous | 1.7828
[6 empty] | Domestic Hot Water | 0 |  |  |  |  | Cooking | 0.42668
[6 empty] | Lighting | 0 |  |  |  |  | Domestic Hot Water | 0.42639
[6 empty] | Cooking | 0 |  |  |  |  | Space Cooling | 0
[6 empty] | Appliances | 0 |  |  |  |  | Appliances | 0
[6 empty] | Electronics | 0 |  |  |  |  | Electronics | 0
[6 empty] | Miscellaneous | 0
| Table 7‑6: Cost-Benefit Results – Residential Sector (NPV) |  |  | DELETED In report
|  | TRC Scenario | RIM Scenario
RIM – Net Benefits ($M)
RIM – B/C ratio
TRC – Net Benefits($M)
TRC – B/C ratio
PCT – Net Benefits ($M)
PCT – B/C ratio
7.5.3 Non-Residential EE Achievable Potential Details
| Table 7‑7: EE Non-Residential Achievable Program Potential | [6 empty] | Figure 7‑6: Commercial Achievable Potential by End-Use – RIM Scenario | [5 empty] | Commercial Achievable Potential by End-Use – TRC Scenario
Cumulative Impacts
|  | Summer Peak Demand (MW) | Winter Peak Demand (MW) | Energy (GWh) |  | End Use | GWh |  |  |  |  | End Use | GWh
| RIM Scenario |  |  |  |  | Ventilation and Circulation | 26.8308 |  |  |  |  | Space Cooling | 85.4252
| Interior Lighting | 0 | 0 | 0 |  | Space Cooling | 22.9512 |  |  |  |  | Miscellaneous | 51.9095
| Exterior Lighting | 0 | 0 | 0 |  | Space Heating | 0.77602 |  |  |  |  | Ventilation and Circulation | 27.6798
| Office Equipment | 0 | 0 | 0 |  | Refrigeration | 0 |  |  |  |  | Refrigeration | 25.1341
| Cooking | 0 | 0 | 0 |  | Office Equipment | 0 |  |  |  |  | Interior Lighting | 9.5847
| Refrigeration | 0 | 0 | 0 |  | Miscellaneous | 0 |  |  |  |  | Cooking | 6.2333
| Space Heating | 0 | 3.8582 | 0.77602 |  | Interior Lighting | 0 |  |  |  |  | Space Heating | 2.79
| Space Cooling | 13.6205 | 0 | 22.9512 |  | Exterior Lighting | 0 |  |  |  |  | Domestic Hot Water | 1.0327
| Ventilation and Circulation | 2.7935 | 15.7273 | 26.8308 |  | Domestic Hot Water | 0 |  |  |  |  | Office Equipment | 0.27341
| Domestic Hot Water | 0 | 0 | 0 |  | Cooking | 0 |  |  |  |  | Exterior Lighting | 0.16175
| Miscellaneous | 0 | 0 | 0
TRC Scenario
| Interior Lighting | 4.9684 | 3.9202 | 29.8691
| Exterior Lighting | 0 | 0.073603 | 0.16175
| Office Equipment | 0.031211 | 0.031211 | 0.27341 |  |  |  | Commercial Achievable Potential by End-Use (Summer Peak Savings) – RIM Scenario |  |  |  | End Use | MW | Commercial Achievable Potential by End-Use (Summer Peak Savings) – TRC Scenario
| Cooking | 1.2058 | 0.54991 | 6.2333 |  | End Use | MW |  |  |  |  | Space Cooling | 25.8039
| Refrigeration | 3.4408 | 1.0982 | 25.1341 |  | Space Cooling | 13.6205 |  |  |  |  | Miscellaneous | 13.1462
| Space Heating | 0 | 4.2292 | 2.834 |  | Ventilation and Circulation | 2.7935 |  |  |  |  | Refrigeration | 3.4408
| Space Cooling | 26.0025 | 0 | 86.7749 |  | Interior Lighting | 0 |  |  |  |  | Ventilation and Circulation | 2.9116
| Ventilation and Circulation | 2.9116 | 16.18 | 27.6798 |  | Exterior Lighting | 0 |  |  |  |  | Interior Lighting | 2.073
| Domestic Hot Water | 0.084766 | 0.030696 | 1.0327 |  | Office Equipment | 0 |  |  |  |  | Cooking | 1.2058
| Miscellaneous | 13.9979 | 4.0112 | 58.1992 |  | Cooking | 0 |  |  |  |  | Office Equipment | 0.031211
[6 empty] | Refrigeration | 0 |  |  |  |  | Domestic Hot Water | 0.084766
[6 empty] | Space Heating | 0 |  |  |  |  | Exterior Lighting | 0
[6 empty] | Domestic Hot Water | 0 |  |  |  |  | Space Heating | 0
[6 empty] | Miscellaneous | 0
Commercial Segment
|  | Cumulative Impacts | [5 empty] | Commercial Achievable Potential by End-Use (Winter Peak Savings) – RIM Scenario | [5 empty] | Commercial Achievable Potential by End-Use (Winter Peak Savings) – TRC Scenario
|  | Summer Peak Demand (MW) | Winter Peak Demand (MW) | Energy (GWh) |  | End Use | MW |  |  |  |  | End Use | MW
| RIM Scenario |  |  |  |  | Ventilation and Circulation | 15.7273 |  |  |  |  | Ventilation and Circulation | 16.18
| Interior Lighting | 0 | 0 | 0 |  | Space Heating | 3.8582 |  |  |  |  | Space Heating | 4.0355
| Exterior Lighting | 0 | 0 | 0 |  | Interior Lighting | 0 |  |  |  |  | Miscellaneous | 3.1815
| Office Equipment | 0 | 0 | 0 |  | Exterior Lighting | 0 |  |  |  |  | Refrigeration | 1.0982
| Cooking | 0 | 0 | 0 |  | Office Equipment | 0 |  |  |  |  | Interior Lighting | 1.1059
| Refrigeration | 0 | 0 | 0 |  | Cooking | 0 |  |  |  |  | Cooking | 0.54991
| Space Heating | 0 | 3.8582 | 0.77602 |  | Refrigeration | 0 |  |  |  |  | Exterior Lighting | 0.073603
| Space Cooling | 13.6205 | 0 | 22.9512 |  | Space Cooling | 0 |  |  |  |  | Office Equipment | 0.031211
| Ventilation and Circulation | 2.7935 | 15.7273 | 26.8308 |  | Domestic Hot Water | 0 |  |  |  |  | Domestic Hot Water | 0.030696
| Domestic Hot Water | 0 | 0 | 0 |  | Miscellaneous | 0 |  |  |  |  | Space Cooling | 0
| Miscellaneous | 0 | 0 | 0
TRC Scenario
| Interior Lighting | 2.073 | 1.1059 | 9.5847
| Exterior Lighting | 0 | 0.073603 | 0.16175
| Office Equipment | 0.031211 | 0.031211 | 0.27341
| Cooking | 1.2058 | 0.54991 | 6.2333
| Refrigeration | 3.4408 | 1.0982 | 25.1341
| Space Heating | 0 | 4.0355 | 2.79
| Space Cooling | 25.8039 | 0 | 85.4252
| Ventilation and Circulation | 2.9116 | 16.18 | 27.6798
| Domestic Hot Water | 0.084766 | 0.030696 | 1.0327
| Miscellaneous | 13.1462 | 3.1815 | 51.9095
| Industrial Segment | [10 empty] | End Use | GWh
|  | Cumulative Impacts | [9 empty] | Industrial Lighting | 20.2844
|  | Summer Peak Demand (MW) | Winter Peak Demand (MW) | Energy (GWh) | [7 empty] | Motors Pumps | 3.069
| Process Heating | 0.17807 | 0.17368 | 1.2935 | [7 empty] | HVAC | 1.3937
| Process Cooling | 0.038995 | 0.038034 | 0.28325 | [7 empty] | Process Heating | 1.2935
| Compressed Air | 0.16156 | 0.1573 | 1.1998 | [7 empty] | Compressed Air | 1.1998
| Motors Pumps | 0.41327 | 0.40236 | 3.069 | [7 empty] | Motors Fans Blowers | 0.44423
| Motors Fans Blowers | 0.05982 | 0.05824 | 0.44423 | [7 empty] | Process Cooling | 0.28325
| Process Specific | 0 | 0 | 0 | [7 empty] | Process Specific | 0
| Industrial Lighting | 2.8953 | 2.8144 | 20.2844 | [7 empty] | Other | 0
| HVAC | 0.19854 | 0.19373 | 1.3937 | [7 empty] | Exterior Lighting | 0
| Other | 0 | 0 | 0
| Exterior Lighting | 0 | 0 | 0
[12 empty] | End Use | MW | Industrial Achievable Potential by End-Use (Summer Peak Savings) – TRC Scenario
[12 empty] | Industrial Lighting | 2.8953
[12 empty] | Motors Pumps | 0.41327
[12 empty] | HVAC | 0.19854
[12 empty] | Process Heating | 0.17807
[12 empty] | Compressed Air | 0.16156
[12 empty] | Motors Fans Blowers | 0.05982
[12 empty] | Process Cooling | 0.038995
[12 empty] | Process Specific | 0
[12 empty] | Other | 0
[12 empty] | Exterior Lighting | 0
Industrial Achievable Potential by End-Use (Winter Peak Savings) – TRC Scenario
[12 empty] | End Use | MW
[12 empty] | Industrial Lighting | 2.8144
[12 empty] | Motors Pumps | 0.40236
[12 empty] | HVAC | 0.19373
[12 empty] | Process Heating | 0.17368
[12 empty] | Compressed Air | 0.1573
[12 empty] | Motors Fans Blowers | 0.05824
[12 empty] | Process Cooling | 0.038034
[12 empty] | Process Specific | 0
[12 empty] | Other | 0
[12 empty] | Exterior Lighting | 0

## Dashboard_Tech
Summary tables for all three sectors (Res/Com/Ind):
Table 1. Theoretically Technical Potential Savings for Residential, Commercial, and Industrial Sectors | [6 empty] | Results Compare from 2013 Revision |  |  |  |  | Results Compare from ITRON 2009
|  | Residential | Commercial | Industrial | System |  |  | Residential | Commercial | Industrial | System |  | Residential | Commercial | Industrial | System
| 2020 Base Load (GWh) | 20465.8001 | 12183.163 | 3385.7667 | 36034.7297 |  | Base Load (GWh) | 20679.5636 | 12987.853 | 4050.7465 | 37718.163 | Base Load (GWh) | 20645 | 11544 | 2670 | 34859
| Technical Potential Energy Savings (GWh) | 6294.0123 | 2644.6627 | 492.2951 | 9430.9701 |  | Technical Potential Energy Savings (GWh) | 8105.9066 | 3928.95 | 524.86 | 12559.7166 | Technical Potential Energy Savings (GWh) | 8243 | 3648 | 471 | 12362
| % of 2020 Base Load | 30.75% | 21.71% | 14.54% | 26.17% |  | % of Base Load | 39.2% | 30.25% | 12.96% | 33.3% | % of Base Load | 39.93% | 31.6% | 17.64% | 35.46%
| 2020 Summer Peak (MW) | 5349.8 | 2381 | 492.6 | 8223.4 |  | Summer Peak (MW) |  |  |  |  | Summer Peak (MW) | 4698 | 1757 | 389 | 6844
| Technical Summer Peak Savings (MW) | 2235.8865 | 651.3122 | 67.2203 | 2954.419 |  | Summer Peak Savings (MW) | 1803.0328 | 621.5391 | 74.0821 | 2498.654 | Summer Peak Savings (MW) | 2140 | 743 | 60 | 2943
| % of Summer Peak | 41.79% | 27.35% | 13.65% | 35.93% |  | % of Summer Peak |  |  |  |  | % of Summer Peak | 45.55% | 42.29% | 15.42% | 43%
| 2020 Winter Peak (MW) | 6188.8 | 1694 | 440.4 | 8323.2 |  | Winter Peak (MW) |  |  |  |  | Winter Peak (MW) | 5175 | 1166 | 282 | 6623
| Technical Winter Peak Savings (MW) | 1518.6103 | 295.3269 | 65.5155 | 1879.4527 |  | Winter Peak Savings (MW) | 1226.8129 | 384.8459 | 50.5129 | 1662.1717 | Winter Peak Savings (MW) | 1479 | 371 | 47 | 1897
| % of Winter Peak | 24.54% | 17.43% | 14.88% | 22.58% |  | % of Winter Peak |  |  |  |  | % of Winter Peak | 28.58% | 31.82% | 16.67% | 28.64%
Table 2. Start Year Sales by Segment by Sector
| Residential |  |  |  | Commercial |  |  |  | Industrial
| Segment | kWh | % of Sales |  | Segment | kWh | % of Sales |  | Segment | kWh | % of Sales
| Single Family | 14661948423.0264 | 71.64% |  | Assembly | 393516163.3496 | 3.23% |  | Agriculture and Assembly | 458476994.1872 | 13.54%
| Multi-Family | 4174737142.8033 | 20.4% |  | College and University | 48732651.808 | 0.4% |  | Chemicals and Plastics | 734468248.5291 | 21.69%
| Manufactured Home | 1629114550.1703 | 7.96% |  | Grocery | 1017294106.492 | 8.35% |  | Construction | 107755924.2122 | 3.183%
[5 empty] | Healthcare | 575045291.3344 | 4.72% |  | Electrical and Electronic Equip. | 154810888.6363 | 4.572%
[5 empty] | Hospitals | 645707636.456 | 5.3% |  | Lumber/Furniture/ Pulp/Paper | 356487379.0456 | 10.53%
[5 empty] | Institutional | 432502284.796 | 3.55% |  | Metal Products and Machinery | 133740990.4334 | 3.95%
[5 empty] | Lodging/Hospitality | 1143999001.1928 | 9.39% |  | Miscellaneous Manufacturing | 265731118.6985 | 7.848%
[5 empty] | Miscellaneous | 1921284797.5304 | 15.77% |  | Primary Resources Industries | 788054018.3118 | 23.28%
[5 empty] | Offices | 2182004484.7032 | 17.91% |  | Stone/Clay/ Glass/Concrete | 271653499.9188 | 8.023%
[5 empty] | Restaurants | 1215879662.6096 | 9.98% |  | Textiles and Leather | 4927199.6595 | 0.1455%
[5 empty] | Retail | 2069919385.5448 | 16.99% |  | Transportation Equipment | 108340660.0229 | 3.2%
[5 empty] | Schools K-12 | 134014792.472 | 1.1% |  | Water and Wastewater | 1319748.3447 | 0.03898%
[5 empty] | Warehouse | 403262693.7112 | 3.31%
| Total | 20465800116 | 100% |  | Total | 12183162952 | 100% |  | Total | 3385766670 | 100%
Table 3. Start Year Sales by End Use by Sector
| Residential |  |  |  | Commercial |  |  |  | Industrial
| End Use | kWh | % of Sales |  | End Use | kWh | % of Sales |  | End Use | kWh | % of Sales
| Appliances | 2473149039.2349 | 12.08% |  | Cooking | 193802048.9389 | 1.591% |  | Process Heating | 574087958.4954 | 16.96%
| Cooking | 412732509.028 | 2.017% |  | Domestic Hot Water | 177232772.0334 | 1.455% |  | Process Cooling | 267561772.5066 | 7.903%
| Domestic Hot Water | 2031995273.5747 | 9.929% |  | Exterior Lighting | 623902253.477 | 5.121% |  | Compressed Air | 405224734.7158 | 11.97%
| Electronics | 1119897986.5752 | 5.472% |  | Interior Lighting | 3244291718.0805 | 26.63% |  | Motors Pumps | 658490193.9131 | 19.45%
| Lighting | 1681529115.2399 | 8.216% |  | Miscellaneous | 2249385689.2394 | 18.46% |  | Motors Fans Blowers | 405224734.7158 | 11.97%
| Miscellaneous | 4705170187.0536 | 22.99% |  | Office Equipment | 623986789.5182 | 5.122% |  | Process Specific | 328988213.3185 | 9.717%
| Space Cooling | 6626863667.5894 | 32.38% |  | Space Cooling | 2938770584.2642 | 24.12% |  | HVAC | 334952791.5633 | 9.893%
| Space Heating | 1414462337.7043 | 6.911% |  | Space Heating | 126130656.9754 | 1.035% |  | Industrial Lighting | 213559402.0856 | 6.308%
[5 empty] | Refrigeration | 941022980.1057 | 7.724% |  | Other | 173375281.5521 | 5.121%
[5 empty] | Ventilation and Circulation | 1064637459.3673 | 8.739% |  | Exterior Lighting | 24301587.1339 | 0.7178%
| Total | 20465800116 | 100% |  | Total | 12183162952 | 100% |  | Total | 3385766670 | 100%
Table 4. Energy Potentials by End Use by Sector
| Residential |  |  |  | Commercial |  |  |  | Industrial
| End Use | kWh | % of Savings |  | End Use | kWh | % of Savings |  | End Use | kWh | % of Savings
| Space Heating | 545362608.5925 | 8.665% |  | Interior Lighting | 939509031.9964 | 35.52% |  | Process Heating | 44004001.918 | 8.939%
| Space Cooling | 3167867251.0613 | 50.33% |  | Exterior Lighting | 127936814.8782 | 4.838% |  | Process Cooling | 28874317.768 | 5.865%
| Domestic Hot Water | 717665404.2564 | 11.4% |  | Office Equipment | 42462562.918 | 1.606% |  | Compressed Air | 70677961.9905 | 14.36%
| Lighting | 719757223.1518 | 11.44% |  | Cooking | 26327072.0086 | 0.9955% |  | Motors Pumps | 112215770.8128 | 22.79%
| Cooking | 51706350.9884 | 0.8215% |  | Refrigeration | 297951595.2514 | 11.27% |  | Motors Fans Blowers | 70148426.8105 | 14.25%
| Appliances | 383955244.4457 | 6.1% |  | Space Heating | 30577539.1176 | 1.156% |  | Process Specific | 13510174.7243 | 2.744%
| Electronics | 243144102.0898 | 3.863% |  | Space Cooling | 780343602.6272 | 29.51% |  | Industrial Lighting | 81977723.0161 | 16.65%
| Miscellaneous | 464554102.9962 | 7.381% |  | Ventilation and Circulation | 115059321.2937 | 4.351% |  | HVAC | 58978825.7934 | 11.98%
[5 empty] | Domestic Hot Water | 71963965.6011 | 2.721% |  | Other | 7964859.8318 | 1.618%
[5 empty] | Miscellaneous | 212531178.7748 | 8.036% |  | Exterior Lighting | 3943055.9361 | 0.801%
| Total | 6294012287.5821 | 100% |  | Total | 2644662684.4669 | 100% |  | Total | 492295118.6015 | 100%
Table 5. Summer Peak Potentials by End Use by Sector
| Residential |  |  |  | Commercial |  |  |  | Industrial
| End Use | kW | % of Savings |  | End Use | kW | % of Savings |  | End Use | kW | % of Savings
| Space Heating | 0 | 0% |  | Interior Lighting | 168575.5813 | 25.88% |  | Process Heating | 6058.1275 | 9.012%
| Space Cooling | 1988406.0578 | 88.93% |  | Exterior Lighting | 0 | 0% |  | Process Cooling | 3975.1907 | 5.914%
| Domestic Hot Water | 58679.7043 | 2.624% |  | Office Equipment | 6093.9931 | 0.9356% |  | Compressed Air | 9517.5703 | 14.16%
| Lighting | 54681.1784 | 2.446% |  | Cooking | 4919.5905 | 0.7553% |  | Motors Pumps | 15111.0963 | 22.48%
| Cooking | 21291.4766 | 0.9523% |  | Refrigeration | 44680.3465 | 6.86% |  | Motors Fans Blowers | 9446.2625 | 14.05%
| Appliances | 53136.6601 | 2.377% |  | Space Heating | 0 | 0% |  | Process Specific | 1859.9754 | 2.767%
| Electronics | 29402.7219 | 1.315% |  | Space Cooling | 355257.7002 | 54.54% |  | Industrial Lighting | 11701.2753 | 17.41%
| Miscellaneous | 30288.6589 | 1.355% |  | Ventilation and Circulation | 19521.1237 | 2.997% |  | HVAC | 8401.7505 | 12.5%
[5 empty] | Domestic Hot Water | 7050.9102 | 1.083% |  | Other | 1149.0364 | 1.709%
[5 empty] | Miscellaneous | 45212.9889 | 6.942% |  | Exterior Lighting | 0 | 0%
| Total | 2235886.4581 | 100% |  | Total | 651312.2343 | 100% |  | Total | 67220.2849 | 100%
Table 6. Winter Peak Potentials by End Use by Sector
| Residential |  |  |  | Commercial |  |  |  | Industrial
| End Use | kW | % of Savings |  | End Use | kW | % of Savings |  | End Use | kW | % of Savings
| Space Heating | 1265196.8675 | 83.31% |  | Interior Lighting | 104775.5345 | 35.48% |  | Process Heating | 5908.7545 | 9.019%
| Space Cooling | 0 | 0% |  | Exterior Lighting | 9477.8315 | 3.209% |  | Process Cooling | 3877.1759 | 5.918%
| Domestic Hot Water | 108105.5736 | 7.119% |  | Office Equipment | 3677.2888 | 1.245% |  | Compressed Air | 9266.1908 | 14.14%
| Lighting | 57173.9234 | 3.765% |  | Cooking | 2119.4197 | 0.7177% |  | Motors Pumps | 14711.9797 | 22.46%
| Cooking | 3548.5794 | 0.2337% |  | Refrigeration | 33411.5204 | 11.31% |  | Motors Fans Blowers | 9196.7664 | 14.04%
| Appliances | 34891.0323 | 2.298% |  | Space Heating | 23769.0988 | 8.048% |  | Process Specific | 1814.1147 | 2.769%
| Electronics | 12864.9223 | 0.8472% |  | Space Cooling | 0 | 0% |  | Industrial Lighting | 11373.9546 | 17.36%
| Miscellaneous | 36829.3783 | 2.425% |  | Ventilation and Circulation | 59149.4817 | 20.03% |  | HVAC | 8197.9116 | 12.51%
[5 empty] | Domestic Hot Water | 12382.8372 | 4.193% |  | Other | 1168.6354 | 1.784%
[5 empty] | Miscellaneous | 46563.9102 | 15.77% |  | Exterior Lighting | 0 | 0%
| Total | 1518610.2769 | 100% |  | Total | 295326.9228 | 100% |  | Total | 65515.4835 | 100%

## Dashboard_Econ
Summary tables for all three sectors (Res/Com/Ind):
Table 1. Theoretically Economic Potential Savings for Residential, Commercial, and Industrial Sectors
|  | Residential - TRC | Residential - RIM | Commercial - TRC | Commercial - RIM | Industrial - TRC | Industrial - RIM | System - TRC | System - RIM
| 2020 Base Load (GWh) | 20465.8001 | 20465.8001 | 12183.163 | 12183.163 | 3385.7667 | 3385.7667 | 36034.7297 | 36034.7297
| Economic Potential Energy Savings (GWh) | 2137.7059 | 1607.6531 | 833.7109 | 290.1316 | 145.9795 | NA | 3117.3963 | 1897.7846
| % of 2020 Base Load | 10.45% | 7.855% | 6.843% | 2.381% | 4.312% | NA | 8.651% | 5.267%
| 2020 Summer Peak (MW) | 5349.8 | 5349.8 | 2381 | 2381 | 492.6 | 492.6 | 8223.4 | 8223.4
| Economic Summer Peak Savings (MW) | 969.6505 | 930.9234 | 201.8132 | 104.3374 | 20.4294 | NA | 1191.893 | 1035.2608
| % of Summer Peak | 18.12% | 17.4% | 8.476% | 4.382% | 4.147% | NA | 14.49% | 12.59%
| 2020 Winter Peak (MW) | 6188.8 | 6188.8 | 1694 | 1694 | 440.4 | 440.4 | 8323.2 | 8323.2
| Economic Winter Peak Savings (MW) | 549.6315 | 522.3154 | 74.2462 | 42.2441 | 19.8829 | NA | 643.7606 | 564.5595
| % of Winter Peak | 8.881% | 8.44% | 4.383% | 2.494% | 4.515% | NA | 7.735% | 6.783%
Table 2. Energy Potentials by End Use by Sector
| Residential | TRC |  | RIM |  |  | Commercial | TRC |  | RIM |  | Industrial
| End Use | kWh | % of Savings | kWh | % of Savings |  | End Use | kWh | % of Savings | kWh | % of Savings | End Use | kWh | % of Savings
| Space Heating | 387641080.4094 | 18.13% | 386006708.1892 | 24.01% |  | Interior Lighting | 114661782.3755 | 13.75% | 0 | 0% | Process Heating | 17483173.4138 | 11.98%
| Space Cooling | 1156891571.4231 | 54.12% | 1221646356.2586 | 75.99% |  | Exterior Lighting | 671276.2692 | 0.08052% | 0 | 0% | Process Cooling | 1861669.4866 | 1.275%
| Domestic Hot Water | 9819760.9977 | 0.4594% | 0 | 0% |  | Office Equipment | 938667.6904 | 0.1126% | 0 | 0% | Compressed Air | 7915549.4969 | 5.422%
| Lighting | 491939074.6102 | 23.01% | 0 | 0% |  | Cooking | 18792193.5572 | 2.254% | 0 | 0% | Motors Pumps | 23367350.8122 | 16.01%
| Cooking | 28308820.6567 | 1.324% | 0 | 0% |  | Refrigeration | 107221349.1166 | 12.86% | 0 | 0% | Motors Fans Blowers | 6472815.795 | 4.434%
| Appliances | 0 | 0% | 0 | 0% |  | Space Heating | 12928526.2563 | 1.551% | 6792075.2055 | 2.341% | Process Specific | 0 | 0%
| Electronics | 0 | 0% | 0 | 0% |  | Space Cooling | 425380353.0933 | 51.02% | 199531407.6543 | 68.77% | Industrial Lighting | 73194725.4972 | 50.14%
| Miscellaneous | 63105616.403 | 2.952% | 0 | 0% |  | Ventilation and Circulation | 54066802.9786 | 6.485% | 53045383.4672 | 18.28% | HVAC | 15684171.8974 | 10.74%
[7 empty] | Domestic Hot Water | 5529964.691 | 0.6633% | 0 | 0% | Other | 0 | 0%
[7 empty] | Miscellaneous | 93520023.8615 | 11.22% | 30762696.1619 | 10.6% | Exterior Lighting | 0 | 0%
| Total | 2137705924.5001 | 100% | 1607653064.4478 | 100% |  | Total | 833710939.8895 | 100% | 290131562.4889 | 100% | Total | 145979456.3992 | 100%
Table 3. Summer Peak Potentials by End Use by Sector
| Residential | TRC |  | RIM |  |  | Commercial | TRC |  | RIM |  | Industrial
| End Use | kW | % of Savings | kWh | % of Savings |  | End Use | kW | % of Savings | kW | % of Savings | End Use | kW | % of Savings
| Space Heating | 0 | 0% | 0 | 0% |  | Interior Lighting | 22943.3918 | 11.37% | 0 | 0% | Process Heating | 2406.9468 | 11.78%
| Space Cooling | 904400.4067 | 93.27% | 930923.3554 | 100% |  | Exterior Lighting | 0 | 0% | 0 | 0% | Process Cooling | 256.3001 | 1.255%
| Domestic Hot Water | 884.4743 | 0.09122% | 0 | 0% |  | Office Equipment | 107.1539 | 0.0531% | 0 | 0% | Compressed Air | 1065.9164 | 5.218%
| Lighting | 43271.5754 | 4.463% | 0 | 0% |  | Cooking | 3658.9128 | 1.813% | 0 | 0% | Motors Pumps | 3146.6726 | 15.4%
| Cooking | 11656.9161 | 1.202% | 0 | 0% |  | Refrigeration | 15676.7778 | 7.768% | 0 | 0% | Motors Fans Blowers | 871.6363 | 4.267%
| Appliances | 0 | 0% | 0 | 0% |  | Space Heating | 0 | 0% | 0 | 0% | Process Specific | 0 | 0%
| Electronics | 0 | 0% | 0 | 0% |  | Space Cooling | 126956.7074 | 62.91% | 81958.3748 | 78.55% | Industrial Lighting | 10447.6143 | 51.14%
| Miscellaneous | 9437.0972 | 0.9732% | 0 | 0% |  | Ventilation and Circulation | 5755.6131 | 2.852% | 5522.8021 | 5.293% | HVAC | 2234.2679 | 10.94%
[7 empty] | Domestic Hot Water | 454.782 | 0.2253% | 0 | 0% | Other | 0 | 0%
[7 empty] | Miscellaneous | 26259.8853 | 13.01% | 16856.272 | 16.16% | Exterior Lighting | 0 | 0%
| Total | 969650.4697 | 100% | 930923.3554 | 100% |  | Total | 201813.224 | 100% | 104337.4489 | 100% | Total | 20429.3545 | 100%
Table 4. Winter Peak Potentials by End Use by Sector
| Residential | TRC |  | RIM |  |  | Commercial | TRC |  | RIM |  | Industrial
| End Use | kW | % of Savings | kWh | % of Savings |  | End Use | kW | % of Savings | kW | % of Savings | End Use | kW | % of Savings
| Space Heating | 489720.3481 | 89.1% | 522315.4003 | 100% |  | Interior Lighting | 15724.9633 | 21.18% | 0 | 0% | Process Heating | 2347.5996 | 11.81%
| Space Cooling | 0 | 0% | 0 | 0% |  | Exterior Lighting | 301.7209 | 0.4064% | 0 | 0% | Process Cooling | 249.9806 | 1.257%
| Domestic Hot Water | 1903.9194 | 0.3464% | 0 | 0% |  | Office Equipment | 107.1539 | 0.1443% | 0 | 0% | Compressed Air | 1037.7633 | 5.219%
| Lighting | 45432.4836 | 8.266% | 0 | 0% |  | Cooking | 1655.5953 | 2.23% | 0 | 0% | Motors Pumps | 3063.5622 | 15.41%
| Cooking | 1942.8193 | 0.3535% | 0 | 0% |  | Refrigeration | 6813.035 | 9.176% | 0 | 0% | Motors Fans Blowers | 848.6145 | 4.268%
| Appliances | 0 | 0% | 0 | 0% |  | Space Heating | 12227.8029 | 16.47% | 11150.6814 | 26.4% | Process Specific | 0 | 0%
| Electronics | 0 | 0% | 0 | 0% |  | Space Cooling | 0 | 0% | 0 | 0% | Industrial Lighting | 10155.3624 | 51.08%
| Miscellaneous | 10631.9277 | 1.934% | 0 | 0% |  | Ventilation and Circulation | 31497.6025 | 42.42% | 31093.3758 | 73.6% | HVAC | 2180.0613 | 10.96%
[7 empty] | Domestic Hot Water | 150.3201 | 0.2025% | 0 | 0% | Other | 0 | 0%
[7 empty] | Miscellaneous | 5767.9788 | 7.769% | 0 | 0% | Exterior Lighting | 0 | 0%
| Total | 549631.4982 | 100% | 522315.4003 | 100% |  | Total | 74246.1726 | 100% | 42244.0573 | 100% | Total | 19882.9439 | 100%

## Dashboard_Ach
Summary tables for all three sectors (Res/Com/Ind):
Table 1. Theoretically Achievable Potential Savings for Residential, Commercial, and Industrial Sectors
|  | Residential - TRC | Residential - RIM | Commercial - TRC | Commercial - RIM | Industrial - TRC | Industrial - RIM | System - TRC | System - RIM
| 2020 Base Load (GWh) | 20465.8001 | 20465.8001 | 12183.163 | 12183.163 | 3385.7667 | 3385.7667 | 36034.7297 | 36034.7297
| Achievable Potential Energy Savings (GWh) | 193.7658 | 115.2493 | 210.2243 | 50.558 | 27.9679 | NA | 431.958 | 165.8073
| % of 2020 Base Load | 0.9468% | 0.5631% | 1.726% | 0.415% | 0.826% | NA | 1.199% | 0.4601%
| 2020 Summer Peak (MW) | 5349.8 | 5349.8 | 2381 | 2381 | 492.6 | 492.6 | 8223.4 | 8223.4
| Achievable Summer Peak Savings (MW) | 80.3773 | 65.9631 | 48.6973 | 16.4139 | 3.9456 | NA | 133.0202 | 82.3771
| % of Summer Peak | 1.502% | 1.233% | 2.045% | 0.6894% | 0.801% | NA | 1.618% | 1.002%
| 2020 Winter Peak (MW) | 6188.8 | 6188.8 | 1694 | 1694 | 440.4 | 440.4 | 8323.2 | 8323.2
| Achievable Winter Peak Savings (MW) | 50.3298 | 39.0386 | 26.2865 | 19.5854 | 3.8377 | NA | 80.454 | 58.6241
| % of Winter Peak | 0.8132% | 0.6308% | 1.552% | 1.156% | 0.8714% | NA | 0.9666% | 0.7043%
Table 2. Energy Potentials by End Use by Sector
| Residential | TRC |  | RIM |  |  | Commercial | TRC |  | RIM |  | Industrial
| End Use | kWh | % of Savings | kWh | % of Savings |  | End Use | kWh | % of Savings | kWh | % of Savings | End Use | kWh | % of Savings
| Space Heating | 32348405.8608 | 16.69% | 30442278.793 | 26.41% |  | Interior Lighting | 9584665.6455 | 4.559% | 0 | 0% | Process Heating | 1293455.234 | 4.625%
| Space Cooling | 89951317.4394 | 46.42% | 84807031.5057 | 73.59% |  | Exterior Lighting | 161748.7856 | 0.07694% | 0 | 0% | Process Cooling | 283246.9728 | 1.013%
| Domestic Hot Water | 2199195.3661 | 1.135% | 0 | 0% |  | Office Equipment | 273407.2231 | 0.1301% | 0 | 0% | Compressed Air | 1199780.9466 | 4.29%
| Lighting | 52468270.7185 | 27.08% | 0 | 0% |  | Cooking | 6233311.8505 | 2.965% | 0 | 0% | Motors Pumps | 3069000.4567 | 10.97%
| Cooking | 6217091.6333 | 3.209% | 0 | 0% |  | Refrigeration | 25134057.281 | 11.96% | 0 | 0% | Motors Fans Blowers | 444227.6954 | 1.588%
| Appliances | 0 | 0% | 0 | 0% |  | Space Heating | 2789962.4322 | 1.327% | 776023.2801 | 1.535% | Process Specific | 0 | 0%
| Electronics | 0 | 0% | 0 | 0% |  | Space Cooling | 85425241.1388 | 40.64% | 22951187.438 | 45.4% | Industrial Lighting | 20284426.1824 | 72.53%
| Miscellaneous | 10581547.8519 | 5.461% | 0 | 0% |  | Ventilation and Circulation | 27679773.119 | 13.17% | 26830753.9473 | 53.07% | HVAC | 1393749.2438 | 4.983%
[7 empty] | Domestic Hot Water | 1032656.5686 | 0.4912% | 0 | 0% | Other | 0 | 0%
[7 empty] | Miscellaneous | 51909459.0384 | 24.69% | 0 | 0% | Exterior Lighting | 0 | 0%
| Total | 193765828.87 | 100% | 115249310.2987 | 100% |  | Total | 210224283.0828 | 100% | 50557964.6654 | 100% | Total | 27967886.7317 | 100%
Table 3. Summer Peak Potentials by End Use by Sector
| Residential | TRC |  | RIM |  |  | Commercial | TRC |  | RIM |  | Industrial
| End Use | kW | % of Savings | kWh | % of Savings |  | End Use | kW | % of Savings | kW | % of Savings | End Use | kW | % of Savings
| Space Heating | 0 | 0% | 0 | 0% |  | Interior Lighting | 2073.0096 | 4.257% | 0 | 0% | Process Heating | 178.0728 | 4.513%
| Space Cooling | 71421.5378 | 88.86% | 65963.1137 | 100% |  | Exterior Lighting | 0 | 0% | 0 | 0% | Process Cooling | 38.9952 | 0.9883%
| Domestic Hot Water | 198.0834 | 0.2464% | 0 | 0% |  | Office Equipment | 31.2109 | 0.06409% | 0 | 0% | Compressed Air | 161.5638 | 4.095%
| Lighting | 4615.1746 | 5.742% | 0 | 0% |  | Cooking | 1205.7553 | 2.476% | 0 | 0% | Motors Pumps | 413.2749 | 10.47%
| Cooking | 2560.0542 | 3.185% | 0 | 0% |  | Refrigeration | 3440.7612 | 7.066% | 0 | 0% | Motors Fans Blowers | 59.8202 | 1.516%
| Appliances | 0 | 0% | 0 | 0% |  | Space Heating | 0 | 0% | 0 | 0% | Process Specific | 0 | 0%
| Electronics | 0 | 0% | 0 | 0% |  | Space Cooling | 25803.9445 | 52.99% | 13620.4715 | 82.98% | Industrial Lighting | 2895.3434 | 73.38%
| Miscellaneous | 1582.4122 | 1.969% | 0 | 0% |  | Ventilation and Circulation | 2911.6407 | 5.979% | 2793.4748 | 17.02% | HVAC | 198.5447 | 5.032%
[7 empty] | Domestic Hot Water | 84.7661 | 0.1741% | 0 | 0% | Other | 0 | 0%
[7 empty] | Miscellaneous | 13146.2027 | 27% | 0 | 0% | Exterior Lighting | 0 | 0%
| Total | 80377.2623 | 100% | 65963.1137 | 100% |  | Total | 48697.291 | 100% | 16413.9463 | 100% | Total | 3945.615 | 100%
Table 4. Winter Peak Potentials by End Use by Sector
| Residential | TRC |  | RIM |  |  | Commercial | TRC |  | RIM |  | Industrial
| End Use | kW | % of Savings | kWh | % of Savings |  | End Use | kW | % of Savings | kW | % of Savings | End Use | kW | % of Savings
| Space Heating | 42848.2855 | 85.14% | 39038.6169 | 100% |  | Interior Lighting | 1105.8644 | 4.207% | 0 | 0% | Process Heating | 173.6821 | 4.526%
| Space Cooling | 0 | 0% | 0 | 0% |  | Exterior Lighting | 73.6027 | 0.28% | 0 | 0% | Process Cooling | 38.0337 | 0.9911%
| Domestic Hot Water | 426.3944 | 0.8472% | 0 | 0% |  | Office Equipment | 31.2109 | 0.1187% | 0 | 0% | Compressed Air | 157.2965 | 4.099%
| Lighting | 4845.6485 | 9.628% | 0 | 0% |  | Cooking | 549.9125 | 2.092% | 0 | 0% | Motors Pumps | 402.3594 | 10.48%
| Cooking | 426.6757 | 0.8478% | 0 | 0% |  | Refrigeration | 1098.2064 | 4.178% | 0 | 0% | Motors Fans Blowers | 58.2402 | 1.518%
| Appliances | 0 | 0% | 0 | 0% |  | Space Heating | 4035.4962 | 15.35% | 3858.1814 | 19.7% | Process Specific | 0 | 0%
| Electronics | 0 | 0% | 0 | 0% |  | Space Cooling | 0 | 0% | 0 | 0% | Industrial Lighting | 2814.3517 | 73.33%
| Miscellaneous | 1782.7613 | 3.542% | 0 | 0% |  | Ventilation and Circulation | 16179.9647 | 61.55% | 15727.2634 | 80.3% | HVAC | 193.7277 | 5.048%
[7 empty] | Domestic Hot Water | 30.6958 | 0.1168% | 0 | 0% | Other | 0 | 0%
[7 empty] | Miscellaneous | 3181.5485 | 12.1% | 0 | 0% | Exterior Lighting | 0 | 0%
| Total | 50329.7654 | 100% | 39038.6169 | 100% |  | Total | 26286.502 | 100% | 19585.4448 | 100% | Total | 3837.6914 | 100%
PROGRAM COSTS
RES-TRC
| Year | 2020 | 2021 | 2022 | 2023 | 2024 | 2025 | 2026 | 2027 | 2028 | 2029
| Program Costs | 1618215.8999 | 1362753.275 | 1220050.6991 | 1115211.8903 | 1033129.5492 | 973357.9457 | 896231.3979 | 814945.8639 | 725224.1384 | 624491.4949
| Incentives | 8912119.408 | 8122913.4504 | 7719563.0749 | 7470640.4996 | 7283532.1803 | 7155560.8665 | 6807885.6358 | 6355430.0749 | 5789762.3927 | 5097762.1923
| Total | 10530335.3079 | 9485666.7254 | 8939613.774 | 8585852.3899 | 8316661.7295 | 8128918.8122 | 7704117.0337 | 7170375.9388 | 6514986.5311 | 5722253.6872
RES-RIM
| Year | 2020 | 2021 | 2022 | 2023 | 2024 | 2025 | 2026 | 2027 | 2028 | 2029
| Program Costs | 835714.0589 | 754345.0185 | 698654.6145 | 657963.8816 | 625530.6943 | 602895.1693 | 568299.5678 | 532341.4906 | 493166.1976 | 446296.4012
| Incentives | 4486802.1403 | 3829323.2511 | 3294857.2392 | 2880311.8289 | 2570867.2005 | 2368259.5394 | 2174301.3041 | 2017257.088 | 1875647.2932 | 1719388.3171
| Total | 5322516.1992 | 4583668.2696 | 3993511.8537 | 3538275.7105 | 3196397.8948 | 2971154.7087 | 2742600.872 | 2549598.5786 | 2368813.4908 | 2165684.7183
COM-TRC
| Year | 2020 | 2021 | 2022 | 2023 | 2024 | 2025 | 2026 | 2027 | 2028 | 2029
| Program Costs | 1206878.4213 | 1300151.5418 | 1383580.5129 | 1334792.6241 | 1188519.8147 | 919036.664 | 656922.8896 | 493185.9567 | 385405.5669 | 286711.2657
| Incentives | 8418011.1841 | 7826090.9046 | 7356526.2354 | 6446876.7266 | 5308718.675 | 3902968.0537 | 2690634.3543 | 1977363.6841 | 1550281.6185 | 1180401.166
| Total | 9624889.6054 | 9126242.4464 | 8740106.7483 | 7781669.3508 | 6497238.4897 | 4822004.7177 | 3347557.2439 | 2470549.6409 | 1935687.1854 | 1467112.4317
COM-RIM
| Year | 2020 | 2021 | 2022 | 2023 | 2024 | 2025 | 2026 | 2027 | 2028 | 2029
| Program Costs | 350749.2837 | 365797.5724 | 394415.531 | 391016.7465 | 338572.5281 | 235679.5782 | 139023.6077 | 82300.7405 | 52801.3834 | 34225.2207
| Incentives | 3729525.1994 | 3608013.992 | 3246865.7744 | 2582047.5379 | 1844140.0312 | 1205093.1333 | 740243.6466 | 465864.0717 | 305419.8426 | 196398.5763
| Total | 4080274.4831 | 3973811.5644 | 3641281.3054 | 2973064.2844 | 2182712.5593 | 1440772.7115 | 879267.2543 | 548164.8122 | 358221.2259 | 230623.7971
IND-TRC
| Year | 2020 | 2021 | 2022 | 2023 | 2024 | 2025 | 2026 | 2027 | 2028 | 2029
| Program Costs | 377182.7587 | 233531.6909 | 189746.8753 | 138721.9549 | 86411.5875 | 48391.168 | 27373.4747 | 19622.8203 | 16758.8592 | 15877.6076
| Incentives | 1076606.7882 | 689086.3751 | 578554.6427 | 433101.4977 | 268340.2872 | 141334.7036 | 69569.0595 | 42466.2855 | 32098.5511 | 28490.0853
| Total | 1453789.5469 | 922618.066 | 768301.518 | 571823.4526 | 354751.8748 | 189725.8715 | 96942.5342 | 62089.1058 | 48857.4103 | 44367.6929

## MeasureCompare
Residential Measures from 2013 |  |  |  |  | Residential Measures for 2020 study |  |  |  | Commercial Measures from 2013 |  |  |  |  | Commercial Measures for 2020 study |  |  |  | Industrial Measures from 2013 |  |  |  |  | Industrial Measures for 2020 study
Measure # | Measure | New GWH | Summer MW | Winter MW | Measure Name | 2020 Energy Saving GWH | 2020 Summer MW | 2020 Winter MW | Number | Measure | New GWH | Summer MW | Winter MW | Measure Name | 2020 Energy Saving GWH | 2020 Summer MW | 2020 Winter MW | Number | Measure | New GWH | Summer MW | Winter MW | Measure Name | 2020 Energy Saving GWH | 2020 Summer MW | 2020 Winter MW
401 | Heat Pump Water Heater (EF=2.9) | 764.6273 | 60.5586 | 163.5083 | 21 SEER Air Source Heat Pump | 828.5384 | 363.9114 | 530.3406 | 338 | dehumidification hybrid desiccant heat pump | 251.4716 | 141.5126 | 11.506 | LED Linear - Fixture Replacement | 355.3511 | 84.0149 | 12.7652 | 302 | Pumps - Controls | 44.2176 | 5.6727 | 1.6082 | Plant Energy Management | 112.2141 | 15.3192 | 14.9751
302 | Refrigerator recycling | 405.9195 |  |  | 21 SEER Air Source Heat Pump from base electric resistance heating | 792.6666 | 399.7903 | 380.4826 | 131 | CFL Screw-in 18W | 247.0134 | 47.8299 | 26.976 | Retro-Commissioning | 317.5021 | 71.3742 | 125.6569 | 303 | Pumps - System Optimization | 34.8435 | 4.4705 | 0.033074 | Efficient Lighting - Other Interior Lighting | 38.337 | 5.4721 | 5.3191
231 | CFL (18-Watt integral ballast), 2.5 hr/day | 364.0118 | 19.0453 | 27.4253 | 21 SEER Central AC | 459.653 | 235.0514 | 0 | 322 | Hybrid Dessicant-DX System (Trane CDQ) | 168.8862 | 12.0381 | 0 | High Bay LED | 253.0614 | 46.7986 | 45.9148 | 801 | Premium T8, Elecctronic Ballast | 30.3019 | 4.3922 | 0 | Efficient Lighting - High Bay | 34.8577 | 4.9755 | 4.8363
232 | LED (10-Watt integral ballast), 2.5 hr/day | 248.2381 |  |  | Spray Foam Insulation (Base: R2) | 365.4317 | 233.8713 | 90.4557 | 111 | Premium T8, Elecctronic Ballast | 162.2819 | 31.2871 | 17.5208 | Bi-Level Lighting Control (Interior) | 115.1434 | 0.78584 | 0 | 101 | Compressed Air-O&M | 26.4982 | 3.8753 | 3.4451 | Motor Optimization | 30.6713 | 4.1302 | 4.0211
803 | Variable-Speed Pool Pump (<1 hp) | 238.653 | 50.9529 | 9.6811 | LED - 9W Flood | 347.5449 | 30.5705 | 32.0971 | 336 | Cool Roof - DX | 136.701 | 1.7033 | 0 | Low U-Value Windows | 103.534 | 37.3547 | -0.074469 | 722 | Hybrid Dessicant-DX System (Trane CDQ) | 22.4438 | 4.0424 | 0 | Compressed Air Equipment | 29.814 | 4.0148 | 3.9087
802 | High Efficiency One Speed Pool Pump (1.5 hp) | 215.5745 | 46.0256 | 8.7449 | Heat Pump Water Heater | 324.194 | 29.1855 | 89.3125 | 337 | Run Time Optimizer | 106.8151 | 74.4948 | 0 | Smart Thermostat | 97.0107 | 12.1477 | 1.1718 | 806 | LED Linear Tube 22W | 21.3022 | 8.2076 | 7.8773 | Fan Improved Controls | 25.3018 | 3.4072 | 3.3172
117 | Reflective Roof | 210.8397 | 85.5607 | 0 | Solar Water Heater | 297.7688 | 22.2558 | 3.1246 | 329 | Aerosole Duct Sealing | 101.0975 | 2.1058 | 0 | Energy Recovery Ventilation System (ERV) | 90.6185 | 156.0731 | 5.9675 | 733 | Dehumidification Hybrid Desiccant Heat Pump PER 5 TON | 19.5001 | 3.8098 | -1.0081 | Pump Equipment Upgrade | 23.2016 | 3.1244 | 3.0418
801 | Two Speed Pool Pump (1.5 hp) | 210.3166 | 44.903 | 8.5316 | LED - 14W | 251.5563 | 22.1272 | 23.2322 | 404 | Electronically Commutated Motors (ECM) on an Air Handler Unit | 94.6043 | 32.7911 | 0 | Chilled Water System - Variable Speed Drives | 80.519 | 8.7972 | 0.3945 | 103 | Compressed Air - System Optimization | 19.4414 | 2.8433 | 2.5277 | HVAC Equipment Upgrades | 21.8145 | 3.1076 | 3.0322
502 | Energy Star CW CEE Tier 2 (MEF=2.0) | 209.3383 | 29.4125 | 29.4125 | ENERGY STAR Certified Roof Products | 249.6801 | 180.7465 | 65.1478 | 114 | Continuous Dimming | 90.8784 | 17.4375 | 9.8347 | Energy Star Commercial Solid Door Refrigerator | 71.7732 | 10.7202 | 4.7905 | 202 | Fans - Controls | 18.6967 | 2.5011 | 0.85871 | Fan System Optimization | 18.6086 | 2.5059 | 2.4397
301 | HE Refrigerator - Energy Star version of above | 207.6336 | 27.5996 | 25.6677 | Variable Speed Pool Pump | 190.6371 | 28.5087 | 32.1182 | 201 | High Pressure Sodium 250W Lamp | 85 | 0.52829 | 3.5475 | High Efficiency DX 135k- less than 240k BTU | 68.2925 | 27.4313 | 0 | 301 | Pumps - O&M | 15.0667 | 1.9329 | 4.0056 | Pump System Optimization | 18.5591 | 2.4992 | 2.4332
404 | AC Heat Recovery Units | 205.74 | 72.0121 | 0 | Spray Foam Insulation (Base: R30) | 178.9046 | 90.927 | 54.3466 | 141 | CFL Hardwired, Modular 18W | 82.3378 | 15.9433 | 8.992 | Demand Controlled Ventilation | 61.9095 | 6.4457 | 36.2892 | 304 | Pumps - Sizing | 14.0373 | 1.8009 | 0.04031 | Process Heat Equipment Upgrade | 17.5237 | 2.4125 | 2.353
116 | Duct Repair | 205.5882 | 94.5253 | 116.2662 | Duct Repair | 163.894 | 129.7812 | 37.8039 | 702 | PC Network Power Management Enabling | 81.108 | 1.3434 | 16.8882 | VSD Controlled Compressor | 57.6528 | 8.5536 | 4.3198 | 312 | Pumps - ASD (100+ hp) | 10.0136 | 0.11618 | 0 | Building Envelope Improvements | 14.9398 | 2.1282 | 2.0766
962 | Smart Plug | 193 |  |  | ENERGY STAR Refrigerator | 153.7542 | 17.5444 | 15.7086 | 323 | Geothermal Heat Pump, EER=13, 10 tons | 80.5586 | 6.8383 | 0.72229 | Interior Lighting Controls | 56.7424 | 0 | 0 | 721A | Base DX Packaged System, EER=11.9, 10 tons | 10 | 0 | 0.43 | Compressed Air Controls | 12.6925 | 1.7092 | 1.664
261 | LED 13W Outdoor | 191.683 |  |  | Heat Pump Pool Heater | 144.911 | 0 | 0 | 402 | Variable Speed Drive Control | 76.2029 | 1.8781 | 4.2684 | LED Linear - Lamp Replacement | 51.5335 | 12.0651 | 1.453 | 701 | Centrifugal Chiller, 0.51 kW/ton, 500 tons | 8.4616 | 0.30812 | 0.017746 | HVAC Recommissioning | 11.3496 | 1.6168 | 1.5776
241 | CFL (18-Watt integral ballast), 6.0 hr/day | 187.2061 | 9.7947 | 14.0065 | ENERGY STAR Windows | 136.1583 | 68.5219 | 20.8783 | 608 | Heat Recovery Unit | 72.67 | 1.3289 | 6.32 | Outdoor Lighting Controls | 48.141 | 0 | 0 | 732 | Run Time Optimizer | 8.2829 | 2.0056 | 0 | Compressed Air System Optimization | 11.1401 | 1.5001 | 1.4605
114 | Proper Refrigerant Charging and Air Flow | 173.5714 | 68.4017 | 0 | Spray Foam Insulation (Base: R12) | 126.7231 | 70.9474 | 39.2849 | 334 | Ceiling Insulation | 70.1336 | 13.4209 | 20.0148 | Duct Sealing Repair | 45.7194 | 8.4875 | 1.8423 | 104 | Compressed Air- Sizing | 7.9703 | 1.1656 | 1.0362 | HVAC Improved Controls | 10.8749 | 1.5492 | 1.5116
112 | AC Maintenance (Outdoor Coil Cleaning) | 168.3424 | 67.1113 | 0 | Air Sealing/Infiltration Control | 119.8713 | 89.4198 | 30.456 | 112 | Premium T8, EB, Reflector | 64.8815 | 12.5857 | 7.048 | Facility Energy Management System | 45.3948 | 9.9104 | 1.5072 | 203 | Fans - System Optimization | 7.7848 | 0.49181 | 0.27946 | Fan Equipment Upgrades | 9.8429 | 1.3255 | 1.2905
113 | AC Maintenance (Indoor Coil Cleaning) | 157.569 | 62.8564 | 0 | Heat Pump Clothes Dryer | 111.4334 | 16.3871 | 8.8238 | 203 | Outdoor LED 104W | 64.2364 | 3.2485 | 1.3505 | Window Sun Protection | 42.8001 | 16.6405 | -0.26254 | 309 | Pumps - ASD (6-100 hp) | 7.5085 | 0.087116 | 0.18801 | Lighting Controls | 8.783 | 1.2537 | 1.2186
804 | PV-Powered Pool Pumps | 152.9827 | 32.6621 | 6.2058 | ENERGY STAR Personal Computer | 94.6294 | 15.0031 | 3.2164 | 405 | Demand Control Ventilation (DCV) | 61.8372 | 21.2503 | 85.9128 | LED Parking Lighting | 41.0897 | 0 | 0 | 212 | Fans - ASD (100+ hp) | 7.4543 | 0.090319 | 0.21807 | Process Refrig System Optimization | 7.5053 | 1.0333 | 1.0078
701 | Energy Star DW (EF=0.68) | 152.7376 | 14.9783 | 10.7844 | Linear LED | 78.3248 | 0 | 4.5623e-06 | 151 | PSMH, magnetic ballast | 58.2485 | 11.6273 | 6.5927 | Energy Star Commercial Solid Door Freezer | 39.5905 | 5.9133 | 2.6424 | 418 | Extruders/injection Moulding-multipump | 7.0351 | 0.98153 | 0.27721 | Motor Equipment Upgrades | 6.6215 | 0.89166 | 0.86811
118 | Radient Barrier | 151.5795 | 86.0003 | 41.2802 | Smart Thermostats | 70.1307 | 0 | 0 | 403 | Air Handler Optimization | 55.2372 | 12.3446 | 2.0847 | Wall Insulation | 36.3432 | 3.131 | 0.15728 | 805 | Occupancy Sensor | 6.9523 | 0.20081 | 0 | Process Refrig Equipment Upgrade | 5.3924 | 0.74239 | 0.72408
121 | Default Window With Sunscreen | 150.8263 | 113.0299 | -15.8242 | Window Sun Protection | 61.381 | 26.9337 | -42.2549 | 113 | Occupancy Sensor | 52.3331 | 10.0862 | 5.7491 | Anti-Sweat Controls | 33.0795 | 2.9154 | 2.8122 | 731 | Cool Roof - DX | 6.2305 | 1.1324 | 0 | Process Heat System Optimization | 5.0916 | 0.70097 | 0.68368
111 | Sealed Attic w/Sprayed Foam Insulated Roof Deck | 146.8103 | 53.4127 | 135.6682 | ENERGY STAR Clothes Dryer | 53.4254 | 7.8566 | 4.2305 | 362 | Occupancy Sensor (hotels) | 51.8086 | 1.0155 | 0.35216 | Heat Pump Water Heater | 29.5812 | 3.1818 | 7.882 | 552 | Optimization Refrigeration | 5.5988 | 0.95278 | 0 | Pump Improved Controls | 3.1069 | 0.41837 | 0.40732
411 | Heat Trap | 139.5396 | 11.0568 | 29.8532 | ENERGY STAR Audio/Video Equipment | 53.3882 | 0 | 0 | 153 | High Bay T5 | 50 | 5.2166 | 0 | Cool Roof | 29.468 | 10.9095 | 0 | 112 | Comp Air - ASD (100+ hp) | 5.5183 | 0.072989 | 0.71821 | Motor Improved Controls | 3.0251 | 0.40736 | 0.3966
408 | Water Heater Blanket | 128.7764 | 10.2039 | 27.5505 | Solar Pool Heater | 49.3203 | 0 | 0 | 132 | Flood LED 14W | 49.9298 | 4.1811 | 5.766 | Roof Insulation | 29.3368 | 3.63 | 0.47471 | 727 | Aerosole Duct Sealing | 5.1334 | 0.93332 | 0.95752 | Efficient Lighting - Exterior | 2.9256 | 0 | 0
242 | LED (10-Watt integral ballast), 6.0 hr/day | 127.731 |  |  | ENERGY STAR Air Purifier / Cleaner | 46.3739 | 6.1452 | 4.4343 | 603 | Heat Pump Water Heater (air source) | 49.7081 | 0.061086 | 5.0535 | Efficient Battery Charger | 29.304 | 16.057 | 0 | 401 | Bakery - Process (Mixing) - O&M | 4.9709 | 0.67675 | 0.17494 | Process Other Systems Optimization | 2.5513 | 0.35124 | 0.34258
105 | 14 SEER Split-System Heat Pump | 116.8135 | 17.8616 | 85.0211 | ENERGY STAR Ceiling Fan | 43.0687 | 0 | 0.0049161 | 501 | High-efficiency fan motors | 44.9314 | 1.6342 | 4.5675 | Demand Defrost | 27.8214 | 3.7608 | 1.4761 | 417 | O&M - Extruders/Injection Moulding | 4.9506 | 0.6907 | 0.31754 | Process Heat Improved Controls | 2.3001 | 0.31667 | 0.30886
133 | 17 SEER Split-System Heat Pump | 115.3581 | 50.683 | 26.862 | Spray Foam Insulation (Base: R19) | 38.4429 | 20.72 | 11.5351 | 701 | PC Manual Power Management Enabling | 43.7319 | 6.9214 | 9.1058 | ENERGY STAR Commercial Clothes Washer | 27.0587 | 2.1428 | 2.3068 | 102 | Compressed Air - Controls | 4.9455 | 0.72326 | 0.64298 | Process Refrig Controls | 2.0524 | 0.28256 | 0.27559
141 | Electronically Commutated Motors (ECM) on an Air Handler Unit | 111.389 | 35.8356 | 64.8625 | Removal of 2nd Refrigerator/Freezer | 37.0026 | 4.2222 | 3.7804 | 315 | Cool Roof - Chiller | 43.7293 | 19.5537 | 0 | Energy Star Vending Machine | 25.4502 | 3.9816 | 2.4863 | 711 | Cool Roof - Chiller | 4.5919 | 0.83593 | 0 | Lighting Controls - Exterior | 1.0175 | 0 | 0
115 | Electronically Commutated Motors (ECM) on an Air Handler Unit | 105.8454 | 35.8905 | 0 | ENERGY STAR Bathroom Ventilating Fan | 32.7552 | 1.1466 | 4.5863 | 510 | Demand Defrost Electric | 41.2965 | 1.0559 | 4.198 | Solar Water Heater | 21.2525 | 1.5885 | 0.22301 | 209 | Fans - ASD (6-100 hp) | 4.5473 | 0.055096 | 0.22877 | Process Other Equipment Upgrades | 0.17909 | 0.024656 | 0.024048
143 | Reflective Roof | 103.5131 | 39.846 | 0 | ENERGY STAR TV | 32.5938 | 6.5181 | 3.8992 | 332 | Window Film (Standard) | 39.9516 | 41.6975 | -5.0498 | Bi-Level Lighting Control (Exterior) | 20.4115 | 0 | 0 | 109 | Comp Air - ASD (6-100 hp) | 4.5427 | 0.060085 | 0.59124
405 | Low Flow Showerhead | 101.2102 | 8.0898 | 21.8424 | Ceiling Insulation (R2 to R38) | 30.7397 | 19.3746 | 9.9461 | 361 | HE PTAC, EER=9.6, 1 ton | 39.4745 | 2.7089 | 0 | Energy Star Refrigerator | 17.6244 | 2.3204 | 1.8259 | 804 | High Bay T5 | 4.4792 | 0.61904 | 0
142 | Duct Repair | 100.21 | 54.7625 | 69.5483 | Wall Insulation | 29.3072 | 21.7397 | 15.8111 | 741 | Printer Power Management Enabling | 39.1344 | 2.0771 | 8.2842 | VAV System | 16.9847 | 4.8341 | 4.9058 | 509 | Efficient Curing ovens | 4.3306 | 0.64814 | 0.5145
122 | Single Pane Clear Windows to Double Pane Low-E Windows | 98.2064 | 40.41 | 22.2255 | High-Efficiency Induction Cooktop | 28.3088 | 11.6569 | 1.9428 | 146 | LED (12-Watt) | 38.72 | 4.6333 | 4.3 | High R-Value Glass Doors | 16.6944 | 2.4381 | 0.83857 | 707 | Aerosole Duct Sealing - Chiller | 3.7308 | 0.67917 | 0
140 | Proper Refrigerant Charging and Air Flow | 86.9752 | 33.7044 | 0 | Low Flow Showerhead | 23.7372 | 2.138 | 4.6023 | 712 | Monitor Power Management Enabling | 38.1494 | 0.00010239 | 7.9434 | ENERGY STAR Imaging Equipment | 15.959 | 2.2131 | 1.4861 | 422 | Efficient grinding | 3.6311 | 0.41796 | 0.010855
138 | AC Maintenance (Outdoor Coil Cleaning) | 86.0166 | 33.7502 | 0 | High Efficiency Convection Oven | 23.3975 | 9.6346 | 1.6058 | 125 | LED Linear Tube 22W | 37.5553 | 1.9688 | 2.4281 | Ceiling Insulation(R2 to R38) | 14.5878 | 0.27776 | 0.31893 | 419 | Direct drive Extruders | 3.6145 | 0.50429 | 0.40961
139 | AC Maintenance (Indoor Coil Cleaning) | 80.5313 | 31.6128 | 0 | LED - 9W Flood (Exterior) | 22.3982 | 0 | 0 | 407 | Separate Makeup Air / Exhaust Hoods AC | 36.9035 | 5.5701 | 1.8406 | Energy Star Hot Food Holding Cabinet | 13.859 | 2.5523 | 1.235 | 551 | Efficient Refrigeration - Operations | 3.238 | 0.55104 | 0.22819
503 | Energy Star CW CEE Tier 3 (MEF=2.2) | 79.4004 | 11.1559 | 11.1559 | ENERGY STAR Clothes Washer | 21.2914 | 6.3396 | 1.5638 | 901 | Vending Misers | 36.526 | 0 | 4.1195 | High Efficiency Chiller (Air Cooled, 50 tons) | 13.1073 | 3.5704 | 0.16249 | 705 | VSD for Chiller Pumps and Towers | 2.9679 | 0.10807 | 0
144 | Radient Barrier | 76.0038 | 42.4443 | 20.3732 | Water Heater Blanket | 17.7675 | 1.6003 | 3.4449 | 121 | ROB Premium T8, 1EB | 36.3568 | 7.2515 | 4.0898 | Chilled Water Controls Optimization | 12.1955 | 4.4628 | 0.0082092 | 728 | Duct/Pipe Insulation | 2.9504 | 0.536 | 0.50687
410 | Water Heater Timeclock | 69.0202 | 5.4666 | 14.7597 | ENERGY STAR Door | 16.8885 | 9.8659 | 3.8217 | 327 | DX Coil Cleaning | 35.3708 | 1.2191 | 0 | PSC to ECM Evaporator Fan Motor (Reach-In) | 10.9494 | 1.4814 | 0.56759 | 803 | CFL Screw-in 18W | 2.6901 | 0.71334 | 0
147 | Default Window With Sunscreen | 68.812 | 50.671 | -7.0939 | Drain Water Heat Recovery | 16.0311 | 1.4439 | 3.1082 | 308 | Aerosole Duct Sealing | 35.0467 | 0.77996 | 0.20821 | PSC to ECM Evaporator Fan Motor (Walk-In, Refrigerator) | 10.4651 | 1.4135 | 0.567 | 723 | Geothermal Heat Pump, EER=13, 10 tons | 2.5963 | 0.46715 | 0
107 | 17 SEER Split-System Heat Pump | 66.5193 | 20.4673 | 34.999 | Water Heater Timeclock | 15.0025 | 0 | 0 | 910 | Server Virtualization | 34.3516 | 2.8661 | 5.5637 | ENERGY STAR Water Cooler | 10.1273 | 1.7613 | 1.7613 | 420 | Injection Moulding - Impulse Cooling | 2.5573 | 0.35679 | 0.084267
132 | 15 SEER Split-System Heat Pump | 60.9174 | 25.1566 | 12.8299 | Smart Power Strip | 13.9209 | 1.5334 | 1.1965 | 301 | Centrifugal Chiller, 0.51 kW/ton, 500 tons | 32.4167 | 3.2457 | 0.048034 | Engine Block Timer | 9.9698 | 0.45889 | 0.47898 | 725 | DX Coil Cleaning | 2.4696 | 0.44481 | 5.3676
137 | Sealed Attics | 60.8009 | 21.1532 | 91.3817 | LED -5W Chandelier | 13.3752 | 1.1765 | 1.2353 | 306 | VSD for Chiller Pumps and Towers | 31.3973 | 0.54771 | 0.18675 | Energy Star PCs | 9.7155 | 1.41 | 0.50473 | 405 | Drives - EE motor | 2.3756 | 0.31228 | 0.14629
921 | Energy Star Set-Top Box | 58.7963 | 7.3859 | 6.4258 | Hot Water Pipe Insulation | 10.837 | 0.9761 | 2.1012 | 406 | Energy Recovery Ventilation (ERV) | 29.4449 | 4.8437 | 39.9505 | Energy Star Ice Maker | 9.2514 | 1.2959 | 0.96382 | 415 | Drives - Process Controls (batch + site) | 2.3614 | 0.23628 | 0.87356
407 | Faucet Aerators | 53.3803 | 4.2493 | 11.4732 | Ceiling Insulation (R12 to R38) | 8.0572 | 4.9215 | 2.9493 | 321A | DX Packaged System, EER=11.9, 10 tons | 29.0171 | 13.0849 | 0 | Variable Refrigerant Flow (VRF) HVAC Systems | 8.9524 | 0.73348 | 1.9101 | 204 | Fans- Improve components | 2.2429 | 0.30049 | 0.025942
119 | Window Film | 51.9721 | 17.7724 | -6.3981 | Radiant Barrier | 7.4401 | 4.8404 | 2.2731 | 122 | ROB Premium T8, EB, Reflector | 28.3169 | 5.6431 | 3.1827 | Energy Star Commercial Dishwasher | 7.2669 | 0.5273 | -5.61e-05 | 421 | Injection Moulding - Direct drive | 2.2325 | 0.31147 | 0.055198
148 | Single Pane Clear Windows to Double Pane Low-E Windows | 48.7333 | 19.6765 | 10.8221 | Home Energy Management System | 7.4264 | 7.2773 | 2.607 | 123 | Occupancy Sensor | 25.5163 | 5.0504 | 2.8636 | Network PC Power Management | 6.9768 | 1.0305 | 0.70978 | 708 | Duct/Pipe Insulation - Chiller | 2.2155 | 0.40332 | 0
106 | 15 SEER Split-System Heat Pump | 47.0733 | 10.9754 | 28.9751 | Interior Lighting Controls | 5.9502 | 0.80698 | 0.60934 | 514 | Multiplex Compressor System | 25.4837 | 2.1949 | 2.5905 | Duct Insulation | 6.413 | 1.6408 | 0.21793 | 201 | Fans - O&M | 2.1971 | 0.29436 | 2.2785
221 | CFL (18-Watt integral ballast), 0.5 hr/day | 41.6014 | 2.1766 | 3.1125 | Heat Trap | 5.7487 | 0.51779 | 1.1146 | 335 | Roof Insulation | 24.4529 | 49.1156 | 6.9788 | High Efficiency Chiller (Water cooled-centrifugal, 200 tons) | 6.2528 | 2.3561 | 0.0045765 | 409 | Efficient practices printing press | 2.1949 | 0.29838 | 0.056944
403 | Solar Water Heat | 40.5276 | 4.5888 | 0 | Faucet Aerator | 5.0487 | 0.45474 | 0.97887 | 505 | Efficient compressor motor retrofit | 24.3444 | 0.62681 | 2.4747 | Hotel Card Energy Control Systems | 5.1393 | 0.039273 | -0.0068256 | 403 | Air conveying systems | 2.1933 | 0.091912 | 0.046299
252 | RET 2L4'T8, 1EB | 38.3595 | 2.007 | 2.87 | Variable Refrigerant Flow (VRF) HVAC Systems | 4.8215 | 1.451 | 3.9824 | 328 | Optimize Controls - DX | 23.8428 | 20.6719 | 0.12191 | Efficient Exhaust Hood | 4.9332 | 1.0785 | 0.42331 | 313 | Pumps - Motor practices-1 (100+ HP) | 2.0975 | 0.26912 | 0.0084996
103 | 17 SEER Split-System Air Conditioner | 33.1794 | 18.7519 | 0 | ENERGY STAR Room AC | 4.268 | 2.1825 | 0 | 326 | DX Tune Up/ Advanced Diagnostics | 22.6225 | 10.6915 | 0 | Server Virtualization | 4.8978 | 0.72898 | 0.50702 | 802 | CFL Hardwired, Modular 18W | 2.0862 | 0.55421 | 0
406 | Pipe Wrap | 30.3189 | 2.4063 | 6.4969 | ENERGY STAR Dehumidifier | 3.8618 | 0.63337 | 0.11997 | 313 | Ceiling Insulation | 19.5393 | 3.5031 | 1.4341 | High Efficiency Refrigeration Compressor | 4.3268 | 0.63957 | 0.32847 | 427 | Drives - Optimization process (M&T) | 2.0428 | 0.35671 | 0.011515
222 | LED (10-Watt integral ballast), 0.5 hr/day | 28.3865 |  |  | ENERGY STAR Dishwasher | 3.7853 | 0.41444 | 0.45054 | 515 | Oversized Air Cooled Condenser | 17.705 | 2.1861 | 1.7998 | Facility Commissioning | 4.1386 | 0.84328 | 0.0053858 | 310 | Pumps - Motor practices-1 (6-100 HP) | 2.0024 | 0.25692 | 0.34622
104 | 19 SEER Split-System Air Conditioner | 27.7133 | 15.6549 | 0 | Solar Attic Fan | 3.545 | 1.2191 | 0 | 612 | 1.0 gpm Faucet Aerator (DI) -Commercial | 17.6396 | 1.289 | 3.2324 | Airside Economizer | 3.8439 | -0.77898 | 0.001567 | 604 | Efficient processes (welding, etc.) | 1.9737 | 0.2672 | 0.0028175
145 | Window Film | 26.5423 | 7.4302 | -2.5263 | ENERGY STAR Freezer | 3.263 | 0.37233 | 0.33337 | 516 | Freezer-Cooler Replacement Gaskets | 17.6344 | 0.30031 | 1.7926 | Energy Star Griddle | 3.8187 | 0.63098 | 0.16148 | 501 | Bakery - Process | 1.965 | 0.26751 | 0.026461
951 | Energy Star Desktop PC | 25.7341 | 3.2333 | 2.813 | ENERGY STAR Imaging Equipment | 2.2379 | 0.20289 | 0.11847 | 305 | Chiller Tune Up/Diagnostics | 17.4502 | 6.2251 | 0.15255 | High Efficiency Chiller (Water cooled-positive displacement, 100 tons) | 3.775 | 1.4224 | 0.0027629 | 410 | Efficient Printing press (fewer cylinders) | 1.8611 | 0.25301 | 0.1796
124 | Ceiling R-0 to R-19 Insulation | 20.915 | 7.8642 | 19.975 | Green Roof | 1.9267 | 1.361 | 0.50455 | 511 | Anti-sweat (humidistat) controls | 17.0332 | 0.6507 | 1.7316 | Smart Strip Plug Outlet | 3.0458 | 0.45289 | 0.26161 | 213 | Fans - Motor practices-1 (100+ HP) | 1.8289 | 0.24503 | 0.21958
127 | Weather Strip/Caulk w/Blower Door | 20.5742 | 0.64495 | 1.1726 | Ground Source Heat Pump (GSHP) | 1.652 | 2.2356 | 0.62971 | 811 | Efficient Fryer | 16.54 | 1.8 | 0.4 | Dedicated Outdoor Air System on VRF unit | 3.029 | 0.3076 | 0.58919 | 308 | Pumps - Replace 6-100 HP motor | 1.7997 | 0.23091 | 0.22866
911 | Energy Star TV | 17.5502 | 2.2027 | 1.9163 | Ceiling Insulation (R19 to R38) | 1.5704 | 0.96093 | 0.57718 | 812 | Griddle | 16.54 | 1.8 | 0.4 | Heat Pump Pool Heater | 2.9146 | 0 | 0.10647 | 210 | Fans - Motor practices-1 (6-100 HP) | 1.746 | 0.23392 | 0.17169
102 | 15 SEER Split-System Air Conditioner | 16.5066 | 8.7093 | 0 | Programmable Thermostat | 1.2684 | 0 | 0 | 154 | LED High Bay 83W (400W equivalent) | 16.3015 | 2.1224 | 4.5066 | Thermostatic Shower Restriction Valve | 2.8456 | 0.16926 | 1.1852 | 704 | Chiller Tune Up/Diagnostics | 1.7367 | 0.31615 | 0.037115
120 | Window Tinting | 16.257 | 7.5414 | 0 | Ceiling Insulation (R30 to R38) | 1.2124 | 0.35472 | 1.0151 | 302 | High Efficiency Chiller Motors | 15.5959 | 0.86418 | 0 | Hot Water Circulation Pump Control | 2.8109 | 0.051594 | 0.053833 | 413 | Clean Room - Controls | 1.6799 | 0.19522 | 0
931 | Energy Star DVD Player | 16.0311 | 2.0148 | 1.7529 | HVAC ECM Motor | 1.0229 | 0 | 1.7758 | 801 | Convection Oven | 14.96 | 1.7 | 0.4 | Freezer-Cooler Replacement Gaskets | 2.6282 | 0.36449 | 0.19454 | 702 | High Efficiency Chiller Motors | 1.6734 | 0.30462 | 0.0099947
351 | HE Freezer | 15.357 | 2.0413 | 1.8984 | Thermostatic Shower Restriction Valve | 0.97403 | 0.087732 | 0.18885 | 813 | Steamer | 14.96 | 1.7 | 0.4 | Waterside Economizer | 2.5269 | 0.9818 | 0 | 311 | Pumps - Replace 100+ HP motor | 1.6464 | 0.21125 | 0.24759
352 | Freezer recycling | 11.9487 |  |  | Exterior Lighting Controls | 0.60762 | 0 | 0 | 814 | Holding Cabinet | 14.96 | 1.7 | 0.4 | Energy Star Commercial Oven | 2.0883 | 0.33911 | 0.17745 | 729 | Window Film (Standard) | 1.5737 | 0.28604 | 0.87264
251 | ROB 2L4'T8, 1EB | 10.9565 | 0.57325 | 0.81975 | Sealed crawlspace | 0.5686 | 0 | 0.80185 | 611 | 0.5 Faucet Aerator (DI) - Commercial | 14.1484 | 5.4081 | 13.5617 | Automatic Door Closer for Walk-in Coolers and Freezers | 1.9469 | 0.26264 | 0.126 | 808 | LED High Bay 83W | 1.3861 | 0.97954 | 1.0265
126 | Wall 2x4 R-0 to Blow-In R-13 Insulation | 10.312 | 3.6989 | 9.1214 | Water Heater Thermostat Setback (temperature check card) | 0.28793 | 0.025934 | 0.055826 | 613 | 1.5 gpm Faucet Aerator (DI) - Commercial | 13.3061 | 0.40038 | 1.004 | CO Sensors for Parking Garage Exhaust | 1.8801 | 0.075679 | 0.075679 | 408 | Optimization control PM | 1.3613 | 0.15815 | 0.097902
153 | Weather Strip/Caulk w/Blower Door | 9.9828 | 0.30787 | 0.16933 | Instantaneous Hot Water System | 0.26791 | -0.0062066 | 0.073787 | 502 | Strip curtains for walk-ins | 13.1822 | 0 | 1.34 | Floating Head Pressure Controls | 1.299 | 0.16843 | 0.14108 | 208 | Fans - Replace 6-100 HP motor | 1.3555 | 0.18132 | 0.54215
191 | HE Room Air Conditioner - EER 11 | 9.6815 | 5.0119 | 0 | Floor Insulation | 0.03902 | 0 | 0.025284 | 503 | Night covers for display cases | 11.9367 | 0.18225 | 14.4 | Ceiling Insulation(R12 to R38) | 1.1137 | 0.021126 | 0.02614 | 601 | Other Process Controls (batch + site) | 1.3335 | 0.12085 | 0
150 | Ceiling R-0 to R-19 Insulation | 9.3017 | 3.2944 | 14.2318 | Storm Door | 0 | 0 | 0 | 351 | Cool Roof - DX | 11.1921 | 5.659 | 0 | Low-Flow Pre-Rinse Sprayers | 1.0325 | 0.13579 | 0.17535 | 113 | Comp Air - Motor practices-1 (100+ HP) | 1.2902 | 0.1887 | 0.16794
196 | Reflective Roof | 8.3438 | 3.3097 | 0 | Heat Pump Tune Up | 0 | 0 | 0 | 307 | EMS Optimization | 11.105 | 6.9403 | 0.054771 | Induction Cooktops | 1.0302 | 0.22213 | 0.091467 | 724 | DX Tune Up/ Advanced Diagnostics | 1.2616 | 0.22719 | 0
409 | Water Heater Temperature Check and Adjustment | 7.6921 | 0.60923 | 1.6449 | Duct Insulation | 0 | 0 | 0 | 311 | Window Film (Standard) | 10.8212 | 11.9505 | -0.31423 | Geothermal Heat Pump | 0.95638 | 0.29164 | 0.087544 | 211 | Fans - Replace 100+ HP motor | 1.24 | 0.16588 | 0.079065
146 | Window Tinting | 7.2743 | 3.3136 | 0 | Central AC Tune Up | 0 | 0 | 0 | 711 | Energy Star or Better Monitor | 10.3639 | 3.2555 | 2.1494 | Energy Star Uninterruptable Power Supply | 0.93867 | 0.10715 | 0.10715 | 709 | Window Film (Standard) - Chiller | 1.2365 | 0.22511 | 0
941 | Energy Star VCR | 6.675 | 0.83896 | 0.7299 | Two Speed Pool Pump | 0 | 0 | 0 | 330 | Duct/Pipe Insulation | 10.2778 | 8.2784 | 0 | Floor Insulation | 0.92501 | 0.063837 | 0.024921 | 110 | Comp Air - Motor practices-1 (6-100 HP) | 1.2317 | 0.18015 | 0.16015
901 | Energy Star TV | 6.3855 | 0.80333 | 0.6989 | Solar Powered Pool Pumps | 0 | 0 | 0 | 506 | Compressor VSD retrofit | 10.1113 | 1.0503 | 0.51398 | Tank Wrap on Water Heater | 0.83954 | 0.084096 | 0.085801 | 807 | Flood LED 14W | 1.1773 | 0.91232 | 0.88908
199 | Default Window With Sunscreen | 6.0868 | 4.613 | -0.59969 | Low Wattage T8 Fixture | 0 | 0 | 0 | 211 | Outdoor Lighting Controls (Photocell/Timeclock) | 10.0895 | 9.6069 | 0 | Refrigerated Display Case Lighting Controls | 0.83527 | 0.11474 | 0.10721 | 108 | Comp Air - Replace 6-100 HP motor | 1.1071 | 0.16192 | 0.14394
125 | Ceiling R-19 to R-38 Insulation | 5.0915 | 1.8386 | 0 | 14 SEER Air Source Heat Pump from base electric resistance heating | 0 | 0 | 0 | 609 | Heat Trap | 9.9271 | 0.051095 | 1.0073 | Efficient Motor Belts | 0.81657 | 0.11152 | 0.031906 | 510 | Heating - Optimization process (M&T) | 1.1035 | 0.19199 | 0.10393
192 | HE Room Air Conditioner - EER 12 | 4.3682 | 2.2632 | 0 | 18 SEER Air Source Heat Pump | 0 | 0 | 0 | 344 | Aerosole Duct Sealing | 8.9537 | 0.24224 | 0.063579 | Energy Star Servers | 0.76675 | 0.11412 | 0.079376 | 706 | EMS Optimization - Chiller | 1.0965 | 0.19961 | 0
152 | Wall 2x4 R-0 to Blow-In R-13 Insulation | 4.0035 | 1.3682 | 0 | 17 SEER Air Source Heat Pump | 0 | 0 | 0 | 508 | Refrigeration Commissioning | 8.9115 | 0.45022 | 0.90589 | Regenerative Drive Elevator Motor | 0.67958 | 0.09144 | 0.040306 | 429 | Machinery | 1.0506 | 0.17774 | 0.042788
200 | Single Pane Clear Windows to Double Pane Low-E Windows | 3.8836 | 1.6086 | 0.88474 | 16 SEER Air Source Heat Pump | 0 | 0 | 0 | 518 | Ice Machine | 8.9115 | 0.45022 | 0.90589 | Variable Speed Pool Pump | 0.62128 | 0.14621 | 0.022695 | 214 | Optimize drying process | 1.048 | 0.18132 | 0
961 | Energy Star Laptop PC | 2.9322 | 0.3684 | 0.32051 | 15 SEER Air Source Heat Pump | 0 | 0 | 0 | 507 | Floating head pressure controls | 8.4727 | 1.1047 | 0.86128 | Water Cooled Refrigeration Heat Recovery | 0.59212 | 0 | 0.040805 | 730 | Roof Insulation | 1.0368 | 0.18846 | 0.0045461
197 | Window Film | 2.5379 | 0.73083 | -0.21925 | CFL - 15W Flood (Exterior) | 0 | 0 | 0 | 732 | Copier Power Management Enabling | 7.733 | 3.3952 | 1.6442 | Hot Water Pipe Insulation | 0.57825 | 0.056689 | 0.075034 | 414 | Clean Room - New Designs | 1.0204 | 0.092476 | 0.53875
151 | Ceiling R-19 to R-38 Insulation | 2.0286 | 0.69662 | 0 | 18 SEER Central AC | 0 | 0 | 0 | 401 | High Efficiency Fan Motor, 15hp, 1800rpm, 92.4% | 7.6191 | 2.8045 | 1.5537 | Energy Star Fryer | 0.57618 | 0.093397 | 0.028882 | 111 | Comp Air - Replace 100+ HP motor | 1.0128 | 0.14812 | 0.13168
202 | Ceiling R-0 to R-19 Insulation | 1.9473 | 0.66257 | 0.68907 | 17 SEER Central AC | 0 | 0 | 0 | 202 | Outdoor Lighting Controls (Photocell/Timeclock) | 7 | 0.75543 | 0.28528 | Instantaneous Hot Water System | 0.5695 | 0.061648 | 0.078918 | 404 | Replace V-Belts | 1.0111 | 0.17494 | 0.044256
205 | Weather Strip/Caulk w/Blower Door | 0.73583 | 0.023268 | 0.012798 | 16 SEER Central AC | 0 | 0 | 0 | 314 | Roof Insulation | 6.7788 | 18.5374 | 0.14012 | Night Covers for Display Cases | 0.53964 | 0.081057 | 0.036226 | 428 | Drives - Scheduling | 0.99013 | 0.028892 | 0.23809
198 | Window Tinting | 0.70605 | 0.33081 | 0 | 15 SEER Central AC | 0 | 0 | 0 | 349 | Ceiling Insulation | 6.2012 | 1.2618 | 0.12442 | Low Flow Shower Head | 0.50419 | 0.030034 | 0.20975 | 726 | Optimize Controls | 0.94787 | 0.1723 | 0.74392
204 | Wall 2x4 R-0 to Blow-In R-13 Insulation | 0.59591 | 0.19561 | 0 |  |  |  |  | 341A | Packaged HP System, EER=11.7, 10 tons | 6.0422 | 2.0496 | 0 | Infiltration Reduction - Air Sealing | 0.45728 | 0.080279 | 0.061973 | 603 | New transformers welding | 0.89124 | 0.14536 | 0.013403
203 | Ceiling R-19 to R-38 Insulation | 0.54739 | 0.1799 | 0 |  |  |  |  | 342 | Geothermal Heat Pump, EER=13, 10 tons | 5.7844 | 1.9266 | 0 | Warehouse Loading Dock Seals | 0.43036 | 0.046819 | 0.0035996 | 411 | Light cylinders | 0.80916 | 0.11 | 0
135 | HVAC Proper Sizing | 0 | 0 | 0 |  |  |  |  | 513 | High R-Value Glass Doors | 5.249 | 3.1592 | 0.53358 | Drain Water Heat Recovery | 0.37824 | 0.046652 | 0.1176 | 423 | Process control | 0.74701 | 0.085987 | 0.013033
131 | Base 14 SEER Split-System Heat Pump | 0 | 0 | 0 |  |  |  |  | 115 | Lighing Control Tuneup | 4.6757 | 0.92003 | 0.5189 | LED - 14W | 0.35674 | 0.073982 | 0.022422 | 710 | Roof Insulation - Chiller | 0.74403 | 0.13545 | 0
109 | HVAC Proper Sizing | 0 | 0 | 0 |  |  |  |  | 304 | EMS - Chiller | 4.365 | 5.0849 | 0.11234 | Strip Curtains for Walk-ins | 0.28241 | 0.040272 | 0.013814 | 306 | Pumps - ASD (1-5 hp) | 0.55805 | 0.0064754 | 0.20528
101 | Base 14 SEER Split-System Air Conditioner | 0 | 0 | 0 |  |  |  |  | 309 | Duct/Pipe Insulation | 3.9292 | 2.2445 | 0.023399 | Solar Pool Heater | 0.23123 | 0 | 0.0084469 | 307 | Pumps - Motor practices-1 (1-5 HP) | 0.53383 | 0.068493 | 0.74136
610 | High Efficiency CD (EF=3.01 w/moisture sensor) | 0 | 0 | 0 |  |  |  |  | 509 | Demand Hot Gas Defrost | 3.6317 | 5.1195 | 0.36918 | LED - 9W Flood | 0.2216 | 0 | 0 | 424 | Process optimization | 0.48932 | 0.056324 | 0.33638
190 | Base 9 EER Room Air Conditioner & Strip Heater | [7 empty] | 161 | LED Exit Sign | 3.1714 | 0.5631 | 0.45608 | Faucet Aerator | 0.21986 | 0.032475 | 0.054895 | 406 | Gap Forming papermachine | 0.46341 | 0.053836 | 0.23513
183 | Weather Strip/Caulk w/Blower Door | [7 empty] | 347 | Window Film (Standard) | 2.6265 | 3.888 | -0.023109 | Ceiling Insulation(R19 to R38) | 0.21792 | 0.0040054 | 0.0080099 | 407 | High Consistency forming | 0.44818 | 0.052066 | 0.21758
182 | Wall 2x4 R-0 to Blow-In R-13 Insulation | [7 empty] | 517 | LED Display Lighting | 2.4225 | 0.1941 | 0.24625 | Destratification Fans | 0.17106 | 0 | 0.034634 | 412 | Efficient drives | 0.42525 | 0.057811 | 0
181 | Ceiling R-19 to R-38 Insulation | [7 empty] | 350 | Roof Insulation | 2.1799 | 4.2824 | 0.045425 | High Efficiency Data Center Cooling | 0.16233 | 0.037215 | 0.021494 | 206 | Fans - ASD (1-5 hp) | 0.41317 | 0.0049987 | 0.048782
180 | Ceiling R-0 to R-19 Insulation | [7 empty] | 124 | Lighing Control Tuneup | 2.1321 | 0.43066 | 0.24332 | Solar Powered Pool Pump | 0.13991 | 0.032927 | 0.005111 | 207 | Fans - Motor practices-1 (1-5 HP) | 0.40205 | 0.053784 | 0.16114
178 | Single Pane Clear Windows to Double Pane Low-E Windows | [7 empty] | 731 | Energy Star or Better Copier | 1.9394 | 0.67387 | 0.41074 | High Speed Fans | 0.11029 | 0.014507 | 0.0098944 | 504 | Top-heating (glass) | 0.36899 | 0.042473 | 0.027215
177 | Default Window With Sunscreen | [7 empty] | 606 | Demand controlled circulating systems | 1.822 | 9.4217 | 0.19097 | Air Curtains | 0.094655 | 0 | 0.0061869 | 402 | O&M/drives spinning machines | 0.35644 | 0.090929 | 0.31228
176 | Window Tinting | [7 empty] | 504 | Evaporator fan controller for MT walk-ins | 1.4701 | 3.0179 | 0.14945 | LED Exterior Lighting | 0.089375 | 0 | 0 | 106 | Comp Air - ASD (1-5 hp) | 0.35399 | 0.0046823 | 0.0039051
175 | Window Film | [7 empty] | 345 | Duct/Pipe Insulation | 1.1243 | 0.56364 | 0.006056 | LED Display Lighting (Exterior) | 0.069936 | 0 | 0 | 703 | EMS - Chiller | 0.34854 | 0.012692 | 0.0059596
174 | Radient Barrier | [7 empty] | 604 | Solar Water Heater | 0.91685 | 0.22309 | 0.047036 | ECM Motors on Furnaces | 0.026607 | 0 | 0.00039986 | 107 | Comp Air - Motor practices-1 (1-5 HP) | 0.32837 | 0.048027 | 0.042696
173 | Reflective Roof | [7 empty] | 610 | Hot Water Pipe Insulation | 0.38438 | 3.6217 | 0.039343 | 10HP Open Drip-Proof(ODP) Motor | 0.025059 | 0.003278 | 0.00243 | 511 | Heating - Scheduling | 0.3199 | 0.010216 | 0.00026396
172 | Duct Repair | [7 empty] | 722 | Monitor Power Management Enabling | 0.067141 | 0.25671 | 0.01398 | Energy Star Steamer | 0.02161 | 0.0031754 | 0.0018438 | 503 | Heat Pumps - Drying | 0.31617 | 0.054703 | 0.0072202
171 | Electronically Commutated Motors (ECM) on an Air Handler Unit | [7 empty] | 721 | Energy Star or Better Monitor | 0.00078994 | 0.0057295 | 0.00016383 | Green Roof | 0.020402 | 0.0072462 | 0 | 305 | Pumps - Replace 1-5 HP motor | 0.28866 | 0.037037 | 0.064451
170 | Proper Refrigerant Charging and Air Flow | [7 empty] | 321 | DX Packaged System, EER=10.9, 10 tons | 0 | 0 | 0 | LED Display Lighting (Interior) | 0.014909 | 0.0031741 | 0.00091875 | 205 | Fans - Replace 1-5 HP motor | 0.2174 | 0.029083 | 0.029392
169 | AC Maintenance (Indoor Coil Cleaning) | [7 empty] | 341 | Packaged HP System, EER=10.9, 10 tons | 0 | 0 | 0 | Ceiling Insulation(R30 to R38) | 0.002365 | 0 | 0.0010668 | 416 | Process Drives - ASD | 0.21063 | 0.020802 | 0.44882
168 | AC Maintenance (Outdoor Coil Cleaning) | [7 empty] | 601 | High Efficiency Water Heater (electric) | 0 | 0 | 0 | High Efficiency PTAC | 0 | 0 | 0 | 105 | Comp Air - Replace 1-5 HP motor | 0.17757 | 0.02597 | 0.023113
167 | Sealed Attic w/Sprayed Foam Insulated Roof Deck | [7 empty] | 317 | Thermal Energy Storage (TES) | -5.5969 | 4.3267 | 0.078215 | CFL-23W | 0 | 0 | 0 | 508 | Heating - Process Control | 0.16558 | 0.02886 | 0.29756
166 | Attic Venting | [12 empty] | High Efficiency PTHP | 0 | 0 | 0 | 505 | Efficient electric melting | 0.16099 | 0.02806 | 0.6112
165 | HVAC Proper Sizing | [12 empty] | High Bay Fluorescent (T5) | 0 | 0 | 0 | 502 | Drying (UV/IR) | 0.14633 | 0.021394 | 0.00052496
164 | 19 SEER Split-System Air Conditioner | [12 empty] | Two Speed Pool Pump | 0 | 0 | 0 | 430 | Efficient Machinery | 0.1068 | 0.013343 | 0.051421
163 | 17 SEER Split-System Air Conditioner | [12 empty] | CFL - 15W Flood | 0 | 0 | 0 | 315 | Refinery Controls | 0.080226 | 0.0071425 | 0.15822
162 | 15 SEER Split-System Air Conditioner | [12 empty] | Refrigerated Display Case LED Lighting | 0 | 0 | 0 | 426 | Efficient drives - rolling | 0.079296 | 0.013821 | 0.16761
161 | Base 14 SEER Split-System Air Conditioner | [12 empty] | Energy Star Commercial Glass Door Freezer | 0 | 0 | 0 | 425 | Drives - Process Control | 0.066045 | 0.011512 | 0.14908
160 | Base 13 SEER Split-System Air Conditioner & Gas Heat | [12 empty] | Energy Star Commercial Glass Door Refrigerator | 0 | 0 | 0 | 507 | Near Net Shape Casting | 0.043928 | 0.0076566 | 0.052716
136 | Attic Venting | [12 empty] | LED Street Lights | 0 | 0 | 0 | 901 | Replace V-belts | 0.038179 | 0.0055522 | 0
134 | 13 EER Geothermal Heat Pump | [12 empty] | HVAC tune-up | 0 | 0 | 0 | 115 | Refinery Controls | 0.018159 | 0.0016167 | 0
130 | Base 13 SEER Split-System Heat Pump | [12 empty] | LED Traffic and Crosswalk Lighting | 0 | 0 | 0 | 216 | Refinery Controls | 0.014882 | 0.0013249 | 1.7957
110 | Attic Venting | [12 empty] | High Efficiency HID Lighting | 0 | 0 | 0 | 314 | Power recovery | 0.013494 | 0.0012014 | 0.60908
108 | 13 EER Geothermal Heat Pump | [12 empty] | Premium T8 - Fixture Replacement | 0 | 0 | 0 | 902 | Membranes for wastewater | 0.01137 | 0.0029005 | 0
100 | Base 13 SEER Split-System Air Conditioner & Strip Heater | [12 empty] | HVAC tune-up_RTU | 0 | 0 | 0 | 605 | Process control | 0.0077729 | 0.00097103 | 0.012646
| Base 10 EER Room Air Conditioner & Strip Heater | [12 empty] | Premium T8 - Lamp Replacement | 0 | 0 | 0 | 114 | Power recovery | 0.0035058 | 0.00031212 | 0.00028934
220 | Base Lighting (60-Watt incandescent), 0.5 hr/hday | [12 empty] | Programmable Thermostat | 0 | 0 | 0 | 602 | Efficient desalter | 0.0032942 | 0.00029329 | 0.067787
220 | Base Lighting (43-Watt incandescent), 0.5 hr/hday | [12 empty] | Thermal Energy Storage | -4.7246 | 29.6916 | 8.6052 | 506 | Intelligent extruder (DOE) | 0.0031939 | 0.00055669 | 0.18104
230 | Base Lighting (60-Watt incandescent), 2.5 hr/hday | [16 empty] | 215 | Power recovery | 0.0024945 | 0.00022208 | 0
230 | Base Lighting (43-Watt incandescent), 2.5 hr/hday | [16 empty] | 607 | Refinery Controls | 0.0003801 | 3.3841e-05 | 0.0088627
240 | Base Lighting (60-Watt incandescent), 6.0 hr/hday | [16 empty] | 606 | Power recovery | 6.6383e-05 | 5.91e-06 | 0.024208
240 | Base Lighting (43-Watt incandescent), 6.0 hr/hday | [17 empty] | New Base Compressed Air
250 | Base Fluorescent Fixture, 2L4'T12, 40W, 1EEMAG | [17 empty] | New Base Fans
250 | Base Fluorescent Fixture, 2L4'T12, 34W, 1EE | [17 empty] | New Base Pumps
260 | Base Outdoor Lighting | [16 empty] | 400 | Base Drives
261 | CFL - medium screw based <30 Watts | [16 empty] | 500 | Base Heating
262 | Photocell/timeclock | [16 empty] | 550 | Base Refrigeration
300 | Base Refrigerator (18 cf w/top-mount freezer, no through-door ice) | [16 empty] | 600 | Base Other Process
300 | Base Refrigerator (18 cf w/top-mount freezer, no through-door ice) -10% | [16 empty] | 700 | Base Centrifugal Chiller, 0.58 kW/ton, 500 tons
350 | Base Freezer | [17 empty] | Base DX Packaged System, EER=11.2, 10 tons
350 | Base Freezer -25% | [16 empty] | 800 | Base T8
400 | Base 40 gal. Water Heating (EF=0.92) | [16 empty] | 900 | Base Other
400 | Base 40 gal. Water Heating (EF=0.948)
402 | HE Water Heater (EF=0.93)
500 | Base Clotheswasher (MEF=1.6)
501 | Energy Star CW CEE Tier 1 (MEF=1.8)
600 | Base Clothes Dryer (EF=3.01)
600 | Base Clothes Dryer (EF=3.73)
700 | Base Dishwasher (EF=0.46)
800 | Base Pool Pump and Motor (1.5 hp)
900 | Base CRT TV
910 | Base Large-screen TV
920 | Base Set-Top Box
930 | Base DVD Player
940 | Base VCR
950 | Base Desktop PC
960 | Base Laptop PC

## ByIndustryCompare
Technical Potential for Residential by Building Type from 2009 ITRON study |  |  | Technical Potential for Residential by Building Type from 2020 study |  |  | Technical Potential for Commercial by Building Type from 2009 ITRON study |  |  | Technical Potential for Commercial by Building Type from 2020 study |  |  | Technical Potential for Industrial by Building Type from 2009 ITRON study |  |  | Technical Potential for Industrial by Building Type from 2020 study
| Building Type | Percentage |  | Segment | Sum of 2020 Energy Savings |  | Building Type | Percentage |  | Segment | Sum of 2020 Energy Savings |  | Building Type | Percentage |  | Segment | Sum of 2020 Energy Savings
| Single Family | 71.7% |  | Single Family | 71.18% |  | Office | 25.1% |  | Retail | 22.2% |  | Food | 17.1% |  | Chemicals and Plastics | 22.68%
| Multi Attached | 18.6% |  | Multi-Family | 19.32% |  | Rest./Serv. | 13.8% |  | Offices | 15.89% |  | Stone-Clay-Glass | 12.5% |  | Agriculture and Assembly | 18.1%
| Mobile Home | 9.6% |  | Manufactured Home | 9.502% |  | Grocery | 12.9% |  | Grocery | 11.9% |  | Electronics | 11.2% |  | Lumber/Furniture/Pulp/Paper | 14.37%
|  |  |  | Total Result | 100% |  | Lodging | 10.9% |  | Miscellaneous | 10.98% |  | Rubber/Plastics | 10.3% |  | Primary Resources Industries | 12.58%
[7 empty] | Retail | 10.2% |  | Restaurants | 8.789% |  | Chemicals | 7.6% |  | Miscellaneous Manufacturing | 9.869%
[7 empty] | College | 8.9% |  | Lodging/Hospitality | 7.584% |  | Instruments | 7.2% |  | Stone/Clay/Glass/Concrete | 7.296%
[7 empty] | School | 6.2% |  | Warehouse | 4.728% |  | Machinery | 6.2% |  | Metal Products and Machinery | 4.29%
[7 empty] | Health | 4.7% |  | Hospitals | 4.672% |  | Paper | 6.2% |  | Transportation Equipment | 3.94%
[7 empty] | Warehouse | 3.5% |  | Healthcare | 4.495% |  | Fab. Metals | 4.8% |  | Electrical and Electronic Equip. | 3.636%
[7 empty] | Hospital | 2.9% |  | Assembly | 4.055% |  | Printing | 4.6% |  | Construction | 3.057%
[7 empty] | Other Com. | 0.8% |  | Institutional | 3.218% |  | Lumber | 4% |  | Textiles and Leather | 0.1457%
[10 empty] | Schools K-12 | 1.159% |  | Misc. Ind | 3.7% |  | Water and Wastewater | 0.03699%
[10 empty] | College and University | 0.3214% |  | Transp. Equip | 2.2% |  | (empty)
[10 empty] | (empty) |  |  | Petroleum | 1% |  | Total Result | 100%
[10 empty] | Total Result | 100% |  | Textiles | 0.8%
[13 empty] | Prim. Metals | 0.5%
Breakdown of Total Annual Residential Electricity Sales from 2009 ITRON study |  |  | Breakdown of Total Annual Residential Electricity Sales from 2020 study |  |  | Breakdown of Total Annual Commercial Electricity Sales from 2009 ITRON study |  |  | Breakdown of Total Annual Commercial Electricity Sales from 2020 study |  |  | Breakdown of Total Annual Industrial Electricity Sales from 2009 ITRON study |  |  | Breakdown of Total Annual Industrial Electricity Sales from 2020 study
| Building Type | Percentage |  | Building Type | Percentage |  | Building Type | Percentage |  | Building Type | Percentage |  | Building Type | Percentage |  | Building Type | Percentage
| Single Family | 70% |  | Single Family | 71.64% |  | Office | 24% |  | Offices | 17.91% |  | Food | 15% |  | Primary Resources Industries | 23.28%
| Multi Attached | 20% |  | Multi Attached | 20.4% |  | Restaurant | 18% |  | Retail | 16.99% |  | Electronics | 12% |  | Chemicals and Plastics | 21.69%
| Mobile Home | 10% |  | Mobile Home | 7.96% |  | Retail | 11% |  | Miscellaneous | 15.77% |  | Stone-Clay-Glass | 12% |  | Agriculture and Assembly | 13.54%
[7 empty] | Lodging | 11% |  | Restaurants | 9.98% |  | Rubber-Plastics | 10% |  | Lumber/Furniture/ Pulp/Paper | 10.53%
[7 empty] | Grocery | 10% |  | Lodging/Hospitality | 9.39% |  | Chemicals | 7% |  | Stone/Clay/ Glass/Concrete | 8.023%
[7 empty] | College | 8% |  | Grocery | 8.35% |  | Instruments | 7% |  | Miscellaneous Manufacturing | 7.848%
[7 empty] | School | 6% |  | Hospitals | 5.3% |  | Paper | 6% |  | Electrical and Electronic Equip. | 4.572%
[7 empty] | Warehouse | 4% |  | Healthcare | 4.72% |  | Ind Machinery | 6% |  | Metal Products and Machinery | 3.95%
[7 empty] | Other Health | 4% |  | Institutional | 3.55% |  | Fab Metals | 6% |  | Transportation Equipment | 3.2%
[7 empty] | Hospital | 3% |  | Warehouse | 3.31% |  | Printing | 5% |  | Construction | 3.183%
[7 empty] | Other | 1% |  | Assembly | 3.23% |  | Misc Ind | 5% |  | Textiles and Leather | 0.1455%
[10 empty] | Schools K-12 | 1.1% |  | Lumber | 4% |  | Water and Wastewater | 0.03898%
[10 empty] | College and University | 0.4% |  | Transp Equip | 2%
[13 empty] | Petroleum | 1%
[13 empty] | Textiles | 1%
[13 empty] | Primary Metals | 1%

## ByEndUseCompare
Technical Potential for Residential by End Use from 2009 ITRON study |  |  | Technical Potential for Residential by End Use from 2020 study |  |  | Technical Potential for Commercial by End Use from 2009 ITRON study |  |  | Technical Potential for Commercial by End Use from 2020 study |  |  | Technical Potential for Industrial by End Use from 2009 ITRON study |  |  | Technical Potential for Industrial by End Use from 2020 study
| End Use | Percentage |  | EndUse | Sum of 2020 Energy Savings |  | End Use | Percentage |  | EndUse | Sum of 2020 Energy Savings |  | End Use | Percentage |  | EndUse | Sum of 2020 Energy Savings
| Central AC | 28.3% |  | Space Cooling | 50.33% |  | Lighting | 39.3% |  | Interior Lighting | 35.52% |  | Pumps | 28.6% |  | Motors Pumps | 22.79%
| Water Heat | 19.1% |  | Lighting | 11.44% |  | Cooling | 32.1% |  | Space Cooling | 29.51% |  | Comp. Air | 15.8% |  | Industrial Lighting | 16.65%
| Heat Pump | 16.5% |  | Domestic Hot Water | 11.4% |  | Ventilation | 9.9% |  | Refrigeration | 11.27% |  | Cooling | 15.3% |  | Compressed Air | 14.36%
| Appliances | 16.5% |  | Space Heating | 8.665% |  | Refrigeration | 7% |  | Miscellaneous | 8.036% |  | Lighting | 15.2% |  | Motors Fans Blowers | 14.25%
| Lighting | 14.3% |  | Miscellaneous | 7.381% |  | Office Equip. | 6.1% |  | Exterior Lighting | 4.838% |  | Fans | 10.8% |  | HVAC | 11.98%
| Refrigeration | 3.1% |  | Appliances | 6.1% |  | Water Heat | 3.8% |  | Ventilation and Circulation | 4.351% |  | Drives | 10.3% |  | Process Heating | 8.939%
| Plug Load | 1.6% |  | Electronics | 3.863% |  | Vending | 1% |  | Domestic Hot Water | 2.721% |  | Refrigeration | 1.9% |  | Process Cooling | 5.865%
| Room AC | 0.7% |  | Cooking | 0.8215% |  | Cooking | 0.9% |  | Office Equipment | 1.606% |  | Process Heat | 1.4% |  | Process Specific | 2.744%
|  |  |  | Total Result | 100% |  |  |  |  | Space Heating | 1.156% |  | Other Process | 0.7% |  | Other | 1.618%
[10 empty] | Cooking | 0.9955% |  |  |  |  | Exterior Lighting | 0.801%
[10 empty] | (empty) | [5 empty] | (empty)
[10 empty] | Total Result | 100% |  |  |  |  | Total Result | 100%
Residential Summer System Peak Demand Savings by End Use from 2009 ITRON study |  |  | Summer System Peak Demand Savings for Residential by End Use from 2020 study |  |  | Commercial Summer System Peak Demand Savings by End Use from 2009 ITRON study |  |  | Summer System Peak Demand Savings for Commercial by End Use from 2020 study |  |  | Industrial Summer System Peak Demand Savings by End Use from 2009 ITRON study |  |  | Summer System Peak Demand Savings for Industrial by End Use from 2020 study
| End Use | Percentage |  | EndUse | Sum of 2020 Summer Peak Savings |  | End Use | Percentage |  | EndUse | Sum of 2020 Summer Peak Savings |  | End Use | Percentage |  | EndUse | Sum of 2020 Summer Peak Savings
| Central AC | 46% |  | Space Cooling | 88.93% |  | Cooling | 44.1% |  | Space Cooling | 54.54% |  | Pumps | 25.4% |  | Motors Pumps | 22.48%
| Heat Pump | 27.5% |  | Domestic Hot Water | 2.624% |  | Lighting | 35.7% |  | Interior Lighting | 25.88% |  | Cooling | 19.3% |  | Industrial Lighting | 17.41%
| Appliances | 11.5% |  | Lighting | 2.446% |  | Ventilation | 10.4% |  | Miscellaneous | 6.942% |  | Comp. Air | 15.9% |  | Compressed Air | 14.16%
| Water Heat | 8.5% |  | Appliances | 2.377% |  | Refrigeration | 3.8% |  | Refrigeration | 6.86% |  | Lighting | 15.9% |  | Motors Fans Blowers | 14.05%
| Lighting | 2.9% |  | Miscellaneous | 1.355% |  | Office Equip. | 2.6% |  | Ventilation and Circulation | 2.997% |  | Drives | 10.6% |  | HVAC | 12.5%
| Refrigeration | 1.6% |  | Electronics | 1.315% |  | Water Heat | 2.5% |  | Domestic Hot Water | 1.083% |  | Fans | 8.1% |  | Process Heating | 9.012%
| Room AC | 1.2% |  | Cooking | 0.9523% |  | Cooking | 0.6% |  | Office Equipment | 0.9356% |  | Refrigeration | 2.5% |  | Process Cooling | 5.914%
| Plug Load | 0.8% |  | Space Heating | 0% |  | Vending | 0.4% |  | Cooking | 0.7553% |  | Process Heat | 1.6% |  | Process Specific | 2.767%
|  |  |  | Total Result | 100% |  |  |  |  | Exterior Lighting | 0% |  | Other Process | 0.7% |  | Other | 1.709%
[10 empty] | Space Heating | 0% |  |  |  |  | Exterior Lighting | 0%
[10 empty] | (empty) | [5 empty] | (empty)
[10 empty] | Total Result | 100% |  |  |  |  | Total Result | 100%
Residential Winter System Peak Demand Savings by End Use from 2009 ITRON study |  |  | Winter System Peak Demand Savings for Residential by End Use from 2020 study |  |  | Commercial Winter System Peak Demand Savings by End Use from 2009 ITRON study |  |  | Winter System Peak Demand Savings for Commercial by End Use from 2020 study |  |  | Industrial Winter System Peak Demand Savings by End Use from 2009 ITRON study |  |  | Winter System Peak Demand Savings for Industrial by End Use from 2020 study
| End Use | Percentage |  | EndUse | Sum of 2020 Winter Peak Savings |  | End Use | Percentage |  | EndUse | Sum of 2020 Winter Peak Savings |  | End Use | Percentage |  | EndUse | Sum of 2020 Winter Peak Savings
| Central AC | 38.2% |  | Space Heating | 86.1% |  | Lighting | 41.2% |  | Interior Lighting | 35.48% |  | Pumps | 32.4% |  | Motors Pumps | 22.46%
| Heat Pump | 26.7% |  | Domestic Hot Water | 7.119% |  | Ventilation | 32.9% |  | Ventilation and Circulation | 20.03% |  | Comp. Air | 19.1% |  | Industrial Lighting | 17.36%
| Water Heat | 19.7% |  | Lighting | 3.765% |  | Office Equip. | 9.2% |  | Miscellaneous | 15.77% |  | Lighting | 18.4% |  | Compressed Air | 14.14%
| Appliances | 6.3% |  | Miscellaneous | 2.425% |  | Refrigeration | 6.8% |  | Refrigeration | 11.31% |  | Fans | 12.9% |  | Motors Fans Blowers | 14.04%
| Lighting | 5.9% |  | Appliances | 2.298% |  | Cooling | 5.4% |  | Space Cooling | 5.042% |  | Drives | 12.4% |  | HVAC | 12.51%
| Refrigeration | 2.1% |  | Electronics | 0.8472% |  | Water Heat | 3.3% |  | Domestic Hot Water | 4.193% |  | Process Heat | 1.9% |  | Process Heating | 9.019%
| Plug Load | 1% |  | Cooking | 0.2337% |  | Vending | 0.9% |  | Exterior Lighting | 3.209% |  | Refrigeration | 1.7% |  | Process Cooling | 5.918%
| Room AC | 0.1% |  | Space Cooling | -2.782% |  | Cooking | 0.2% |  | Space Heating | 3.007% |  | Other Process | 0.7% |  | Process Specific | 2.769%
|  |  |  | Total Result | 100% |  |  |  |  | Office Equipment | 1.245% |  | Cooling | 0.4% |  | Other | 1.784%
[10 empty] | Cooking | 0.7177% |  |  |  |  | Exterior Lighting | 0%
[10 empty] | (empty) | [5 empty] | (empty)
[10 empty] | Total Result | 100% |  |  |  |  | Total Result | 100%
Breakdown of Total Annual Residential Electricity Sales from 2009 ITRON study |  |  | Breakdown of Total Annual Residential Electricity Sales from 2020 study |  |  | Breakdown of Total Annual Commercial Electricity Sales from 2009 ITRON study |  |  | Breakdown of Total Annual Commercial Electricity Sales from 2020 study |  |  | Breakdown of Total Annual Industrial Electricity Sales from 2009 ITRON study |  |  | Breakdown of Total Annual Industrial Electricity Sales from 2020 study
| End Use | Percentage |  | End Use | Percentage |  | End Use | Percentage |  | End Use | Percentage |  | End Use | Percentage |  | End Use | Percentage
| HVAC | 38% |  | Space Cooling | 2.017% |  | Cooling | 28% |  | Interior Lighting | 1.591% |  | Proc Drives | 21% |  | Motors Pumps | 19.45%
| Water Heating | 14% |  | Appliances | 22.99% |  | Indoor Light | 26% |  | Space Cooling | 7.724% |  | HVAC | 13% |  | Process Heating | 16.96%
| Lighting | 11% |  | Domestic Hot Water | 9.929% |  | Miscellaneous | 18% |  | Miscellaneous | 8.739% |  | Pumps | 13% |  | Motors Fans Blowers | 11.97%
| Refrigerator/Freezer | 9% |  | Lighting | 5.472% |  | Ventilation | 9% |  | Refrigeration | 18.46% |  | Proc Heat | 10% |  | HVAC | 9.893%
| Other Misc | 7% |  | Space Heating | 12.08% |  | Refrigeration | 5% |  | Office Equipment | 5.121% |  | Lighting | 9% |  | Process Cooling | 7.903%
| Clothes Dryer | 6% |  | Electronics | 32.38% |  | Office Equip | 5% |  | Exterior Lighting | 1.455% |  | Proc Cool | 8% |  | Process Specific | 9.717%
| Clothes Washer | 5% |  | Miscellaneous | 6.911% |  | Outdoor Light | 5% |  | Cooking | 26.63% |  | Fans | 8% |  | Industrial Lighting | 6.308%
| Pool Pump | 4% |  | Cooking | 8.216% |  | Water Heating | 2% |  | Domestic Hot Water | 1.035% |  | Comp Air | 8% |  | Other | 5.121%
| Major Electronics | 3% |  |  |  |  | Com Cooking | 1% |  | Space Heating | 5.122% |  | Other | 7% |  | Compressed Air | 11.97%
| Dishwashers | 3% |  |  |  |  | Vending | 1% |  | Ventilation and Circulation | 24.12% |  | Proc Other | 3% |  | Exterior Lighting | 0.7178%

## FL2013
from "Duke Delta" tab
Duke TP Comparison of Changes
| System Total - Technical Potential |  |  | TP as % Sales |  | Residential |  |  | Commercial |  |  | Industrial
| GWH | Percent Change | Cumulative Delta | Sales MWH | TP % of Sales | GWH | Percent Change | Cumulative Delta | GWH | Percent Change | Cumulative Delta | GWH | Percent Change | Cumulative Delta
ITRON Original (ES-1) | 12351 |  |  | 39412742.585 | 31.34% | 8232 |  |  | 3648 |  |  | 471
Minus Standard Changes | 10519.73 | -14.83% | -14.83% | 37718162 | 27.89% | 6899 | -16.19% | -16.19% | 3153.29 | -13.56% | -13.56% | 467.44 | -0.7558% | -0.7558%
New Measures Added | 12210.54 | 13.69% | -1.137% | 37718162 | 32.37% | 7911 | 12.29% | -3.899% | 3741.78 | 16.13% | 2.571% | 557.76 | 19.18% | 18.42%
System Adj Factor Applied | 12559.7166 | 2.827% | 1.69% | 37718162 | 33.3% | 8105.9066 | 2.368% | -1.532% | 3928.95 | 5.131% | 7.701% | 524.86 | -6.985% | 11.44%
GWH minus Completion | 12037.7166 | -4.226% | -2.537% | 37718163 | 31.91% | 7883.9066 | -2.697% | -4.229% | 4153.81
07 - 12 complettions | [5 empty] | 222 |  |  | 300
System Adjust Factor | [5 empty] | 1.1% |  |  | 1.1% |  |  | 1.1%
Number of New Measures | 27 |  |  |  |  | 7 |  |  | 15 |  |  | 5
from "Duke System Fact" tab
Year | PEF Population | Members per Household | Residential GWh | Residential Customer | Residential Use/Customer (KWH) | Commercial GWh | Commercial Customer | Commercial Use/Customer (KWH) | Industrial GWh | Industrial Customer | Industrial Use/Customer (KWH) | Total no. of Customers | Summer Peak (MW) | Summer Peak/Customer (KW) | Winter Peak (MW) | Winter Peak/Customer (KW) | Total Sales
2003 | 3264521 | 2.451 | 19429 | 1331914 | 14587.2782 | 11553 | 154294 | 74876.5344 | 4001 | 2643 | 1513810.0643 | 1510516 | 8881 | 5.8794 | 11553 | 7.6484 | 34983
2004 | 3339365 | 2.447 | 19347 | 1364677 | 14176.9811 | 11734 | 158780 | 73900.9951 | 4069 | 2733 | 1488840.1025 | 1548627 | 9583 | 6.1881 | 9323 | 6.0202 | 35150
2005 | 3428268 | 2.454 | 19894 | 1397012 | 14240.3931 | 11945 | 161001 | 74192.0858 | 4140 | 2703 | 1531631.5205 | 1583417 | 10350 | 6.5365 | 10830 | 6.8396 | 35979
2006 | 3504907 | 2.448 | 20021 | 1431743 | 13983.6549 | 11975 | 162774 | 73568.2603 | 4160 | 2697 | 1542454.5792 | 1620396 | 10147 | 6.262 | 10698 | 6.6021 | 36156
2007 | 3532104 | 2.448 | 19912 | 1442853 | 13800.4357 | 12184 | 162837 | 74823.2895 | 3819 | 2668 | 1431409.2954 | 1632368 | 10931 | 6.6964 | 9896 | 6.0624 | 35915
2008 | 3561743 | 2.458 | 19328 | 1449041 | 13338.477 | 12139 | 162569 | 74669.8325 | 3786 | 2587 | 1463471.2022 | 1638935 | 10592 | 6.4627 | 10964 | 6.6897 | 35253
2009 | 3564397 | 2.473 | 19399 | 1441325 | 13459.1435 | 11883 | 161390 | 73629.0972 | 3285 | 2487 | 1320868.5163 | 1630195 | 10853 | 6.6575 | 12092 | 7.4175 | 34567
2010 | 3621408 | 2.495 | 20524 | 1451466 | 14140.1865 | 11896 | 161674 | 73580.1675 | 3219 | 2481 | 1297460.7013 | 1640833 | 10238 | 6.2395 | 13698 | 8.3482 | 35639
2011 | 3623873 | 2.495 | 19238 | 1452454 | 13245.1699 | 11892 | 162071 | 73375.2491 | 3243 | 2408 | 1346760.7973 | 1642161 | 9968 | 6.0701 | 11347 | 6.9098 | 34373
2012 | 3636514 | 2.493 | 18251 | 1458690 | 12511.9114 | 11723 | 163297 | 71789.4389 | 3160 | 2372 | 1332209.1062 | 1649839 | 9783 | 5.9297 | 9715 | 5.8885 | 33134
Summary from 2013 Revision | [6 empty] | from "Technical Potential for Electric Energy and Peak Demand Savings in Progress Energy Florida"
| RES | COM | IND | System |  |  |  | RES | COM | IND | Total
Baseline Forecast (GWh) | 20679.5636 | 12987.853 | 4050.7465 | 37718.163 |  |  | Baseline Forecast (GWh) | 20645 | 11544 | 2670 | 34859
Technical Potential (GWh) | 8105.9066 | 3928.95 | 524.86 | 12559.7166 |  |  | Technical Potential (GWh) | 8243 | 3648 | 471 | 12362
Saving as Percentage (%) | 39.2% | 30.25% | 12.96% | 33.3% |  |  | Saving as Percentage (%) | 39.93% | 31.6% | 17.64% | 35.46%
Note on F7: OT07578: Weather normalized 2008 sales (Ed Lynch)
Note on F8: OT07578: Weather normalized 2012 sales (Vtable Ed Lynch)

## Appendix (hidden)
Appendix:
| Number of Customers by Customer Class from 10-year site plan |  |  |  |  | String | % of facility
|  | RES | COM | IND |  | Compressed Air Controls_Agriculture and Assembly | 0.065574
| 2020 | 1657284 | 183944 | 2067 |  | Compressed Air Equipment_Agriculture and Assembly | 0.081967
[6 empty] | Compressed Air System Optimization_Agriculture and Assembly | 0.25943
[6 empty] | Plant Energy Management_Agriculture and Assembly | 0.24682
| IND Customer Accounts by Segment |  |  |  |  | Building Envelope Improvements_Agriculture and Assembly | 0.62295
|  |  |  | % segmentation | Customer Counts | HVAC Equipment Upgrades_Agriculture and Assembly | 0.13115
|  | Segment1 | Agriculture and Assembly | 9.099% | 188.0866 | HVAC Improved Controls_Agriculture and Assembly | 0.098361
|  | Segment2 | Chemicals and Plastics | 14.77% | 305.2339 | HVAC Recommissioning_Agriculture and Assembly | 0.04918
|  | Segment3 | Construction | 9.191% | 189.9693 | Efficient Lighting - High Bay_Agriculture and Assembly | 0.2
|  | Segment4 | Electrical and Electronic Equip. | 6.817% | 140.9022 | Efficient Lighting - Other Interior Lighting_Agriculture and Assembly | 0.25
|  | Segment5 | Lumber/Furniture/Pulp/Paper | 15.66% | 323.7823 | Lighting Controls_Agriculture and Assembly | 0.3
|  | Segment6 | Metal Products and Machinery | 12.33% | 254.7955 | Lighting Controls - Exterior_Agriculture and Assembly | 0.3
|  | Segment7 | Miscellaneous Manufacturing | 15.71% | 324.7585 | Fan Equipment Upgrades_Agriculture and Assembly | 0.75104
|  | Segment8 | Primary Resources Industries | 2.55% | 52.7163 | Fan Improved Controls_Agriculture and Assembly | 0.33797
|  | Segment9 | Stone/Clay/Glass/Concrete | 6.628% | 136.9973 | Motor Equipment Upgrades_Agriculture and Assembly | 0.42623
|  | Segment10 | Textiles and Leather | 0.7557% | 15.6196 | Motor Improved Controls_Agriculture and Assembly | 0.32888
|  | Segment11 | Transportation Equipment | 3.983% | 82.3286 | Motor Optimization_Agriculture and Assembly | 0.27
|  | Segment12 | Water and Wastewater | 2.507% | 51.8098 | Pump Equipment Upgrade_Agriculture and Assembly | 0.73722
[6 empty] | Pump Improved Controls_Agriculture and Assembly | 0.33175
[6 empty] | Pump System Optimization_Agriculture and Assembly | 0.04918
[6 empty] | Process Refrig Controls_Agriculture and Assembly | 0.35157
| Com Customer Accounts by Segment |  |  |  |  | Process Refrig Equipment Upgrade_Agriculture and Assembly | 0.21
|  |  |  | % segmentation | Customer Counts | Process Refrig System Optimization_Agriculture and Assembly | 0.44
|  | Segment1 | Assembly | 1.967% | 3618.1301 | Process Heat Improved Controls_Agriculture and Assembly | 0.33732
|  | Segment2 | College and University | 0.1096% | 201.6046 | Process Heat System Optimization_Agriculture and Assembly | 0.42623
|  | Segment3 | Grocery | 1.782% | 3277.5753 | Process Other Systems Optimization_Agriculture and Assembly | 0.27363
|  | Segment4 | Healthcare | 4.993% | 9184.9343 | Efficient Lighting - Exterior_Agriculture and Assembly | 0.15289
|  | Segment5 | Hospitals | 0.3671% | 675.2899 | Compressed Air Controls_Chemicals and Plastics | 0.17082
|  | Segment6 | Institutional | 4.747% | 8731.7399 | Compressed Air Equipment_Chemicals and Plastics | 0.10821
|  | Segment7 | Lodging/Hospitality | 2.332% | 4288.6634 | Compressed Air System Optimization_Chemicals and Plastics | 0.25943
|  | Segment8 | Miscellaneous | 24.43% | 44938.7669 | Plant Energy Management_Chemicals and Plastics | 0.15021
|  | Segment9 | Offices | 30.15% | 55462.8357 | Building Envelope Improvements_Chemicals and Plastics | 0.26068
|  | Segment10 | Restaurants | 4.317% | 7940.6375 | HVAC Equipment Upgrades_Chemicals and Plastics | 0.11767
|  | Segment11 | Retail | 13.49% | 24810.7904 | HVAC Improved Controls_Chemicals and Plastics | 0.10916
|  | Segment12 | Schools K-12 | 0.6034% | 1109.8486 | Efficient Lighting - High Bay_Chemicals and Plastics | 0.2
|  | Segment13 | Warehouse | 10.71% | 19703.1834 | Efficient Lighting - Other Interior Lighting_Chemicals and Plastics | 0.25
[6 empty] | Lighting Controls_Chemicals and Plastics | 0.3
[6 empty] | Lighting Controls - Exterior_Chemicals and Plastics | 0.3
[6 empty] | Fan Equipment Upgrades_Chemicals and Plastics | 0.34281
| Res Customer Accounts by Segment |  |  |  |  | Fan Improved Controls_Chemicals and Plastics | 0.14876
|  |  |  | % segmentation | Customer Counts | Fan System Optimization_Chemicals and Plastics | 0.042916
|  | Segment1 | Single Family | 60.65% | 1005068.1465 | Motor Equipment Upgrades_Chemicals and Plastics | 0.30437
|  | Segment2 | Multi-Family | 28.27% | 468469.4824 | Motor Improved Controls_Chemicals and Plastics | 0.16907
|  | Segment3 | Manufactured Home | 11.09% | 183746.371 | Motor Optimization_Chemicals and Plastics | 0.44625
[6 empty] | Pump Equipment Upgrade_Chemicals and Plastics | 0.76179
[6 empty] | Pump Improved Controls_Chemicals and Plastics | 0.3222
[6 empty] | Pump System Optimization_Chemicals and Plastics | 0.069934
[6 empty] | Process Refrig Controls_Chemicals and Plastics | 0.3375
[6 empty] | Process Refrig Equipment Upgrade_Chemicals and Plastics | 0.24603
[6 empty] | Process Refrig System Optimization_Chemicals and Plastics | 0.057574
[6 empty] | Process Heat Equipment Upgrade_Chemicals and Plastics | 0.11277
[6 empty] | Process Heat Improved Controls_Chemicals and Plastics | 0.3296
[6 empty] | Process Heat System Optimization_Chemicals and Plastics | 0.39779
[6 empty] | Process Other Systems Optimization_Chemicals and Plastics | 0.049996
[6 empty] | Efficient Lighting - Exterior_Chemicals and Plastics | 0.15289
[6 empty] | Compressed Air Controls_Construction | 0.13312
[6 empty] | Compressed Air Equipment_Construction | 0.13149
[6 empty] | Compressed Air System Optimization_Construction | 0.25943
[6 empty] | Plant Energy Management_Construction | 0.27363
[6 empty] | Building Envelope Improvements_Construction | 0.43182
[6 empty] | HVAC Equipment Upgrades_Construction | 0.16721
[6 empty] | HVAC Improved Controls_Construction | 0.14286
[6 empty] | HVAC Recommissioning_Construction | 0.017857
[6 empty] | Efficient Lighting - High Bay_Construction | 0.2
[6 empty] | Efficient Lighting - Other Interior Lighting_Construction | 0.25
[6 empty] | Lighting Controls_Construction | 0.3
[6 empty] | Lighting Controls - Exterior_Construction | 0.3
[6 empty] | Fan Equipment Upgrades_Construction | 0.21
[6 empty] | Fan Improved Controls_Construction | 0.019481
[6 empty] | Fan System Optimization_Construction | 0.01461
[6 empty] | Motor Equipment Upgrades_Construction | 0.21
[6 empty] | Motor Improved Controls_Construction | 0.0064935
[6 empty] | Motor Optimization_Construction | 0.53472
[6 empty] | Pump Equipment Upgrade_Construction | 0.54546
[6 empty] | Pump Improved Controls_Construction | 0.33989
[6 empty] | Pump System Optimization_Construction | 0.050325
[6 empty] | Process Refrig Controls_Construction | 0.0048701
[6 empty] | Process Refrig Equipment Upgrade_Construction | 0.21
[6 empty] | Process Refrig System Optimization_Construction | 0.017857
[6 empty] | Process Heat Improved Controls_Construction | 0.047078
[6 empty] | Process Heat System Optimization_Construction | 0.39773
[6 empty] | Process Other Systems Optimization_Construction | 0.061688
[6 empty] | Efficient Lighting - Exterior_Construction | 0.15289
[6 empty] | Compressed Air Controls_Electrical and Electronic Equip. | 0.13333
[6 empty] | Compressed Air Equipment_Electrical and Electronic Equip. | 0.1
[6 empty] | Compressed Air System Optimization_Electrical and Electronic Equip. | 0.25943
[6 empty] | Plant Energy Management_Electrical and Electronic Equip. | 0.27363
[6 empty] | Building Envelope Improvements_Electrical and Electronic Equip. | 0.7
[6 empty] | HVAC Equipment Upgrades_Electrical and Electronic Equip. | 0.12188
[6 empty] | HVAC Improved Controls_Electrical and Electronic Equip. | 0.1
[6 empty] | HVAC Recommissioning_Electrical and Electronic Equip. | 0.066667
[6 empty] | Efficient Lighting - High Bay_Electrical and Electronic Equip. | 0.2
[6 empty] | Efficient Lighting - Other Interior Lighting_Electrical and Electronic Equip. | 0.25
[6 empty] | Lighting Controls_Electrical and Electronic Equip. | 0.3
[6 empty] | Lighting Controls - Exterior_Electrical and Electronic Equip. | 0.3
[6 empty] | Fan Improved Controls_Electrical and Electronic Equip. | 0.33211
[6 empty] | Motor Equipment Upgrades_Electrical and Electronic Equip. | 0.13333
[6 empty] | Motor Improved Controls_Electrical and Electronic Equip. | 0.33668
[6 empty] | Motor Optimization_Electrical and Electronic Equip. | 0.16667
[6 empty] | Pump Improved Controls_Electrical and Electronic Equip. | 0.32816
[6 empty] | Process Refrig Controls_Electrical and Electronic Equip. | 0.3375
[6 empty] | Process Refrig Equipment Upgrade_Electrical and Electronic Equip. | 0.28343
[6 empty] | Process Refrig System Optimization_Electrical and Electronic Equip. | 0.1
[6 empty] | Process Heat Improved Controls_Electrical and Electronic Equip. | 0.36075
[6 empty] | Process Heat System Optimization_Electrical and Electronic Equip. | 0.36667
[6 empty] | Process Other Systems Optimization_Electrical and Electronic Equip. | 0.27363
[6 empty] | Efficient Lighting - Exterior_Electrical and Electronic Equip. | 0.15289
[6 empty] | Compressed Air Controls_Lumber/Furniture/Pulp/Paper | 0.12906
[6 empty] | Compressed Air Equipment_Lumber/Furniture/Pulp/Paper | 0.10867
[6 empty] | Compressed Air System Optimization_Lumber/Furniture/Pulp/Paper | 0.25943
[6 empty] | Plant Energy Management_Lumber/Furniture/Pulp/Paper | 0.24682
[6 empty] | HVAC Equipment Upgrades_Lumber/Furniture/Pulp/Paper | 0.12187
[6 empty] | HVAC Improved Controls_Lumber/Furniture/Pulp/Paper | 0.22001
[6 empty] | Efficient Lighting - High Bay_Lumber/Furniture/Pulp/Paper | 0.2
[6 empty] | Efficient Lighting - Other Interior Lighting_Lumber/Furniture/Pulp/Paper | 0.25
[6 empty] | Lighting Controls_Lumber/Furniture/Pulp/Paper | 0.3
[6 empty] | Lighting Controls - Exterior_Lumber/Furniture/Pulp/Paper | 0.3
[6 empty] | Fan Equipment Upgrades_Lumber/Furniture/Pulp/Paper | 0.29973
[6 empty] | Fan Improved Controls_Lumber/Furniture/Pulp/Paper | 0.32676
[6 empty] | Fan System Optimization_Lumber/Furniture/Pulp/Paper | 0.1512
[6 empty] | Motor Equipment Upgrades_Lumber/Furniture/Pulp/Paper | 0.5046
[6 empty] | Motor Improved Controls_Lumber/Furniture/Pulp/Paper | 0.16373
[6 empty] | Motor Optimization_Lumber/Furniture/Pulp/Paper | 0.23029
[6 empty] | Pump Equipment Upgrade_Lumber/Furniture/Pulp/Paper | 0.54346
[6 empty] | Pump Improved Controls_Lumber/Furniture/Pulp/Paper | 0.33809
[6 empty] | Pump System Optimization_Lumber/Furniture/Pulp/Paper | 0.15433
[6 empty] | Process Refrig Controls_Lumber/Furniture/Pulp/Paper | 0.33046
[6 empty] | Process Refrig Equipment Upgrade_Lumber/Furniture/Pulp/Paper | 0.21
[6 empty] | Process Heat Improved Controls_Lumber/Furniture/Pulp/Paper | 0.33049
[6 empty] | Process Heat System Optimization_Lumber/Furniture/Pulp/Paper | 0.50782
[6 empty] | Process Other Equipment Upgrades_Lumber/Furniture/Pulp/Paper | 0.059293
[6 empty] | Process Other Systems Optimization_Lumber/Furniture/Pulp/Paper | 0.26343
[6 empty] | Efficient Lighting - Exterior_Lumber/Furniture/Pulp/Paper | 0.15289
[6 empty] | Compressed Air Controls_Metal Products and Machinery | 0.15245
[6 empty] | Compressed Air Equipment_Metal Products and Machinery | 0.20377
[6 empty] | Compressed Air System Optimization_Metal Products and Machinery | 0.25943
[6 empty] | Plant Energy Management_Metal Products and Machinery | 0.23147
[6 empty] | Building Envelope Improvements_Metal Products and Machinery | 0.29307
[6 empty] | HVAC Equipment Upgrades_Metal Products and Machinery | 0.18217
[6 empty] | HVAC Improved Controls_Metal Products and Machinery | 0.20068
[6 empty] | HVAC Recommissioning_Metal Products and Machinery | 0.012646
[6 empty] | Efficient Lighting - High Bay_Metal Products and Machinery | 0.2
[6 empty] | Efficient Lighting - Other Interior Lighting_Metal Products and Machinery | 0.25
[6 empty] | Lighting Controls_Metal Products and Machinery | 0.3
[6 empty] | Lighting Controls - Exterior_Metal Products and Machinery | 0.3
[6 empty] | Fan Equipment Upgrades_Metal Products and Machinery | 0.75749
[6 empty] | Fan Improved Controls_Metal Products and Machinery | 0.34087
[6 empty] | Fan System Optimization_Metal Products and Machinery | 0.015477
[6 empty] | Motor Equipment Upgrades_Metal Products and Machinery | 0.19982
[6 empty] | Motor Improved Controls_Metal Products and Machinery | 0.33634
[6 empty] | Motor Optimization_Metal Products and Machinery | 0.11285
[6 empty] | Pump Equipment Upgrade_Metal Products and Machinery | 0.74817
[6 empty] | Pump Improved Controls_Metal Products and Machinery | 0.33668
[6 empty] | Pump System Optimization_Metal Products and Machinery | 0.14779
[6 empty] | Process Refrig Controls_Metal Products and Machinery | 0.3375
[6 empty] | Process Refrig Equipment Upgrade_Metal Products and Machinery | 0.21
[6 empty] | Process Refrig System Optimization_Metal Products and Machinery | 0.0052179
[6 empty] | Process Heat Equipment Upgrade_Metal Products and Machinery | 0.078607
[6 empty] | Process Heat Improved Controls_Metal Products and Machinery | 0.3594
[6 empty] | Process Heat System Optimization_Metal Products and Machinery | 0.47148
[6 empty] | Process Other Systems Optimization_Metal Products and Machinery | 0.0405
[6 empty] | Efficient Lighting - Exterior_Metal Products and Machinery | 0.15289
[6 empty] | Compressed Air Controls_Miscellaneous Manufacturing | 0.11111
[6 empty] | Compressed Air Equipment_Miscellaneous Manufacturing | 0.33333
[6 empty] | Compressed Air System Optimization_Miscellaneous Manufacturing | 0.25943
[6 empty] | Plant Energy Management_Miscellaneous Manufacturing | 0.27363
[6 empty] | Building Envelope Improvements_Miscellaneous Manufacturing | 0.66667
[6 empty] | HVAC Equipment Upgrades_Miscellaneous Manufacturing | 0.33333
[6 empty] | HVAC Improved Controls_Miscellaneous Manufacturing | 0.22222
[6 empty] | Efficient Lighting - High Bay_Miscellaneous Manufacturing | 0.2
[6 empty] | Efficient Lighting - Other Interior Lighting_Miscellaneous Manufacturing | 0.25
[6 empty] | Lighting Controls_Miscellaneous Manufacturing | 0.3
[6 empty] | Lighting Controls - Exterior_Miscellaneous Manufacturing | 0.3
[6 empty] | Fan Equipment Upgrades_Miscellaneous Manufacturing | 0.76368
[6 empty] | Fan Improved Controls_Miscellaneous Manufacturing | 0.34366
[6 empty] | Motor Equipment Upgrades_Miscellaneous Manufacturing | 0.21
[6 empty] | Motor Improved Controls_Miscellaneous Manufacturing | 0.33711
[6 empty] | Motor Optimization_Miscellaneous Manufacturing | 0.53472
[6 empty] | Pump Equipment Upgrade_Miscellaneous Manufacturing | 0.54546
[6 empty] | Pump Improved Controls_Miscellaneous Manufacturing | 0.33989
[6 empty] | Pump System Optimization_Miscellaneous Manufacturing | 0.2322
[6 empty] | Process Refrig Controls_Miscellaneous Manufacturing | 0.3375
[6 empty] | Process Refrig Equipment Upgrade_Miscellaneous Manufacturing | 0.21
[6 empty] | Process Refrig System Optimization_Miscellaneous Manufacturing | 0.39009
[6 empty] | Process Heat Improved Controls_Miscellaneous Manufacturing | 0.36232
[6 empty] | Process Heat System Optimization_Miscellaneous Manufacturing | 0.6978
[6 empty] | Process Other Systems Optimization_Miscellaneous Manufacturing | 0.27363
[6 empty] | Efficient Lighting - Exterior_Miscellaneous Manufacturing | 0.15289
[6 empty] | Compressed Air Controls_Primary Resources Industries | 0.19512
[6 empty] | Compressed Air Equipment_Primary Resources Industries | 0.17073
[6 empty] | Compressed Air System Optimization_Primary Resources Industries | 0.25943
[6 empty] | Plant Energy Management_Primary Resources Industries | 0.27363
[6 empty] | Building Envelope Improvements_Primary Resources Industries | 0.31707
[6 empty] | HVAC Equipment Upgrades_Primary Resources Industries | 0.097561
[6 empty] | HVAC Improved Controls_Primary Resources Industries | 0.12195
[6 empty] | Efficient Lighting - High Bay_Primary Resources Industries | 0.2
[6 empty] | Efficient Lighting - Other Interior Lighting_Primary Resources Industries | 0.25
[6 empty] | Lighting Controls_Primary Resources Industries | 0.3
[6 empty] | Lighting Controls - Exterior_Primary Resources Industries | 0.3
[6 empty] | Fan Equipment Upgrades_Primary Resources Industries | 0.73474
[6 empty] | Fan Improved Controls_Primary Resources Industries | 0.33063
[6 empty] | Fan System Optimization_Primary Resources Industries | 0.02439
[6 empty] | Motor Equipment Upgrades_Primary Resources Industries | 0.079931
[6 empty] | Motor Improved Controls_Primary Resources Industries | 0.33353
[6 empty] | Motor Optimization_Primary Resources Industries | 0.19512
[6 empty] | Pump Equipment Upgrade_Primary Resources Industries | 0.72191
[6 empty] | Pump Improved Controls_Primary Resources Industries | 0.32486
[6 empty] | Pump System Optimization_Primary Resources Industries | 0.04878
[6 empty] | Process Refrig Controls_Primary Resources Industries | 0.3375
[6 empty] | Process Refrig Equipment Upgrade_Primary Resources Industries | 0.21
[6 empty] | Process Refrig System Optimization_Primary Resources Industries | 0.02439
[6 empty] | Process Heat Improved Controls_Primary Resources Industries | 0.34867
[6 empty] | Process Heat System Optimization_Primary Resources Industries | 0.39024
[6 empty] | Process Other Systems Optimization_Primary Resources Industries | 0.04878
[6 empty] | Efficient Lighting - Exterior_Primary Resources Industries | 0.15289
[6 empty] | Compressed Air Controls_Stone/Clay/Glass/Concrete | 0.2
[6 empty] | Compressed Air Equipment_Stone/Clay/Glass/Concrete | 0.12
[6 empty] | Compressed Air System Optimization_Stone/Clay/Glass/Concrete | 0.25943
[6 empty] | Plant Energy Management_Stone/Clay/Glass/Concrete | 0.27363
[6 empty] | Building Envelope Improvements_Stone/Clay/Glass/Concrete | 0.2
[6 empty] | HVAC Equipment Upgrades_Stone/Clay/Glass/Concrete | 0.04
[6 empty] | HVAC Improved Controls_Stone/Clay/Glass/Concrete | 0.08
[6 empty] | Efficient Lighting - High Bay_Stone/Clay/Glass/Concrete | 0.2
[6 empty] | Efficient Lighting - Other Interior Lighting_Stone/Clay/Glass/Concrete | 0.25
[6 empty] | Lighting Controls_Stone/Clay/Glass/Concrete | 0.3
[6 empty] | Lighting Controls - Exterior_Stone/Clay/Glass/Concrete | 0.3
[6 empty] | Fan Equipment Upgrades_Stone/Clay/Glass/Concrete | 0.76368
[6 empty] | Fan Improved Controls_Stone/Clay/Glass/Concrete | 0.34366
[6 empty] | Motor Equipment Upgrades_Stone/Clay/Glass/Concrete | 0.56
[6 empty] | Motor Improved Controls_Stone/Clay/Glass/Concrete | 0.33711
[6 empty] | Motor Optimization_Stone/Clay/Glass/Concrete | 0.16
[6 empty] | Pump Equipment Upgrade_Stone/Clay/Glass/Concrete | 0.75532
[6 empty] | Pump Improved Controls_Stone/Clay/Glass/Concrete | 0.33989
[6 empty] | Pump System Optimization_Stone/Clay/Glass/Concrete | 0
[6 empty] | Process Refrig Controls_Stone/Clay/Glass/Concrete | 0.3375
[6 empty] | Process Refrig Equipment Upgrade_Stone/Clay/Glass/Concrete | 0.21
[6 empty] | Process Heat Equipment Upgrade_Stone/Clay/Glass/Concrete | 0.25
[6 empty] | Process Heat Improved Controls_Stone/Clay/Glass/Concrete | 0.36232
[6 empty] | Process Heat System Optimization_Stone/Clay/Glass/Concrete | 0.52
[6 empty] | Process Other Systems Optimization_Stone/Clay/Glass/Concrete | 0.27363
[6 empty] | Efficient Lighting - Exterior_Stone/Clay/Glass/Concrete | 0.15289
[6 empty] | Compressed Air Controls_Textiles and Leather | 0.093023
[6 empty] | Compressed Air Equipment_Textiles and Leather | 0.2093
[6 empty] | Compressed Air System Optimization_Textiles and Leather | 0.25943
[6 empty] | Building Envelope Improvements_Textiles and Leather | 0.18605
[6 empty] | HVAC Equipment Upgrades_Textiles and Leather | 0.11628
[6 empty] | HVAC Improved Controls_Textiles and Leather | 0.069767
[6 empty] | HVAC Recommissioning_Textiles and Leather | 0.023256
[6 empty] | Efficient Lighting - High Bay_Textiles and Leather | 0.2
[6 empty] | Efficient Lighting - Other Interior Lighting_Textiles and Leather | 0.25
[6 empty] | Lighting Controls_Textiles and Leather | 0.3
[6 empty] | Lighting Controls - Exterior_Textiles and Leather | 0.3
[6 empty] | Fan Equipment Upgrades_Textiles and Leather | 0.76368
[6 empty] | Fan Improved Controls_Textiles and Leather | 0.34366
[6 empty] | Motor Equipment Upgrades_Textiles and Leather | 0.21
[6 empty] | Motor Improved Controls_Textiles and Leather | 0.33711
[6 empty] | Motor Optimization_Textiles and Leather | 0.023256
[6 empty] | Pump Equipment Upgrade_Textiles and Leather | 0.75532
[6 empty] | Pump Improved Controls_Textiles and Leather | 0.33989
[6 empty] | Process Refrig Controls_Textiles and Leather | 0.3375
[6 empty] | Process Refrig Equipment Upgrade_Textiles and Leather | 0.21
[6 empty] | Process Heat Equipment Upgrade_Textiles and Leather | 0.023256
[6 empty] | Process Heat System Optimization_Textiles and Leather | 0.55814
[6 empty] | Process Other Systems Optimization_Textiles and Leather | 0.046512
[6 empty] | Efficient Lighting - Exterior_Textiles and Leather | 0.15289
[6 empty] | Compressed Air Controls_Transportation Equipment | 0.10145
[6 empty] | Compressed Air Equipment_Transportation Equipment | 0.21739
[6 empty] | Compressed Air System Optimization_Transportation Equipment | 0.78261
[6 empty] | Plant Energy Management_Transportation Equipment | 0.27363
[6 empty] | Building Envelope Improvements_Transportation Equipment | 0.30435
[6 empty] | HVAC Equipment Upgrades_Transportation Equipment | 0.12188
[6 empty] | HVAC Improved Controls_Transportation Equipment | 0.21739
[6 empty] | HVAC Recommissioning_Transportation Equipment | 0.043478
[6 empty] | Efficient Lighting - High Bay_Transportation Equipment | 0.2
[6 empty] | Efficient Lighting - Other Interior Lighting_Transportation Equipment | 0.25
[6 empty] | Lighting Controls_Transportation Equipment | 0.55072
[6 empty] | Lighting Controls - Exterior_Transportation Equipment | 0.55072
[6 empty] | Fan Equipment Upgrades_Transportation Equipment | 0.76368
[6 empty] | Fan Improved Controls_Transportation Equipment | 0.028986
[6 empty] | Fan System Optimization_Transportation Equipment | 0.3014
[6 empty] | Motor Equipment Upgrades_Transportation Equipment | 0.33333
[6 empty] | Motor Improved Controls_Transportation Equipment | 0.33711
[6 empty] | Motor Optimization_Transportation Equipment | 0.072464
[6 empty] | Pump Equipment Upgrade_Transportation Equipment | 0.75532
[6 empty] | Pump Improved Controls_Transportation Equipment | 0.33989
[6 empty] | Pump System Optimization_Transportation Equipment | 0.014493
[6 empty] | Process Refrig Controls_Transportation Equipment | 0.3375
[6 empty] | Process Refrig Equipment Upgrade_Transportation Equipment | 0.21
[6 empty] | Process Heat Improved Controls_Transportation Equipment | 0.36232
[6 empty] | Process Heat System Optimization_Transportation Equipment | 0.43478
[6 empty] | Process Other Systems Optimization_Transportation Equipment | 0.27363
[6 empty] | Efficient Lighting - Exterior_Transportation Equipment | 0.15289
[6 empty] | Compressed Air Controls_Unspecified | 0.13312
[6 empty] | Compressed Air Equipment_Unspecified | 0.13149
[6 empty] | Compressed Air System Optimization_Unspecified | 0.25943
[6 empty] | Plant Energy Management_Unspecified | 0.27363
[6 empty] | Building Envelope Improvements_Unspecified | 0.43182
[6 empty] | HVAC Equipment Upgrades_Unspecified | 0.16721
[6 empty] | HVAC Improved Controls_Unspecified | 0.14286
[6 empty] | HVAC Recommissioning_Unspecified | 0.017857
[6 empty] | Efficient Lighting - High Bay_Unspecified | 0.2
[6 empty] | Efficient Lighting - Other Interior Lighting_Unspecified | 0.25
[6 empty] | Lighting Controls_Unspecified | 0.3
[6 empty] | Lighting Controls - Exterior_Unspecified | 0.3
[6 empty] | Fan Equipment Upgrades_Unspecified | 0.21
[6 empty] | Fan Improved Controls_Unspecified | 0.019481
[6 empty] | Fan System Optimization_Unspecified | 0.01461
[6 empty] | Motor Equipment Upgrades_Unspecified | 0.21
[6 empty] | Motor Improved Controls_Unspecified | 0.0064935
[6 empty] | Motor Optimization_Unspecified | 0.53472
[6 empty] | Pump Equipment Upgrade_Unspecified | 0.54546
[6 empty] | Pump Improved Controls_Unspecified | 0.33989
[6 empty] | Pump System Optimization_Unspecified | 0.050325
[6 empty] | Process Refrig Controls_Unspecified | 0.0048701
[6 empty] | Process Refrig Equipment Upgrade_Unspecified | 0.21
[6 empty] | Process Refrig System Optimization_Unspecified | 0.017857
[6 empty] | Process Heat Improved Controls_Unspecified | 0.047078
[6 empty] | Process Heat System Optimization_Unspecified | 0.39773
[6 empty] | Process Other Systems Optimization_Unspecified | 0.061688
[6 empty] | Efficient Lighting - Exterior_Unspecified | 0.15289
[6 empty] | Compressed Air Controls_Water and Wastewater | 0.13312
[6 empty] | Compressed Air Equipment_Water and Wastewater | 0.13149
[6 empty] | Compressed Air System Optimization_Water and Wastewater | 0.25943
[6 empty] | Plant Energy Management_Water and Wastewater | 0.27363
[6 empty] | Building Envelope Improvements_Water and Wastewater | 0.43182
[6 empty] | HVAC Equipment Upgrades_Water and Wastewater | 0.16721
[6 empty] | HVAC Improved Controls_Water and Wastewater | 0.14286
[6 empty] | HVAC Recommissioning_Water and Wastewater | 0.017857
[6 empty] | Efficient Lighting - High Bay_Water and Wastewater | 0.2
[6 empty] | Efficient Lighting - Other Interior Lighting_Water and Wastewater | 0.25
[6 empty] | Lighting Controls_Water and Wastewater | 0.3
[6 empty] | Lighting Controls - Exterior_Water and Wastewater | 0.3
[6 empty] | Fan Equipment Upgrades_Water and Wastewater | 0.21
[6 empty] | Fan Improved Controls_Water and Wastewater | 0.019481
[6 empty] | Fan System Optimization_Water and Wastewater | 0.01461
[6 empty] | Motor Equipment Upgrades_Water and Wastewater | 0.21
[6 empty] | Motor Improved Controls_Water and Wastewater | 0.0064935
[6 empty] | Motor Optimization_Water and Wastewater | 0.53472
[6 empty] | Pump Equipment Upgrade_Water and Wastewater | 0.54546
[6 empty] | Pump Improved Controls_Water and Wastewater | 0.33989
[6 empty] | Pump System Optimization_Water and Wastewater | 0.050325
[6 empty] | Process Refrig Controls_Water and Wastewater | 0.0048701
[6 empty] | Process Refrig Equipment Upgrade_Water and Wastewater | 0.21
[6 empty] | Process Refrig System Optimization_Water and Wastewater | 0.017857
[6 empty] | Process Heat Improved Controls_Water and Wastewater | 0.047078
[6 empty] | Process Heat System Optimization_Water and Wastewater | 0.39773
[6 empty] | Process Other Systems Optimization_Water and Wastewater | 0.061688
[6 empty] | Efficient Lighting - Exterior_Water and Wastewater | 0.15289

## RES_Input
Measure Type | Name | Description | Baseline Description | Sector | Vintage | Segment | Zone | Unit | Applicability | Baseline EUI (kWh) | Measure EUI (kWh) | Savings EUI (kWh) | Energy Savings % | Full Measure Life (yrs) | Summer Peak Savings (Kw) | Winter Peak Savings (Kw) | Incremental Cost | Unit | Baseline Material Cost | Source | Baseline Labor Cost | Source | Efficient Material Cost | Source | Efficient Labor Cost | Source
Equipment | Energy Star Clothes Dryer | One Electric Resistance Clothes Dryer meeting ENERGY STAR® 1.0 Standards | High Efficiency Clothes Dryer (EF=3.01 w/moisture sensor) | Residential | Turnover | Single Family | FL Zone 2 | Per Appliance | 46% | 699.5024 | 553.5503 | 145.9522 | 20.87% | 11 | 0.021463 | 0.011557 | 249 | Per Unit | 549 | https://www.homedepot.com/p/Whirlpool-7-0-cu-ft-Electric-Dryer-in-White-WED4616FW/207080590 | 163.76 | rate at $81.88/per labor hour, assume 2 hours work, reference: https://www.homewyse.com/costs/cost_of_electric_dryers.html | 798 | https://www.homedepot.com/p/Samsung-7-4-cu-ft-Electric-Dryer-with-Steam-in-Black-Stainless-ENERGY-STAR-DVE52M7750V/301531371 | 163.76 | rate at $81.88/per labor hour, assume 2 hours work, reference: https://www.homewyse.com/costs/cost_of_electric_dryers.html
Equipment | Energy Star Clothes Dryer | One Electric Resistance Clothes Dryer meeting ENERGY STAR® 1.0 Standards | High Efficiency Clothes Dryer (EF=3.01 w/moisture sensor) | Residential | Turnover | Multi-Family | FL Zone 2 | Per Appliance | 46% | 699.5024 | 553.5503 | 145.9522 | 20.87% | 11 | 0.021463 | 0.011557 | 249 | Per Unit | 549 | https://www.homedepot.com/p/Whirlpool-7-0-cu-ft-Electric-Dryer-in-White-WED4616FW/207080590 | 163.76 | rate at $81.88/per labor hour, assume 2 hours work, reference: https://www.homewyse.com/costs/cost_of_electric_dryers.html | 798 | https://www.homedepot.com/p/Samsung-7-4-cu-ft-Electric-Dryer-with-Steam-in-Black-Stainless-ENERGY-STAR-DVE52M7750V/301531371 | 163.76 | rate at $81.88/per labor hour, assume 2 hours work, reference: https://www.homewyse.com/costs/cost_of_electric_dryers.html
Equipment | Energy Star Clothes Dryer | One Electric Resistance Clothes Dryer meeting ENERGY STAR® 1.0 Standards | High Efficiency Clothes Dryer (EF=3.01 w/moisture sensor) | Residential | Turnover | Manufactured Home | FL Zone 2 | Per Appliance | 46% | 699.5024 | 553.5503 | 145.9522 | 20.87% | 11 | 0.021463 | 0.011557 | 249 | Per Unit | 549 | https://www.homedepot.com/p/Whirlpool-7-0-cu-ft-Electric-Dryer-in-White-WED4616FW/207080590 | 163.76 | rate at $81.88/per labor hour, assume 2 hours work, reference: https://www.homewyse.com/costs/cost_of_electric_dryers.html | 798 | https://www.homedepot.com/p/Samsung-7-4-cu-ft-Electric-Dryer-with-Steam-in-Black-Stainless-ENERGY-STAR-DVE52M7750V/301531371 | 163.76 | rate at $81.88/per labor hour, assume 2 hours work, reference: https://www.homewyse.com/costs/cost_of_electric_dryers.html
Equipment | Energy Star Clothes Dryer | One Electric Resistance Clothes Dryer meeting ENERGY STAR® 1.0 Standards | High Efficiency Clothes Dryer (EF=3.01 w/moisture sensor) | Residential | New | Single Family | FL Zone 2 | Per Appliance | 46% | 699.5024 | 553.5503 | 145.9522 | 20.87% | 11 | 0.021463 | 0.011557 | 249 | Per Unit | 549 | https://www.homedepot.com/p/Whirlpool-7-0-cu-ft-Electric-Dryer-in-White-WED4616FW/207080590 | 163.76 | rate at $81.88/per labor hour, assume 2 hours work, reference: https://www.homewyse.com/costs/cost_of_electric_dryers.html | 798 | https://www.homedepot.com/p/Samsung-7-4-cu-ft-Electric-Dryer-with-Steam-in-Black-Stainless-ENERGY-STAR-DVE52M7750V/301531371 | 163.76 | rate at $81.88/per labor hour, assume 2 hours work, reference: https://www.homewyse.com/costs/cost_of_electric_dryers.html
Equipment | Energy Star Clothes Dryer | One Electric Resistance Clothes Dryer meeting ENERGY STAR® 1.0 Standards | High Efficiency Clothes Dryer (EF=3.01 w/moisture sensor) | Residential | New | Multi-Family | FL Zone 2 | Per Appliance | 46% | 699.5024 | 553.5503 | 145.9522 | 20.87% | 11 | 0.021463 | 0.011557 | 249 | Per Unit | 549 | https://www.homedepot.com/p/Whirlpool-7-0-cu-ft-Electric-Dryer-in-White-WED4616FW/207080590 | 163.76 | rate at $81.88/per labor hour, assume 2 hours work, reference: https://www.homewyse.com/costs/cost_of_electric_dryers.html | 798 | https://www.homedepot.com/p/Samsung-7-4-cu-ft-Electric-Dryer-with-Steam-in-Black-Stainless-ENERGY-STAR-DVE52M7750V/301531371 | 163.76 | rate at $81.88/per labor hour, assume 2 hours work, reference: https://www.homewyse.com/costs/cost_of_electric_dryers.html
Equipment | Energy Star Clothes Dryer | One Electric Resistance Clothes Dryer meeting ENERGY STAR® 1.0 Standards | High Efficiency Clothes Dryer (EF=3.01 w/moisture sensor) | Residential | New | Manufactured Home | FL Zone 2 | Per Appliance | 46% | 699.5024 | 553.5503 | 145.9522 | 20.87% | 11 | 0.021463 | 0.011557 | 249 | Per Unit | 549 | https://www.homedepot.com/p/Whirlpool-7-0-cu-ft-Electric-Dryer-in-White-WED4616FW/207080590 | 163.76 | rate at $81.88/per labor hour, assume 2 hours work, reference: https://www.homewyse.com/costs/cost_of_electric_dryers.html | 798 | https://www.homedepot.com/p/Samsung-7-4-cu-ft-Electric-Dryer-with-Steam-in-Black-Stainless-ENERGY-STAR-DVE52M7750V/301531371 | 163.76 | rate at $81.88/per labor hour, assume 2 hours work, reference: https://www.homewyse.com/costs/cost_of_electric_dryers.html
Equipment | Energy Star Clothes Washer | One Clothes Washer meeting ENERGY STAR® 7.1 Standards | One Clothes Washer meeting Federal Standard | Residential | Turnover | Single Family | FL Zone 2 | Per Appliance | 54% | 1440.7595 | 896.2205 | 544.539 | 37.8% | 11 | 0.16214 | 0.039994 | 58.34 | Per Unit | 731.75 | NEEP Incremental Cost Recommendations 2017 - average of clothes washer types (https://neep.org/sites/default/files/resources/Incremental_Cost_Recommendations_Non_Lighting_050917.xlsx) | 163.76 | rate at $81.88/per labor hour, assume 2 hours work, reference: https://www.homewyse.com/costs/cost_of_front_loading_washing_machines.html | 790.09 | NEEP Incremental Cost Recommendations 2017 - average of clothes washer types (https://neep.org/sites/default/files/resources/Incremental_Cost_Recommendations_Non_Lighting_050917.xlsx) | 163.76 | rate at $81.88/per labor hour, assume 2 hours work, reference: https://www.homewyse.com/costs/cost_of_front_loading_washing_machines.html
Equipment | Energy Star Clothes Washer | One Clothes Washer meeting ENERGY STAR® 7.1 Standards | One Clothes Washer meeting Federal Standard | Residential | Turnover | Multi-Family | FL Zone 2 | Per Appliance | 54% | 1440.7595 | 896.2205 | 544.539 | 37.8% | 11 | 0.16214 | 0.039994 | 58.34 | Per Unit | 731.75 | NEEP Incremental Cost Recommendations 2017 - average of clothes washer types (https://neep.org/sites/default/files/resources/Incremental_Cost_Recommendations_Non_Lighting_050917.xlsx) | 163.76 | rate at $81.88/per labor hour, assume 2 hours work, reference: https://www.homewyse.com/costs/cost_of_front_loading_washing_machines.html | 790.09 | NEEP Incremental Cost Recommendations 2017 - average of clothes washer types (https://neep.org/sites/default/files/resources/Incremental_Cost_Recommendations_Non_Lighting_050917.xlsx) | 163.76 | rate at $81.88/per labor hour, assume 2 hours work, reference: https://www.homewyse.com/costs/cost_of_front_loading_washing_machines.html
Equipment | Energy Star Clothes Washer | One Clothes Washer meeting ENERGY STAR® 7.1 Standards | One Clothes Washer meeting Federal Standard | Residential | Turnover | Manufactured Home | FL Zone 2 | Per Appliance | 54% | 1440.7595 | 896.2205 | 544.539 | 37.8% | 11 | 0.16214 | 0.039994 | 58.34 | Per Unit | 731.75 | NEEP Incremental Cost Recommendations 2017 - average of clothes washer types (https://neep.org/sites/default/files/resources/Incremental_Cost_Recommendations_Non_Lighting_050917.xlsx) | 163.76 | rate at $81.88/per labor hour, assume 2 hours work, reference: https://www.homewyse.com/costs/cost_of_front_loading_washing_machines.html | 790.09 | NEEP Incremental Cost Recommendations 2017 - average of clothes washer types (https://neep.org/sites/default/files/resources/Incremental_Cost_Recommendations_Non_Lighting_050917.xlsx) | 163.76 | rate at $81.88/per labor hour, assume 2 hours work, reference: https://www.homewyse.com/costs/cost_of_front_loading_washing_machines.html
Equipment | Energy Star Clothes Washer | One Clothes Washer meeting ENERGY STAR® 7.1 Standards | One Clothes Washer meeting Federal Standard | Residential | New | Single Family | FL Zone 2 | Per Appliance | 54% | 1440.7595 | 896.2205 | 544.539 | 37.8% | 11 | 0.16214 | 0.039994 | 58.34 | Per Unit | 731.75 | NEEP Incremental Cost Recommendations 2017 - average of clothes washer types (https://neep.org/sites/default/files/resources/Incremental_Cost_Recommendations_Non_Lighting_050917.xlsx) | 163.76 | rate at $81.88/per labor hour, assume 2 hours work, reference: https://www.homewyse.com/costs/cost_of_front_loading_washing_machines.html | 790.09 | NEEP Incremental Cost Recommendations 2017 - average of clothes washer types (https://neep.org/sites/default/files/resources/Incremental_Cost_Recommendations_Non_Lighting_050917.xlsx) | 163.76 | rate at $81.88/per labor hour, assume 2 hours work, reference: https://www.homewyse.com/costs/cost_of_front_loading_washing_machines.html
Equipment | Energy Star Clothes Washer | One Clothes Washer meeting ENERGY STAR® 7.1 Standards | One Clothes Washer meeting Federal Standard | Residential | New | Multi-Family | FL Zone 2 | Per Appliance | 54% | 1440.7595 | 896.2205 | 544.539 | 37.8% | 11 | 0.16214 | 0.039994 | 58.34 | Per Unit | 731.75 | NEEP Incremental Cost Recommendations 2017 - average of clothes washer types (https://neep.org/sites/default/files/resources/Incremental_Cost_Recommendations_Non_Lighting_050917.xlsx) | 163.76 | rate at $81.88/per labor hour, assume 2 hours work, reference: https://www.homewyse.com/costs/cost_of_front_loading_washing_machines.html | 790.09 | NEEP Incremental Cost Recommendations 2017 - average of clothes washer types (https://neep.org/sites/default/files/resources/Incremental_Cost_Recommendations_Non_Lighting_050917.xlsx) | 163.76 | rate at $81.88/per labor hour, assume 2 hours work, reference: https://www.homewyse.com/costs/cost_of_front_loading_washing_machines.html
Equipment | Energy Star Clothes Washer | One Clothes Washer meeting ENERGY STAR® 7.1 Standards | One Clothes Washer meeting Federal Standard | Residential | New | Manufactured Home | FL Zone 2 | Per Appliance | 54% | 1440.7595 | 896.2205 | 544.539 | 37.8% | 11 | 0.16214 | 0.039994 | 58.34 | Per Unit | 731.75 | NEEP Incremental Cost Recommendations 2017 - average of clothes washer types (https://neep.org/sites/default/files/resources/Incremental_Cost_Recommendations_Non_Lighting_050917.xlsx) | 163.76 | rate at $81.88/per labor hour, assume 2 hours work, reference: https://www.homewyse.com/costs/cost_of_front_loading_washing_machines.html | 790.09 | NEEP Incremental Cost Recommendations 2017 - average of clothes washer types (https://neep.org/sites/default/files/resources/Incremental_Cost_Recommendations_Non_Lighting_050917.xlsx) | 163.76 | rate at $81.88/per labor hour, assume 2 hours work, reference: https://www.homewyse.com/costs/cost_of_front_loading_washing_machines.html
Equipment | Energy Star Dishwasher | One Dishwasher meeting ENERGY STAR® 5.2 Requirements | One Dishwasher meeting Federal Standard | Residential | Turnover | Single Family | FL Zone 2 | Per Appliance | 9% | 307 | 266.697 | 40.303 | 13.13% | 10 | 0.0044126 | 0.0047969 | 0 | Per Unit | 0 | reference source included incremental cost only | 163.76 | rate at $81.88/per labor hour, assume 2 hours work, reference: https://www.homewyse.com/costs/cost_of_drawer_dishwashers.html | 0 | ENERGY STAR Appliance Calculator, 2016 (no incremental cost) | 163.76 | rate at $81.88/per labor hour, assume 2 hours work, reference: https://www.homewyse.com/costs/cost_of_drawer_dishwashers.html
Equipment | Energy Star Dishwasher | One Dishwasher meeting ENERGY STAR® 5.2 Requirements | One Dishwasher meeting Federal Standard | Residential | Turnover | Multi-Family | FL Zone 2 | Per Appliance | 9% | 307 | 266.697 | 40.303 | 13.13% | 10 | 0.0044126 | 0.0047969 | 0 | Per Unit | 0 | reference source included incremental cost only | 163.76 | rate at $81.88/per labor hour, assume 2 hours work, reference: https://www.homewyse.com/costs/cost_of_drawer_dishwashers.html | 0 | ENERGY STAR Appliance Calculator, 2016 (no incremental cost) | 163.76 | rate at $81.88/per labor hour, assume 2 hours work, reference: https://www.homewyse.com/costs/cost_of_drawer_dishwashers.html
Equipment | Energy Star Dishwasher | One Dishwasher meeting ENERGY STAR® 5.2 Requirements | One Dishwasher meeting Federal Standard | Residential | Turnover | Manufactured Home | FL Zone 2 | Per Appliance | 9% | 307 | 266.697 | 40.303 | 13.13% | 10 | 0.0044126 | 0.0047969 | 0 | Per Unit | 0 | reference source included incremental cost only | 163.76 | rate at $81.88/per labor hour, assume 2 hours work, reference: https://www.homewyse.com/costs/cost_of_drawer_dishwashers.html | 0 | ENERGY STAR Appliance Calculator, 2016 (no incremental cost) | 163.76 | rate at $81.88/per labor hour, assume 2 hours work, reference: https://www.homewyse.com/costs/cost_of_drawer_dishwashers.html
Equipment | Energy Star Dishwasher | One Dishwasher meeting ENERGY STAR® 5.2 Requirements | One Dishwasher meeting Federal Standard | Residential | New | Single Family | FL Zone 2 | Per Appliance | 9% | 307 | 266.697 | 40.303 | 13.13% | 10 | 0.0044126 | 0.0047969 | 0 | Per Unit | 0 | reference source included incremental cost only | 163.76 | rate at $81.88/per labor hour, assume 2 hours work, reference: https://www.homewyse.com/costs/cost_of_drawer_dishwashers.html | 0 | ENERGY STAR Appliance Calculator, 2016 (no incremental cost) | 163.76 | rate at $81.88/per labor hour, assume 2 hours work, reference: https://www.homewyse.com/costs/cost_of_drawer_dishwashers.html
Equipment | Energy Star Dishwasher | One Dishwasher meeting ENERGY STAR® 5.2 Requirements | One Dishwasher meeting Federal Standard | Residential | New | Multi-Family | FL Zone 2 | Per Appliance | 9% | 307 | 266.697 | 40.303 | 13.13% | 10 | 0.0044126 | 0.0047969 | 0 | Per Unit | 0 | reference source included incremental cost only | 163.76 | rate at $81.88/per labor hour, assume 2 hours work, reference: https://www.homewyse.com/costs/cost_of_drawer_dishwashers.html | 0 | ENERGY STAR Appliance Calculator, 2016 (no incremental cost) | 163.76 | rate at $81.88/per labor hour, assume 2 hours work, reference: https://www.homewyse.com/costs/cost_of_drawer_dishwashers.html
Equipment | Energy Star Dishwasher | One Dishwasher meeting ENERGY STAR® 5.2 Requirements | One Dishwasher meeting Federal Standard | Residential | New | Manufactured Home | FL Zone 2 | Per Appliance | 9% | 307 | 266.697 | 40.303 | 13.13% | 10 | 0.0044126 | 0.0047969 | 0 | Per Unit | 0 | reference source included incremental cost only | 163.76 | rate at $81.88/per labor hour, assume 2 hours work, reference: https://www.homewyse.com/costs/cost_of_drawer_dishwashers.html | 0 | ENERGY STAR Appliance Calculator, 2016 (no incremental cost) | 163.76 | rate at $81.88/per labor hour, assume 2 hours work, reference: https://www.homewyse.com/costs/cost_of_drawer_dishwashers.html
Equipment | Energy Star Freezer | One Refrigerator/Freezer meeting ENERGY STAR® 5.0 Standards | One Refrigerator/Freezer meeting Federal Standard | Residential | Turnover | Single Family | FL Zone 2 | Per Appliance | 58% | 565.4 | 499.8 | 65.6 | 11.6% | 11 | 0.0074854 | 0.0067022 | 90 | Per Unit | 494.99 | https://www.bestbuy.com/site/ge-15-7-cu-ft-chest-freezer-white/6256018.p?skuId=6256018 | 166.52 | rate at $83.26/per labor hour, assume 2 hours work, reference: https://www.homewyse.com/costs/cost_of_energy_efficient_refrigerators.html | 584.99 | https://www.bestbuy.com/site/ge-15-7-cu-ft-chest-freezer-white/6256018.p?skuId=6256018 | 166.52 | rate at $83.26/per labor hour, assume 2 hours work, reference: https://www.homewyse.com/costs/cost_of_energy_efficient_refrigerators.html
Equipment | Energy Star Freezer | One Refrigerator/Freezer meeting ENERGY STAR® 5.0 Standards | One Refrigerator/Freezer meeting Federal Standard | Residential | Turnover | Multi-Family | FL Zone 2 | Per Appliance | 58% | 565.4 | 499.8 | 65.6 | 11.6% | 11 | 0.0074854 | 0.0067022 | 90 | Per Unit | 494.99 | https://www.bestbuy.com/site/ge-15-7-cu-ft-chest-freezer-white/6256018.p?skuId=6256018 | 166.52 | rate at $83.26/per labor hour, assume 2 hours work, reference: https://www.homewyse.com/costs/cost_of_energy_efficient_refrigerators.html | 584.99 | https://www.bestbuy.com/site/ge-15-7-cu-ft-chest-freezer-white/6256018.p?skuId=6256018 | 166.52 | rate at $83.26/per labor hour, assume 2 hours work, reference: https://www.homewyse.com/costs/cost_of_energy_efficient_refrigerators.html
Equipment | Energy Star Freezer | One Refrigerator/Freezer meeting ENERGY STAR® 5.0 Standards | One Refrigerator/Freezer meeting Federal Standard | Residential | Turnover | Manufactured Home | FL Zone 2 | Per Appliance | 58% | 565.4 | 499.8 | 65.6 | 11.6% | 11 | 0.0074854 | 0.0067022 | 90 | Per Unit | 494.99 | https://www.bestbuy.com/site/ge-15-7-cu-ft-chest-freezer-white/6256018.p?skuId=6256018 | 166.52 | rate at $83.26/per labor hour, assume 2 hours work, reference: https://www.homewyse.com/costs/cost_of_energy_efficient_refrigerators.html | 584.99 | https://www.bestbuy.com/site/ge-15-7-cu-ft-chest-freezer-white/6256018.p?skuId=6256018 | 166.52 | rate at $83.26/per labor hour, assume 2 hours work, reference: https://www.homewyse.com/costs/cost_of_energy_efficient_refrigerators.html
Equipment | Energy Star Freezer | One Refrigerator/Freezer meeting ENERGY STAR® 5.0 Standards | One Refrigerator/Freezer meeting Federal Standard | Residential | New | Single Family | FL Zone 2 | Per Appliance | 58% | 565.4 | 499.8 | 65.6 | 11.6% | 11 | 0.0074854 | 0.0067022 | 90 | Per Unit | 494.99 | https://www.bestbuy.com/site/ge-15-7-cu-ft-chest-freezer-white/6256018.p?skuId=6256018 | 166.52 | rate at $83.26/per labor hour, assume 2 hours work, reference: https://www.homewyse.com/costs/cost_of_energy_efficient_refrigerators.html | 584.99 | https://www.bestbuy.com/site/ge-15-7-cu-ft-chest-freezer-white/6256018.p?skuId=6256018 | 166.52 | rate at $83.26/per labor hour, assume 2 hours work, reference: https://www.homewyse.com/costs/cost_of_energy_efficient_refrigerators.html
Equipment | Energy Star Freezer | One Refrigerator/Freezer meeting ENERGY STAR® 5.0 Standards | One Refrigerator/Freezer meeting Federal Standard | Residential | New | Multi-Family | FL Zone 2 | Per Appliance | 58% | 565.4 | 499.8 | 65.6 | 11.6% | 11 | 0.0074854 | 0.0067022 | 90 | Per Unit | 494.99 | https://www.bestbuy.com/site/ge-15-7-cu-ft-chest-freezer-white/6256018.p?skuId=6256018 | 166.52 | rate at $83.26/per labor hour, assume 2 hours work, reference: https://www.homewyse.com/costs/cost_of_energy_efficient_refrigerators.html | 584.99 | https://www.bestbuy.com/site/ge-15-7-cu-ft-chest-freezer-white/6256018.p?skuId=6256018 | 166.52 | rate at $83.26/per labor hour, assume 2 hours work, reference: https://www.homewyse.com/costs/cost_of_energy_efficient_refrigerators.html
Equipment | Energy Star Freezer | One Refrigerator/Freezer meeting ENERGY STAR® 5.0 Standards | One Refrigerator/Freezer meeting Federal Standard | Residential | New | Manufactured Home | FL Zone 2 | Per Appliance | 58% | 565.4 | 499.8 | 65.6 | 11.6% | 11 | 0.0074854 | 0.0067022 | 90 | Per Unit | 494.99 | https://www.bestbuy.com/site/ge-15-7-cu-ft-chest-freezer-white/6256018.p?skuId=6256018 | 166.52 | rate at $83.26/per labor hour, assume 2 hours work, reference: https://www.homewyse.com/costs/cost_of_energy_efficient_refrigerators.html | 584.99 | https://www.bestbuy.com/site/ge-15-7-cu-ft-chest-freezer-white/6256018.p?skuId=6256018 | 166.52 | rate at $83.26/per labor hour, assume 2 hours work, reference: https://www.homewyse.com/costs/cost_of_energy_efficient_refrigerators.html
Equipment | Energy Star Refrigerator | One Refrigerator/Freezer meeting ENERGY STAR® 5.0 Standards | One Refrigerator/Freezer meeting Federal Standard | Residential | Turnover | Single Family | FL Zone 2 | Per Appliance | 54% | 607.13 | 473.63 | 133.5 | 21.99% | 14 | 0.015233 | 0.013639 | 122 | Per Unit | 907 | NEEP Incremental Cost Recommendations 2017 - average of refrigerator types (https://neep.org/sites/default/files/resources/Incremental_Cost_Recommendations_Non_Lighting_050917.xlsx) | 166.52 | rate at $83.26/per labor hour, assume 2 hours work, reference: https://www.homewyse.com/costs/cost_of_energy_efficient_refrigerators.html | 1029 | NEEP Incremental Cost Recommendations 2017 - average of refrigerator types (https://neep.org/sites/default/files/resources/Incremental_Cost_Recommendations_Non_Lighting_050917.xlsx) | 166.52 | rate at $83.26/per labor hour, assume 2 hours work, reference: https://www.homewyse.com/costs/cost_of_energy_efficient_refrigerators.html
Equipment | Energy Star Refrigerator | One Refrigerator/Freezer meeting ENERGY STAR® 5.0 Standards | One Refrigerator/Freezer meeting Federal Standard | Residential | Turnover | Multi-Family | FL Zone 2 | Per Appliance | 54% | 607.13 | 473.63 | 133.5 | 21.99% | 14 | 0.015233 | 0.013639 | 122 | Per Unit | 907 | NEEP Incremental Cost Recommendations 2017 - average of refrigerator types (https://neep.org/sites/default/files/resources/Incremental_Cost_Recommendations_Non_Lighting_050917.xlsx) | 166.52 | rate at $83.26/per labor hour, assume 2 hours work, reference: https://www.homewyse.com/costs/cost_of_energy_efficient_refrigerators.html | 1029 | NEEP Incremental Cost Recommendations 2017 - average of refrigerator types (https://neep.org/sites/default/files/resources/Incremental_Cost_Recommendations_Non_Lighting_050917.xlsx) | 166.52 | rate at $83.26/per labor hour, assume 2 hours work, reference: https://www.homewyse.com/costs/cost_of_energy_efficient_refrigerators.html
Equipment | Energy Star Refrigerator | One Refrigerator/Freezer meeting ENERGY STAR® 5.0 Standards | One Refrigerator/Freezer meeting Federal Standard | Residential | Turnover | Manufactured Home | FL Zone 2 | Per Appliance | 54% | 607.13 | 473.63 | 133.5 | 21.99% | 14 | 0.015233 | 0.013639 | 122 | Per Unit | 907 | NEEP Incremental Cost Recommendations 2017 - average of refrigerator types (https://neep.org/sites/default/files/resources/Incremental_Cost_Recommendations_Non_Lighting_050917.xlsx) | 166.52 | rate at $83.26/per labor hour, assume 2 hours work, reference: https://www.homewyse.com/costs/cost_of_energy_efficient_refrigerators.html | 1029 | NEEP Incremental Cost Recommendations 2017 - average of refrigerator types (https://neep.org/sites/default/files/resources/Incremental_Cost_Recommendations_Non_Lighting_050917.xlsx) | 166.52 | rate at $83.26/per labor hour, assume 2 hours work, reference: https://www.homewyse.com/costs/cost_of_energy_efficient_refrigerators.html
Equipment | Energy Star Refrigerator | One Refrigerator/Freezer meeting ENERGY STAR® 5.0 Standards | One Refrigerator/Freezer meeting Federal Standard | Residential | New | Single Family | FL Zone 2 | Per Appliance | 54% | 607.13 | 473.63 | 133.5 | 21.99% | 14 | 0.015233 | 0.013639 | 122 | Per Unit | 907 | NEEP Incremental Cost Recommendations 2017 - average of refrigerator types (https://neep.org/sites/default/files/resources/Incremental_Cost_Recommendations_Non_Lighting_050917.xlsx) | 166.52 | rate at $83.26/per labor hour, assume 2 hours work, reference: https://www.homewyse.com/costs/cost_of_energy_efficient_refrigerators.html | 1029 | NEEP Incremental Cost Recommendations 2017 - average of refrigerator types (https://neep.org/sites/default/files/resources/Incremental_Cost_Recommendations_Non_Lighting_050917.xlsx) | 166.52 | rate at $83.26/per labor hour, assume 2 hours work, reference: https://www.homewyse.com/costs/cost_of_energy_efficient_refrigerators.html
Equipment | Energy Star Refrigerator | One Refrigerator/Freezer meeting ENERGY STAR® 5.0 Standards | One Refrigerator/Freezer meeting Federal Standard | Residential | New | Multi-Family | FL Zone 2 | Per Appliance | 54% | 607.13 | 473.63 | 133.5 | 21.99% | 14 | 0.015233 | 0.013639 | 122 | Per Unit | 907 | NEEP Incremental Cost Recommendations 2017 - average of refrigerator types (https://neep.org/sites/default/files/resources/Incremental_Cost_Recommendations_Non_Lighting_050917.xlsx) | 166.52 | rate at $83.26/per labor hour, assume 2 hours work, reference: https://www.homewyse.com/costs/cost_of_energy_efficient_refrigerators.html | 1029 | NEEP Incremental Cost Recommendations 2017 - average of refrigerator types (https://neep.org/sites/default/files/resources/Incremental_Cost_Recommendations_Non_Lighting_050917.xlsx) | 166.52 | rate at $83.26/per labor hour, assume 2 hours work, reference: https://www.homewyse.com/costs/cost_of_energy_efficient_refrigerators.html
Equipment | Energy Star Refrigerator | One Refrigerator/Freezer meeting ENERGY STAR® 5.0 Standards | One Refrigerator/Freezer meeting Federal Standard | Residential | New | Manufactured Home | FL Zone 2 | Per Appliance | 54% | 607.13 | 473.63 | 133.5 | 21.99% | 14 | 0.015233 | 0.013639 | 122 | Per Unit | 907 | NEEP Incremental Cost Recommendations 2017 - average of refrigerator types (https://neep.org/sites/default/files/resources/Incremental_Cost_Recommendations_Non_Lighting_050917.xlsx) | 166.52 | rate at $83.26/per labor hour, assume 2 hours work, reference: https://www.homewyse.com/costs/cost_of_energy_efficient_refrigerators.html | 1029 | NEEP Incremental Cost Recommendations 2017 - average of refrigerator types (https://neep.org/sites/default/files/resources/Incremental_Cost_Recommendations_Non_Lighting_050917.xlsx) | 166.52 | rate at $83.26/per labor hour, assume 2 hours work, reference: https://www.homewyse.com/costs/cost_of_energy_efficient_refrigerators.html
Equipment | Heat Pump Clothes Dryer | One Heat Pump Clothes Dryer | One Clothes Dryer meeting Federal Standard | Residential | Turnover | Single Family | FL Zone 2 | Per Appliance | 54% | 699.5024 | 483.4339 | 216.0685 | 30.89% | 12 | 0.031774 | 0.017109 | 850 | Per Unit | 549 | https://www.homedepot.com/p/Whirlpool-7-0-cu-ft-Electric-Dryer-in-White-WED4616FW/207080590 | 163.76 | rate at $81.88/per labor hour, assume 2 hours work, reference: https://www.homewyse.com/costs/cost_of_electric_dryers.html | 1399 | https://www.homedepot.com/p/Whirlpool-7-4-cu-ft-240-Volt-Stackable-White-Heat-Pump-Ventless-Dryer-with-Advanced-Moisture-Sensing-ENERGY-STAR-WED7990FW/206921459 | 163.76 | rate at $81.88/per labor hour, assume 2 hours work, reference: https://www.homewyse.com/costs/cost_of_electric_dryers.html
Equipment | Heat Pump Clothes Dryer | One Heat Pump Clothes Dryer | One Clothes Dryer meeting Federal Standard | Residential | Turnover | Multi-Family | FL Zone 2 | Per Appliance | 54% | 699.5024 | 483.4339 | 216.0685 | 30.89% | 12 | 0.031774 | 0.017109 | 850 | Per Unit | 549 | https://www.homedepot.com/p/Whirlpool-7-0-cu-ft-Electric-Dryer-in-White-WED4616FW/207080590 | 163.76 | rate at $81.88/per labor hour, assume 2 hours work, reference: https://www.homewyse.com/costs/cost_of_electric_dryers.html | 1399 | https://www.homedepot.com/p/Whirlpool-7-4-cu-ft-240-Volt-Stackable-White-Heat-Pump-Ventless-Dryer-with-Advanced-Moisture-Sensing-ENERGY-STAR-WED7990FW/206921459 | 163.76 | rate at $81.88/per labor hour, assume 2 hours work, reference: https://www.homewyse.com/costs/cost_of_electric_dryers.html
Equipment | Heat Pump Clothes Dryer | One Heat Pump Clothes Dryer | One Clothes Dryer meeting Federal Standard | Residential | Turnover | Manufactured Home | FL Zone 2 | Per Appliance | 54% | 699.5024 | 483.4339 | 216.0685 | 30.89% | 12 | 0.031774 | 0.017109 | 850 | Per Unit | 549 | https://www.homedepot.com/p/Whirlpool-7-0-cu-ft-Electric-Dryer-in-White-WED4616FW/207080590 | 163.76 | rate at $81.88/per labor hour, assume 2 hours work, reference: https://www.homewyse.com/costs/cost_of_electric_dryers.html | 1399 | https://www.homedepot.com/p/Whirlpool-7-4-cu-ft-240-Volt-Stackable-White-Heat-Pump-Ventless-Dryer-with-Advanced-Moisture-Sensing-ENERGY-STAR-WED7990FW/206921459 | 163.76 | rate at $81.88/per labor hour, assume 2 hours work, reference: https://www.homewyse.com/costs/cost_of_electric_dryers.html
Equipment | Heat Pump Clothes Dryer | One Heat Pump Clothes Dryer | One Clothes Dryer meeting Federal Standard | Residential | New | Single Family | FL Zone 2 | Per Appliance | 54% | 699.5024 | 483.4339 | 216.0685 | 30.89% | 12 | 0.031774 | 0.017109 | 850 | Per Unit | 549 | https://www.homedepot.com/p/Whirlpool-7-0-cu-ft-Electric-Dryer-in-White-WED4616FW/207080590 | 163.76 | rate at $81.88/per labor hour, assume 2 hours work, reference: https://www.homewyse.com/costs/cost_of_electric_dryers.html | 1399 | https://www.homedepot.com/p/Whirlpool-7-4-cu-ft-240-Volt-Stackable-White-Heat-Pump-Ventless-Dryer-with-Advanced-Moisture-Sensing-ENERGY-STAR-WED7990FW/206921459 | 163.76 | rate at $81.88/per labor hour, assume 2 hours work, reference: https://www.homewyse.com/costs/cost_of_electric_dryers.html
Equipment | Heat Pump Clothes Dryer | One Heat Pump Clothes Dryer | One Clothes Dryer meeting Federal Standard | Residential | New | Multi-Family | FL Zone 2 | Per Appliance | 54% | 699.5024 | 483.4339 | 216.0685 | 30.89% | 12 | 0.031774 | 0.017109 | 850 | Per Unit | 549 | https://www.homedepot.com/p/Whirlpool-7-0-cu-ft-Electric-Dryer-in-White-WED4616FW/207080590 | 163.76 | rate at $81.88/per labor hour, assume 2 hours work, reference: https://www.homewyse.com/costs/cost_of_electric_dryers.html | 1399 | https://www.homedepot.com/p/Whirlpool-7-4-cu-ft-240-Volt-Stackable-White-Heat-Pump-Ventless-Dryer-with-Advanced-Moisture-Sensing-ENERGY-STAR-WED7990FW/206921459 | 163.76 | rate at $81.88/per labor hour, assume 2 hours work, reference: https://www.homewyse.com/costs/cost_of_electric_dryers.html
Equipment | Heat Pump Clothes Dryer | One Heat Pump Clothes Dryer | One Clothes Dryer meeting Federal Standard | Residential | New | Manufactured Home | FL Zone 2 | Per Appliance | 54% | 699.5024 | 483.4339 | 216.0685 | 30.89% | 12 | 0.031774 | 0.017109 | 850 | Per Unit | 549 | https://www.homedepot.com/p/Whirlpool-7-0-cu-ft-Electric-Dryer-in-White-WED4616FW/207080590 | 163.76 | rate at $81.88/per labor hour, assume 2 hours work, reference: https://www.homewyse.com/costs/cost_of_electric_dryers.html | 1399 | https://www.homedepot.com/p/Whirlpool-7-4-cu-ft-240-Volt-Stackable-White-Heat-Pump-Ventless-Dryer-with-Advanced-Moisture-Sensing-ENERGY-STAR-WED7990FW/206921459 | 163.76 | rate at $81.88/per labor hour, assume 2 hours work, reference: https://www.homewyse.com/costs/cost_of_electric_dryers.html
Equipment | High Efficiency Convection Oven | One Full-Size Convection Oven meeting ENERGY STAR® 2.0 Standards, 75% Efficient | One Standard Economy-Grade Full-Size Convection Oven, 65% Efficient | Residential | Turnover | Single Family | FL Zone 2 | Per Unit | 73.06% | 421.5 | 337.2 | 84.3 | 20% | 12 | 0.034713 | 0.0057855 | 652.5 | Per Unit | 1023.75 | Average of 4 lowest-cost non-convection electric wall ovens, bestbuy.com | 165.92 | rate at $82.96/per labor hour, assume 2 hour work, reference: https://www.homewyse.com/costs/cost_of_convection_ovens.html | 1676.25 | Average of 4 lowest-cost convection electric wall ovens, bestbuy.com | 165.92 | rate at $82.96/per labor hour, assume 2 hour work, reference: https://www.homewyse.com/costs/cost_of_convection_ovens.html
Equipment | High Efficiency Convection Oven | One Full-Size Convection Oven meeting ENERGY STAR® 2.0 Standards, 75% Efficient | One Standard Economy-Grade Full-Size Convection Oven, 65% Efficient | Residential | Turnover | Multi-Family | FL Zone 2 | Per Unit | 75% | 421.5 | 337.2 | 84.3 | 20% | 12 | 0.034713 | 0.0057855 | 652.5 | Per Unit | 1023.75 | Average of 4 lowest-cost non-convection electric wall ovens, bestbuy.com | 165.92 | rate at $82.96/per labor hour, assume 2 hour work, reference: https://www.homewyse.com/costs/cost_of_convection_ovens.html | 1676.25 | Average of 4 lowest-cost convection electric wall ovens, bestbuy.com | 165.92 | rate at $82.96/per labor hour, assume 2 hour work, reference: https://www.homewyse.com/costs/cost_of_convection_ovens.html
Equipment | High Efficiency Convection Oven | One Full-Size Convection Oven meeting ENERGY STAR® 2.0 Standards, 75% Efficient | One Standard Economy-Grade Full-Size Convection Oven, 65% Efficient | Residential | Turnover | Manufactured Home | FL Zone 2 | Per Unit | 75% | 421.5 | 337.2 | 84.3 | 20% | 12 | 0.034713 | 0.0057855 | 652.5 | Per Unit | 1023.75 | Average of 4 lowest-cost non-convection electric wall ovens, bestbuy.com | 165.92 | rate at $82.96/per labor hour, assume 2 hour work, reference: https://www.homewyse.com/costs/cost_of_convection_ovens.html | 1676.25 | Average of 4 lowest-cost convection electric wall ovens, bestbuy.com | 165.92 | rate at $82.96/per labor hour, assume 2 hour work, reference: https://www.homewyse.com/costs/cost_of_convection_ovens.html
Equipment | High Efficiency Convection Oven | One Full-Size Convection Oven meeting ENERGY STAR® 2.0 Standards, 75% Efficient | One Standard Economy-Grade Full-Size Convection Oven, 65% Efficient | Residential | New | Single Family | FL Zone 2 | Per Unit | 73.06% | 421.5 | 337.2 | 84.3 | 20% | 12 | 0.034713 | 0.0057855 | 652.5 | Per Unit | 1023.75 | Average of 4 lowest-cost non-convection electric wall ovens, bestbuy.com | 165.92 | rate at $82.96/per labor hour, assume 2 hour work, reference: https://www.homewyse.com/costs/cost_of_convection_ovens.html | 1676.25 | Average of 4 lowest-cost convection electric wall ovens, bestbuy.com | 165.92 | rate at $82.96/per labor hour, assume 2 hour work, reference: https://www.homewyse.com/costs/cost_of_convection_ovens.html
Equipment | High Efficiency Convection Oven | One Full-Size Convection Oven meeting ENERGY STAR® 2.0 Standards, 75% Efficient | One Standard Economy-Grade Full-Size Convection Oven, 65% Efficient | Residential | New | Multi-Family | FL Zone 2 | Per Unit | 75% | 421.5 | 337.2 | 84.3 | 20% | 12 | 0.034713 | 0.0057855 | 652.5 | Per Unit | 1023.75 | Average of 4 lowest-cost non-convection electric wall ovens, bestbuy.com | 165.92 | rate at $82.96/per labor hour, assume 2 hour work, reference: https://www.homewyse.com/costs/cost_of_convection_ovens.html | 1676.25 | Average of 4 lowest-cost convection electric wall ovens, bestbuy.com | 165.92 | rate at $82.96/per labor hour, assume 2 hour work, reference: https://www.homewyse.com/costs/cost_of_convection_ovens.html
Equipment | High Efficiency Convection Oven | One Full-Size Convection Oven meeting ENERGY STAR® 2.0 Standards, 75% Efficient | One Standard Economy-Grade Full-Size Convection Oven, 65% Efficient | Residential | New | Manufactured Home | FL Zone 2 | Per Unit | 75% | 421.5 | 337.2 | 84.3 | 20% | 12 | 0.034713 | 0.0057855 | 652.5 | Per Unit | 1023.75 | Average of 4 lowest-cost non-convection electric wall ovens, bestbuy.com | 165.92 | rate at $82.96/per labor hour, assume 2 hour work, reference: https://www.homewyse.com/costs/cost_of_convection_ovens.html | 1676.25 | Average of 4 lowest-cost convection electric wall ovens, bestbuy.com | 165.92 | rate at $82.96/per labor hour, assume 2 hour work, reference: https://www.homewyse.com/costs/cost_of_convection_ovens.html
Equipment | High Efficiency Induction Cooktop | One residential induction cooktop | One standard residential electric cooktop | Residential | Turnover | Single Family | FL Zone 2 | Per Appliance | 77.95% | 2836.62 | 2302.668 | 533.952 | 18.82% | 10 | 0.21987 | 0.036645 | 226.5 | Per Unit | 560.75 | Average of 4 lowest cost 30" radiant electric cooktops: https://www.homedepot.com/b/Appliances-Cooktops/30-in/Radiant/N-5yc1vZc3oqZ1z0klrhZ1z103g6?Ns=P_REP_PRC_MODE%7C0 | 175.203 | rate at $83.43/per labor hour, assume 2.1 hours work, reference: https://www.homewyse.com/costs/cost_of_induction_cooktops.html | 787.25 | Average of 4 lowest cost 30" induction cooktops: http://www.homedepot.com/b/Appliances-Cooking-Cooktops-Induction-Cooktops/Induction/N-5yc1vZc5lxZbwo5oZ1z13b4c?NCNI-5 | 175.203 | rate at $83.43/per labor hour, assume 2.1 hours work, reference: https://www.homewyse.com/costs/cost_of_induction_cooktops.html
Equipment | High Efficiency Induction Cooktop | One residential induction cooktop | One standard residential electric cooktop | Residential | Turnover | Multi-Family | FL Zone 2 | Per Appliance | 80% | 2836.62 | 2302.668 | 533.952 | 18.82% | 10 | 0.21987 | 0.036645 | 226.5 | Per Unit | 560.75 | Average of 4 lowest cost 30" radiant electric cooktops: https://www.homedepot.com/b/Appliances-Cooktops/30-in/Radiant/N-5yc1vZc3oqZ1z0klrhZ1z103g6?Ns=P_REP_PRC_MODE%7C0 | 175.203 | rate at $83.43/per labor hour, assume 2.1 hours work, reference: https://www.homewyse.com/costs/cost_of_induction_cooktops.html | 787.25 | Average of 4 lowest cost 30" induction cooktops: http://www.homedepot.com/b/Appliances-Cooking-Cooktops-Induction-Cooktops/Induction/N-5yc1vZc5lxZbwo5oZ1z13b4c?NCNI-5 | 175.203 | rate at $83.43/per labor hour, assume 2.1 hours work, reference: https://www.homewyse.com/costs/cost_of_induction_cooktops.html
Equipment | High Efficiency Induction Cooktop | One residential induction cooktop | One standard residential electric cooktop | Residential | Turnover | Manufactured Home | FL Zone 2 | Per Appliance | 80% | 2836.62 | 2302.668 | 533.952 | 18.82% | 10 | 0.21987 | 0.036645 | 226.5 | Per Unit | 560.75 | Average of 4 lowest cost 30" radiant electric cooktops: https://www.homedepot.com/b/Appliances-Cooktops/30-in/Radiant/N-5yc1vZc3oqZ1z0klrhZ1z103g6?Ns=P_REP_PRC_MODE%7C0 | 175.203 | rate at $83.43/per labor hour, assume 2.1 hours work, reference: https://www.homewyse.com/costs/cost_of_induction_cooktops.html | 787.25 | Average of 4 lowest cost 30" induction cooktops: http://www.homedepot.com/b/Appliances-Cooking-Cooktops-Induction-Cooktops/Induction/N-5yc1vZc5lxZbwo5oZ1z13b4c?NCNI-5 | 175.203 | rate at $83.43/per labor hour, assume 2.1 hours work, reference: https://www.homewyse.com/costs/cost_of_induction_cooktops.html
Equipment | High Efficiency Induction Cooktop | One residential induction cooktop | One standard residential electric cooktop | Residential | New | Single Family | FL Zone 2 | Per Appliance | 77.95% | 2836.62 | 2302.668 | 533.952 | 18.82% | 10 | 0.21987 | 0.036645 | 226.5 | Per Unit | 560.75 | Average of 4 lowest cost 30" radiant electric cooktops: https://www.homedepot.com/b/Appliances-Cooktops/30-in/Radiant/N-5yc1vZc3oqZ1z0klrhZ1z103g6?Ns=P_REP_PRC_MODE%7C0 | 175.203 | rate at $83.43/per labor hour, assume 2.1 hours work, reference: https://www.homewyse.com/costs/cost_of_induction_cooktops.html | 787.25 | Average of 4 lowest cost 30" induction cooktops: http://www.homedepot.com/b/Appliances-Cooking-Cooktops-Induction-Cooktops/Induction/N-5yc1vZc5lxZbwo5oZ1z13b4c?NCNI-5 | 175.203 | rate at $83.43/per labor hour, assume 2.1 hours work, reference: https://www.homewyse.com/costs/cost_of_induction_cooktops.html
Equipment | High Efficiency Induction Cooktop | One residential induction cooktop | One standard residential electric cooktop | Residential | New | Multi-Family | FL Zone 2 | Per Appliance | 80% | 2836.62 | 2302.668 | 533.952 | 18.82% | 10 | 0.21987 | 0.036645 | 226.5 | Per Unit | 560.75 | Average of 4 lowest cost 30" radiant electric cooktops: https://www.homedepot.com/b/Appliances-Cooktops/30-in/Radiant/N-5yc1vZc3oqZ1z0klrhZ1z103g6?Ns=P_REP_PRC_MODE%7C0 | 175.203 | rate at $83.43/per labor hour, assume 2.1 hours work, reference: https://www.homewyse.com/costs/cost_of_induction_cooktops.html | 787.25 | Average of 4 lowest cost 30" induction cooktops: http://www.homedepot.com/b/Appliances-Cooking-Cooktops-Induction-Cooktops/Induction/N-5yc1vZc5lxZbwo5oZ1z13b4c?NCNI-5 | 175.203 | rate at $83.43/per labor hour, assume 2.1 hours work, reference: https://www.homewyse.com/costs/cost_of_induction_cooktops.html
Equipment | High Efficiency Induction Cooktop | One residential induction cooktop | One standard residential electric cooktop | Residential | New | Manufactured Home | FL Zone 2 | Per Appliance | 80% | 2836.62 | 2302.668 | 533.952 | 18.82% | 10 | 0.21987 | 0.036645 | 226.5 | Per Unit | 560.75 | Average of 4 lowest cost 30" radiant electric cooktops: https://www.homedepot.com/b/Appliances-Cooktops/30-in/Radiant/N-5yc1vZc3oqZ1z0klrhZ1z103g6?Ns=P_REP_PRC_MODE%7C0 | 175.203 | rate at $83.43/per labor hour, assume 2.1 hours work, reference: https://www.homewyse.com/costs/cost_of_induction_cooktops.html | 787.25 | Average of 4 lowest cost 30" induction cooktops: http://www.homedepot.com/b/Appliances-Cooking-Cooktops-Induction-Cooktops/Induction/N-5yc1vZc5lxZbwo5oZ1z13b4c?NCNI-5 | 175.203 | rate at $83.43/per labor hour, assume 2.1 hours work, reference: https://www.homewyse.com/costs/cost_of_induction_cooktops.html
Equipment | Heat Pump Water Heater | Heat Pump Water Heater (EF=2.50) | Code-Compliant 50 Gallon Electric Resistance Water Heater | Residential | Turnover | Single Family | FL Zone 2 | Per Water Heater | 38.22% | 2495.4175 | 935.499 | 1559.9186 | 62.51% | 10 | 0.14043 | 0.42974 | 1006 | Per Unit | 419 | Baseline 50-gallon electric water heater: https://www.lowes.com/pd/A-O-Smith-Signature-50-Gallon-Short-6-year-Limited-4500-Watt-Double-Element-Electric-Water-Heater/1000216833 | 714 | Estimate at $105 per labor hour, assume 6.8 hours work, reference: http://www.serviskey.net/support/rate-estimator?s4=FL; https://www.homewyse.com/costs/cost_of_instant_hot_water_heaters.html (direct fit/replacement) | 1299 | https://www.homedepot.com/p/Rheem-Performance-Platinum-50-gal-10-Year-Hybrid-High-Efficiency-Smart-Tank-Electric-Water-Heater-XE50T10HD50U1/303419574 | 840 | Estimate at $105 per labor hour, assume 8 hours work, reference: http://www.serviskey.net/support/rate-estimator?s4=FL; https://www.homewyse.com/costs/cost_of_instant_hot_water_heaters.html (minor fit change)
Equipment | Heat Pump Water Heater | Heat Pump Water Heater (EF=2.50) | Code-Compliant 50 Gallon Electric Resistance Water Heater | Residential | Turnover | Multi-Family | FL Zone 2 | Per Water Heater | 43.61% | 1961.5631 | 735.364 | 1226.1991 | 62.51% | 10 | 0.11039 | 0.33781 | 1006 | Per Unit | 419 | Baseline 50-gallon electric water heater: https://www.lowes.com/pd/A-O-Smith-Signature-50-Gallon-Short-6-year-Limited-4500-Watt-Double-Element-Electric-Water-Heater/1000216833 | 714 | Estimate at $105 per labor hour, assume 6.8 hours work, reference: http://www.serviskey.net/support/rate-estimator?s4=FL; https://www.homewyse.com/costs/cost_of_instant_hot_water_heaters.html (direct fit/replacement) | 1299 | https://www.homedepot.com/p/Rheem-Performance-Platinum-50-gal-10-Year-Hybrid-High-Efficiency-Smart-Tank-Electric-Water-Heater-XE50T10HD50U1/303419574 | 840 | Estimate at $105 per labor hour, assume 8 hours work, reference: http://www.serviskey.net/support/rate-estimator?s4=FL; https://www.homewyse.com/costs/cost_of_instant_hot_water_heaters.html (minor fit change)
Equipment | Heat Pump Water Heater | Heat Pump Water Heater (EF=2.50) | Code-Compliant 50 Gallon Electric Resistance Water Heater | Residential | Turnover | Manufactured Home | FL Zone 2 | Per Water Heater | 38.22% | 1945.9256 | 729.5017 | 1216.4239 | 62.51% | 10 | 0.10951 | 0.33511 | 1006 | Per Unit | 419 | Baseline 50-gallon electric water heater: https://www.lowes.com/pd/A-O-Smith-Signature-50-Gallon-Short-6-year-Limited-4500-Watt-Double-Element-Electric-Water-Heater/1000216833 | 714 | Estimate at $105 per labor hour, assume 6.8 hours work, reference: http://www.serviskey.net/support/rate-estimator?s4=FL; https://www.homewyse.com/costs/cost_of_instant_hot_water_heaters.html (direct fit/replacement) | 1299 | https://www.homedepot.com/p/Rheem-Performance-Platinum-50-gal-10-Year-Hybrid-High-Efficiency-Smart-Tank-Electric-Water-Heater-XE50T10HD50U1/303419574 | 840 | Estimate at $105 per labor hour, assume 8 hours work, reference: http://www.serviskey.net/support/rate-estimator?s4=FL; https://www.homewyse.com/costs/cost_of_instant_hot_water_heaters.html (minor fit change)
Equipment | Heat Pump Water Heater | Heat Pump Water Heater (EF=2.50) | Code-Compliant 50 Gallon Electric Resistance Water Heater | Residential | New | Single Family | FL Zone 2 | Per Water Heater | 38.22% | 2495.4175 | 935.499 | 1559.9186 | 62.51% | 10 | 0.14043 | 0.42974 | 1006 | Per Unit | 419 | Baseline 50-gallon electric water heater: https://www.lowes.com/pd/A-O-Smith-Signature-50-Gallon-Short-6-year-Limited-4500-Watt-Double-Element-Electric-Water-Heater/1000216833 | 714 | Estimate at $105 per labor hour, assume 6.8 hours work, reference: http://www.serviskey.net/support/rate-estimator?s4=FL; https://www.homewyse.com/costs/cost_of_instant_hot_water_heaters.html (direct fit/replacement) | 1299 | https://www.homedepot.com/p/Rheem-Performance-Platinum-50-gal-10-Year-Hybrid-High-Efficiency-Smart-Tank-Electric-Water-Heater-XE50T10HD50U1/303419574 | 840 | Estimate at $105 per labor hour, assume 8 hours work, reference: http://www.serviskey.net/support/rate-estimator?s4=FL; https://www.homewyse.com/costs/cost_of_instant_hot_water_heaters.html (minor fit change)
Equipment | Heat Pump Water Heater | Heat Pump Water Heater (EF=2.50) | Code-Compliant 50 Gallon Electric Resistance Water Heater | Residential | New | Multi-Family | FL Zone 2 | Per Water Heater | 43.61% | 1961.5631 | 735.364 | 1226.1991 | 62.51% | 10 | 0.11039 | 0.33781 | 1006 | Per Unit | 419 | Baseline 50-gallon electric water heater: https://www.lowes.com/pd/A-O-Smith-Signature-50-Gallon-Short-6-year-Limited-4500-Watt-Double-Element-Electric-Water-Heater/1000216833 | 714 | Estimate at $105 per labor hour, assume 6.8 hours work, reference: http://www.serviskey.net/support/rate-estimator?s4=FL; https://www.homewyse.com/costs/cost_of_instant_hot_water_heaters.html (direct fit/replacement) | 1299 | https://www.homedepot.com/p/Rheem-Performance-Platinum-50-gal-10-Year-Hybrid-High-Efficiency-Smart-Tank-Electric-Water-Heater-XE50T10HD50U1/303419574 | 840 | Estimate at $105 per labor hour, assume 8 hours work, reference: http://www.serviskey.net/support/rate-estimator?s4=FL; https://www.homewyse.com/costs/cost_of_instant_hot_water_heaters.html (minor fit change)
Equipment | Heat Pump Water Heater | Heat Pump Water Heater (EF=2.50) | Code-Compliant 50 Gallon Electric Resistance Water Heater | Residential | New | Manufactured Home | FL Zone 2 | Per Water Heater | 38.22% | 1945.9256 | 729.5017 | 1216.4239 | 62.51% | 10 | 0.10951 | 0.33511 | 1006 | Per Unit | 419 | Baseline 50-gallon electric water heater: https://www.lowes.com/pd/A-O-Smith-Signature-50-Gallon-Short-6-year-Limited-4500-Watt-Double-Element-Electric-Water-Heater/1000216833 | 714 | Estimate at $105 per labor hour, assume 6.8 hours work, reference: http://www.serviskey.net/support/rate-estimator?s4=FL; https://www.homewyse.com/costs/cost_of_instant_hot_water_heaters.html (direct fit/replacement) | 1299 | https://www.homedepot.com/p/Rheem-Performance-Platinum-50-gal-10-Year-Hybrid-High-Efficiency-Smart-Tank-Electric-Water-Heater-XE50T10HD50U1/303419574 | 840 | Estimate at $105 per labor hour, assume 8 hours work, reference: http://www.serviskey.net/support/rate-estimator?s4=FL; https://www.homewyse.com/costs/cost_of_instant_hot_water_heaters.html (minor fit change)
Equipment | Instantaneous Hot Water System | Instantaneous Hot Water System | Standard Efficiency Tank Water Heater | Residential | Turnover | Single Family | FL Zone 2 | Per Water Heater | 99.98% | 2564.9648 | 2414.9929 | 149.9719 | 5.847% | 20 | -0.0034743 | 0.041304 | 2380.91 | Per Home | 349 | Baseline 40-gallon electric water heater, https://www.lowes.com/pd/A-O-Smith-Signature-40-Gallon-Short-6-year-Limited-4500-Watt-Double-Element-Electric-Water-Heater/1000216809 | 714 | Estimate at $105 per labor hour, assume 6.8 hours work, reference: http://www.serviskey.net/support/rate-estimator?s4=FL; https://www.homewyse.com/costs/cost_of_instant_hot_water_heaters.html (direct fit/replacement) | 1112.91 | Assume 3 point-of-use water heaters per home. Reference: https://www.homedepot.com/p/Rheem-Performance-13-kW-Self-Modulating-2-14-GPM-Electric-Tankless-Water-Heater-RETEX-13/300800566 plus valves: https://www.homedepot.com/p/Rheem-Brass-Service-Valves-for-Tankless-Water-Heaters-RTG20220AB/202798884 | 2331 | Estimate at $105 per labor hour, assume 11.1 hours work per WH (assume additional 50% of time for 2nd & 3rd for wiring, breakers, etc), reference: http://www.serviskey.net/support/rate-estimator?s4=FL; https://www.homewyse.com/costs/cost_of_instant_hot_water_heaters.html (major fit/position change)
Equipment | Instantaneous Hot Water System | Instantaneous Hot Water System | Standard Efficiency Tank Water Heater | Residential | Turnover | Multi-Family | FL Zone 2 | Per Water Heater | 99.97% | 2016.2319 | 1898.344 | 117.8878 | 5.847% | 20 | -0.002731 | 0.032468 | 2380.91 | Per Home | 349 | Baseline 40-gallon electric water heater, https://www.lowes.com/pd/A-O-Smith-Signature-40-Gallon-Short-6-year-Limited-4500-Watt-Double-Element-Electric-Water-Heater/1000216809 | 714 | Estimate at $105 per labor hour, assume 6.8 hours work, reference: http://www.serviskey.net/support/rate-estimator?s4=FL; https://www.homewyse.com/costs/cost_of_instant_hot_water_heaters.html (direct fit/replacement) | 1112.91 | Assume 3 point-of-use water heaters per home. Reference: https://www.homedepot.com/p/Rheem-Performance-13-kW-Self-Modulating-2-14-GPM-Electric-Tankless-Water-Heater-RETEX-13/300800566 plus valves: https://www.homedepot.com/p/Rheem-Brass-Service-Valves-for-Tankless-Water-Heaters-RTG20220AB/202798884 | 2331 | Estimate at $105 per labor hour, assume 11.1 hours work per WH (assume additional 50% of time for 2nd & 3rd for wiring, breakers, etc), reference: http://www.serviskey.net/support/rate-estimator?s4=FL; https://www.homewyse.com/costs/cost_of_instant_hot_water_heaters.html (major fit/position change)
Equipment | Instantaneous Hot Water System | Instantaneous Hot Water System | Standard Efficiency Tank Water Heater | Residential | Turnover | Manufactured Home | FL Zone 2 | Per Water Heater | 99.96% | 2000.1585 | 1883.2105 | 116.948 | 5.847% | 20 | -0.0027093 | 0.032209 | 2380.91 | Per Home | 349 | Baseline 40-gallon electric water heater, https://www.lowes.com/pd/A-O-Smith-Signature-40-Gallon-Short-6-year-Limited-4500-Watt-Double-Element-Electric-Water-Heater/1000216809 | 714 | Estimate at $105 per labor hour, assume 6.8 hours work, reference: http://www.serviskey.net/support/rate-estimator?s4=FL; https://www.homewyse.com/costs/cost_of_instant_hot_water_heaters.html (direct fit/replacement) | 1112.91 | Assume 3 point-of-use water heaters per home. Reference: https://www.homedepot.com/p/Rheem-Performance-13-kW-Self-Modulating-2-14-GPM-Electric-Tankless-Water-Heater-RETEX-13/300800566 plus valves: https://www.homedepot.com/p/Rheem-Brass-Service-Valves-for-Tankless-Water-Heaters-RTG20220AB/202798884 | 2331 | Estimate at $105 per labor hour, assume 11.1 hours work per WH (assume additional 50% of time for 2nd & 3rd for wiring, breakers, etc), reference: http://www.serviskey.net/support/rate-estimator?s4=FL; https://www.homewyse.com/costs/cost_of_instant_hot_water_heaters.html (major fit/position change)
Equipment | Instantaneous Hot Water System | Instantaneous Hot Water System | Standard Efficiency Tank Water Heater | Residential | New | Single Family | FL Zone 2 | Per Water Heater | 99.98% | 2564.9648 | 2414.9929 | 149.9719 | 5.847% | 20 | -0.0034743 | 0.041304 | 2380.91 | Per Home | 349 | Baseline 40-gallon electric water heater, https://www.lowes.com/pd/A-O-Smith-Signature-40-Gallon-Short-6-year-Limited-4500-Watt-Double-Element-Electric-Water-Heater/1000216809 | 714 | Estimate at $105 per labor hour, assume 6.8 hours work, reference: http://www.serviskey.net/support/rate-estimator?s4=FL; https://www.homewyse.com/costs/cost_of_instant_hot_water_heaters.html (direct fit/replacement) | 1112.91 | Assume 3 point-of-use water heaters per home. Reference: https://www.homedepot.com/p/Rheem-Performance-13-kW-Self-Modulating-2-14-GPM-Electric-Tankless-Water-Heater-RETEX-13/300800566 plus valves: https://www.homedepot.com/p/Rheem-Brass-Service-Valves-for-Tankless-Water-Heaters-RTG20220AB/202798884 | 2331 | Estimate at $105 per labor hour, assume 11.1 hours work per WH (assume additional 50% of time for 2nd & 3rd for wiring, breakers, etc), reference: http://www.serviskey.net/support/rate-estimator?s4=FL; https://www.homewyse.com/costs/cost_of_instant_hot_water_heaters.html (major fit/position change)
Equipment | Instantaneous Hot Water System | Instantaneous Hot Water System | Standard Efficiency Tank Water Heater | Residential | New | Multi-Family | FL Zone 2 | Per Water Heater | 99.97% | 2016.2319 | 1898.344 | 117.8878 | 5.847% | 20 | -0.002731 | 0.032468 | 2380.91 | Per Home | 349 | Baseline 40-gallon electric water heater, https://www.lowes.com/pd/A-O-Smith-Signature-40-Gallon-Short-6-year-Limited-4500-Watt-Double-Element-Electric-Water-Heater/1000216809 | 714 | Estimate at $105 per labor hour, assume 6.8 hours work, reference: http://www.serviskey.net/support/rate-estimator?s4=FL; https://www.homewyse.com/costs/cost_of_instant_hot_water_heaters.html (direct fit/replacement) | 1112.91 | Assume 3 point-of-use water heaters per home. Reference: https://www.homedepot.com/p/Rheem-Performance-13-kW-Self-Modulating-2-14-GPM-Electric-Tankless-Water-Heater-RETEX-13/300800566 plus valves: https://www.homedepot.com/p/Rheem-Brass-Service-Valves-for-Tankless-Water-Heaters-RTG20220AB/202798884 | 2331 | Estimate at $105 per labor hour, assume 11.1 hours work per WH (assume additional 50% of time for 2nd & 3rd for wiring, breakers, etc), reference: http://www.serviskey.net/support/rate-estimator?s4=FL; https://www.homewyse.com/costs/cost_of_instant_hot_water_heaters.html (major fit/position change)
Equipment | Instantaneous Hot Water System | Instantaneous Hot Water System | Standard Efficiency Tank Water Heater | Residential | New | Manufactured Home | FL Zone 2 | Per Water Heater | 99.96% | 2000.1585 | 1883.2105 | 116.948 | 5.847% | 20 | -0.0027093 | 0.032209 | 2380.91 | Per Home | 349 | Baseline 40-gallon electric water heater, https://www.lowes.com/pd/A-O-Smith-Signature-40-Gallon-Short-6-year-Limited-4500-Watt-Double-Element-Electric-Water-Heater/1000216809 | 714 | Estimate at $105 per labor hour, assume 6.8 hours work, reference: http://www.serviskey.net/support/rate-estimator?s4=FL; https://www.homewyse.com/costs/cost_of_instant_hot_water_heaters.html (direct fit/replacement) | 1112.91 | Assume 3 point-of-use water heaters per home. Reference: https://www.homedepot.com/p/Rheem-Performance-13-kW-Self-Modulating-2-14-GPM-Electric-Tankless-Water-Heater-RETEX-13/300800566 plus valves: https://www.homedepot.com/p/Rheem-Brass-Service-Valves-for-Tankless-Water-Heaters-RTG20220AB/202798884 | 2331 | Estimate at $105 per labor hour, assume 11.1 hours work per WH (assume additional 50% of time for 2nd & 3rd for wiring, breakers, etc), reference: http://www.serviskey.net/support/rate-estimator?s4=FL; https://www.homewyse.com/costs/cost_of_instant_hot_water_heaters.html (major fit/position change)
Equipment | Solar Water Heater | Solar Powered 50 Gallon Electric Resistance Water Heater (EF = 1.84) | Code-Compliant 50 Gallon Electric Resistance Water Heater | Residential | Turnover | Single Family | FL Zone 2 | Per Water Heater | 21.56% | 2495.4175 | 582.2641 | 1913.1534 | 76.67% | 15 | 0.14299 | 0.020075 | 6767 | Per 50-gallon | 419 | Baseline 50-gallon electric water heater: https://www.lowes.com/pd/A-O-Smith-Signature-50-Gallon-Short-6-year-Limited-4500-Watt-Double-Element-Electric-Water-Heater/1000216833 | 714 | Estimate at $105 per labor hour, assume 6.8 hours work, reference: http://www.serviskey.net/support/rate-estimator?s4=FL; https://www.homewyse.com/costs/cost_of_instant_hot_water_heaters.html (direct fit/replacement) | 7900 | Average installed cost for FPL Pilot Offering | 0 | reference source did not distinguish material and labor costs
Equipment | Solar Water Heater | Solar Powered 50 Gallon Electric Resistance Water Heater (EF = 1.84) | Code-Compliant 50 Gallon Electric Resistance Water Heater | Residential | Turnover | Multi-Family | FL Zone 2 | Per Water Heater | 10.78% | 1961.5631 | 457.6981 | 1503.865 | 76.67% | 15 | 0.1124 | 0.015781 | 6767 | Per 50-gallon | 419 | Baseline 50-gallon electric water heater: https://www.lowes.com/pd/A-O-Smith-Signature-50-Gallon-Short-6-year-Limited-4500-Watt-Double-Element-Electric-Water-Heater/1000216833 | 714 | Estimate at $105 per labor hour, assume 6.8 hours work, reference: http://www.serviskey.net/support/rate-estimator?s4=FL; https://www.homewyse.com/costs/cost_of_instant_hot_water_heaters.html (direct fit/replacement) | 7900 | Average installed cost for FPL Pilot Offering | 0 | reference source did not distinguish material and labor costs
Equipment | Solar Water Heater | Solar Powered 50 Gallon Electric Resistance Water Heater (EF = 1.84) | Code-Compliant 50 Gallon Electric Resistance Water Heater | Residential | Turnover | Manufactured Home | FL Zone 2 | Per Water Heater | 21.56% | 1945.9256 | 454.0493 | 1491.8763 | 76.67% | 15 | 0.11151 | 0.015655 | 6767 | Per 50-gallon | 419 | Baseline 50-gallon electric water heater: https://www.lowes.com/pd/A-O-Smith-Signature-50-Gallon-Short-6-year-Limited-4500-Watt-Double-Element-Electric-Water-Heater/1000216833 | 714 | Estimate at $105 per labor hour, assume 6.8 hours work, reference: http://www.serviskey.net/support/rate-estimator?s4=FL; https://www.homewyse.com/costs/cost_of_instant_hot_water_heaters.html (direct fit/replacement) | 7900 | Average installed cost for FPL Pilot Offering | 0 | reference source did not distinguish material and labor costs
Equipment | Solar Water Heater | Solar Powered 50 Gallon Electric Resistance Water Heater (EF = 1.84) | Code-Compliant 50 Gallon Electric Resistance Water Heater | Residential | New | Single Family | FL Zone 2 | Per Water Heater | 21.56% | 2495.4175 | 582.2641 | 1913.1534 | 76.67% | 15 | 0.14299 | 0.020075 | 6767 | Per 50-gallon | 419 | Baseline 50-gallon electric water heater: https://www.lowes.com/pd/A-O-Smith-Signature-50-Gallon-Short-6-year-Limited-4500-Watt-Double-Element-Electric-Water-Heater/1000216833 | 714 | Estimate at $105 per labor hour, assume 6.8 hours work, reference: http://www.serviskey.net/support/rate-estimator?s4=FL; https://www.homewyse.com/costs/cost_of_instant_hot_water_heaters.html (direct fit/replacement) | 7900 | Average installed cost for FPL Pilot Offering | 0 | reference source did not distinguish material and labor costs
Equipment | Solar Water Heater | Solar Powered 50 Gallon Electric Resistance Water Heater (EF = 1.84) | Code-Compliant 50 Gallon Electric Resistance Water Heater | Residential | New | Multi-Family | FL Zone 2 | Per Water Heater | 10.78% | 1961.5631 | 457.6981 | 1503.865 | 76.67% | 15 | 0.1124 | 0.015781 | 6767 | Per 50-gallon | 419 | Baseline 50-gallon electric water heater: https://www.lowes.com/pd/A-O-Smith-Signature-50-Gallon-Short-6-year-Limited-4500-Watt-Double-Element-Electric-Water-Heater/1000216833 | 714 | Estimate at $105 per labor hour, assume 6.8 hours work, reference: http://www.serviskey.net/support/rate-estimator?s4=FL; https://www.homewyse.com/costs/cost_of_instant_hot_water_heaters.html (direct fit/replacement) | 7900 | Average installed cost for FPL Pilot Offering | 0 | reference source did not distinguish material and labor costs
Equipment | Solar Water Heater | Solar Powered 50 Gallon Electric Resistance Water Heater (EF = 1.84) | Code-Compliant 50 Gallon Electric Resistance Water Heater | Residential | New | Manufactured Home | FL Zone 2 | Per Water Heater | 21.56% | 1945.9256 | 454.0493 | 1491.8763 | 76.67% | 15 | 0.11151 | 0.015655 | 6767 | Per 50-gallon | 419 | Baseline 50-gallon electric water heater: https://www.lowes.com/pd/A-O-Smith-Signature-50-Gallon-Short-6-year-Limited-4500-Watt-Double-Element-Electric-Water-Heater/1000216833 | 714 | Estimate at $105 per labor hour, assume 6.8 hours work, reference: http://www.serviskey.net/support/rate-estimator?s4=FL; https://www.homewyse.com/costs/cost_of_instant_hot_water_heaters.html (direct fit/replacement) | 7900 | Average installed cost for FPL Pilot Offering | 0 | reference source did not distinguish material and labor costs
Equipment | Energy Star Air Purifier | One 120 CFM Air Purifier meeting ENERGY STAR® 1.2 Standards | One Standard 120 CFM Air Purifier | Residential | Turnover | Single Family | FL Zone 2 | Per Air Cleaner | 61% | 1072 | 430.0364 | 641.9636 | 59.88% | 9 | 0.085069 | 0.061385 | 0 | Per Unit | 0 | reference source included incremental cost only | 0 | No Labor Cost | 0 | ENERGY STAR Appliance Calculator, 2016 (no incremental cost) | 0 | No Labor Cost
Equipment | Energy Star Air Purifier | One 120 CFM Air Purifier meeting ENERGY STAR® 1.2 Standards | One Standard 120 CFM Air Purifier | Residential | Turnover | Multi-Family | FL Zone 2 | Per Air Cleaner | 61% | 1072 | 430.0364 | 641.9636 | 59.88% | 9 | 0.085069 | 0.061385 | 0 | Per Unit | 0 | reference source included incremental cost only | 0 | No Labor Cost | 0 | ENERGY STAR Appliance Calculator, 2016 (no incremental cost) | 0 | No Labor Cost
Equipment | Energy Star Air Purifier | One 120 CFM Air Purifier meeting ENERGY STAR® 1.2 Standards | One Standard 120 CFM Air Purifier | Residential | Turnover | Manufactured Home | FL Zone 2 | Per Air Cleaner | 61% | 1072 | 430.0364 | 641.9636 | 59.88% | 9 | 0.085069 | 0.061385 | 0 | Per Unit | 0 | reference source included incremental cost only | 0 | No Labor Cost | 0 | ENERGY STAR Appliance Calculator, 2016 (no incremental cost) | 0 | No Labor Cost
Equipment | Energy Star Air Purifier | One 120 CFM Air Purifier meeting ENERGY STAR® 1.2 Standards | One Standard 120 CFM Air Purifier | Residential | New | Single Family | FL Zone 2 | Per Air Cleaner | 61% | 1072 | 430.0364 | 641.9636 | 59.88% | 9 | 0.085069 | 0.061385 | 0 | Per Unit | 0 | reference source included incremental cost only | 0 | No Labor Cost | 0 | ENERGY STAR Appliance Calculator, 2016 (no incremental cost) | 0 | No Labor Cost
Equipment | Energy Star Air Purifier | One 120 CFM Air Purifier meeting ENERGY STAR® 1.2 Standards | One Standard 120 CFM Air Purifier | Residential | New | Multi-Family | FL Zone 2 | Per Air Cleaner | 61% | 1072 | 430.0364 | 641.9636 | 59.88% | 9 | 0.085069 | 0.061385 | 0 | Per Unit | 0 | reference source included incremental cost only | 0 | No Labor Cost | 0 | ENERGY STAR Appliance Calculator, 2016 (no incremental cost) | 0 | No Labor Cost
Equipment | Energy Star Air Purifier | One 120 CFM Air Purifier meeting ENERGY STAR® 1.2 Standards | One Standard 120 CFM Air Purifier | Residential | New | Manufactured Home | FL Zone 2 | Per Air Cleaner | 61% | 1072 | 430.0364 | 641.9636 | 59.88% | 9 | 0.085069 | 0.061385 | 0 | Per Unit | 0 | reference source included incremental cost only | 0 | No Labor Cost | 0 | ENERGY STAR Appliance Calculator, 2016 (no incremental cost) | 0 | No Labor Cost
Equipment | Energy Star Audio-Video Equipment | One DVD/Blu-Ray Player meeting ENERGY STAR® 3.0 Standards | One Market Average DVD/Blu-Ray Player | Residential | Turnover | Single Family | FL Zone 2 | Per Device | 43% | 98.2955 | 18 | 80.2955 | 81.69% | 5 | 0 | 0 | 134.84 | Per Unit | 299.99 | http://www.amazon.com/Sony-HT-CT150-Sound-Bar-System/dp/B003C1AO2I/ref=sr_1_1?s=aht&ie=UTF8&qid=1311254467&sr=1-1 | 0 | No Labor Cost | 434.83 | http://www.amazon.com/Polk-Audio-Surroundbar-Entertainment-System/dp/B0036ORATQ/ref=sr_1_2?s=aht&ie=UTF8&qid=1311254476&sr=1-2 | 0 | No Labor Cost
Equipment | Energy Star Audio-Video Equipment | One DVD/Blu-Ray Player meeting ENERGY STAR® 3.0 Standards | One Market Average DVD/Blu-Ray Player | Residential | Turnover | Multi-Family | FL Zone 2 | Per Device | 43% | 98.2955 | 18 | 80.2955 | 81.69% | 5 | 0 | 0 | 134.84 | Per Unit | 299.99 | http://www.amazon.com/Sony-HT-CT150-Sound-Bar-System/dp/B003C1AO2I/ref=sr_1_1?s=aht&ie=UTF8&qid=1311254467&sr=1-1 | 0 | No Labor Cost | 434.83 | http://www.amazon.com/Polk-Audio-Surroundbar-Entertainment-System/dp/B0036ORATQ/ref=sr_1_2?s=aht&ie=UTF8&qid=1311254476&sr=1-2 | 0 | No Labor Cost
Equipment | Energy Star Audio-Video Equipment | One DVD/Blu-Ray Player meeting ENERGY STAR® 3.0 Standards | One Market Average DVD/Blu-Ray Player | Residential | Turnover | Manufactured Home | FL Zone 2 | Per Device | 43% | 98.2955 | 18 | 80.2955 | 81.69% | 5 | 0 | 0 | 134.84 | Per Unit | 299.99 | http://www.amazon.com/Sony-HT-CT150-Sound-Bar-System/dp/B003C1AO2I/ref=sr_1_1?s=aht&ie=UTF8&qid=1311254467&sr=1-1 | 0 | No Labor Cost | 434.83 | http://www.amazon.com/Polk-Audio-Surroundbar-Entertainment-System/dp/B0036ORATQ/ref=sr_1_2?s=aht&ie=UTF8&qid=1311254476&sr=1-2 | 0 | No Labor Cost
Equipment | Energy Star Audio-Video Equipment | One DVD/Blu-Ray Player meeting ENERGY STAR® 3.0 Standards | One Market Average DVD/Blu-Ray Player | Residential | New | Single Family | FL Zone 2 | Per Device | 43% | 98.2955 | 18 | 80.2955 | 81.69% | 5 | 0 | 0 | 134.84 | Per Unit | 299.99 | http://www.amazon.com/Sony-HT-CT150-Sound-Bar-System/dp/B003C1AO2I/ref=sr_1_1?s=aht&ie=UTF8&qid=1311254467&sr=1-1 | 0 | No Labor Cost | 434.83 | http://www.amazon.com/Polk-Audio-Surroundbar-Entertainment-System/dp/B0036ORATQ/ref=sr_1_2?s=aht&ie=UTF8&qid=1311254476&sr=1-2 | 0 | No Labor Cost
Equipment | Energy Star Audio-Video Equipment | One DVD/Blu-Ray Player meeting ENERGY STAR® 3.0 Standards | One Market Average DVD/Blu-Ray Player | Residential | New | Multi-Family | FL Zone 2 | Per Device | 43% | 98.2955 | 18 | 80.2955 | 81.69% | 5 | 0 | 0 | 134.84 | Per Unit | 299.99 | http://www.amazon.com/Sony-HT-CT150-Sound-Bar-System/dp/B003C1AO2I/ref=sr_1_1?s=aht&ie=UTF8&qid=1311254467&sr=1-1 | 0 | No Labor Cost | 434.83 | http://www.amazon.com/Polk-Audio-Surroundbar-Entertainment-System/dp/B0036ORATQ/ref=sr_1_2?s=aht&ie=UTF8&qid=1311254476&sr=1-2 | 0 | No Labor Cost
Equipment | Energy Star Audio-Video Equipment | One DVD/Blu-Ray Player meeting ENERGY STAR® 3.0 Standards | One Market Average DVD/Blu-Ray Player | Residential | New | Manufactured Home | FL Zone 2 | Per Device | 43% | 98.2955 | 18 | 80.2955 | 81.69% | 5 | 0 | 0 | 134.84 | Per Unit | 299.99 | http://www.amazon.com/Sony-HT-CT150-Sound-Bar-System/dp/B003C1AO2I/ref=sr_1_1?s=aht&ie=UTF8&qid=1311254467&sr=1-1 | 0 | No Labor Cost | 434.83 | http://www.amazon.com/Polk-Audio-Surroundbar-Entertainment-System/dp/B0036ORATQ/ref=sr_1_2?s=aht&ie=UTF8&qid=1311254476&sr=1-2 | 0 | No Labor Cost
Equipment | Energy Star Imaging Equipment | One Personal Computer meeting ENERGY STAR® 6.1 Standards | One Personal Computer meeting ENERGY STAR® 3.0 Standards | Residential | Turnover | Single Family | FL Zone 2 | Per Appliance | 1% | 299.575 | 171.93 | 127.645 | 42.61% | 5 | 0.011573 | 0.0067571 | 0 | Per Unit | 49.99 | Market Research, 2018, bestbuy.com | 0 | No Labor Cost | 49.99 | Market Research, 2018, bestbuy.com (lowest cost units were all EnergyStar certified so no incremental cost difference) | 0 | No Labor Cost
Equipment | Energy Star Imaging Equipment | One Personal Computer meeting ENERGY STAR® 6.1 Standards | One Personal Computer meeting ENERGY STAR® 3.0 Standards | Residential | Turnover | Multi-Family | FL Zone 2 | Per Appliance | 1% | 299.575 | 171.93 | 127.645 | 42.61% | 5 | 0.011573 | 0.0067571 | 0 | Per Unit | 49.99 | Market Research, 2018, bestbuy.com | 0 | No Labor Cost | 49.99 | Market Research, 2018, bestbuy.com (lowest cost units were all EnergyStar certified so no incremental cost difference) | 0 | No Labor Cost
Equipment | Energy Star Imaging Equipment | One Personal Computer meeting ENERGY STAR® 6.1 Standards | One Personal Computer meeting ENERGY STAR® 3.0 Standards | Residential | Turnover | Manufactured Home | FL Zone 2 | Per Appliance | 1% | 299.575 | 171.93 | 127.645 | 42.61% | 5 | 0.011573 | 0.0067571 | 0 | Per Unit | 49.99 | Market Research, 2018, bestbuy.com | 0 | No Labor Cost | 49.99 | Market Research, 2018, bestbuy.com (lowest cost units were all EnergyStar certified so no incremental cost difference) | 0 | No Labor Cost
Equipment | Energy Star Imaging Equipment | One Personal Computer meeting ENERGY STAR® 6.1 Standards | One Personal Computer meeting ENERGY STAR® 3.0 Standards | Residential | New | Single Family | FL Zone 2 | Per Appliance | 1% | 299.575 | 171.93 | 127.645 | 42.61% | 5 | 0.011573 | 0.0067571 | 0 | Per Unit | 49.99 | Market Research, 2018, bestbuy.com | 0 | No Labor Cost | 49.99 | Market Research, 2018, bestbuy.com (lowest cost units were all EnergyStar certified so no incremental cost difference) | 0 | No Labor Cost
Equipment | Energy Star Imaging Equipment | One Personal Computer meeting ENERGY STAR® 6.1 Standards | One Personal Computer meeting ENERGY STAR® 3.0 Standards | Residential | New | Multi-Family | FL Zone 2 | Per Appliance | 1% | 299.575 | 171.93 | 127.645 | 42.61% | 5 | 0.011573 | 0.0067571 | 0 | Per Unit | 49.99 | Market Research, 2018, bestbuy.com | 0 | No Labor Cost | 49.99 | Market Research, 2018, bestbuy.com (lowest cost units were all EnergyStar certified so no incremental cost difference) | 0 | No Labor Cost
Equipment | Energy Star Imaging Equipment | One Personal Computer meeting ENERGY STAR® 6.1 Standards | One Personal Computer meeting ENERGY STAR® 3.0 Standards | Residential | New | Manufactured Home | FL Zone 2 | Per Appliance | 1% | 299.575 | 171.93 | 127.645 | 42.61% | 5 | 0.011573 | 0.0067571 | 0 | Per Unit | 49.99 | Market Research, 2018, bestbuy.com | 0 | No Labor Cost | 49.99 | Market Research, 2018, bestbuy.com (lowest cost units were all EnergyStar certified so no incremental cost difference) | 0 | No Labor Cost
Equipment | Energy Star Personal Computer | One Personal Computer meeting ENERGY STAR® 6.1 Standards | One Personal Computer meeting ENERGY STAR® 3.0 Standards | Residential | Turnover | Single Family | FL Zone 2 | Per Appliance | 35% | 274.082 | 154.5308 | 119.5512 | 43.62% | 4 | 0.018954 | 0.0040635 | 29.75 | Per Unit | 0 | reference source included incremental cost only | 0 | No Labor Cost | 29.75 | Table 9.3, average of product classes for Tier 2 (2017) standard: http://www.energy.ca.gov/appliances/2013rulemaking/documents/proposals/12-AAER-2A_Consumer_Electronics/California_IOUs_Standards_Proposal_Computers_UPDATED_2013-08-06_TN-71813.pdf | 0 | No Labor Cost
Equipment | Energy Star Personal Computer | One Personal Computer meeting ENERGY STAR® 6.1 Standards | One Personal Computer meeting ENERGY STAR® 3.0 Standards | Residential | Turnover | Multi-Family | FL Zone 2 | Per Appliance | 35% | 274.082 | 154.5308 | 119.5512 | 43.62% | 4 | 0.018954 | 0.0040635 | 29.75 | Per Unit | 0 | reference source included incremental cost only | 0 | No Labor Cost | 29.75 | Table 9.3, average of product classes for Tier 2 (2017) standard: http://www.energy.ca.gov/appliances/2013rulemaking/documents/proposals/12-AAER-2A_Consumer_Electronics/California_IOUs_Standards_Proposal_Computers_UPDATED_2013-08-06_TN-71813.pdf | 0 | No Labor Cost
Equipment | Energy Star Personal Computer | One Personal Computer meeting ENERGY STAR® 6.1 Standards | One Personal Computer meeting ENERGY STAR® 3.0 Standards | Residential | Turnover | Manufactured Home | FL Zone 2 | Per Appliance | 35% | 274.082 | 154.5308 | 119.5512 | 43.62% | 4 | 0.018954 | 0.0040635 | 29.75 | Per Unit | 0 | reference source included incremental cost only | 0 | No Labor Cost | 29.75 | Table 9.3, average of product classes for Tier 2 (2017) standard: http://www.energy.ca.gov/appliances/2013rulemaking/documents/proposals/12-AAER-2A_Consumer_Electronics/California_IOUs_Standards_Proposal_Computers_UPDATED_2013-08-06_TN-71813.pdf | 0 | No Labor Cost
Equipment | Energy Star Personal Computer | One Personal Computer meeting ENERGY STAR® 6.1 Standards | One Personal Computer meeting ENERGY STAR® 3.0 Standards | Residential | New | Single Family | FL Zone 2 | Per Appliance | 35% | 274.082 | 154.5308 | 119.5512 | 43.62% | 4 | 0.018954 | 0.0040635 | 29.75 | Per Unit | 0 | reference source included incremental cost only | 0 | No Labor Cost | 29.75 | Table 9.3, average of product classes for Tier 2 (2017) standard: http://www.energy.ca.gov/appliances/2013rulemaking/documents/proposals/12-AAER-2A_Consumer_Electronics/California_IOUs_Standards_Proposal_Computers_UPDATED_2013-08-06_TN-71813.pdf | 0 | No Labor Cost
Equipment | Energy Star Personal Computer | One Personal Computer meeting ENERGY STAR® 6.1 Standards | One Personal Computer meeting ENERGY STAR® 3.0 Standards | Residential | New | Multi-Family | FL Zone 2 | Per Appliance | 35% | 274.082 | 154.5308 | 119.5512 | 43.62% | 4 | 0.018954 | 0.0040635 | 29.75 | Per Unit | 0 | reference source included incremental cost only | 0 | No Labor Cost | 29.75 | Table 9.3, average of product classes for Tier 2 (2017) standard: http://www.energy.ca.gov/appliances/2013rulemaking/documents/proposals/12-AAER-2A_Consumer_Electronics/California_IOUs_Standards_Proposal_Computers_UPDATED_2013-08-06_TN-71813.pdf | 0 | No Labor Cost
Equipment | Energy Star Personal Computer | One Personal Computer meeting ENERGY STAR® 6.1 Standards | One Personal Computer meeting ENERGY STAR® 3.0 Standards | Residential | New | Manufactured Home | FL Zone 2 | Per Appliance | 35% | 274.082 | 154.5308 | 119.5512 | 43.62% | 4 | 0.018954 | 0.0040635 | 29.75 | Per Unit | 0 | reference source included incremental cost only | 0 | No Labor Cost | 29.75 | Table 9.3, average of product classes for Tier 2 (2017) standard: http://www.energy.ca.gov/appliances/2013rulemaking/documents/proposals/12-AAER-2A_Consumer_Electronics/California_IOUs_Standards_Proposal_Computers_UPDATED_2013-08-06_TN-71813.pdf | 0 | No Labor Cost
Equipment | Energy Star TV | One Television meeting ENERGY STAR® 7.0 Standards | One Television meeting ENERGY STAR® 6.1 Standards | Residential | Turnover | Single Family | FL Zone 2 | Per Appliance | 42% | 109.1958 | 70.8708 | 38.325 | 35.1% | 6 | 0.0076643 | 0.0045849 | 93.3333 | Per Unit | 400 | Average of 3 lowest cost 55" non-Energy Star units, bestbuy.com | 0 | No Labor Cost | 493.3333 | Average of 3 lowest cost 55" Energy Star units, bestbuy.com | 0 | No Labor Cost
Equipment | Energy Star TV | One Television meeting ENERGY STAR® 7.0 Standards | One Television meeting ENERGY STAR® 6.1 Standards | Residential | Turnover | Multi-Family | FL Zone 2 | Per Appliance | 42% | 109.1958 | 70.8708 | 38.325 | 35.1% | 6 | 0.0076643 | 0.0045849 | 93.3333 | Per Unit | 400 | Average of 3 lowest cost 55" non-Energy Star units, bestbuy.com | 0 | No Labor Cost | 493.3333 | Average of 3 lowest cost 55" Energy Star units, bestbuy.com | 0 | No Labor Cost
Equipment | Energy Star TV | One Television meeting ENERGY STAR® 7.0 Standards | One Television meeting ENERGY STAR® 6.1 Standards | Residential | Turnover | Manufactured Home | FL Zone 2 | Per Appliance | 42% | 109.1958 | 70.8708 | 38.325 | 35.1% | 6 | 0.0076643 | 0.0045849 | 93.3333 | Per Unit | 400 | Average of 3 lowest cost 55" non-Energy Star units, bestbuy.com | 0 | No Labor Cost | 493.3333 | Average of 3 lowest cost 55" Energy Star units, bestbuy.com | 0 | No Labor Cost
Equipment | Energy Star TV | One Television meeting ENERGY STAR® 7.0 Standards | One Television meeting ENERGY STAR® 6.1 Standards | Residential | New | Single Family | FL Zone 2 | Per Appliance | 42% | 109.1958 | 70.8708 | 38.325 | 35.1% | 6 | 0.0076643 | 0.0045849 | 93.3333 | Per Unit | 400 | Average of 3 lowest cost 55" non-Energy Star units, bestbuy.com | 0 | No Labor Cost | 493.3333 | Average of 3 lowest cost 55" Energy Star units, bestbuy.com | 0 | No Labor Cost
Equipment | Energy Star TV | One Television meeting ENERGY STAR® 7.0 Standards | One Television meeting ENERGY STAR® 6.1 Standards | Residential | New | Multi-Family | FL Zone 2 | Per Appliance | 42% | 109.1958 | 70.8708 | 38.325 | 35.1% | 6 | 0.0076643 | 0.0045849 | 93.3333 | Per Unit | 400 | Average of 3 lowest cost 55" non-Energy Star units, bestbuy.com | 0 | No Labor Cost | 493.3333 | Average of 3 lowest cost 55" Energy Star units, bestbuy.com | 0 | No Labor Cost
Equipment | Energy Star TV | One Television meeting ENERGY STAR® 7.0 Standards | One Television meeting ENERGY STAR® 6.1 Standards | Residential | New | Manufactured Home | FL Zone 2 | Per Appliance | 42% | 109.1958 | 70.8708 | 38.325 | 35.1% | 6 | 0.0076643 | 0.0045849 | 93.3333 | Per Unit | 400 | Average of 3 lowest cost 55" non-Energy Star units, bestbuy.com | 0 | No Labor Cost | 493.3333 | Average of 3 lowest cost 55" Energy Star units, bestbuy.com | 0 | No Labor Cost
Equipment | 14 SEER ASHP from base electric resistance heating | 14 SEER ASHP from base electric resistance heating | Base AC, 14 SEER, Electric resistance heating, 3.41 HSPF | Residential | Turnover | Single Family | FL Zone 2 | Per System | 0% | 7225 | 6272.2573 | 952.7427 | 13.19% | 15 | 0 | 0.61735 | 469.29 | Per 3 Ton | 1652.01 | rate at $550.67/ton, reference: https://www.theacoutlet.com/gsx16s361-capf4860d6-3-ton-14-seer-goodman-air-condenser-and-coil.html | 1259.184 | rate at $85.08/per labor hour, assume 14.8 hour work, reference: https://www.homewyse.com/costs/cost_of_heat_pump_systems.html | 2121.3 | 14 SEER split system heat pump, rate at $707.1/ton, reference: https://www.theacoutlet.com/rp1536aj1na-rh1p3617stanja-3-ton-14-seer-rheem-ruud-heat-pump-system.html | 1259.184 | rate at $85.08/per labor hour, assume 14.8 hour work, reference: https://www.homewyse.com/costs/cost_of_heat_pump_systems.html
Equipment | 14 SEER ASHP from base electric resistance heating | 14 SEER ASHP from base electric resistance heating | Base AC, 14 SEER, Electric resistance heating, 3.41 HSPF | Residential | Turnover | Multi-Family | FL Zone 2 | Per System | 0% | 4407.25 | 3826.077 | 581.173 | 13.19% | 15 | 0 | 0.37659 | 312.86 | Per 2 Ton | 1101.34 | rate at $550.67/ton, reference: https://www.theacoutlet.com/gsx16s361-capf4860d6-3-ton-14-seer-goodman-air-condenser-and-coil.html | 1259.184 | rate at $85.08/per labor hour, assume 14.8 hour work, reference: https://www.homewyse.com/costs/cost_of_heat_pump_systems.html | 1414.2 | 14 SEER split system heat pump, rate at $707.1/ton, reference: https://www.theacoutlet.com/rp1536aj1na-rh1p3617stanja-3-ton-14-seer-rheem-ruud-heat-pump-system.html | 1259.184 | rate at $85.08/per labor hour, assume 14.8 hour work, reference: https://www.homewyse.com/costs/cost_of_heat_pump_systems.html
Equipment | 14 SEER ASHP from base electric resistance heating | 14 SEER ASHP from base electric resistance heating | Base AC, 14 SEER, Electric resistance heating, 3.41 HSPF | Residential | Turnover | Manufactured Home | FL Zone 2 | Per System | 0% | 4479.5 | 3888.7995 | 590.7005 | 13.19% | 15 | 0 | 0.38276 | 469.29 | Per 3 Ton | 1652.01 | rate at $550.67/ton, reference: https://www.theacoutlet.com/gsx16s361-capf4860d6-3-ton-14-seer-goodman-air-condenser-and-coil.html | 1259.184 | rate at $85.08/per labor hour, assume 14.8 hour work, reference: https://www.homewyse.com/costs/cost_of_heat_pump_systems.html | 2121.3 | 14 SEER split system heat pump, rate at $707.1/ton, reference: https://www.theacoutlet.com/rp1536aj1na-rh1p3617stanja-3-ton-14-seer-rheem-ruud-heat-pump-system.html | 1259.184 | rate at $85.08/per labor hour, assume 14.8 hour work, reference: https://www.homewyse.com/costs/cost_of_heat_pump_systems.html
Equipment | 14 SEER ASHP from base electric resistance heating | 14 SEER ASHP from base electric resistance heating | Base AC, 14 SEER, Electric resistance heating, 3.41 HSPF | Residential | New | Single Family | FL Zone 2 | Per System | 0% | 7225 | 6272.2573 | 952.7427 | 13.19% | 15 | 0 | 0.61735 | 469.29 | Per 3 Ton | 1652.01 | rate at $550.67/ton, reference: https://www.theacoutlet.com/gsx16s361-capf4860d6-3-ton-14-seer-goodman-air-condenser-and-coil.html | 1259.184 | rate at $85.08/per labor hour, assume 14.8 hour work, reference: https://www.homewyse.com/costs/cost_of_heat_pump_systems.html | 2121.3 | 14 SEER split system heat pump, rate at $707.1/ton, reference: https://www.theacoutlet.com/rp1536aj1na-rh1p3617stanja-3-ton-14-seer-rheem-ruud-heat-pump-system.html | 1259.184 | rate at $85.08/per labor hour, assume 14.8 hour work, reference: https://www.homewyse.com/costs/cost_of_heat_pump_systems.html
Equipment | 14 SEER ASHP from base electric resistance heating | 14 SEER ASHP from base electric resistance heating | Base AC, 14 SEER, Electric resistance heating, 3.41 HSPF | Residential | New | Multi-Family | FL Zone 2 | Per System | 0% | 4407.25 | 3826.077 | 581.173 | 13.19% | 15 | 0 | 0.37659 | 312.86 | Per 2 Ton | 1101.34 | rate at $550.67/ton, reference: https://www.theacoutlet.com/gsx16s361-capf4860d6-3-ton-14-seer-goodman-air-condenser-and-coil.html | 1259.184 | rate at $85.08/per labor hour, assume 14.8 hour work, reference: https://www.homewyse.com/costs/cost_of_heat_pump_systems.html | 1414.2 | 14 SEER split system heat pump, rate at $707.1/ton, reference: https://www.theacoutlet.com/rp1536aj1na-rh1p3617stanja-3-ton-14-seer-rheem-ruud-heat-pump-system.html | 1259.184 | rate at $85.08/per labor hour, assume 14.8 hour work, reference: https://www.homewyse.com/costs/cost_of_heat_pump_systems.html
Equipment | 14 SEER ASHP from base electric resistance heating | 14 SEER ASHP from base electric resistance heating | Base AC, 14 SEER, Electric resistance heating, 3.41 HSPF | Residential | New | Manufactured Home | FL Zone 2 | Per System | 0% | 4479.5 | 3888.7995 | 590.7005 | 13.19% | 15 | 0 | 0.38276 | 469.29 | Per 3 Ton | 1652.01 | rate at $550.67/ton, reference: https://www.theacoutlet.com/gsx16s361-capf4860d6-3-ton-14-seer-goodman-air-condenser-and-coil.html | 1259.184 | rate at $85.08/per labor hour, assume 14.8 hour work, reference: https://www.homewyse.com/costs/cost_of_heat_pump_systems.html | 2121.3 | 14 SEER split system heat pump, rate at $707.1/ton, reference: https://www.theacoutlet.com/rp1536aj1na-rh1p3617stanja-3-ton-14-seer-rheem-ruud-heat-pump-system.html | 1259.184 | rate at $85.08/per labor hour, assume 14.8 hour work, reference: https://www.homewyse.com/costs/cost_of_heat_pump_systems.html
Equipment | 15 SEER Air Source Heat Pump | 15 SEER Air Source Heat Pump | Code-Compliant ASHP, 14 SEER, 8.2 HSPF | Residential | Turnover | Single Family | FL Zone 2 | Per System | 0% | 6420 | 6017.9137 | 402.0863 | 6.263% | 15 | 0.17643 | 0.26054 | 474 | Per 3 Ton | 0 | reference source included incremental cost only | 0 | No Labor Cost | 474 | FPL contractor survey, 2018 - incremental cost for 3 ton, SFD | 0 | No Additional Labor Cost
Equipment | 15 SEER Air Source Heat Pump | 15 SEER Air Source Heat Pump | Code-Compliant ASHP, 14 SEER, 8.2 HSPF | Residential | Turnover | Multi-Family | FL Zone 2 | Per System | 0% | 3916.2 | 3670.9274 | 245.2726 | 6.263% | 15 | 0.10762 | 0.15893 | 447 | Per 2 Ton | 0 | reference source included incremental cost only | 0 | No Labor Cost | 447 | FPL contractor survey, 2018 - incremental cost for MF | 0 | No Additional Labor Cost
Equipment | 15 SEER Air Source Heat Pump | 15 SEER Air Source Heat Pump | Code-Compliant ASHP, 14 SEER, 8.2 HSPF | Residential | Turnover | Manufactured Home | FL Zone 2 | Per System | 0% | 3980.4 | 3731.1065 | 249.2935 | 6.263% | 15 | 0.10939 | 0.16154 | 474 | Per 3 Ton | 0 | reference source included incremental cost only | 0 | No Labor Cost | 474 | FPL contractor survey, 2018 - incremental cost for 3 ton, SFD (used 3 ton based on size assumption for savings calcs) | 0 | No Additional Labor Cost
Equipment | 15 SEER Air Source Heat Pump | 15 SEER Air Source Heat Pump | Code-Compliant ASHP, 14 SEER, 8.2 HSPF | Residential | New | Single Family | FL Zone 2 | Per System | 0% | 6420 | 6017.9137 | 402.0863 | 6.263% | 15 | 0.17643 | 0.26054 | 474 | Per 3 Ton | 0 | reference source included incremental cost only | 0 | No Labor Cost | 474 | FPL contractor survey, 2018 - incremental cost for 3 ton, SFD | 0 | No Additional Labor Cost
Equipment | 15 SEER Air Source Heat Pump | 15 SEER Air Source Heat Pump | Code-Compliant ASHP, 14 SEER, 8.2 HSPF | Residential | New | Multi-Family | FL Zone 2 | Per System | 0% | 3916.2 | 3670.9274 | 245.2726 | 6.263% | 15 | 0.10762 | 0.15893 | 447 | Per 2 Ton | 0 | reference source included incremental cost only | 0 | No Labor Cost | 447 | FPL contractor survey, 2018 - incremental cost for MF | 0 | No Additional Labor Cost
Equipment | 15 SEER Air Source Heat Pump | 15 SEER Air Source Heat Pump | Code-Compliant ASHP, 14 SEER, 8.2 HSPF | Residential | New | Manufactured Home | FL Zone 2 | Per System | 0% | 3980.4 | 3731.1065 | 249.2935 | 6.263% | 15 | 0.10939 | 0.16154 | 474 | Per 3 Ton | 0 | reference source included incremental cost only | 0 | No Labor Cost | 474 | FPL contractor survey, 2018 - incremental cost for 3 ton, SFD (used 3 ton based on size assumption for savings calcs) | 0 | No Additional Labor Cost
Equipment | 15 SEER Central AC | 15 SEER Central AC | Code-Compliant Central AC, 14 SEER | Residential | Turnover | Single Family | FL Zone 2 | Per System | 0% | 5594 | 5221.0667 | 372.9333 | 6.667% | 15 | 0.19071 | 0 | 371 | Per 3 Ton | 0 | reference source included incremental cost only | 0 | No Labor Cost | 371 | FPL contractor survey, 2018 - incremental cost for 3 ton, SFD | 0 | No Additional Labor Cost
Equipment | 15 SEER Central AC | 15 SEER Central AC | Code-Compliant Central AC, 14 SEER | Residential | Turnover | Multi-Family | FL Zone 2 | Per System | 0% | 3412.34 | 3184.8507 | 227.4893 | 6.667% | 15 | 0.11633 | 0 | 332 | Per 2 Ton | 0 | reference source included incremental cost only | 0 | No Labor Cost | 332 | FPL contractor survey, 2018 - incremental cost for MF | 0 | No Additional Labor Cost
Equipment | 15 SEER Central AC | 15 SEER Central AC | Code-Compliant Central AC, 14 SEER | Residential | Turnover | Manufactured Home | FL Zone 2 | Per System | 0% | 3468.28 | 3237.0613 | 231.2187 | 6.667% | 15 | 0.11824 | 0 | 371 | Per 3 Ton | 0 | reference source included incremental cost only | 0 | No Labor Cost | 371 | FPL contractor survey, 2018 - incremental cost for 3 ton, SFD (used 3 ton based on size assumption for savings calcs) | 0 | No Additional Labor Cost
Equipment | 15 SEER Central AC | 15 SEER Central AC | Code-Compliant Central AC, 14 SEER | Residential | New | Single Family | FL Zone 2 | Per System | 0% | 5594 | 5221.0667 | 372.9333 | 6.667% | 15 | 0.19071 | 0 | 371 | Per 3 Ton | 0 | reference source included incremental cost only | 0 | No Labor Cost | 371 | FPL contractor survey, 2018 - incremental cost for 3 ton, SFD | 0 | No Additional Labor Cost
Equipment | 15 SEER Central AC | 15 SEER Central AC | Code-Compliant Central AC, 14 SEER | Residential | New | Multi-Family | FL Zone 2 | Per System | 0% | 3412.34 | 3184.8507 | 227.4893 | 6.667% | 15 | 0.11633 | 0 | 332 | Per 2 Ton | 0 | reference source included incremental cost only | 0 | No Labor Cost | 332 | FPL contractor survey, 2018 - incremental cost for MF | 0 | No Additional Labor Cost
Equipment | 15 SEER Central AC | 15 SEER Central AC | Code-Compliant Central AC, 14 SEER | Residential | New | Manufactured Home | FL Zone 2 | Per System | 0% | 3468.28 | 3237.0613 | 231.2187 | 6.667% | 15 | 0.11824 | 0 | 371 | Per 3 Ton | 0 | reference source included incremental cost only | 0 | No Labor Cost | 371 | FPL contractor survey, 2018 - incremental cost for 3 ton, SFD (used 3 ton based on size assumption for savings calcs) | 0 | No Additional Labor Cost
Equipment | 16 SEER Air Source Heat Pump | 16 SEER Air Source Heat Pump | Code-Compliant ASHP, 14 SEER, 8.2 HSPF | Residential | Turnover | Single Family | FL Zone 2 | Per System | 0% | 6420 | 5647.3278 | 772.6722 | 12.04% | 15 | 0.33904 | 0.50067 | 1385 | Per 3 Ton | 0 | reference source included incremental cost only | 0 | No Labor Cost | 1385 | FPL contractor survey, 2018 - incremental cost for 3 ton, SFD | 0 | No Additional Labor Cost
Equipment | 16 SEER Air Source Heat Pump | 16 SEER Air Source Heat Pump | Code-Compliant ASHP, 14 SEER, 8.2 HSPF | Residential | Turnover | Multi-Family | FL Zone 2 | Per System | 0% | 3916.2 | 3444.8699 | 471.3301 | 12.04% | 15 | 0.20682 | 0.30541 | 1148 | Per 2 Ton | 0 | reference source included incremental cost only | 0 | No Labor Cost | 1148 | FPL contractor survey, 2018 - incremental cost for MF | 0 | No Additional Labor Cost
Equipment | 16 SEER Air Source Heat Pump | 16 SEER Air Source Heat Pump | Code-Compliant ASHP, 14 SEER, 8.2 HSPF | Residential | Turnover | Manufactured Home | FL Zone 2 | Per System | 0% | 3980.4 | 3501.3432 | 479.0568 | 12.04% | 15 | 0.21021 | 0.31042 | 1385 | Per 3 Ton | 0 | reference source included incremental cost only | 0 | No Labor Cost | 1385 | FPL contractor survey, 2018 - incremental cost for 3 ton, SFD (used 3 ton based on size assumption for savings calcs) | 0 | No Additional Labor Cost
Equipment | 16 SEER Air Source Heat Pump | 16 SEER Air Source Heat Pump | Code-Compliant ASHP, 14 SEER, 8.2 HSPF | Residential | New | Single Family | FL Zone 2 | Per System | 0% | 6420 | 5647.3278 | 772.6722 | 12.04% | 15 | 0.33904 | 0.50067 | 1385 | Per 3 Ton | 0 | reference source included incremental cost only | 0 | No Labor Cost | 1385 | FPL contractor survey, 2018 - incremental cost for 3 ton, SFD | 0 | No Additional Labor Cost
Equipment | 16 SEER Air Source Heat Pump | 16 SEER Air Source Heat Pump | Code-Compliant ASHP, 14 SEER, 8.2 HSPF | Residential | New | Multi-Family | FL Zone 2 | Per System | 0% | 3916.2 | 3444.8699 | 471.3301 | 12.04% | 15 | 0.20682 | 0.30541 | 1148 | Per 2 Ton | 0 | reference source included incremental cost only | 0 | No Labor Cost | 1148 | FPL contractor survey, 2018 - incremental cost for MF | 0 | No Additional Labor Cost
Equipment | 16 SEER Air Source Heat Pump | 16 SEER Air Source Heat Pump | Code-Compliant ASHP, 14 SEER, 8.2 HSPF | Residential | New | Manufactured Home | FL Zone 2 | Per System | 0% | 3980.4 | 3501.3432 | 479.0568 | 12.04% | 15 | 0.21021 | 0.31042 | 1385 | Per 3 Ton | 0 | reference source included incremental cost only | 0 | No Labor Cost | 1385 | FPL contractor survey, 2018 - incremental cost for 3 ton, SFD (used 3 ton based on size assumption for savings calcs) | 0 | No Additional Labor Cost
Equipment | 16 SEER Central AC | 16 SEER Central AC | Code-Compliant Central AC, 14 SEER | Residential | Turnover | Single Family | FL Zone 2 | Per System | 0% | 5594 | 4894.75 | 699.25 | 12.5% | 15 | 0.35757 | 0 | 726 | Per 3 Ton | 0 | reference source included incremental cost only | 0 | No Labor Cost | 726 | FPL contractor survey, 2018 - incremental cost for 3 ton, SFD | 0 | No Additional Labor Cost
Equipment | 16 SEER Central AC | 16 SEER Central AC | Code-Compliant Central AC, 14 SEER | Residential | Turnover | Multi-Family | FL Zone 2 | Per System | 0% | 3412.34 | 2985.7975 | 426.5425 | 12.5% | 15 | 0.21812 | 0 | 649 | Per 2 Ton | 0 | reference source included incremental cost only | 0 | No Labor Cost | 649 | FPL contractor survey, 2018 - incremental cost for MF | 0 | No Additional Labor Cost
Equipment | 16 SEER Central AC | 16 SEER Central AC | Code-Compliant Central AC, 14 SEER | Residential | Turnover | Manufactured Home | FL Zone 2 | Per System | 0% | 3468.28 | 3034.745 | 433.535 | 12.5% | 15 | 0.2217 | 0 | 726 | Per 3 Ton | 0 | reference source included incremental cost only | 0 | No Labor Cost | 726 | FPL contractor survey, 2018 - incremental cost for 3 ton, SFD (used 3 ton based on size assumption for savings calcs) | 0 | No Additional Labor Cost
Equipment | 16 SEER Central AC | 16 SEER Central AC | Code-Compliant Central AC, 14 SEER | Residential | New | Single Family | FL Zone 2 | Per System | 0% | 5594 | 4894.75 | 699.25 | 12.5% | 15 | 0.35757 | 0 | 726 | Per 3 Ton | 0 | reference source included incremental cost only | 0 | No Labor Cost | 726 | FPL contractor survey, 2018 - incremental cost for 3 ton, SFD | 0 | No Additional Labor Cost
Equipment | 16 SEER Central AC | 16 SEER Central AC | Code-Compliant Central AC, 14 SEER | Residential | New | Multi-Family | FL Zone 2 | Per System | 0% | 3412.34 | 2985.7975 | 426.5425 | 12.5% | 15 | 0.21812 | 0 | 649 | Per 2 Ton | 0 | reference source included incremental cost only | 0 | No Labor Cost | 649 | FPL contractor survey, 2018 - incremental cost for MF | 0 | No Additional Labor Cost
Equipment | 16 SEER Central AC | 16 SEER Central AC | Code-Compliant Central AC, 14 SEER | Residential | New | Manufactured Home | FL Zone 2 | Per System | 0% | 3468.28 | 3034.745 | 433.535 | 12.5% | 15 | 0.2217 | 0 | 726 | Per 3 Ton | 0 | reference source included incremental cost only | 0 | No Labor Cost | 726 | FPL contractor survey, 2018 - incremental cost for 3 ton, SFD (used 3 ton based on size assumption for savings calcs) | 0 | No Additional Labor Cost
Equipment | 17 SEER Air Source Heat Pump | 17 SEER Air Source Heat Pump | Code-Compliant ASHP, 14 SEER, 8.2 HSPF | Residential | Turnover | Single Family | FL Zone 2 | Per System | 0% | 6420 | 5319.792 | 1100.208 | 17.14% | 15 | 0.48277 | 0.71291 | 2250 | Per 3 Ton | 0 | reference source included incremental cost only | 0 | No Labor Cost | 2250 | FPL contractor survey, 2018 - incremental cost for 3 ton, SFD | 0 | No Additional Labor Cost
Equipment | 17 SEER Air Source Heat Pump | 17 SEER Air Source Heat Pump | Code-Compliant ASHP, 14 SEER, 8.2 HSPF | Residential | Turnover | Multi-Family | FL Zone 2 | Per System | 0% | 3916.2 | 3245.0731 | 671.1269 | 17.14% | 15 | 0.29449 | 0.43487 | 1837 | Per 2 Ton | 0 | reference source included incremental cost only | 0 | No Labor Cost | 1837 | FPL contractor survey, 2018 - incremental cost for MF | 0 | No Additional Labor Cost
Equipment | 17 SEER Air Source Heat Pump | 17 SEER Air Source Heat Pump | Code-Compliant ASHP, 14 SEER, 8.2 HSPF | Residential | Turnover | Manufactured Home | FL Zone 2 | Per System | 0% | 3980.4 | 3298.271 | 682.129 | 17.14% | 15 | 0.29931 | 0.442 | 2250 | Per 3 Ton | 0 | reference source included incremental cost only | 0 | No Labor Cost | 2250 | FPL contractor survey, 2018 - incremental cost for 3 ton, SFD (used 3 ton based on size assumption for savings calcs) | 0 | No Additional Labor Cost
Equipment | 17 SEER Air Source Heat Pump | 17 SEER Air Source Heat Pump | Code-Compliant ASHP, 14 SEER, 8.2 HSPF | Residential | New | Single Family | FL Zone 2 | Per System | 0% | 6420 | 5319.792 | 1100.208 | 17.14% | 15 | 0.48277 | 0.71291 | 2250 | Per 3 Ton | 0 | reference source included incremental cost only | 0 | No Labor Cost | 2250 | FPL contractor survey, 2018 - incremental cost for 3 ton, SFD | 0 | No Additional Labor Cost
Equipment | 17 SEER Air Source Heat Pump | 17 SEER Air Source Heat Pump | Code-Compliant ASHP, 14 SEER, 8.2 HSPF | Residential | New | Multi-Family | FL Zone 2 | Per System | 0% | 3916.2 | 3245.0731 | 671.1269 | 17.14% | 15 | 0.29449 | 0.43487 | 1837 | Per 2 Ton | 0 | reference source included incremental cost only | 0 | No Labor Cost | 1837 | FPL contractor survey, 2018 - incremental cost for MF | 0 | No Additional Labor Cost
Equipment | 17 SEER Air Source Heat Pump | 17 SEER Air Source Heat Pump | Code-Compliant ASHP, 14 SEER, 8.2 HSPF | Residential | New | Manufactured Home | FL Zone 2 | Per System | 0% | 3980.4 | 3298.271 | 682.129 | 17.14% | 15 | 0.29931 | 0.442 | 2250 | Per 3 Ton | 0 | reference source included incremental cost only | 0 | No Labor Cost | 2250 | FPL contractor survey, 2018 - incremental cost for 3 ton, SFD (used 3 ton based on size assumption for savings calcs) | 0 | No Additional Labor Cost
Equipment | 17 SEER Central AC | 17 SEER Central AC | Code-Compliant Central AC, 14 SEER | Residential | Turnover | Single Family | FL Zone 2 | Per System | 0% | 5594 | 4606.8235 | 987.1765 | 17.65% | 15 | 0.50481 | 0 | 2350 | Per 3 Ton | 0 | reference source included incremental cost only | 0 | No Labor Cost | 2350 | FPL contractor survey, 2018 - incremental cost for 3 ton, SFD | 0 | No Additional Labor Cost
Equipment | 17 SEER Central AC | 17 SEER Central AC | Code-Compliant Central AC, 14 SEER | Residential | Turnover | Multi-Family | FL Zone 2 | Per System | 0% | 3412.34 | 2810.1624 | 602.1776 | 17.65% | 15 | 0.30793 | 0 | 1565 | Per 2 Ton | 0 | reference source included incremental cost only | 0 | No Labor Cost | 1565 | FPL contractor survey, 2018 - incremental cost for MF | 0 | No Additional Labor Cost
Equipment | 17 SEER Central AC | 17 SEER Central AC | Code-Compliant Central AC, 14 SEER | Residential | Turnover | Manufactured Home | FL Zone 2 | Per System | 0% | 3468.28 | 2856.2306 | 612.0494 | 17.65% | 15 | 0.31298 | 0 | 2350 | Per 3 Ton | 0 | reference source included incremental cost only | 0 | No Labor Cost | 2350 | FPL contractor survey, 2018 - incremental cost for 3 ton, SFD (used 3 ton based on size assumption for savings calcs) | 0 | No Additional Labor Cost
Equipment | 17 SEER Central AC | 17 SEER Central AC | Code-Compliant Central AC, 14 SEER | Residential | New | Single Family | FL Zone 2 | Per System | 0% | 5594 | 4606.8235 | 987.1765 | 17.65% | 15 | 0.50481 | 0 | 2350 | Per 3 Ton | 0 | reference source included incremental cost only | 0 | No Labor Cost | 2350 | FPL contractor survey, 2018 - incremental cost for 3 ton, SFD | 0 | No Additional Labor Cost
Equipment | 17 SEER Central AC | 17 SEER Central AC | Code-Compliant Central AC, 14 SEER | Residential | New | Multi-Family | FL Zone 2 | Per System | 0% | 3412.34 | 2810.1624 | 602.1776 | 17.65% | 15 | 0.30793 | 0 | 1565 | Per 2 Ton | 0 | reference source included incremental cost only | 0 | No Labor Cost | 1565 | FPL contractor survey, 2018 - incremental cost for MF | 0 | No Additional Labor Cost
Equipment | 17 SEER Central AC | 17 SEER Central AC | Code-Compliant Central AC, 14 SEER | Residential | New | Manufactured Home | FL Zone 2 | Per System | 0% | 3468.28 | 2856.2306 | 612.0494 | 17.65% | 15 | 0.31298 | 0 | 2350 | Per 3 Ton | 0 | reference source included incremental cost only | 0 | No Labor Cost | 2350 | FPL contractor survey, 2018 - incremental cost for 3 ton, SFD (used 3 ton based on size assumption for savings calcs) | 0 | No Additional Labor Cost
Equipment | 18 SEER Air Source Heat Pump | 18 SEER Air Source Heat Pump | Code-Compliant ASHP, 14 SEER, 8.2 HSPF | Residential | Turnover | Single Family | FL Zone 2 | Per System | 0% | 6420 | 5063.8573 | 1356.1427 | 21.12% | 15 | 0.59507 | 0.87875 | 3013 | Per 3 Ton | 0 | reference source included incremental cost only | 0 | No Labor Cost | 3013 | FPL contractor survey, 2018 - incremental cost for 3 ton, SFD | 0 | No Additional Labor Cost
Equipment | 18 SEER Air Source Heat Pump | 18 SEER Air Source Heat Pump | Code-Compliant ASHP, 14 SEER, 8.2 HSPF | Residential | Turnover | Multi-Family | FL Zone 2 | Per System | 0% | 3916.2 | 3088.953 | 827.247 | 21.12% | 15 | 0.36299 | 0.53604 | 2733 | Per 2 Ton | 0 | reference source included incremental cost only | 0 | No Labor Cost | 2733 | FPL contractor survey, 2018 - incremental cost for MF | 0 | No Additional Labor Cost
Equipment | 18 SEER Air Source Heat Pump | 18 SEER Air Source Heat Pump | Code-Compliant ASHP, 14 SEER, 8.2 HSPF | Residential | Turnover | Manufactured Home | FL Zone 2 | Per System | 0% | 3980.4 | 3139.5915 | 840.8085 | 21.12% | 15 | 0.36894 | 0.54482 | 3013 | Per 3 Ton | 0 | reference source included incremental cost only | 0 | No Labor Cost | 3013 | FPL contractor survey, 2018 - incremental cost for 3 ton, SFD (used 3 ton based on size assumption for savings calcs) | 0 | No Additional Labor Cost
Equipment | 18 SEER Air Source Heat Pump | 18 SEER Air Source Heat Pump | Code-Compliant ASHP, 14 SEER, 8.2 HSPF | Residential | New | Single Family | FL Zone 2 | Per System | 0% | 6420 | 5063.8573 | 1356.1427 | 21.12% | 15 | 0.59507 | 0.87875 | 3013 | Per 3 Ton | 0 | reference source included incremental cost only | 0 | No Labor Cost | 3013 | FPL contractor survey, 2018 - incremental cost for 3 ton, SFD | 0 | No Additional Labor Cost
Equipment | 18 SEER Air Source Heat Pump | 18 SEER Air Source Heat Pump | Code-Compliant ASHP, 14 SEER, 8.2 HSPF | Residential | New | Multi-Family | FL Zone 2 | Per System | 0% | 3916.2 | 3088.953 | 827.247 | 21.12% | 15 | 0.36299 | 0.53604 | 2733 | Per 2 Ton | 0 | reference source included incremental cost only | 0 | No Labor Cost | 2733 | FPL contractor survey, 2018 - incremental cost for MF | 0 | No Additional Labor Cost
Equipment | 18 SEER Air Source Heat Pump | 18 SEER Air Source Heat Pump | Code-Compliant ASHP, 14 SEER, 8.2 HSPF | Residential | New | Manufactured Home | FL Zone 2 | Per System | 0% | 3980.4 | 3139.5915 | 840.8085 | 21.12% | 15 | 0.36894 | 0.54482 | 3013 | Per 3 Ton | 0 | reference source included incremental cost only | 0 | No Labor Cost | 3013 | FPL contractor survey, 2018 - incremental cost for 3 ton, SFD (used 3 ton based on size assumption for savings calcs) | 0 | No Additional Labor Cost
Equipment | 18 SEER Central AC | 18 SEER Central AC | Code-Compliant Central AC, 14 SEER | Residential | Turnover | Single Family | FL Zone 2 | Per System | 0% | 5594 | 4350.8889 | 1243.1111 | 22.22% | 15 | 0.63569 | 0 | 3333 | Per 3 Ton | 0 | reference source included incremental cost only | 0 | No Labor Cost | 3333 | FPL contractor survey, 2018 - incremental cost for 3 ton, SFD | 0 | No Additional Labor Cost
Equipment | 18 SEER Central AC | 18 SEER Central AC | Code-Compliant Central AC, 14 SEER | Residential | Turnover | Multi-Family | FL Zone 2 | Per System | 0% | 3412.34 | 2654.0422 | 758.2978 | 22.22% | 15 | 0.38777 | 0 | 2426 | Per 2 Ton | 0 | reference source included incremental cost only | 0 | No Labor Cost | 2426 | FPL contractor survey, 2018 - incremental cost for MF | 0 | No Additional Labor Cost
Equipment | 18 SEER Central AC | 18 SEER Central AC | Code-Compliant Central AC, 14 SEER | Residential | Turnover | Manufactured Home | FL Zone 2 | Per System | 0% | 3468.28 | 2697.5511 | 770.7289 | 22.22% | 15 | 0.39413 | 0 | 3333 | Per 3 Ton | 0 | reference source included incremental cost only | 0 | No Labor Cost | 3333 | FPL contractor survey, 2018 - incremental cost for 3 ton, SFD (used 3 ton based on size assumption for savings calcs) | 0 | No Additional Labor Cost
Equipment | 18 SEER Central AC | 18 SEER Central AC | Code-Compliant Central AC, 14 SEER | Residential | New | Single Family | FL Zone 2 | Per System | 0% | 5594 | 4350.8889 | 1243.1111 | 22.22% | 15 | 0.63569 | 0 | 3333 | Per 3 Ton | 0 | reference source included incremental cost only | 0 | No Labor Cost | 3333 | FPL contractor survey, 2018 - incremental cost for 3 ton, SFD | 0 | No Additional Labor Cost
Equipment | 18 SEER Central AC | 18 SEER Central AC | Code-Compliant Central AC, 14 SEER | Residential | New | Multi-Family | FL Zone 2 | Per System | 0% | 3412.34 | 2654.0422 | 758.2978 | 22.22% | 15 | 0.38777 | 0 | 2426 | Per 2 Ton | 0 | reference source included incremental cost only | 0 | No Labor Cost | 2426 | FPL contractor survey, 2018 - incremental cost for MF | 0 | No Additional Labor Cost
Equipment | 18 SEER Central AC | 18 SEER Central AC | Code-Compliant Central AC, 14 SEER | Residential | New | Manufactured Home | FL Zone 2 | Per System | 0% | 3468.28 | 2697.5511 | 770.7289 | 22.22% | 15 | 0.39413 | 0 | 3333 | Per 3 Ton | 0 | reference source included incremental cost only | 0 | No Labor Cost | 3333 | FPL contractor survey, 2018 - incremental cost for 3 ton, SFD (used 3 ton based on size assumption for savings calcs) | 0 | No Additional Labor Cost
Equipment | 21 SEER Air Source Heat Pump | 21 SEER Air Source Heat Pump | Code-Compliant ASHP, 14 SEER, 8.2 HSPF | Residential | Turnover | Single Family | FL Zone 2 | Per System | 59.41% | 6420 | 4406.6533 | 2013.3467 | 31.36% | 15 | 0.88345 | 1.3046 | 4740 | Per 3 Ton | 0 | reference source included incremental cost only | 0 | No Labor Cost | 4740 | FPL contractor survey, 2018 - incremental cost for 3 ton, SFD | 0 | No Additional Labor Cost
Equipment | 21 SEER Air Source Heat Pump | 21 SEER Air Source Heat Pump | Code-Compliant ASHP, 14 SEER, 8.2 HSPF | Residential | Turnover | Multi-Family | FL Zone 2 | Per System | 59% | 3916.2 | 2688.0585 | 1228.1415 | 31.36% | 15 | 0.5389 | 0.79581 | 4539 | Per 2 Ton | 0 | reference source included incremental cost only | 0 | No Labor Cost | 4539 | FPL contractor survey, 2018 - incremental cost for MF | 0 | No Additional Labor Cost
Equipment | 21 SEER Air Source Heat Pump | 21 SEER Air Source Heat Pump | Code-Compliant ASHP, 14 SEER, 8.2 HSPF | Residential | Turnover | Manufactured Home | FL Zone 2 | Per System | 59% | 3980.4 | 2732.1251 | 1248.2749 | 31.36% | 15 | 0.54774 | 0.80885 | 4740 | Per 3 Ton | 0 | reference source included incremental cost only | 0 | No Labor Cost | 4740 | FPL contractor survey, 2018 - incremental cost for 3 ton, SFD (used 3 ton based on size assumption for savings calcs) | 0 | No Additional Labor Cost
Equipment | 21 SEER Air Source Heat Pump | 21 SEER Air Source Heat Pump | Code-Compliant ASHP, 14 SEER, 8.2 HSPF | Residential | New | Single Family | FL Zone 2 | Per System | 59% | 6420 | 4406.6533 | 2013.3467 | 31.36% | 15 | 0.88345 | 1.3046 | 4740 | Per 3 Ton | 0 | reference source included incremental cost only | 0 | No Labor Cost | 4740 | FPL contractor survey, 2018 - incremental cost for 3 ton, SFD | 0 | No Additional Labor Cost
Equipment | 21 SEER Air Source Heat Pump | 21 SEER Air Source Heat Pump | Code-Compliant ASHP, 14 SEER, 8.2 HSPF | Residential | New | Multi-Family | FL Zone 2 | Per System | 59% | 3916.2 | 2688.0585 | 1228.1415 | 31.36% | 15 | 0.5389 | 0.79581 | 4539 | Per 2 Ton | 0 | reference source included incremental cost only | 0 | No Labor Cost | 4539 | FPL contractor survey, 2018 - incremental cost for MF | 0 | No Additional Labor Cost
Equipment | 21 SEER Air Source Heat Pump | 21 SEER Air Source Heat Pump | Code-Compliant ASHP, 14 SEER, 8.2 HSPF | Residential | New | Manufactured Home | FL Zone 2 | Per System | 59% | 3980.4 | 2732.1251 | 1248.2749 | 31.36% | 15 | 0.54774 | 0.80885 | 4740 | Per 3 Ton | 0 | reference source included incremental cost only | 0 | No Labor Cost | 4740 | FPL contractor survey, 2018 - incremental cost for 3 ton, SFD (used 3 ton based on size assumption for savings calcs) | 0 | No Additional Labor Cost
Equipment | 21 SEER ASHP from base electric resistance heating | 21 SEER ASHP from base electric resistance heating | Base AC, 14 SEER, Electric resistance heating, 3.41 HSPF | Residential | Turnover | Single Family | FL Zone 2 | Per System | 40.59% | 7225 | 4285.5043 | 2939.4957 | 40.69% | 15 | 1.2898 | 1.9047 | 5209.29 | Per 3 Ton | 0 | reference source included incremental cost only | 0 | No Labor Cost | 5209.29 | FPL contractor survey, 2018 - incremental cost for 3 ton, SFD plus incremental cost of 14 SEER ASHP from base elec resist. Heating measure | 0 | No Additional Labor Cost
Equipment | 21 SEER ASHP from base electric resistance heating | 21 SEER ASHP from base electric resistance heating | Base AC, 14 SEER, Electric resistance heating, 3.41 HSPF | Residential | Turnover | Multi-Family | FL Zone 2 | Per System | 32% | 4407.25 | 2614.1576 | 1793.0924 | 40.69% | 15 | 0.7868 | 1.1619 | 4851.86 | Per 2 Ton | 0 | reference source included incremental cost only | 0 | No Labor Cost | 4851.86 | FPL contractor survey, 2018 - incremental cost for MF plus incremental cost of 14 SEER ASHP from base elec resist. Heating measure | 0 | No Additional Labor Cost
Equipment | 21 SEER ASHP from base electric resistance heating | 21 SEER ASHP from base electric resistance heating | Base AC, 14 SEER, Electric resistance heating, 3.41 HSPF | Residential | Turnover | Manufactured Home | FL Zone 2 | Per System | 32% | 4479.5 | 2657.0127 | 1822.4873 | 40.69% | 15 | 0.7997 | 1.1809 | 5209.29 | Per 3 Ton | 0 | reference source included incremental cost only | 0 | No Labor Cost | 5209.29 | FPL contractor survey, 2018 - incremental cost for 3 ton, SFD (used 3 ton based on savings calcs) plus incremental cost of 14 SEER ASHP from base elec resist. Heating measure | 0 | No Additional Labor Cost
Equipment | 21 SEER ASHP from base electric resistance heating | 21 SEER ASHP from base electric resistance heating | Base AC, 14 SEER, Electric resistance heating, 3.41 HSPF | Residential | New | Single Family | FL Zone 2 | Per System | 40.59% | 7225 | 4285.5043 | 2939.4957 | 40.69% | 15 | 1.2898 | 1.9047 | 5209.29 | Per 3 Ton | 0 | reference source included incremental cost only | 0 | No Labor Cost | 5209.29 | FPL contractor survey, 2018 - incremental cost for 3 ton, SFD plus incremental cost of 14 SEER ASHP from base elec resist. Heating measure | 0 | No Additional Labor Cost
Equipment | 21 SEER ASHP from base electric resistance heating | 21 SEER ASHP from base electric resistance heating | Base AC, 14 SEER, Electric resistance heating, 3.41 HSPF | Residential | New | Multi-Family | FL Zone 2 | Per System | 32% | 4407.25 | 2614.1576 | 1793.0924 | 40.69% | 15 | 0.7868 | 1.1619 | 4851.86 | Per 2 Ton | 0 | reference source included incremental cost only | 0 | No Labor Cost | 4851.86 | FPL contractor survey, 2018 - incremental cost for MF plus incremental cost of 14 SEER ASHP from base elec resist. Heating measure | 0 | No Additional Labor Cost
Equipment | 21 SEER ASHP from base electric resistance heating | 21 SEER ASHP from base electric resistance heating | Base AC, 14 SEER, Electric resistance heating, 3.41 HSPF | Residential | New | Manufactured Home | FL Zone 2 | Per System | 32% | 4479.5 | 2657.0127 | 1822.4873 | 40.69% | 15 | 0.7997 | 1.1809 | 13839.956 | Per 2 Ton | 1414.2 | 14 SEER split system heat pump, rate at $707.1/ton, reference: https://www.theacoutlet.com/rp1536aj1na-rh1p3617stanja-3-ton-14-seer-rheem-ruud-heat-pump-system.html | 1259.184 | rate at $85.08/per labor hour, assume 14.8 hour work, reference: https://www.homewyse.com/costs/cost_of_heat_pump_systems.html | 3013.34 | rate at $1506.67/ton, reference: https://iwae.com/shop/3-ton-22-3-eer-2-stage-climatemaster-tranquility-22-geothermal-heat-pump-vertical-package-unit-ha16163.html | 13500 | https://www.remodelingcalculator.org/geothermal-heating-cooling-costs/
Equipment | 21 SEER Central AC | 21 SEER Central AC | Code-Compliant Central AC, 14 SEER | Residential | Turnover | Single Family | FL Zone 2 | Per System | 78% | 5594 | 3729.3333 | 1864.6667 | 33.33% | 15 | 0.95353 | 0 | 5194 | Per 3 Ton | 0 | reference source included incremental cost only | 0 | No Labor Cost | 5194 | FPL contractor survey, 2018 - incremental cost for 3 ton, SFD | 0 | No Additional Labor Cost
Equipment | 21 SEER Central AC | 21 SEER Central AC | Code-Compliant Central AC, 14 SEER | Residential | Turnover | Multi-Family | FL Zone 2 | Per System | 78% | 3412.34 | 2274.8933 | 1137.4467 | 33.33% | 15 | 0.58165 | 0 | 4217 | Per 2 Ton | 0 | reference source included incremental cost only | 0 | No Labor Cost | 4217 | FPL contractor survey, 2018 - incremental cost for MF | 0 | No Additional Labor Cost
Equipment | 21 SEER Central AC | 21 SEER Central AC | Code-Compliant Central AC, 14 SEER | Residential | Turnover | Manufactured Home | FL Zone 2 | Per System | 78% | 3468.28 | 2312.1867 | 1156.0933 | 33.33% | 15 | 0.59119 | 0 | 5194 | Per 3 Ton | 0 | reference source included incremental cost only | 0 | No Labor Cost | 5194 | FPL contractor survey, 2018 - incremental cost for 3 ton, SFD (used 3 ton based on size assumption for savings calcs) | 0 | No Additional Labor Cost
Equipment | 21 SEER Central AC | 21 SEER Central AC | Code-Compliant Central AC, 14 SEER | Residential | New | Single Family | FL Zone 2 | Per System | 78% | 5594 | 3729.3333 | 1864.6667 | 33.33% | 15 | 0.95353 | 0 | 5194 | Per 3 Ton | 0 | reference source included incremental cost only | 0 | No Labor Cost | 5194 | FPL contractor survey, 2018 - incremental cost for 3 ton, SFD | 0 | No Additional Labor Cost
Equipment | 21 SEER Central AC | 21 SEER Central AC | Code-Compliant Central AC, 14 SEER | Residential | New | Multi-Family | FL Zone 2 | Per System | 78% | 3412.34 | 2274.8933 | 1137.4467 | 33.33% | 15 | 0.58165 | 0 | 4217 | Per 2 Ton | 0 | reference source included incremental cost only | 0 | No Labor Cost | 4217 | FPL contractor survey, 2018 - incremental cost for MF | 0 | No Additional Labor Cost
Equipment | 21 SEER Central AC | 21 SEER Central AC | Code-Compliant Central AC, 14 SEER | Residential | New | Manufactured Home | FL Zone 2 | Per System | 78% | 3468.28 | 2312.1867 | 1156.0933 | 33.33% | 15 | 0.59119 | 0 | 5194 | Per 3 Ton | 0 | reference source included incremental cost only | 0 | No Labor Cost | 5194 | FPL contractor survey, 2018 - incremental cost for 3 ton, SFD (used 3 ton based on size assumption for savings calcs) | 0 | No Additional Labor Cost
Equipment | Energy Star Room AC | Energy Star Room AC, 1 Ton, 12 SEER | Code-Compliant Room AC, 1 Ton, 10.9 SEER | Residential | Turnover | Single Family | FL Zone 2 | Per Unit | 66% | 1643.4055 | 1492.76 | 150.6455 | 9.167% | 9 | 0.077035 | 0 | 18.67 | Per Ton | 310.33 | NEEP Incremental Cost Recommendations 2017 - average of with and w/o louvered sides (https://neep.org/sites/default/files/resources/Incremental_Cost_Recommendations_Non_Lighting_050917.xlsx) | 263.036 | rate at $69.22/per labor hour, assume 3.8 hours work, reference: https://www.homewyse.com/costs/cost_of_room_air_conditioners.html | 329 | NEEP Incremental Cost Recommendations 2017 - average of with and w/o louvered sides (https://neep.org/sites/default/files/resources/Incremental_Cost_Recommendations_Non_Lighting_050917.xlsx) | 263.036 | rate at $69.22/per labor hour, assume 3.8 hours work, reference: https://www.homewyse.com/costs/cost_of_room_air_conditioners.html
Equipment | Energy Star Room AC | Energy Star Room AC, 1 Ton, 12 SEER | Code-Compliant Room AC, 1 Ton, 10.9 SEER | Residential | Turnover | Multi-Family | FL Zone 2 | Per Unit | 66% | 1643.4055 | 1492.76 | 150.6455 | 9.167% | 9 | 0.077035 | 0 | 18.67 | Per Ton | 310.33 | NEEP Incremental Cost Recommendations 2017 - average of with and w/o louvered sides (https://neep.org/sites/default/files/resources/Incremental_Cost_Recommendations_Non_Lighting_050917.xlsx) | 263.036 | rate at $69.22/per labor hour, assume 3.8 hours work, reference: https://www.homewyse.com/costs/cost_of_room_air_conditioners.html | 329 | NEEP Incremental Cost Recommendations 2017 - average of with and w/o louvered sides (https://neep.org/sites/default/files/resources/Incremental_Cost_Recommendations_Non_Lighting_050917.xlsx) | 263.036 | rate at $69.22/per labor hour, assume 3.8 hours work, reference: https://www.homewyse.com/costs/cost_of_room_air_conditioners.html
Equipment | Energy Star Room AC | Energy Star Room AC, 1 Ton, 12 SEER | Code-Compliant Room AC, 1 Ton, 10.9 SEER | Residential | Turnover | Manufactured Home | FL Zone 2 | Per Unit | 66% | 1643.4055 | 1492.76 | 150.6455 | 9.167% | 9 | 0.077035 | 0 | 18.67 | Per Ton | 310.33 | NEEP Incremental Cost Recommendations 2017 - average of with and w/o louvered sides (https://neep.org/sites/default/files/resources/Incremental_Cost_Recommendations_Non_Lighting_050917.xlsx) | 263.036 | rate at $69.22/per labor hour, assume 3.8 hours work, reference: https://www.homewyse.com/costs/cost_of_room_air_conditioners.html | 329 | NEEP Incremental Cost Recommendations 2017 - average of with and w/o louvered sides (https://neep.org/sites/default/files/resources/Incremental_Cost_Recommendations_Non_Lighting_050917.xlsx) | 263.036 | rate at $69.22/per labor hour, assume 3.8 hours work, reference: https://www.homewyse.com/costs/cost_of_room_air_conditioners.html
Equipment | Energy Star Room AC | Energy Star Room AC, 1 Ton, 12 SEER | Code-Compliant Room AC, 1 Ton, 10.9 SEER | Residential | New | Single Family | FL Zone 2 | Per Unit | 66% | 1643.4055 | 1492.76 | 150.6455 | 9.167% | 9 | 0.077035 | 0 | 18.67 | Per Ton | 310.33 | NEEP Incremental Cost Recommendations 2017 - average of with and w/o louvered sides (https://neep.org/sites/default/files/resources/Incremental_Cost_Recommendations_Non_Lighting_050917.xlsx) | 263.036 | rate at $69.22/per labor hour, assume 3.8 hours work, reference: https://www.homewyse.com/costs/cost_of_room_air_conditioners.html | 329 | NEEP Incremental Cost Recommendations 2017 - average of with and w/o louvered sides (https://neep.org/sites/default/files/resources/Incremental_Cost_Recommendations_Non_Lighting_050917.xlsx) | 263.036 | rate at $69.22/per labor hour, assume 3.8 hours work, reference: https://www.homewyse.com/costs/cost_of_room_air_conditioners.html
Equipment | Energy Star Room AC | Energy Star Room AC, 1 Ton, 12 SEER | Code-Compliant Room AC, 1 Ton, 10.9 SEER | Residential | New | Multi-Family | FL Zone 2 | Per Unit | 66% | 1643.4055 | 1492.76 | 150.6455 | 9.167% | 9 | 0.077035 | 0 | 18.67 | Per Ton | 310.33 | NEEP Incremental Cost Recommendations 2017 - average of with and w/o louvered sides (https://neep.org/sites/default/files/resources/Incremental_Cost_Recommendations_Non_Lighting_050917.xlsx) | 263.036 | rate at $69.22/per labor hour, assume 3.8 hours work, reference: https://www.homewyse.com/costs/cost_of_room_air_conditioners.html | 329 | NEEP Incremental Cost Recommendations 2017 - average of with and w/o louvered sides (https://neep.org/sites/default/files/resources/Incremental_Cost_Recommendations_Non_Lighting_050917.xlsx) | 263.036 | rate at $69.22/per labor hour, assume 3.8 hours work, reference: https://www.homewyse.com/costs/cost_of_room_air_conditioners.html
Equipment | Energy Star Room AC | Energy Star Room AC, 1 Ton, 12 SEER | Code-Compliant Room AC, 1 Ton, 10.9 SEER | Residential | New | Manufactured Home | FL Zone 2 | Per Unit | 66% | 1643.4055 | 1492.76 | 150.6455 | 9.167% | 9 | 0.077035 | 0 | 18.67 | Per Ton | 310.33 | NEEP Incremental Cost Recommendations 2017 - average of with and w/o louvered sides (https://neep.org/sites/default/files/resources/Incremental_Cost_Recommendations_Non_Lighting_050917.xlsx) | 263.036 | rate at $69.22/per labor hour, assume 3.8 hours work, reference: https://www.homewyse.com/costs/cost_of_room_air_conditioners.html | 329 | NEEP Incremental Cost Recommendations 2017 - average of with and w/o louvered sides (https://neep.org/sites/default/files/resources/Incremental_Cost_Recommendations_Non_Lighting_050917.xlsx) | 263.036 | rate at $69.22/per labor hour, assume 3.8 hours work, reference: https://www.homewyse.com/costs/cost_of_room_air_conditioners.html
Equipment | Ground Source Heat Pump | Ground Source Heat Pump | Base AC, 14 SEER, Electric resistance heating, 3.41 HSPF | Residential | Turnover | Single Family | FL Zone 2 | Per Unit | 0% | 10321.9367 | 8253.8098 | 2068.1269 | 20.04% | 22 | 0.90748 | 1.3401 | 14639.526 | Per 3 Ton | 2121.3 | 14 SEER split system heat pump, rate at $707.1/ton, reference: https://www.theacoutlet.com/rp1536aj1na-rh1p3617stanja-3-ton-14-seer-rheem-ruud-heat-pump-system.html | 1259.184 | rate at $85.08/per labor hour, assume 14.8 hour work, reference: https://www.homewyse.com/costs/cost_of_heat_pump_systems.html | 4520.01 | rate at $1506.67/ton, reference: https://iwae.com/shop/3-ton-22-3-eer-2-stage-climatemaster-tranquility-22-geothermal-heat-pump-vertical-package-unit-ha16163.html | 13500 | https://www.remodelingcalculator.org/geothermal-heating-cooling-costs/
Equipment | Ground Source Heat Pump | Ground Source Heat Pump | Base AC, 14 SEER, Electric resistance heating, 3.41 HSPF | Residential | Turnover | Multi-Family | FL Zone 2 | Per Unit | 2.992% | 10321.9367 | 8253.8098 | 2068.1269 | 20.04% | 22 | 0.90748 | 1.3401 | 13839.956 | Per 2 Ton | 1414.2 | 14 SEER split system heat pump, rate at $707.1/ton, reference: https://www.theacoutlet.com/rp1536aj1na-rh1p3617stanja-3-ton-14-seer-rheem-ruud-heat-pump-system.html | 1259.184 | rate at $85.08/per labor hour, assume 14.8 hour work, reference: https://www.homewyse.com/costs/cost_of_heat_pump_systems.html | 3013.34 | rate at $1506.67/ton, reference: https://iwae.com/shop/3-ton-22-3-eer-2-stage-climatemaster-tranquility-22-geothermal-heat-pump-vertical-package-unit-ha16163.html | 13500 | https://www.remodelingcalculator.org/geothermal-heating-cooling-costs/
Equipment | Ground Source Heat Pump | Ground Source Heat Pump | Base AC, 14 SEER, Electric resistance heating, 3.41 HSPF | Residential | Turnover | Manufactured Home | FL Zone 2 | Per Unit | 2.995% | 10321.9367 | 8253.8098 | 2068.1269 | 20.04% | 22 | 0.90748 | 1.3401 | 14639.526 | Per 3 Ton | 2121.3 | 14 SEER split system heat pump, rate at $707.1/ton, reference: https://www.theacoutlet.com/rp1536aj1na-rh1p3617stanja-3-ton-14-seer-rheem-ruud-heat-pump-system.html | 1259.184 | rate at $85.08/per labor hour, assume 14.8 hour work, reference: https://www.homewyse.com/costs/cost_of_heat_pump_systems.html | 4520.01 | rate at $1506.67/ton, reference: https://iwae.com/shop/3-ton-22-3-eer-2-stage-climatemaster-tranquility-22-geothermal-heat-pump-vertical-package-unit-ha16163.html | 13500 | https://www.remodelingcalculator.org/geothermal-heating-cooling-costs/
Equipment | Ground Source Heat Pump | Ground Source Heat Pump | Base AC, 14 SEER, Electric resistance heating, 3.41 HSPF | Residential | New | Single Family | FL Zone 2 | Per Unit | 0% | 10321.9367 | 8253.8098 | 2068.1269 | 20.04% | 22 | 0.90748 | 1.3401 | 14639.526 | Per 3 Ton | 2121.3 | 14 SEER split system heat pump, rate at $707.1/ton, reference: https://www.theacoutlet.com/rp1536aj1na-rh1p3617stanja-3-ton-14-seer-rheem-ruud-heat-pump-system.html | 1259.184 | rate at $85.08/per labor hour, assume 14.8 hour work, reference: https://www.homewyse.com/costs/cost_of_heat_pump_systems.html | 4520.01 | rate at $1506.67/ton, reference: https://iwae.com/shop/3-ton-22-3-eer-2-stage-climatemaster-tranquility-22-geothermal-heat-pump-vertical-package-unit-ha16163.html | 13500 | https://www.remodelingcalculator.org/geothermal-heating-cooling-costs/
Equipment | Ground Source Heat Pump | Ground Source Heat Pump | Base AC, 14 SEER, Electric resistance heating, 3.41 HSPF | Residential | New | Multi-Family | FL Zone 2 | Per Unit | 2.992% | 10321.9367 | 8253.8098 | 2068.1269 | 20.04% | 22 | 0.90748 | 1.3401 | 13839.956 | Per 2 Ton | 1414.2 | 14 SEER split system heat pump, rate at $707.1/ton, reference: https://www.theacoutlet.com/rp1536aj1na-rh1p3617stanja-3-ton-14-seer-rheem-ruud-heat-pump-system.html | 1259.184 | rate at $85.08/per labor hour, assume 14.8 hour work, reference: https://www.homewyse.com/costs/cost_of_heat_pump_systems.html | 3013.34 | rate at $1506.67/ton, reference: https://iwae.com/shop/3-ton-22-3-eer-2-stage-climatemaster-tranquility-22-geothermal-heat-pump-vertical-package-unit-ha16163.html | 13500 | https://www.remodelingcalculator.org/geothermal-heating-cooling-costs/
Equipment | Ground Source Heat Pump | Ground Source Heat Pump | Base AC, 14 SEER, Electric resistance heating, 3.41 HSPF | Residential | New | Manufactured Home | FL Zone 2 | Per Unit | 2.995% | 10321.9367 | 8253.8098 | 2068.1269 | 20.04% | 22 | 0.90748 | 1.3401 | 14639.526 | Per 3 Ton | 2121.3 | 14 SEER split system heat pump, rate at $707.1/ton, reference: https://www.theacoutlet.com/rp1536aj1na-rh1p3617stanja-3-ton-14-seer-rheem-ruud-heat-pump-system.html | 1259.184 | rate at $85.08/per labor hour, assume 14.8 hour work, reference: https://www.homewyse.com/costs/cost_of_heat_pump_systems.html | 4520.01 | rate at $1506.67/ton, reference: https://iwae.com/shop/3-ton-22-3-eer-2-stage-climatemaster-tranquility-22-geothermal-heat-pump-vertical-package-unit-ha16163.html | 13500 | https://www.remodelingcalculator.org/geothermal-heating-cooling-costs/
Equipment | Variable Refrigerant Flow (VRF) HVAC Systems | Variable Refrigerant Flow (VRF) HVAC Systems | Code-Compliant ASHP, 1108.4 Tons, 1.54149246003495 SEER, 1.80883269691282 HSPF | Residential | Turnover | Single Family | FL Zone 2 | Per Unit | 0.5419% | 6617.19 | 4908.5998 | 1708.5902 | 25.82% | 13 | 0.74972 | 1.1071 | 3207.372 | Per 3 Ton | 2121.3 | 14 SEER split system heat pump, rate at $707.1/ton, reference: https://www.theacoutlet.com/rp1536aj1na-rh1p3617stanja-3-ton-14-seer-rheem-ruud-heat-pump-system.html | 1259.184 | rate at $85.08/per labor hour, assume 14.8 hour work, reference: https://www.homewyse.com/costs/cost_of_heat_pump_systems.html | 3805.74 | rate at $1268.58/ton, reference: https://www.nationalairwarehouse.com/3-ton-goodman-18-seer-r-410a-two-stage-variable-speed-vertical-heat-pump-split-system.html | 2782.116 | rate at $85.08/per labor hour, assume 24.7 hour work (major fit/position change) plus 8 hrs for removal of existing ducts, patching drywall, etc., reference: https://www.homewyse.com/costs/cost_of_heat_pump_systems.html
Equipment | Variable Refrigerant Flow (VRF) HVAC Systems | Variable Refrigerant Flow (VRF) HVAC Systems | Code-Compliant ASHP, 1108.4 Tons, 1.54149246003495 SEER, 1.80883269691282 HSPF | Residential | Turnover | Multi-Family | FL Zone 2 | Per Unit | 7.175% | 4303 | 3163.9398 | 1139.0602 | 26.47% | 13 | 0.49981 | 0.73808 | 2645.892 | Per 2 Ton | 1414.2 | 14 SEER split system heat pump, rate at $707.1/ton, reference: https://www.theacoutlet.com/rp1536aj1na-rh1p3617stanja-3-ton-14-seer-rheem-ruud-heat-pump-system.html | 1259.184 | rate at $85.08/per labor hour, assume 14.8 hour work, reference: https://www.homewyse.com/costs/cost_of_heat_pump_systems.html | 2537.16 | rate at $1268.58/ton, reference: https://www.nationalairwarehouse.com/3-ton-goodman-18-seer-r-410a-two-stage-variable-speed-vertical-heat-pump-split-system.html | 2782.116 | rate at $85.08/per labor hour, assume 24.7 hour work (major fit/position change) plus 8 hrs for removal of existing ducts, patching drywall, etc., reference: https://www.homewyse.com/costs/cost_of_heat_pump_systems.html
Equipment | Variable Refrigerant Flow (VRF) HVAC Systems | Variable Refrigerant Flow (VRF) HVAC Systems | Code-Compliant ASHP, 1108.4 Tons, 1.54149246003495 SEER, 1.80883269691282 HSPF | Residential | Turnover | Manufactured Home | FL Zone 2 | Per Unit | 7.175% | 6473 | 4764.4098 | 1708.5902 | 26.4% | 13 | 0.74972 | 1.1071 | 3207.372 | Per 3 Ton | 2121.3 | 14 SEER split system heat pump, rate at $707.1/ton, reference: https://www.theacoutlet.com/rp1536aj1na-rh1p3617stanja-3-ton-14-seer-rheem-ruud-heat-pump-system.html | 1259.184 | rate at $85.08/per labor hour, assume 14.8 hour work, reference: https://www.homewyse.com/costs/cost_of_heat_pump_systems.html | 3805.74 | rate at $1268.58/ton, reference: https://www.nationalairwarehouse.com/3-ton-goodman-18-seer-r-410a-two-stage-variable-speed-vertical-heat-pump-split-system.html | 2782.116 | rate at $85.08/per labor hour, assume 24.7 hour work (major fit/position change) plus 8 hrs for removal of existing ducts, patching drywall, etc., reference: https://www.homewyse.com/costs/cost_of_heat_pump_systems.html
Equipment | Variable Refrigerant Flow (VRF) HVAC Systems | Variable Refrigerant Flow (VRF) HVAC Systems | Code-Compliant ASHP, 1108.4 Tons, 1.54149246003495 SEER, 1.80883269691282 HSPF | Residential | New | Single Family | FL Zone 2 | Per Unit | 0.636% | 6617.19 | 4908.5998 | 1708.5902 | 25.82% | 13 | 0.74972 | 1.1071 | 2526.732 | Per 3 Ton | 2121.3 | 14 SEER split system heat pump, rate at $707.1/ton, reference: https://www.theacoutlet.com/rp1536aj1na-rh1p3617stanja-3-ton-14-seer-rheem-ruud-heat-pump-system.html | 1259.184 | rate at $85.08/per labor hour, assume 14.8 hour work, reference: https://www.homewyse.com/costs/cost_of_heat_pump_systems.html | 3805.74 | rate at $1268.58/ton, reference: https://www.nationalairwarehouse.com/3-ton-goodman-18-seer-r-410a-two-stage-variable-speed-vertical-heat-pump-split-system.html | 2101.476 | rate at $85.08/per labor hour, assume 24.7 hour work (major fit/position change), reference: https://www.homewyse.com/costs/cost_of_heat_pump_systems.html
Equipment | Variable Refrigerant Flow (VRF) HVAC Systems | Variable Refrigerant Flow (VRF) HVAC Systems | Code-Compliant ASHP, 1108.4 Tons, 1.54149246003495 SEER, 1.80883269691282 HSPF | Residential | New | Multi-Family | FL Zone 2 | Per Unit | 7.773% | 4303 | 3163.9398 | 1139.0602 | 26.47% | 13 | 0.49981 | 0.73808 | 1965.252 | Per 2 Ton | 1414.2 | 14 SEER split system heat pump, rate at $707.1/ton, reference: https://www.theacoutlet.com/rp1536aj1na-rh1p3617stanja-3-ton-14-seer-rheem-ruud-heat-pump-system.html | 1259.184 | rate at $85.08/per labor hour, assume 14.8 hour work, reference: https://www.homewyse.com/costs/cost_of_heat_pump_systems.html | 2537.16 | rate at $1268.58/ton, reference: https://www.nationalairwarehouse.com/3-ton-goodman-18-seer-r-410a-two-stage-variable-speed-vertical-heat-pump-split-system.html | 2101.476 | rate at $85.08/per labor hour, assume 24.7 hour work (major fit/position change), reference: https://www.homewyse.com/costs/cost_of_heat_pump_systems.html
Equipment | Variable Refrigerant Flow (VRF) HVAC Systems | Variable Refrigerant Flow (VRF) HVAC Systems | Code-Compliant ASHP, 1108.4 Tons, 1.54149246003495 SEER, 1.80883269691282 HSPF | Residential | New | Manufactured Home | FL Zone 2 | Per Unit | 7.773% | 6473 | 4764.4098 | 1708.5902 | 26.4% | 13 | 0.74972 | 1.1071 | 2526.732 | Per 3 Ton | 2121.3 | 14 SEER split system heat pump, rate at $707.1/ton, reference: https://www.theacoutlet.com/rp1536aj1na-rh1p3617stanja-3-ton-14-seer-rheem-ruud-heat-pump-system.html | 1259.184 | rate at $85.08/per labor hour, assume 14.8 hour work, reference: https://www.homewyse.com/costs/cost_of_heat_pump_systems.html | 3805.74 | rate at $1268.58/ton, reference: https://www.nationalairwarehouse.com/3-ton-goodman-18-seer-r-410a-two-stage-variable-speed-vertical-heat-pump-split-system.html | 2101.476 | rate at $85.08/per labor hour, assume 24.7 hour work (major fit/position change), reference: https://www.homewyse.com/costs/cost_of_heat_pump_systems.html
Equipment | CFL - 15W Flood (Exterior) | 15W CFL | EISA-2020 compliant baseline lamp (65W flood) | Residential | Turnover | Single Family | FL Zone 2 | Per Lamp | 0% | 61.685 | 14.235 | 47.45 | 76.92% | 7.8 | 0 | 0 | 3.92 | Per Unit | 1.85 | https://www.homedepot.com/p/Philips-65-Watt-Incandescent-BR30-Flood-Light-Bulb-12-Pack-per-Case-248872/100560688 | 0 | No Labor Cost | 5.77 | https://www.1000bulbs.com/product/1644/FC15-FER3015W27.html | 0 | No Labor Cost
Equipment | CFL - 15W Flood (Exterior) | 15W CFL | EISA-2020 compliant baseline lamp (65W flood) | Residential | Turnover | Multi-Family | FL Zone 2 | Per Lamp | 0% | 61.685 | 14.235 | 47.45 | 76.92% | 7.8 | 0 | 0 | 3.92 | Per Unit | 1.85 | https://www.homedepot.com/p/Philips-65-Watt-Incandescent-BR30-Flood-Light-Bulb-12-Pack-per-Case-248872/100560688 | 0 | No Labor Cost | 5.77 | https://www.1000bulbs.com/product/1644/FC15-FER3015W27.html | 0 | No Labor Cost
Equipment | CFL - 15W Flood (Exterior) | 15W CFL | EISA-2020 compliant baseline lamp (65W flood) | Residential | Turnover | Manufactured Home | FL Zone 2 | Per Lamp | 0% | 61.685 | 14.235 | 47.45 | 76.92% | 7.8 | 0 | 0 | 3.92 | Per Unit | 1.85 | https://www.homedepot.com/p/Philips-65-Watt-Incandescent-BR30-Flood-Light-Bulb-12-Pack-per-Case-248872/100560688 | 0 | No Labor Cost | 5.77 | https://www.1000bulbs.com/product/1644/FC15-FER3015W27.html | 0 | No Labor Cost
Equipment | CFL - 15W Flood (Exterior) | 15W CFL | EISA-2020 compliant baseline lamp (65W flood) | Residential | New | Single Family | FL Zone 2 | Per Lamp | 0% | 61.685 | 14.235 | 47.45 | 76.92% | 7.8 | 0 | 0 | 3.92 | Per Unit | 1.85 | https://www.homedepot.com/p/Philips-65-Watt-Incandescent-BR30-Flood-Light-Bulb-12-Pack-per-Case-248872/100560688 | 0 | No Labor Cost | 5.77 | https://www.1000bulbs.com/product/1644/FC15-FER3015W27.html | 0 | No Labor Cost
Equipment | CFL - 15W Flood (Exterior) | 15W CFL | EISA-2020 compliant baseline lamp (65W flood) | Residential | New | Multi-Family | FL Zone 2 | Per Lamp | 0% | 61.685 | 14.235 | 47.45 | 76.92% | 7.8 | 0 | 0 | 3.92 | Per Unit | 1.85 | https://www.homedepot.com/p/Philips-65-Watt-Incandescent-BR30-Flood-Light-Bulb-12-Pack-per-Case-248872/100560688 | 0 | No Labor Cost | 5.77 | https://www.1000bulbs.com/product/1644/FC15-FER3015W27.html | 0 | No Labor Cost
Equipment | CFL - 15W Flood (Exterior) | 15W CFL | EISA-2020 compliant baseline lamp (65W flood) | Residential | New | Manufactured Home | FL Zone 2 | Per Lamp | 0% | 61.685 | 14.235 | 47.45 | 76.92% | 7.8 | 0 | 0 | 3.92 | Per Unit | 1.85 | https://www.homedepot.com/p/Philips-65-Watt-Incandescent-BR30-Flood-Light-Bulb-12-Pack-per-Case-248872/100560688 | 0 | No Labor Cost | 5.77 | https://www.1000bulbs.com/product/1644/FC15-FER3015W27.html | 0 | No Labor Cost
Equipment | CFL - 15W Flood | 15W CFL | EISA-2020 compliant baseline lamp (65W flood) | Residential | Turnover | Single Family | FL Zone 2 | Per Lamp | 0% | 20.6294 | 15.8688 | 4.7606 | 23.08% | 7.8 | 0.00041875 | 0.00043966 | 3.92 | Per Unit | 1.85 | https://www.homedepot.com/p/Philips-65-Watt-Incandescent-BR30-Flood-Light-Bulb-12-Pack-per-Case-248872/100560688 | 0 | No Labor Cost | 5.77 | https://www.1000bulbs.com/product/1644/FC15-FER3015W27.html | 0 | No Labor Cost
Equipment | CFL - 15W Flood | 15W CFL | EISA-2020 compliant baseline lamp (65W flood) | Residential | Turnover | Multi-Family | FL Zone 2 | Per Lamp | 0% | 20.6294 | 15.8688 | 4.7606 | 23.08% | 7.8 | 0.00041875 | 0.00043966 | 3.92 | Per Unit | 1.85 | https://www.homedepot.com/p/Philips-65-Watt-Incandescent-BR30-Flood-Light-Bulb-12-Pack-per-Case-248872/100560688 | 0 | No Labor Cost | 5.77 | https://www.1000bulbs.com/product/1644/FC15-FER3015W27.html | 0 | No Labor Cost
Equipment | CFL - 15W Flood | 15W CFL | EISA-2020 compliant baseline lamp (65W flood) | Residential | Turnover | Manufactured Home | FL Zone 2 | Per Lamp | 0% | 20.6294 | 15.8688 | 4.7606 | 23.08% | 7.8 | 0.00041875 | 0.00043966 | 3.92 | Per Unit | 1.85 | https://www.homedepot.com/p/Philips-65-Watt-Incandescent-BR30-Flood-Light-Bulb-12-Pack-per-Case-248872/100560688 | 0 | No Labor Cost | 5.77 | https://www.1000bulbs.com/product/1644/FC15-FER3015W27.html | 0 | No Labor Cost
Equipment | CFL - 15W Flood | 15W CFL | EISA-2020 compliant baseline lamp (65W flood) | Residential | New | Single Family | FL Zone 2 | Per Lamp | 0% | 20.6294 | 15.8688 | 4.7606 | 23.08% | 7.8 | 0.00041875 | 0.00043966 | 3.92 | Per Unit | 1.85 | https://www.homedepot.com/p/Philips-65-Watt-Incandescent-BR30-Flood-Light-Bulb-12-Pack-per-Case-248872/100560688 | 0 | No Labor Cost | 5.77 | https://www.1000bulbs.com/product/1644/FC15-FER3015W27.html | 0 | No Labor Cost
Equipment | CFL - 15W Flood | 15W CFL | EISA-2020 compliant baseline lamp (65W flood) | Residential | New | Multi-Family | FL Zone 2 | Per Lamp | 0% | 20.6294 | 15.8688 | 4.7606 | 23.08% | 7.8 | 0.00041875 | 0.00043966 | 3.92 | Per Unit | 1.85 | https://www.homedepot.com/p/Philips-65-Watt-Incandescent-BR30-Flood-Light-Bulb-12-Pack-per-Case-248872/100560688 | 0 | No Labor Cost | 5.77 | https://www.1000bulbs.com/product/1644/FC15-FER3015W27.html | 0 | No Labor Cost
Equipment | CFL - 15W Flood | 15W CFL | EISA-2020 compliant baseline lamp (65W flood) | Residential | New | Manufactured Home | FL Zone 2 | Per Lamp | 0% | 20.6294 | 15.8688 | 4.7606 | 23.08% | 7.8 | 0.00041875 | 0.00043966 | 3.92 | Per Unit | 1.85 | https://www.homedepot.com/p/Philips-65-Watt-Incandescent-BR30-Flood-Light-Bulb-12-Pack-per-Case-248872/100560688 | 0 | No Labor Cost | 5.77 | https://www.1000bulbs.com/product/1644/FC15-FER3015W27.html | 0 | No Labor Cost
Equipment | CFL-13W | 13W CFL | EISA-2020 compliant baseline lamp (60W equivalent) | Residential | Turnover | Single Family | FL Zone 2 | Per Lamp | 0% | 19.0425 | 13.7529 | 5.2896 | 27.78% | 7.8 | 0.00046528 | 0.00048851 | 1.32 | Per Unit | 1.17 | https://www.homedepot.com/p/EcoSmart-60-Watt-Equivalent-A19-Dimmable-Eco-Incandescent-Light-Bulb-Soft-White-4-Pack-52602/204848841 | 0 | No Labor Cost | 2.49 | https://www.homedepot.com/p/Philips-60-Watt-Equivalent-Spiral-A-Line-CFL-Light-Bulb-Soft-White-2700K-4-Pack-434373/202826746 | 0 | No Labor Cost
Equipment | CFL-13W | 13W CFL | EISA-2020 compliant baseline lamp (60W equivalent) | Residential | Turnover | Multi-Family | FL Zone 2 | Per Lamp | 0% | 19.0425 | 13.7529 | 5.2896 | 27.78% | 7.8 | 0.00046528 | 0.00048851 | 1.32 | Per Unit | 1.17 | https://www.homedepot.com/p/EcoSmart-60-Watt-Equivalent-A19-Dimmable-Eco-Incandescent-Light-Bulb-Soft-White-4-Pack-52602/204848841 | 0 | No Labor Cost | 2.49 | https://www.homedepot.com/p/Philips-60-Watt-Equivalent-Spiral-A-Line-CFL-Light-Bulb-Soft-White-2700K-4-Pack-434373/202826746 | 0 | No Labor Cost
Equipment | CFL-13W | 13W CFL | EISA-2020 compliant baseline lamp (60W equivalent) | Residential | Turnover | Manufactured Home | FL Zone 2 | Per Lamp | 0% | 19.0425 | 13.7529 | 5.2896 | 27.78% | 7.8 | 0.00046528 | 0.00048851 | 1.32 | Per Unit | 1.17 | https://www.homedepot.com/p/EcoSmart-60-Watt-Equivalent-A19-Dimmable-Eco-Incandescent-Light-Bulb-Soft-White-4-Pack-52602/204848841 | 0 | No Labor Cost | 2.49 | https://www.homedepot.com/p/Philips-60-Watt-Equivalent-Spiral-A-Line-CFL-Light-Bulb-Soft-White-2700K-4-Pack-434373/202826746 | 0 | No Labor Cost
Equipment | CFL-13W | 13W CFL | EISA-2020 compliant baseline lamp (60W equivalent) | Residential | New | Single Family | FL Zone 2 | Per Lamp | 0% | 19.0425 | 13.7529 | 5.2896 | 27.78% | 7.8 | 0.00046528 | 0.00048851 | 1.32 | Per Unit | 1.17 | https://www.homedepot.com/p/EcoSmart-60-Watt-Equivalent-A19-Dimmable-Eco-Incandescent-Light-Bulb-Soft-White-4-Pack-52602/204848841 | 0 | No Labor Cost | 2.49 | https://www.homedepot.com/p/Philips-60-Watt-Equivalent-Spiral-A-Line-CFL-Light-Bulb-Soft-White-2700K-4-Pack-434373/202826746 | 0 | No Labor Cost
Equipment | CFL-13W | 13W CFL | EISA-2020 compliant baseline lamp (60W equivalent) | Residential | New | Multi-Family | FL Zone 2 | Per Lamp | 0% | 19.0425 | 13.7529 | 5.2896 | 27.78% | 7.8 | 0.00046528 | 0.00048851 | 1.32 | Per Unit | 1.17 | https://www.homedepot.com/p/EcoSmart-60-Watt-Equivalent-A19-Dimmable-Eco-Incandescent-Light-Bulb-Soft-White-4-Pack-52602/204848841 | 0 | No Labor Cost | 2.49 | https://www.homedepot.com/p/Philips-60-Watt-Equivalent-Spiral-A-Line-CFL-Light-Bulb-Soft-White-2700K-4-Pack-434373/202826746 | 0 | No Labor Cost
Equipment | CFL-13W | 13W CFL | EISA-2020 compliant baseline lamp (60W equivalent) | Residential | New | Manufactured Home | FL Zone 2 | Per Lamp | 0% | 19.0425 | 13.7529 | 5.2896 | 27.78% | 7.8 | 0.00046528 | 0.00048851 | 1.32 | Per Unit | 1.17 | https://www.homedepot.com/p/EcoSmart-60-Watt-Equivalent-A19-Dimmable-Eco-Incandescent-Light-Bulb-Soft-White-4-Pack-52602/204848841 | 0 | No Labor Cost | 2.49 | https://www.homedepot.com/p/Philips-60-Watt-Equivalent-Spiral-A-Line-CFL-Light-Bulb-Soft-White-2700K-4-Pack-434373/202826746 | 0 | No Labor Cost
Equipment | CFL-23W | 23W CFL | EISA-2020 compliant baseline lamp (100W equivalent) | Residential | Turnover | Single Family | FL Zone 2 | Per Lamp | 0% | 31.7375 | 24.3321 | 7.4054 | 23.33% | 7.8 | 0.00065139 | 0.00068392 | 0.85 | Per Unit | 1.49 | https://www.homedepot.com/p/EcoSmart-100-Watt-Equivalent-A19-Halogen-Light-Bulb-4-Pack-324442/302639927 | 0 | No Labor Cost | 2.34 | https://www.homedepot.com/p/Philips-100W-Equivalent-Soft-White-2700K-T2-Spiral-CFL-Light-Bulb-4-Pack-434738/202827179 | 0 | No Labor Cost
Equipment | CFL-23W | 23W CFL | EISA-2020 compliant baseline lamp (100W equivalent) | Residential | Turnover | Multi-Family | FL Zone 2 | Per Lamp | 0% | 31.7375 | 24.3321 | 7.4054 | 23.33% | 7.8 | 0.00065139 | 0.00068392 | 0.85 | Per Unit | 1.49 | https://www.homedepot.com/p/EcoSmart-100-Watt-Equivalent-A19-Halogen-Light-Bulb-4-Pack-324442/302639927 | 0 | No Labor Cost | 2.34 | https://www.homedepot.com/p/Philips-100W-Equivalent-Soft-White-2700K-T2-Spiral-CFL-Light-Bulb-4-Pack-434738/202827179 | 0 | No Labor Cost
Equipment | CFL-23W | 23W CFL | EISA-2020 compliant baseline lamp (100W equivalent) | Residential | Turnover | Manufactured Home | FL Zone 2 | Per Lamp | 0% | 31.7375 | 24.3321 | 7.4054 | 23.33% | 7.8 | 0.00065139 | 0.00068392 | 0.85 | Per Unit | 1.49 | https://www.homedepot.com/p/EcoSmart-100-Watt-Equivalent-A19-Halogen-Light-Bulb-4-Pack-324442/302639927 | 0 | No Labor Cost | 2.34 | https://www.homedepot.com/p/Philips-100W-Equivalent-Soft-White-2700K-T2-Spiral-CFL-Light-Bulb-4-Pack-434738/202827179 | 0 | No Labor Cost
Equipment | CFL-23W | 23W CFL | EISA-2020 compliant baseline lamp (100W equivalent) | Residential | New | Single Family | FL Zone 2 | Per Lamp | 0% | 31.7375 | 24.3321 | 7.4054 | 23.33% | 7.8 | 0.00065139 | 0.00068392 | 0.85 | Per Unit | 1.49 | https://www.homedepot.com/p/EcoSmart-100-Watt-Equivalent-A19-Halogen-Light-Bulb-4-Pack-324442/302639927 | 0 | No Labor Cost | 2.34 | https://www.homedepot.com/p/Philips-100W-Equivalent-Soft-White-2700K-T2-Spiral-CFL-Light-Bulb-4-Pack-434738/202827179 | 0 | No Labor Cost
Equipment | CFL-23W | 23W CFL | EISA-2020 compliant baseline lamp (100W equivalent) | Residential | New | Multi-Family | FL Zone 2 | Per Lamp | 0% | 31.7375 | 24.3321 | 7.4054 | 23.33% | 7.8 | 0.00065139 | 0.00068392 | 0.85 | Per Unit | 1.49 | https://www.homedepot.com/p/EcoSmart-100-Watt-Equivalent-A19-Halogen-Light-Bulb-4-Pack-324442/302639927 | 0 | No Labor Cost | 2.34 | https://www.homedepot.com/p/Philips-100W-Equivalent-Soft-White-2700K-T2-Spiral-CFL-Light-Bulb-4-Pack-434738/202827179 | 0 | No Labor Cost
Equipment | CFL-23W | 23W CFL | EISA-2020 compliant baseline lamp (100W equivalent) | Residential | New | Manufactured Home | FL Zone 2 | Per Lamp | 0% | 31.7375 | 24.3321 | 7.4054 | 23.33% | 7.8 | 0.00065139 | 0.00068392 | 0.85 | Per Unit | 1.49 | https://www.homedepot.com/p/EcoSmart-100-Watt-Equivalent-A19-Halogen-Light-Bulb-4-Pack-324442/302639927 | 0 | No Labor Cost | 2.34 | https://www.homedepot.com/p/Philips-100W-Equivalent-Soft-White-2700K-T2-Spiral-CFL-Light-Bulb-4-Pack-434738/202827179 | 0 | No Labor Cost
Equipment | LED - 14W | 14W LED | EISA-2020 compliant baseline lamp (100W equivalent) | Residential | Turnover | Single Family | FL Zone 2 | Per Lamp | 50% | 31.7375 | 14.8108 | 16.9267 | 53.33% | 10 | 0.0014889 | 0.0015632 | 1.88 | Per Unit | 1.49 | https://www.homedepot.com/p/EcoSmart-100-Watt-Equivalent-A19-Halogen-Light-Bulb-4-Pack-324442/302639927 | 0 | No Labor Cost | 3.37 | https://www.homedepot.com/p/EcoSmart-100-Watt-Equivalent-A19-Non-Dimmable-LED-Light-Bulb-Daylight-4-Pack-A7A19A100WUL03/303574633 | 0 | No Labor Cost
Equipment | LED - 14W | 14W LED | EISA-2020 compliant baseline lamp (100W equivalent) | Residential | Turnover | Multi-Family | FL Zone 2 | Per Lamp | 50% | 31.7375 | 14.8108 | 16.9267 | 53.33% | 10 | 0.0014889 | 0.0015632 | 1.88 | Per Unit | 1.49 | https://www.homedepot.com/p/EcoSmart-100-Watt-Equivalent-A19-Halogen-Light-Bulb-4-Pack-324442/302639927 | 0 | No Labor Cost | 3.37 | https://www.homedepot.com/p/EcoSmart-100-Watt-Equivalent-A19-Non-Dimmable-LED-Light-Bulb-Daylight-4-Pack-A7A19A100WUL03/303574633 | 0 | No Labor Cost
Equipment | LED - 14W | 14W LED | EISA-2020 compliant baseline lamp (100W equivalent) | Residential | Turnover | Manufactured Home | FL Zone 2 | Per Lamp | 50% | 31.7375 | 14.8108 | 16.9267 | 53.33% | 10 | 0.0014889 | 0.0015632 | 1.88 | Per Unit | 1.49 | https://www.homedepot.com/p/EcoSmart-100-Watt-Equivalent-A19-Halogen-Light-Bulb-4-Pack-324442/302639927 | 0 | No Labor Cost | 3.37 | https://www.homedepot.com/p/EcoSmart-100-Watt-Equivalent-A19-Non-Dimmable-LED-Light-Bulb-Daylight-4-Pack-A7A19A100WUL03/303574633 | 0 | No Labor Cost
Equipment | LED - 14W | 14W LED | EISA-2020 compliant baseline lamp (100W equivalent) | Residential | New | Single Family | FL Zone 2 | Per Lamp | 50% | 31.7375 | 14.8108 | 16.9267 | 53.33% | 10 | 0.0014889 | 0.0015632 | 1.88 | Per Unit | 1.49 | https://www.homedepot.com/p/EcoSmart-100-Watt-Equivalent-A19-Halogen-Light-Bulb-4-Pack-324442/302639927 | 0 | No Labor Cost | 3.37 | https://www.homedepot.com/p/EcoSmart-100-Watt-Equivalent-A19-Non-Dimmable-LED-Light-Bulb-Daylight-4-Pack-A7A19A100WUL03/303574633 | 0 | No Labor Cost
Equipment | LED - 14W | 14W LED | EISA-2020 compliant baseline lamp (100W equivalent) | Residential | New | Multi-Family | FL Zone 2 | Per Lamp | 50% | 31.7375 | 14.8108 | 16.9267 | 53.33% | 10 | 0.0014889 | 0.0015632 | 1.88 | Per Unit | 1.49 | https://www.homedepot.com/p/EcoSmart-100-Watt-Equivalent-A19-Halogen-Light-Bulb-4-Pack-324442/302639927 | 0 | No Labor Cost | 3.37 | https://www.homedepot.com/p/EcoSmart-100-Watt-Equivalent-A19-Non-Dimmable-LED-Light-Bulb-Daylight-4-Pack-A7A19A100WUL03/303574633 | 0 | No Labor Cost
Equipment | LED - 14W | 14W LED | EISA-2020 compliant baseline lamp (100W equivalent) | Residential | New | Manufactured Home | FL Zone 2 | Per Lamp | 50% | 31.7375 | 14.8108 | 16.9267 | 53.33% | 10 | 0.0014889 | 0.0015632 | 1.88 | Per Unit | 1.49 | https://www.homedepot.com/p/EcoSmart-100-Watt-Equivalent-A19-Halogen-Light-Bulb-4-Pack-324442/302639927 | 0 | No Labor Cost | 3.37 | https://www.homedepot.com/p/EcoSmart-100-Watt-Equivalent-A19-Non-Dimmable-LED-Light-Bulb-Daylight-4-Pack-A7A19A100WUL03/303574633 | 0 | No Labor Cost
Equipment | LED - 9W Flood (Exterior) | ENERGY STAR Qualified 9W Screw-In LED | EISA Compliant Halogen Lamp | Residential | Turnover | Single Family | FL Zone 2 | Per Lamp | 22% | 61.685 | 8.541 | 53.144 | 86.15% | 10 | 0 | 0 | 3.14 | Per Unit | 1.85 | https://www.homedepot.com/p/Philips-65-Watt-Incandescent-BR30-Flood-Light-Bulb-12-Pack-per-Case-248872/100560688 | 0 | No Labor Cost | 4.99 | https://www.homedepot.com/p/Cree-65W-Equivalent-Soft-White-2700K-BR30-Dimmable-Exceptional-Light-Quality-LED-Light-Bulb-2-Pack-TBR30-06527FLFH25-12DE26-1-12/304006396 | 0 | No Labor Cost
Equipment | LED - 9W Flood (Exterior) | ENERGY STAR Qualified 9W Screw-In LED | EISA Compliant Halogen Lamp | Residential | Turnover | Multi-Family | FL Zone 2 | Per Lamp | 22% | 61.685 | 8.541 | 53.144 | 86.15% | 10 | 0 | 0 | 3.14 | Per Unit | 1.85 | https://www.homedepot.com/p/Philips-65-Watt-Incandescent-BR30-Flood-Light-Bulb-12-Pack-per-Case-248872/100560688 | 0 | No Labor Cost | 4.99 | https://www.homedepot.com/p/Cree-65W-Equivalent-Soft-White-2700K-BR30-Dimmable-Exceptional-Light-Quality-LED-Light-Bulb-2-Pack-TBR30-06527FLFH25-12DE26-1-12/304006396 | 0 | No Labor Cost
Equipment | LED - 9W Flood (Exterior) | ENERGY STAR Qualified 9W Screw-In LED | EISA Compliant Halogen Lamp | Residential | Turnover | Manufactured Home | FL Zone 2 | Per Lamp | 22% | 61.685 | 8.541 | 53.144 | 86.15% | 10 | 0 | 0 | 3.14 | Per Unit | 1.85 | https://www.homedepot.com/p/Philips-65-Watt-Incandescent-BR30-Flood-Light-Bulb-12-Pack-per-Case-248872/100560688 | 0 | No Labor Cost | 4.99 | https://www.homedepot.com/p/Cree-65W-Equivalent-Soft-White-2700K-BR30-Dimmable-Exceptional-Light-Quality-LED-Light-Bulb-2-Pack-TBR30-06527FLFH25-12DE26-1-12/304006396 | 0 | No Labor Cost
Equipment | LED - 9W Flood (Exterior) | ENERGY STAR Qualified 9W Screw-In LED | EISA Compliant Halogen Lamp | Residential | New | Single Family | FL Zone 2 | Per Lamp | 22% | 61.685 | 8.541 | 53.144 | 86.15% | 10 | 0 | 0 | 3.14 | Per Unit | 1.85 | https://www.homedepot.com/p/Philips-65-Watt-Incandescent-BR30-Flood-Light-Bulb-12-Pack-per-Case-248872/100560688 | 0 | No Labor Cost | 4.99 | https://www.homedepot.com/p/Cree-65W-Equivalent-Soft-White-2700K-BR30-Dimmable-Exceptional-Light-Quality-LED-Light-Bulb-2-Pack-TBR30-06527FLFH25-12DE26-1-12/304006396 | 0 | No Labor Cost
Equipment | LED - 9W Flood (Exterior) | ENERGY STAR Qualified 9W Screw-In LED | EISA Compliant Halogen Lamp | Residential | New | Multi-Family | FL Zone 2 | Per Lamp | 22% | 61.685 | 8.541 | 53.144 | 86.15% | 10 | 0 | 0 | 3.14 | Per Unit | 1.85 | https://www.homedepot.com/p/Philips-65-Watt-Incandescent-BR30-Flood-Light-Bulb-12-Pack-per-Case-248872/100560688 | 0 | No Labor Cost | 4.99 | https://www.homedepot.com/p/Cree-65W-Equivalent-Soft-White-2700K-BR30-Dimmable-Exceptional-Light-Quality-LED-Light-Bulb-2-Pack-TBR30-06527FLFH25-12DE26-1-12/304006396 | 0 | No Labor Cost
Equipment | LED - 9W Flood (Exterior) | ENERGY STAR Qualified 9W Screw-In LED | EISA Compliant Halogen Lamp | Residential | New | Manufactured Home | FL Zone 2 | Per Lamp | 22% | 61.685 | 8.541 | 53.144 | 86.15% | 10 | 0 | 0 | 3.14 | Per Unit | 1.85 | https://www.homedepot.com/p/Philips-65-Watt-Incandescent-BR30-Flood-Light-Bulb-12-Pack-per-Case-248872/100560688 | 0 | No Labor Cost | 4.99 | https://www.homedepot.com/p/Cree-65W-Equivalent-Soft-White-2700K-BR30-Dimmable-Exceptional-Light-Quality-LED-Light-Bulb-2-Pack-TBR30-06527FLFH25-12DE26-1-12/304006396 | 0 | No Labor Cost
Equipment | LED - 9W Flood | ENERGY STAR Qualified 9W Screw-In LED | EISA Compliant Halogen Lamp | Residential | Turnover | Single Family | FL Zone 2 | Per Lamp | 50% | 20.6294 | 9.5213 | 11.1081 | 53.85% | 10 | 0.00097708 | 0.0010259 | 3.14 | Per Unit | 1.85 | https://www.homedepot.com/p/Philips-65-Watt-Incandescent-BR30-Flood-Light-Bulb-12-Pack-per-Case-248872/100560688 | 0 | No Labor Cost | 4.99 | https://www.homedepot.com/p/Cree-65W-Equivalent-Soft-White-2700K-BR30-Dimmable-Exceptional-Light-Quality-LED-Light-Bulb-2-Pack-TBR30-06527FLFH25-12DE26-1-12/304006396 | 0 | No Labor Cost
Equipment | LED - 9W Flood | ENERGY STAR Qualified 9W Screw-In LED | EISA Compliant Halogen Lamp | Residential | Turnover | Multi-Family | FL Zone 2 | Per Lamp | 50% | 20.6294 | 9.5213 | 11.1081 | 53.85% | 10 | 0.00097708 | 0.0010259 | 3.14 | Per Unit | 1.85 | https://www.homedepot.com/p/Philips-65-Watt-Incandescent-BR30-Flood-Light-Bulb-12-Pack-per-Case-248872/100560688 | 0 | No Labor Cost | 4.99 | https://www.homedepot.com/p/Cree-65W-Equivalent-Soft-White-2700K-BR30-Dimmable-Exceptional-Light-Quality-LED-Light-Bulb-2-Pack-TBR30-06527FLFH25-12DE26-1-12/304006396 | 0 | No Labor Cost
Equipment | LED - 9W Flood | ENERGY STAR Qualified 9W Screw-In LED | EISA Compliant Halogen Lamp | Residential | Turnover | Manufactured Home | FL Zone 2 | Per Lamp | 50% | 20.6294 | 9.5213 | 11.1081 | 53.85% | 10 | 0.00097708 | 0.0010259 | 3.14 | Per Unit | 1.85 | https://www.homedepot.com/p/Philips-65-Watt-Incandescent-BR30-Flood-Light-Bulb-12-Pack-per-Case-248872/100560688 | 0 | No Labor Cost | 4.99 | https://www.homedepot.com/p/Cree-65W-Equivalent-Soft-White-2700K-BR30-Dimmable-Exceptional-Light-Quality-LED-Light-Bulb-2-Pack-TBR30-06527FLFH25-12DE26-1-12/304006396 | 0 | No Labor Cost
Equipment | LED - 9W Flood | ENERGY STAR Qualified 9W Screw-In LED | EISA Compliant Halogen Lamp | Residential | New | Single Family | FL Zone 2 | Per Lamp | 50% | 20.6294 | 9.5213 | 11.1081 | 53.85% | 10 | 0.00097708 | 0.0010259 | 3.14 | Per Unit | 1.85 | https://www.homedepot.com/p/Philips-65-Watt-Incandescent-BR30-Flood-Light-Bulb-12-Pack-per-Case-248872/100560688 | 0 | No Labor Cost | 4.99 | https://www.homedepot.com/p/Cree-65W-Equivalent-Soft-White-2700K-BR30-Dimmable-Exceptional-Light-Quality-LED-Light-Bulb-2-Pack-TBR30-06527FLFH25-12DE26-1-12/304006396 | 0 | No Labor Cost
Equipment | LED - 9W Flood | ENERGY STAR Qualified 9W Screw-In LED | EISA Compliant Halogen Lamp | Residential | New | Multi-Family | FL Zone 2 | Per Lamp | 50% | 20.6294 | 9.5213 | 11.1081 | 53.85% | 10 | 0.00097708 | 0.0010259 | 3.14 | Per Unit | 1.85 | https://www.homedepot.com/p/Philips-65-Watt-Incandescent-BR30-Flood-Light-Bulb-12-Pack-per-Case-248872/100560688 | 0 | No Labor Cost | 4.99 | https://www.homedepot.com/p/Cree-65W-Equivalent-Soft-White-2700K-BR30-Dimmable-Exceptional-Light-Quality-LED-Light-Bulb-2-Pack-TBR30-06527FLFH25-12DE26-1-12/304006396 | 0 | No Labor Cost
Equipment | LED - 9W Flood | ENERGY STAR Qualified 9W Screw-In LED | EISA Compliant Halogen Lamp | Residential | New | Manufactured Home | FL Zone 2 | Per Lamp | 50% | 20.6294 | 9.5213 | 11.1081 | 53.85% | 10 | 0.00097708 | 0.0010259 | 3.14 | Per Unit | 1.85 | https://www.homedepot.com/p/Philips-65-Watt-Incandescent-BR30-Flood-Light-Bulb-12-Pack-per-Case-248872/100560688 | 0 | No Labor Cost | 4.99 | https://www.homedepot.com/p/Cree-65W-Equivalent-Soft-White-2700K-BR30-Dimmable-Exceptional-Light-Quality-LED-Light-Bulb-2-Pack-TBR30-06527FLFH25-12DE26-1-12/304006396 | 0 | No Labor Cost
Equipment | LED - 9W | 9W LED | EISA-2020 compliant baseline lamp (60W equivalent) | Residential | Turnover | Single Family | FL Zone 2 | Per Lamp | 50% | 19.0425 | 9.5213 | 9.5213 | 50% | 10 | 0.0008375 | 0.00087932 | 1.2 | Per Unit | 1.17 | https://www.homedepot.com/p/EcoSmart-60-Watt-Equivalent-A19-Dimmable-Eco-Incandescent-Light-Bulb-Soft-White-4-Pack-52602/204848841 | 0 | No Labor Cost | 2.37 | https://www.homedepot.com/p/EcoSmart-60-Watt-Equivalent-A19-Dimmable-Energy-Star-LED-Light-Bulb-Soft-White-4-Pack-B7A19A60WESD14/303574540 | 0 | No Labor Cost
Equipment | LED - 9W | 9W LED | EISA-2020 compliant baseline lamp (60W equivalent) | Residential | Turnover | Multi-Family | FL Zone 2 | Per Lamp | 50% | 19.0425 | 9.5213 | 9.5213 | 50% | 10 | 0.0008375 | 0.00087932 | 1.2 | Per Unit | 1.17 | https://www.homedepot.com/p/EcoSmart-60-Watt-Equivalent-A19-Dimmable-Eco-Incandescent-Light-Bulb-Soft-White-4-Pack-52602/204848841 | 0 | No Labor Cost | 2.37 | https://www.homedepot.com/p/EcoSmart-60-Watt-Equivalent-A19-Dimmable-Energy-Star-LED-Light-Bulb-Soft-White-4-Pack-B7A19A60WESD14/303574540 | 0 | No Labor Cost
Equipment | LED - 9W | 9W LED | EISA-2020 compliant baseline lamp (60W equivalent) | Residential | Turnover | Manufactured Home | FL Zone 2 | Per Lamp | 50% | 19.0425 | 9.5213 | 9.5213 | 50% | 10 | 0.0008375 | 0.00087932 | 1.2 | Per Unit | 1.17 | https://www.homedepot.com/p/EcoSmart-60-Watt-Equivalent-A19-Dimmable-Eco-Incandescent-Light-Bulb-Soft-White-4-Pack-52602/204848841 | 0 | No Labor Cost | 2.37 | https://www.homedepot.com/p/EcoSmart-60-Watt-Equivalent-A19-Dimmable-Energy-Star-LED-Light-Bulb-Soft-White-4-Pack-B7A19A60WESD14/303574540 | 0 | No Labor Cost
Equipment | LED - 9W | 9W LED | EISA-2020 compliant baseline lamp (60W equivalent) | Residential | New | Single Family | FL Zone 2 | Per Lamp | 50% | 19.0425 | 9.5213 | 9.5213 | 50% | 10 | 0.0008375 | 0.00087932 | 1.2 | Per Unit | 1.17 | https://www.homedepot.com/p/EcoSmart-60-Watt-Equivalent-A19-Dimmable-Eco-Incandescent-Light-Bulb-Soft-White-4-Pack-52602/204848841 | 0 | No Labor Cost | 2.37 | https://www.homedepot.com/p/EcoSmart-60-Watt-Equivalent-A19-Dimmable-Energy-Star-LED-Light-Bulb-Soft-White-4-Pack-B7A19A60WESD14/303574540 | 0 | No Labor Cost
Equipment | LED - 9W | 9W LED | EISA-2020 compliant baseline lamp (60W equivalent) | Residential | New | Multi-Family | FL Zone 2 | Per Lamp | 50% | 19.0425 | 9.5213 | 9.5213 | 50% | 10 | 0.0008375 | 0.00087932 | 1.2 | Per Unit | 1.17 | https://www.homedepot.com/p/EcoSmart-60-Watt-Equivalent-A19-Dimmable-Eco-Incandescent-Light-Bulb-Soft-White-4-Pack-52602/204848841 | 0 | No Labor Cost | 2.37 | https://www.homedepot.com/p/EcoSmart-60-Watt-Equivalent-A19-Dimmable-Energy-Star-LED-Light-Bulb-Soft-White-4-Pack-B7A19A60WESD14/303574540 | 0 | No Labor Cost
Equipment | LED - 9W | 9W LED | EISA-2020 compliant baseline lamp (60W equivalent) | Residential | New | Manufactured Home | FL Zone 2 | Per Lamp | 50% | 19.0425 | 9.5213 | 9.5213 | 50% | 10 | 0.0008375 | 0.00087932 | 1.2 | Per Unit | 1.17 | https://www.homedepot.com/p/EcoSmart-60-Watt-Equivalent-A19-Dimmable-Eco-Incandescent-Light-Bulb-Soft-White-4-Pack-52602/204848841 | 0 | No Labor Cost | 2.37 | https://www.homedepot.com/p/EcoSmart-60-Watt-Equivalent-A19-Dimmable-Energy-Star-LED-Light-Bulb-Soft-White-4-Pack-B7A19A60WESD14/303574540 | 0 | No Labor Cost
Equipment | LED Specialty Lamps-5W Chandelier | 5 W Chandelier LED | 0 | Residential | Turnover | Single Family | FL Zone 2 | Per Lamp | 50% | 12.695 | 5.2896 | 7.4054 | 58.33% | 10 | 0.00065139 | 0.00068392 | 1.97 | Per Unit | 0.99 | https://www.homedepot.com/p/40-Watt-Double-Life-B10-Blunt-Incandescent-Light-Bulb-4-Pack-10543/303762197 | 0 | No Labor Cost | 2.96 | https://www.homedepot.com/p/Ecosmart-40-Watt-Equivalent-B11-Dimmable-Energy-Star-Clear-Filament-Vintage-Style-LED-Light-Bulb-Soft-White-3-Pack-FG-03128/303742219 | 0 | No Labor Cost
Equipment | LED Specialty Lamps-5W Chandelier | 5 W Chandelier LED | 0 | Residential | Turnover | Multi-Family | FL Zone 2 | Per Lamp | 50% | 12.695 | 5.2896 | 7.4054 | 58.33% | 10 | 0.00065139 | 0.00068392 | 1.97 | Per Unit | 0.99 | https://www.homedepot.com/p/40-Watt-Double-Life-B10-Blunt-Incandescent-Light-Bulb-4-Pack-10543/303762197 | 0 | No Labor Cost | 2.96 | https://www.homedepot.com/p/Ecosmart-40-Watt-Equivalent-B11-Dimmable-Energy-Star-Clear-Filament-Vintage-Style-LED-Light-Bulb-Soft-White-3-Pack-FG-03128/303742219 | 0 | No Labor Cost
Equipment | LED Specialty Lamps-5W Chandelier | 5 W Chandelier LED | 0 | Residential | Turnover | Manufactured Home | FL Zone 2 | Per Lamp | 50% | 12.695 | 5.2896 | 7.4054 | 58.33% | 10 | 0.00065139 | 0.00068392 | 1.97 | Per Unit | 0.99 | https://www.homedepot.com/p/40-Watt-Double-Life-B10-Blunt-Incandescent-Light-Bulb-4-Pack-10543/303762197 | 0 | No Labor Cost | 2.96 | https://www.homedepot.com/p/Ecosmart-40-Watt-Equivalent-B11-Dimmable-Energy-Star-Clear-Filament-Vintage-Style-LED-Light-Bulb-Soft-White-3-Pack-FG-03128/303742219 | 0 | No Labor Cost
Equipment | LED Specialty Lamps-5W Chandelier | 5 W Chandelier LED | 0 | Residential | New | Single Family | FL Zone 2 | Per Lamp | 50% | 12.695 | 5.2896 | 7.4054 | 58.33% | 10 | 0.00065139 | 0.00068392 | 1.97 | Per Unit | 0.99 | https://www.homedepot.com/p/40-Watt-Double-Life-B10-Blunt-Incandescent-Light-Bulb-4-Pack-10543/303762197 | 0 | No Labor Cost | 2.96 | https://www.homedepot.com/p/Ecosmart-40-Watt-Equivalent-B11-Dimmable-Energy-Star-Clear-Filament-Vintage-Style-LED-Light-Bulb-Soft-White-3-Pack-FG-03128/303742219 | 0 | No Labor Cost
Equipment | LED Specialty Lamps-5W Chandelier | 5 W Chandelier LED | 0 | Residential | New | Multi-Family | FL Zone 2 | Per Lamp | 50% | 12.695 | 5.2896 | 7.4054 | 58.33% | 10 | 0.00065139 | 0.00068392 | 1.97 | Per Unit | 0.99 | https://www.homedepot.com/p/40-Watt-Double-Life-B10-Blunt-Incandescent-Light-Bulb-4-Pack-10543/303762197 | 0 | No Labor Cost | 2.96 | https://www.homedepot.com/p/Ecosmart-40-Watt-Equivalent-B11-Dimmable-Energy-Star-Clear-Filament-Vintage-Style-LED-Light-Bulb-Soft-White-3-Pack-FG-03128/303742219 | 0 | No Labor Cost
Equipment | LED Specialty Lamps-5W Chandelier | 5 W Chandelier LED | 0 | Residential | New | Manufactured Home | FL Zone 2 | Per Lamp | 50% | 12.695 | 5.2896 | 7.4054 | 58.33% | 10 | 0.00065139 | 0.00068392 | 1.97 | Per Unit | 0.99 | https://www.homedepot.com/p/40-Watt-Double-Life-B10-Blunt-Incandescent-Light-Bulb-4-Pack-10543/303762197 | 0 | No Labor Cost | 2.96 | https://www.homedepot.com/p/Ecosmart-40-Watt-Equivalent-B11-Dimmable-Energy-Star-Clear-Filament-Vintage-Style-LED-Light-Bulb-Soft-White-3-Pack-FG-03128/303742219 | 0 | No Labor Cost
Equipment | Linear LED | Linear LED | T8 | Residential | Turnover | Single Family | FL Zone 2 | Per Lamp | 79% | 33.8533 | 19.0425 | 14.8108 | 43.75% | 15 | 0 | 8.6271e-10 | 2.15 | Per Unit | 2.85 | https://www.homedepot.com/p/Philips-32-Watt-4-ft-T8-Alto-Linear-Fluorescent-Light-Bulb-Neutral-3500K-10-Pack-479691/303811578 | 0 | No Labor Cost | 5 | https://www.homedepot.com/p/Philips-32-Watt-Equivalent-4-ft-T8-LED-Linear-Light-Bulb-Daylight-5000K-10-Pack-472910/303040479 | 0 | No Labor Cost
Equipment | Linear LED | Linear LED | T8 | Residential | Turnover | Multi-Family | FL Zone 2 | Per Lamp | 79% | 33.8533 | 19.0425 | 14.8108 | 43.75% | 15 | 0 | 8.6271e-10 | 2.15 | Per Unit | 2.85 | https://www.homedepot.com/p/Philips-32-Watt-4-ft-T8-Alto-Linear-Fluorescent-Light-Bulb-Neutral-3500K-10-Pack-479691/303811578 | 0 | No Labor Cost | 5 | https://www.homedepot.com/p/Philips-32-Watt-Equivalent-4-ft-T8-LED-Linear-Light-Bulb-Daylight-5000K-10-Pack-472910/303040479 | 0 | No Labor Cost
Equipment | Linear LED | Linear LED | T8 | Residential | Turnover | Manufactured Home | FL Zone 2 | Per Lamp | 79% | 33.8533 | 19.0425 | 14.8108 | 43.75% | 15 | 0 | 8.6271e-10 | 2.15 | Per Unit | 2.85 | https://www.homedepot.com/p/Philips-32-Watt-4-ft-T8-Alto-Linear-Fluorescent-Light-Bulb-Neutral-3500K-10-Pack-479691/303811578 | 0 | No Labor Cost | 5 | https://www.homedepot.com/p/Philips-32-Watt-Equivalent-4-ft-T8-LED-Linear-Light-Bulb-Daylight-5000K-10-Pack-472910/303040479 | 0 | No Labor Cost
Equipment | Linear LED | Linear LED | T8 | Residential | New | Single Family | FL Zone 2 | Per Lamp | 79% | 33.8533 | 19.0425 | 14.8108 | 43.75% | 15 | 0 | 8.6271e-10 | 2.15 | Per Unit | 2.85 | https://www.homedepot.com/p/Philips-32-Watt-4-ft-T8-Alto-Linear-Fluorescent-Light-Bulb-Neutral-3500K-10-Pack-479691/303811578 | 0 | No Labor Cost | 5 | https://www.homedepot.com/p/Philips-32-Watt-Equivalent-4-ft-T8-LED-Linear-Light-Bulb-Daylight-5000K-10-Pack-472910/303040479 | 0 | No Labor Cost
Equipment | Linear LED | Linear LED | T8 | Residential | New | Multi-Family | FL Zone 2 | Per Lamp | 79% | 33.8533 | 19.0425 | 14.8108 | 43.75% | 15 | 0 | 8.6271e-10 | 2.15 | Per Unit | 2.85 | https://www.homedepot.com/p/Philips-32-Watt-4-ft-T8-Alto-Linear-Fluorescent-Light-Bulb-Neutral-3500K-10-Pack-479691/303811578 | 0 | No Labor Cost | 5 | https://www.homedepot.com/p/Philips-32-Watt-Equivalent-4-ft-T8-LED-Linear-Light-Bulb-Daylight-5000K-10-Pack-472910/303040479 | 0 | No Labor Cost
Equipment | Linear LED | Linear LED | T8 | Residential | New | Manufactured Home | FL Zone 2 | Per Lamp | 79% | 33.8533 | 19.0425 | 14.8108 | 43.75% | 15 | 0 | 8.6271e-10 | 2.15 | Per Unit | 2.85 | https://www.homedepot.com/p/Philips-32-Watt-4-ft-T8-Alto-Linear-Fluorescent-Light-Bulb-Neutral-3500K-10-Pack-479691/303811578 | 0 | No Labor Cost | 5 | https://www.homedepot.com/p/Philips-32-Watt-Equivalent-4-ft-T8-LED-Linear-Light-Bulb-Daylight-5000K-10-Pack-472910/303040479 | 0 | No Labor Cost
Equipment | Low Wattage T8 Fixture | Low Wattage (28w) T8 Fixture | T8 | Residential | Turnover | Single Family | FL Zone 2 | Per Lamp | 0% | 33.8533 | 27.5058 | 6.3475 | 18.75% | 15 | 0 | 1.191e-09 | 0.44 | Per Unit | 2.85 | https://www.homedepot.com/p/Philips-32-Watt-4-ft-T8-Alto-Linear-Fluorescent-Light-Bulb-Neutral-3500K-10-Pack-479691/303811578 | 0 | No Labor Cost | 3.29 | https://www.homedepot.com/p/Philips-28-Watt-4-ft-T8-Alto-Linear-Fluorescent-Light-Bulb-Natural-Light-5000K-30-Pack-281055/204363599 | 0 | No Labor Cost
Equipment | Low Wattage T8 Fixture | Low Wattage (28w) T8 Fixture | T8 | Residential | Turnover | Multi-Family | FL Zone 2 | Per Lamp | 0% | 33.8533 | 27.5058 | 6.3475 | 18.75% | 15 | 0 | 1.191e-09 | 0.44 | Per Unit | 2.85 | https://www.homedepot.com/p/Philips-32-Watt-4-ft-T8-Alto-Linear-Fluorescent-Light-Bulb-Neutral-3500K-10-Pack-479691/303811578 | 0 | No Labor Cost | 3.29 | https://www.homedepot.com/p/Philips-28-Watt-4-ft-T8-Alto-Linear-Fluorescent-Light-Bulb-Natural-Light-5000K-30-Pack-281055/204363599 | 0 | No Labor Cost
Equipment | Low Wattage T8 Fixture | Low Wattage (28w) T8 Fixture | T8 | Residential | Turnover | Manufactured Home | FL Zone 2 | Per Lamp | 0% | 33.8533 | 27.5058 | 6.3475 | 18.75% | 15 | 0 | 1.191e-09 | 0.44 | Per Unit | 2.85 | https://www.homedepot.com/p/Philips-32-Watt-4-ft-T8-Alto-Linear-Fluorescent-Light-Bulb-Neutral-3500K-10-Pack-479691/303811578 | 0 | No Labor Cost | 3.29 | https://www.homedepot.com/p/Philips-28-Watt-4-ft-T8-Alto-Linear-Fluorescent-Light-Bulb-Natural-Light-5000K-30-Pack-281055/204363599 | 0 | No Labor Cost
Equipment | Low Wattage T8 Fixture | Low Wattage (28w) T8 Fixture | T8 | Residential | New | Single Family | FL Zone 2 | Per Lamp | 0% | 33.8533 | 27.5058 | 6.3475 | 18.75% | 15 | 0 | 1.191e-09 | 0.44 | Per Unit | 2.85 | https://www.homedepot.com/p/Philips-32-Watt-4-ft-T8-Alto-Linear-Fluorescent-Light-Bulb-Neutral-3500K-10-Pack-479691/303811578 | 0 | No Labor Cost | 3.29 | https://www.homedepot.com/p/Philips-28-Watt-4-ft-T8-Alto-Linear-Fluorescent-Light-Bulb-Natural-Light-5000K-30-Pack-281055/204363599 | 0 | No Labor Cost
Equipment | Low Wattage T8 Fixture | Low Wattage (28w) T8 Fixture | T8 | Residential | New | Multi-Family | FL Zone 2 | Per Lamp | 0% | 33.8533 | 27.5058 | 6.3475 | 18.75% | 15 | 0 | 1.191e-09 | 0.44 | Per Unit | 2.85 | https://www.homedepot.com/p/Philips-32-Watt-4-ft-T8-Alto-Linear-Fluorescent-Light-Bulb-Neutral-3500K-10-Pack-479691/303811578 | 0 | No Labor Cost | 3.29 | https://www.homedepot.com/p/Philips-28-Watt-4-ft-T8-Alto-Linear-Fluorescent-Light-Bulb-Natural-Light-5000K-30-Pack-281055/204363599 | 0 | No Labor Cost
Equipment | Low Wattage T8 Fixture | Low Wattage (28w) T8 Fixture | T8 | Residential | New | Manufactured Home | FL Zone 2 | Per Lamp | 0% | 33.8533 | 27.5058 | 6.3475 | 18.75% | 15 | 0 | 1.191e-09 | 0.44 | Per Unit | 2.85 | https://www.homedepot.com/p/Philips-32-Watt-4-ft-T8-Alto-Linear-Fluorescent-Light-Bulb-Neutral-3500K-10-Pack-479691/303811578 | 0 | No Labor Cost | 3.29 | https://www.homedepot.com/p/Philips-28-Watt-4-ft-T8-Alto-Linear-Fluorescent-Light-Bulb-Natural-Light-5000K-30-Pack-281055/204363599 | 0 | No Labor Cost
Equipment | Energy Star Bathroom Ventilating Fan | Bathroom Exhaust Fan (Efficiency of 8.3 CFM/Watt), Continuous operation in accordance with recommended ventilation rate indicated by ASHRAE 62.2101 | Bathroom Exhaust Fan (Efficiency of 3.1 CFM/Watt), Continuous operation in accordance with recommended ventilation rate indicated by ASHRAE 62.2101 | Residential | Turnover | Single Family | FL Zone 2 | Per Fan | 43.2% | 9.4274 | 3.5211 | 5.9063 | 62.65% | 10 | 0.00020675 | 0.00082699 | 12.1 | Per Unit | 23.57 | https://www.homedepot.com/p/Air-King-Advantage-70-CFM-Ceiling-Bathroom-Exhaust-Fan-AS70/203258499 | 73.28 | rate at $73.28, assume 1 hour work for replacement, reference: https://www.homewyse.com/costs/cost_of_bathroom_exhaust_fans.html | 35.67 | https://www.homedepot.com/p/Air-King-High-Performance-70-CFM-Ceiling-Exhaust-Bath-Fan-ENERGY-STAR-BFQ75/203163614 | 73.28 | rate at $73.28, assume 1 hour work for replacement, reference: https://www.homewyse.com/costs/cost_of_bathroom_exhaust_fans.html
Equipment | Energy Star Bathroom Ventilating Fan | Bathroom Exhaust Fan (Efficiency of 8.3 CFM/Watt), Continuous operation in accordance with recommended ventilation rate indicated by ASHRAE 62.2101 | Bathroom Exhaust Fan (Efficiency of 3.1 CFM/Watt), Continuous operation in accordance with recommended ventilation rate indicated by ASHRAE 62.2101 | Residential | Turnover | Multi-Family | FL Zone 2 | Per Fan | 22.5% | 9.4274 | 3.5211 | 5.9063 | 62.65% | 10 | 0.00020675 | 0.00082699 | 12.1 | Per Unit | 23.57 | https://www.homedepot.com/p/Air-King-Advantage-70-CFM-Ceiling-Bathroom-Exhaust-Fan-AS70/203258499 | 73.28 | rate at $73.28, assume 1 hour work for replacement, reference: https://www.homewyse.com/costs/cost_of_bathroom_exhaust_fans.html | 35.67 | https://www.homedepot.com/p/Air-King-High-Performance-70-CFM-Ceiling-Exhaust-Bath-Fan-ENERGY-STAR-BFQ75/203163614 | 73.28 | rate at $73.28, assume 1 hour work for replacement, reference: https://www.homewyse.com/costs/cost_of_bathroom_exhaust_fans.html
Equipment | Energy Star Bathroom Ventilating Fan | Bathroom Exhaust Fan (Efficiency of 8.3 CFM/Watt), Continuous operation in accordance with recommended ventilation rate indicated by ASHRAE 62.2101 | Bathroom Exhaust Fan (Efficiency of 3.1 CFM/Watt), Continuous operation in accordance with recommended ventilation rate indicated by ASHRAE 62.2101 | Residential | Turnover | Manufactured Home | FL Zone 2 | Per Fan | 72% | 9.4274 | 3.5211 | 5.9063 | 62.65% | 10 | 0.00020675 | 0.00082699 | 12.1 | Per Unit | 23.57 | https://www.homedepot.com/p/Air-King-Advantage-70-CFM-Ceiling-Bathroom-Exhaust-Fan-AS70/203258499 | 73.28 | rate at $73.28, assume 1 hour work for replacement, reference: https://www.homewyse.com/costs/cost_of_bathroom_exhaust_fans.html | 35.67 | https://www.homedepot.com/p/Air-King-High-Performance-70-CFM-Ceiling-Exhaust-Bath-Fan-ENERGY-STAR-BFQ75/203163614 | 73.28 | rate at $73.28, assume 1 hour work for replacement, reference: https://www.homewyse.com/costs/cost_of_bathroom_exhaust_fans.html
Equipment | Energy Star Bathroom Ventilating Fan | Bathroom Exhaust Fan (Efficiency of 8.3 CFM/Watt), Continuous operation in accordance with recommended ventilation rate indicated by ASHRAE 62.2101 | Bathroom Exhaust Fan (Efficiency of 3.1 CFM/Watt), Continuous operation in accordance with recommended ventilation rate indicated by ASHRAE 62.2101 | Residential | New | Single Family | FL Zone 2 | Per Fan | 61.2% | 9.4274 | 3.5211 | 5.9063 | 62.65% | 10 | 0.00020675 | 0.00082699 | 12.1 | Per Unit | 23.57 | https://www.homedepot.com/p/Air-King-Advantage-70-CFM-Ceiling-Bathroom-Exhaust-Fan-AS70/203258499 | 73.28 | rate at $73.28, assume 1 hour work for replacement, reference: https://www.homewyse.com/costs/cost_of_bathroom_exhaust_fans.html | 35.67 | https://www.homedepot.com/p/Air-King-High-Performance-70-CFM-Ceiling-Exhaust-Bath-Fan-ENERGY-STAR-BFQ75/203163614 | 73.28 | rate at $73.28, assume 1 hour work for replacement, reference: https://www.homewyse.com/costs/cost_of_bathroom_exhaust_fans.html
Equipment | Energy Star Bathroom Ventilating Fan | Bathroom Exhaust Fan (Efficiency of 8.3 CFM/Watt), Continuous operation in accordance with recommended ventilation rate indicated by ASHRAE 62.2101 | Bathroom Exhaust Fan (Efficiency of 3.1 CFM/Watt), Continuous operation in accordance with recommended ventilation rate indicated by ASHRAE 62.2101 | Residential | New | Multi-Family | FL Zone 2 | Per Fan | 22.5% | 9.4274 | 3.5211 | 5.9063 | 62.65% | 10 | 0.00020675 | 0.00082699 | 12.1 | Per Unit | 23.57 | https://www.homedepot.com/p/Air-King-Advantage-70-CFM-Ceiling-Bathroom-Exhaust-Fan-AS70/203258499 | 73.28 | rate at $73.28, assume 1 hour work for replacement, reference: https://www.homewyse.com/costs/cost_of_bathroom_exhaust_fans.html | 35.67 | https://www.homedepot.com/p/Air-King-High-Performance-70-CFM-Ceiling-Exhaust-Bath-Fan-ENERGY-STAR-BFQ75/203163614 | 73.28 | rate at $73.28, assume 1 hour work for replacement, reference: https://www.homewyse.com/costs/cost_of_bathroom_exhaust_fans.html
Equipment | Energy Star Bathroom Ventilating Fan | Bathroom Exhaust Fan (Efficiency of 8.3 CFM/Watt), Continuous operation in accordance with recommended ventilation rate indicated by ASHRAE 62.2101 | Bathroom Exhaust Fan (Efficiency of 3.1 CFM/Watt), Continuous operation in accordance with recommended ventilation rate indicated by ASHRAE 62.2101 | Residential | New | Manufactured Home | FL Zone 2 | Per Fan | 72% | 9.4274 | 3.5211 | 5.9063 | 62.65% | 10 | 0.00020675 | 0.00082699 | 12.1 | Per Unit | 23.57 | https://www.homedepot.com/p/Air-King-Advantage-70-CFM-Ceiling-Bathroom-Exhaust-Fan-AS70/203258499 | 73.28 | rate at $73.28, assume 1 hour work for replacement, reference: https://www.homewyse.com/costs/cost_of_bathroom_exhaust_fans.html | 35.67 | https://www.homedepot.com/p/Air-King-High-Performance-70-CFM-Ceiling-Exhaust-Bath-Fan-ENERGY-STAR-BFQ75/203163614 | 73.28 | rate at $73.28, assume 1 hour work for replacement, reference: https://www.homewyse.com/costs/cost_of_bathroom_exhaust_fans.html
Equipment | Energy Star Ceiling Fan | 60" Ceiling Fan Meeting ENERGY STAR 3.0 Standards | Standard 60" Ceiling Fan | Residential | Turnover | Single Family | FL Zone 2 | Per Fan | 34% | 31.2723 | 9.7904 | 21.4818 | 68.69% | 20 | 0 | 2.4186e-06 | 45 | Per Unit | 49.98 | https://www.lowes.com/pd/Harbor-Breeze-Classic-52-in-Brushed-Nickel-Indoor-Ceiling-Fan/3478971 | 73.28 | rate at $73.28, assume 1 hour work for replacement, reference: https://www.homewyse.com/costs/cost_of_bathroom_exhaust_fans.html | 94.98 | https://www.lowes.com/pd/Fanimation-Air-Decor-52-in-Oil-Rubbed-Bronze-Indoor-Ceiling-Fan-ENERGY-STAR/999901839 | 73.28 | rate at $73.28, assume 1 hour work for replacement, reference: https://www.homewyse.com/costs/cost_of_bathroom_exhaust_fans.html
Equipment | Energy Star Ceiling Fan | 60" Ceiling Fan Meeting ENERGY STAR 3.0 Standards | Standard 60" Ceiling Fan | Residential | Turnover | Multi-Family | FL Zone 2 | Per Fan | 34% | 31.2723 | 9.7904 | 21.4818 | 68.69% | 20 | 0 | 2.4186e-06 | 45 | Per Unit | 49.98 | https://www.lowes.com/pd/Harbor-Breeze-Classic-52-in-Brushed-Nickel-Indoor-Ceiling-Fan/3478971 | 73.28 | rate at $73.28, assume 1 hour work for replacement, reference: https://www.homewyse.com/costs/cost_of_bathroom_exhaust_fans.html | 94.98 | https://www.lowes.com/pd/Fanimation-Air-Decor-52-in-Oil-Rubbed-Bronze-Indoor-Ceiling-Fan-ENERGY-STAR/999901839 | 73.28 | rate at $73.28, assume 1 hour work for replacement, reference: https://www.homewyse.com/costs/cost_of_bathroom_exhaust_fans.html
Equipment | Energy Star Ceiling Fan | 60" Ceiling Fan Meeting ENERGY STAR 3.0 Standards | Standard 60" Ceiling Fan | Residential | Turnover | Manufactured Home | FL Zone 2 | Per Fan | 34% | 31.2723 | 9.7904 | 21.4818 | 68.69% | 20 | 0 | 2.4186e-06 | 45 | Per Unit | 49.98 | https://www.lowes.com/pd/Harbor-Breeze-Classic-52-in-Brushed-Nickel-Indoor-Ceiling-Fan/3478971 | 73.28 | rate at $73.28, assume 1 hour work for replacement, reference: https://www.homewyse.com/costs/cost_of_bathroom_exhaust_fans.html | 94.98 | https://www.lowes.com/pd/Fanimation-Air-Decor-52-in-Oil-Rubbed-Bronze-Indoor-Ceiling-Fan-ENERGY-STAR/999901839 | 73.28 | rate at $73.28, assume 1 hour work for replacement, reference: https://www.homewyse.com/costs/cost_of_bathroom_exhaust_fans.html
Equipment | Energy Star Ceiling Fan | 60" Ceiling Fan Meeting ENERGY STAR 3.0 Standards | Standard 60" Ceiling Fan | Residential | New | Single Family | FL Zone 2 | Per Fan | 34% | 31.2723 | 9.7904 | 21.4818 | 68.69% | 20 | 0 | 4.4863e-06 | 45 | Per Unit | 49.98 | https://www.lowes.com/pd/Harbor-Breeze-Classic-52-in-Brushed-Nickel-Indoor-Ceiling-Fan/3478971 | 73.28 | rate at $73.28, assume 1 hour work for replacement, reference: https://www.homewyse.com/costs/cost_of_bathroom_exhaust_fans.html | 94.98 | https://www.lowes.com/pd/Fanimation-Air-Decor-52-in-Oil-Rubbed-Bronze-Indoor-Ceiling-Fan-ENERGY-STAR/999901839 | 73.28 | rate at $73.28, assume 1 hour work for replacement, reference: https://www.homewyse.com/costs/cost_of_bathroom_exhaust_fans.html
Equipment | Energy Star Ceiling Fan | 60" Ceiling Fan Meeting ENERGY STAR 3.0 Standards | Standard 60" Ceiling Fan | Residential | New | Multi-Family | FL Zone 2 | Per Fan | 34% | 31.2723 | 9.7904 | 21.4818 | 68.69% | 20 | 0 | 4.4863e-06 | 45 | Per Unit | 49.98 | https://www.lowes.com/pd/Harbor-Breeze-Classic-52-in-Brushed-Nickel-Indoor-Ceiling-Fan/3478971 | 73.28 | rate at $73.28, assume 1 hour work for replacement, reference: https://www.homewyse.com/costs/cost_of_bathroom_exhaust_fans.html | 94.98 | https://www.lowes.com/pd/Fanimation-Air-Decor-52-in-Oil-Rubbed-Bronze-Indoor-Ceiling-Fan-ENERGY-STAR/999901839 | 73.28 | rate at $73.28, assume 1 hour work for replacement, reference: https://www.homewyse.com/costs/cost_of_bathroom_exhaust_fans.html
Equipment | Energy Star Ceiling Fan | 60" Ceiling Fan Meeting ENERGY STAR 3.0 Standards | Standard 60" Ceiling Fan | Residential | New | Manufactured Home | FL Zone 2 | Per Fan | 34% | 31.2723 | 9.7904 | 21.4818 | 68.69% | 20 | 0 | 4.4863e-06 | 45 | Per Unit | 49.98 | https://www.lowes.com/pd/Harbor-Breeze-Classic-52-in-Brushed-Nickel-Indoor-Ceiling-Fan/3478971 | 73.28 | rate at $73.28, assume 1 hour work for replacement, reference: https://www.homewyse.com/costs/cost_of_bathroom_exhaust_fans.html | 94.98 | https://www.lowes.com/pd/Fanimation-Air-Decor-52-in-Oil-Rubbed-Bronze-Indoor-Ceiling-Fan-ENERGY-STAR/999901839 | 73.28 | rate at $73.28, assume 1 hour work for replacement, reference: https://www.homewyse.com/costs/cost_of_bathroom_exhaust_fans.html
Equipment | Energy Star Dehumidifier | One Dehumidifier meeting ENERGY STAR® 3.0 Standards | One Dehumidifier meeting Federal Standard | Residential | Turnover | Single Family | FL Zone 2 | Per Appliance | 0.3002% | 857.7067 | 643.28 | 214.4267 | 25% | 12 | 0.035168 | 0.0066615 | 20 | Per Unit | 159 | https://www.homedepot.com/p/RCA-50-Pint-Dehumidifier-RDH505/205361045 | 0 | No Labor Cost | 179 | https://www.homedepot.com/p/Keystone-Energy-Star-50-Pint-Dehumidifier-with-Electronic-Controls-in-White-KSTAD50B/205167137 | 0 | No Labor Cost
Equipment | Energy Star Dehumidifier | One Dehumidifier meeting ENERGY STAR® 3.0 Standards | One Dehumidifier meeting Federal Standard | Residential | Turnover | Multi-Family | FL Zone 2 | Per Appliance | 0.7084% | 857.7067 | 643.28 | 214.4267 | 25% | 12 | 0.035168 | 0.0066615 | 20 | Per Unit | 159 | https://www.homedepot.com/p/RCA-50-Pint-Dehumidifier-RDH505/205361045 | 0 | No Labor Cost | 179 | https://www.homedepot.com/p/Keystone-Energy-Star-50-Pint-Dehumidifier-with-Electronic-Controls-in-White-KSTAD50B/205167137 | 0 | No Labor Cost
Equipment | Energy Star Dehumidifier | One Dehumidifier meeting ENERGY STAR® 3.0 Standards | One Dehumidifier meeting Federal Standard | Residential | Turnover | Manufactured Home | FL Zone 2 | Per Appliance | 0.3874% | 857.7067 | 643.28 | 214.4267 | 25% | 12 | 0.035168 | 0.0066615 | 20 | Per Unit | 159 | https://www.homedepot.com/p/RCA-50-Pint-Dehumidifier-RDH505/205361045 | 0 | No Labor Cost | 179 | https://www.homedepot.com/p/Keystone-Energy-Star-50-Pint-Dehumidifier-with-Electronic-Controls-in-White-KSTAD50B/205167137 | 0 | No Labor Cost
Equipment | Energy Star Dehumidifier | One Dehumidifier meeting ENERGY STAR® 3.0 Standards | One Dehumidifier meeting Federal Standard | Residential | New | Single Family | FL Zone 2 | Per Appliance | 0.3002% | 857.7067 | 643.28 | 214.4267 | 25% | 12 | 0.035168 | 0.0066615 | 20 | Per Unit | 159 | https://www.homedepot.com/p/RCA-50-Pint-Dehumidifier-RDH505/205361045 | 0 | No Labor Cost | 179 | https://www.homedepot.com/p/Keystone-Energy-Star-50-Pint-Dehumidifier-with-Electronic-Controls-in-White-KSTAD50B/205167137 | 0 | No Labor Cost
Equipment | Energy Star Dehumidifier | One Dehumidifier meeting ENERGY STAR® 3.0 Standards | One Dehumidifier meeting Federal Standard | Residential | New | Multi-Family | FL Zone 2 | Per Appliance | 0.7084% | 857.7067 | 643.28 | 214.4267 | 25% | 12 | 0.035168 | 0.0066615 | 20 | Per Unit | 159 | https://www.homedepot.com/p/RCA-50-Pint-Dehumidifier-RDH505/205361045 | 0 | No Labor Cost | 179 | https://www.homedepot.com/p/Keystone-Energy-Star-50-Pint-Dehumidifier-with-Electronic-Controls-in-White-KSTAD50B/205167137 | 0 | No Labor Cost
Equipment | Energy Star Dehumidifier | One Dehumidifier meeting ENERGY STAR® 3.0 Standards | One Dehumidifier meeting Federal Standard | Residential | New | Manufactured Home | FL Zone 2 | Per Appliance | 0.3874% | 840.8889 | 643.28 | 197.6089 | 23.5% | 12 | 0.03241 | 0.006139 | 20 | Per Unit | 159 | https://www.homedepot.com/p/RCA-50-Pint-Dehumidifier-RDH505/205361045 | 0 | No Labor Cost | 179 | https://www.homedepot.com/p/Keystone-Energy-Star-50-Pint-Dehumidifier-with-Electronic-Controls-in-White-KSTAD50B/205167137 | 0 | No Labor Cost
Equipment | Heat Pump Pool Heater | Heat Pump Swimming Pool Heater (COP = 5.0) | Electric Resistance Swimming Pool Heater | Residential | Turnover | Single Family | FL Zone 2 | Per Unit | 44.46% | 11764.7059 | 2352.9412 | 9411.7647 | 80% | 15 | 0 | 0 | 906.95 | Per Unit | 949 | https://www.homedepot.com/p/EcoSmart-27-kW-4-07-GPM-Smart-Pool-Electric-Pool-Tankless-Water-Heater-Smart-POOL-27/203316222 | 574 | https://www.homewyse.com/services/cost_to_replace_pool_heater.html | 1855.95 | https://www.sunplay.com/hayward-heatpro-heat-pump-hp50ta?gclid=EAIaIQobChMIzJL0pouG2AIVHVcNCh3DHgiGEAQYBCABEgJOavD_BwE | 574 | https://www.homewyse.com/services/cost_to_replace_pool_heater.html
Equipment | Heat Pump Pool Heater | Heat Pump Swimming Pool Heater (COP = 5.0) | Electric Resistance Swimming Pool Heater | Residential | Turnover | Multi-Family | FL Zone 2 | Per Unit | 50.73% | 11764.7059 | 2352.9412 | 9411.7647 | 80% | 15 | 0 | 0 | 906.95 | Per Unit | 949 | https://www.homedepot.com/p/EcoSmart-27-kW-4-07-GPM-Smart-Pool-Electric-Pool-Tankless-Water-Heater-Smart-POOL-27/203316222 | 574 | https://www.homewyse.com/services/cost_to_replace_pool_heater.html | 1855.95 | https://www.sunplay.com/hayward-heatpro-heat-pump-hp50ta?gclid=EAIaIQobChMIzJL0pouG2AIVHVcNCh3DHgiGEAQYBCABEgJOavD_BwE | 574 | https://www.homewyse.com/services/cost_to_replace_pool_heater.html
Equipment | Heat Pump Pool Heater | Heat Pump Swimming Pool Heater (COP = 5.0) | Electric Resistance Swimming Pool Heater | Residential | Turnover | Manufactured Home | FL Zone 2 | Per Unit | 44.46% | 11764.7059 | 2352.9412 | 9411.7647 | 80% | 15 | 0 | 0 | 906.95 | Per Unit | 949 | https://www.homedepot.com/p/EcoSmart-27-kW-4-07-GPM-Smart-Pool-Electric-Pool-Tankless-Water-Heater-Smart-POOL-27/203316222 | 574 | https://www.homewyse.com/services/cost_to_replace_pool_heater.html | 1855.95 | https://www.sunplay.com/hayward-heatpro-heat-pump-hp50ta?gclid=EAIaIQobChMIzJL0pouG2AIVHVcNCh3DHgiGEAQYBCABEgJOavD_BwE | 574 | https://www.homewyse.com/services/cost_to_replace_pool_heater.html
Equipment | Heat Pump Pool Heater | Heat Pump Swimming Pool Heater (COP = 5.0) | Electric Resistance Swimming Pool Heater | Residential | New | Single Family | FL Zone 2 | Per Unit | 44.46% | 11764.7059 | 2352.9412 | 9411.7647 | 80% | 15 | 0 | 0 | 906.95 | Per Unit | 949 | https://www.homedepot.com/p/EcoSmart-27-kW-4-07-GPM-Smart-Pool-Electric-Pool-Tankless-Water-Heater-Smart-POOL-27/203316222 | 574 | https://www.homewyse.com/services/cost_to_replace_pool_heater.html | 1855.95 | https://www.sunplay.com/hayward-heatpro-heat-pump-hp50ta?gclid=EAIaIQobChMIzJL0pouG2AIVHVcNCh3DHgiGEAQYBCABEgJOavD_BwE | 574 | https://www.homewyse.com/services/cost_to_replace_pool_heater.html
Equipment | Heat Pump Pool Heater | Heat Pump Swimming Pool Heater (COP = 5.0) | Electric Resistance Swimming Pool Heater | Residential | New | Multi-Family | FL Zone 2 | Per Unit | 50.73% | 11764.7059 | 2352.9412 | 9411.7647 | 80% | 15 | 0 | 0 | 906.95 | Per Unit | 949 | https://www.homedepot.com/p/EcoSmart-27-kW-4-07-GPM-Smart-Pool-Electric-Pool-Tankless-Water-Heater-Smart-POOL-27/203316222 | 574 | https://www.homewyse.com/services/cost_to_replace_pool_heater.html | 1855.95 | https://www.sunplay.com/hayward-heatpro-heat-pump-hp50ta?gclid=EAIaIQobChMIzJL0pouG2AIVHVcNCh3DHgiGEAQYBCABEgJOavD_BwE | 574 | https://www.homewyse.com/services/cost_to_replace_pool_heater.html
Equipment | Heat Pump Pool Heater | Heat Pump Swimming Pool Heater (COP = 5.0) | Electric Resistance Swimming Pool Heater | Residential | New | Manufactured Home | FL Zone 2 | Per Unit | 44.46% | 11764.7059 | 2352.9412 | 9411.7647 | 80% | 15 | 0 | 0 | 906.95 | Per Unit | 949 | https://www.homedepot.com/p/EcoSmart-27-kW-4-07-GPM-Smart-Pool-Electric-Pool-Tankless-Water-Heater-Smart-POOL-27/203316222 | 574 | https://www.homewyse.com/services/cost_to_replace_pool_heater.html | 1855.95 | https://www.sunplay.com/hayward-heatpro-heat-pump-hp50ta?gclid=EAIaIQobChMIzJL0pouG2AIVHVcNCh3DHgiGEAQYBCABEgJOavD_BwE | 574 | https://www.homewyse.com/services/cost_to_replace_pool_heater.html
Equipment | Solar Pool Heater | Solar Swimming Pool Heater | Electric Resistance Swimming Pool Heater | Residential | Turnover | Single Family | FL Zone 2 | Per Unit | 12.54% | 11764.7059 | 1633.9869 | 10130.719 | 86.11% | 15 | 0 | 0 | 3477 | Per Unit | 949 | https://www.homedepot.com/p/EcoSmart-27-kW-4-07-GPM-Smart-Pool-Electric-Pool-Tankless-Water-Heater-Smart-POOL-27/203316222 | 574 | https://www.homewyse.com/services/cost_to_replace_pool_heater.html | 5000 | Average of three web references: http://solarexpert.com/solar-education/solar-faqs/solar-pool/; https://www.medallionenergy.com/blog/solar-pool-heating-cost/; https://floridasolardesigngroup.com/how-much-does-a-solar-pool-heater-cost/ | 0 | reference source did not distinguish material and labor costs
Equipment | Solar Pool Heater | Solar Swimming Pool Heater | Electric Resistance Swimming Pool Heater | Residential | Turnover | Multi-Family | FL Zone 2 | Per Unit | 6.27% | 11764.7059 | 1633.9869 | 10130.719 | 86.11% | 15 | 0 | 0 | 3477 | Per Unit | 949 | https://www.homedepot.com/p/EcoSmart-27-kW-4-07-GPM-Smart-Pool-Electric-Pool-Tankless-Water-Heater-Smart-POOL-27/203316222 | 574 | https://www.homewyse.com/services/cost_to_replace_pool_heater.html | 5000 | Average of three web references: http://solarexpert.com/solar-education/solar-faqs/solar-pool/; https://www.medallionenergy.com/blog/solar-pool-heating-cost/; https://floridasolardesigngroup.com/how-much-does-a-solar-pool-heater-cost/ | 0 | reference source did not distinguish material and labor costs
Equipment | Solar Pool Heater | Solar Swimming Pool Heater | Electric Resistance Swimming Pool Heater | Residential | Turnover | Manufactured Home | FL Zone 2 | Per Unit | 12.54% | 11764.7059 | 1633.9869 | 10130.719 | 86.11% | 15 | 0 | 0 | 3477 | Per Unit | 949 | https://www.homedepot.com/p/EcoSmart-27-kW-4-07-GPM-Smart-Pool-Electric-Pool-Tankless-Water-Heater-Smart-POOL-27/203316222 | 574 | https://www.homewyse.com/services/cost_to_replace_pool_heater.html | 5000 | Average of three web references: http://solarexpert.com/solar-education/solar-faqs/solar-pool/; https://www.medallionenergy.com/blog/solar-pool-heating-cost/; https://floridasolardesigngroup.com/how-much-does-a-solar-pool-heater-cost/ | 0 | reference source did not distinguish material and labor costs
Equipment | Solar Pool Heater | Solar Swimming Pool Heater | Electric Resistance Swimming Pool Heater | Residential | New | Single Family | FL Zone 2 | Per Unit | 12.54% | 11764.7059 | 1633.9869 | 10130.719 | 86.11% | 15 | 0 | 0 | 3477 | Per Unit | 949 | https://www.homedepot.com/p/EcoSmart-27-kW-4-07-GPM-Smart-Pool-Electric-Pool-Tankless-Water-Heater-Smart-POOL-27/203316222 | 574 | https://www.homewyse.com/services/cost_to_replace_pool_heater.html | 5000 | Average of three web references: http://solarexpert.com/solar-education/solar-faqs/solar-pool/; https://www.medallionenergy.com/blog/solar-pool-heating-cost/; https://floridasolardesigngroup.com/how-much-does-a-solar-pool-heater-cost/ | 0 | reference source did not distinguish material and labor costs
Equipment | Solar Pool Heater | Solar Swimming Pool Heater | Electric Resistance Swimming Pool Heater | Residential | New | Multi-Family | FL Zone 2 | Per Unit | 6.27% | 11764.7059 | 1633.9869 | 10130.719 | 86.11% | 15 | 0 | 0 | 3477 | Per Unit | 949 | https://www.homedepot.com/p/EcoSmart-27-kW-4-07-GPM-Smart-Pool-Electric-Pool-Tankless-Water-Heater-Smart-POOL-27/203316222 | 574 | https://www.homewyse.com/services/cost_to_replace_pool_heater.html | 5000 | Average of three web references: http://solarexpert.com/solar-education/solar-faqs/solar-pool/; https://www.medallionenergy.com/blog/solar-pool-heating-cost/; https://floridasolardesigngroup.com/how-much-does-a-solar-pool-heater-cost/ | 0 | reference source did not distinguish material and labor costs
Equipment | Solar Pool Heater | Solar Swimming Pool Heater | Electric Resistance Swimming Pool Heater | Residential | New | Manufactured Home | FL Zone 2 | Per Unit | 12.54% | 11764.7059 | 1633.9869 | 10130.719 | 86.11% | 15 | 0 | 0 | 3477 | Per Unit | 949 | https://www.homedepot.com/p/EcoSmart-27-kW-4-07-GPM-Smart-Pool-Electric-Pool-Tankless-Water-Heater-Smart-POOL-27/203316222 | 574 | https://www.homewyse.com/services/cost_to_replace_pool_heater.html | 5000 | Average of three web references: http://solarexpert.com/solar-education/solar-faqs/solar-pool/; https://www.medallionenergy.com/blog/solar-pool-heating-cost/; https://floridasolardesigngroup.com/how-much-does-a-solar-pool-heater-cost/ | 0 | reference source did not distinguish material and labor costs
Equipment | Solar Powered Pool Pumps | Solar Powered Pool Pump | Single Speed Pool Pump Motor 1 HP | Residential | Turnover | Single Family | FL Zone 2 | Per Pool | 0% | 4376.82 | 2192.7868 | 2184.0332 | 49.9% | 10 | 0.32661 | 0.36796 | 2259.01 | Per Unit | 179.99 | http://www.inyopools.com/Products/00100018074612.htm?gclid=EAIaIQobChMInIa73oLy2wIVhb9kCh3f9wcGEAQYCCABEgLWHfD_BwE | 150 | Estimate at $150 Per unit, reference: https://www.improvenet.com/r/costs-and-prices/pool-pump-replacement | 1689 | 1hp pump with solar panels and mounting brackets: http://www.naturalcurrent.com/sunray-solflo-1-solar-powered-pool-pump/ | 900 | Estimate at $150 Per unit for pump, reference: https://www.improvenet.com/r/costs-and-prices/pool-pump-replacement; plus $750 for solar panel installation, reference: https://www.homeadvisor.com/cost/swimming-pools-hot-tubs-and-saunas/install-a-swimming-pool-heater/
Equipment | Solar Powered Pool Pumps | Solar Powered Pool Pump | Single Speed Pool Pump Motor 1 HP | Residential | Turnover | Multi-Family | FL Zone 2 | Per Pool | 0% | 4376.82 | 2192.7868 | 2184.0332 | 49.9% | 10 | 0.32661 | 0.36796 | 2259.01 | Per Unit | 179.99 | http://www.inyopools.com/Products/00100018074612.htm?gclid=EAIaIQobChMInIa73oLy2wIVhb9kCh3f9wcGEAQYCCABEgLWHfD_BwE | 150 | Estimate at $150 Per unit, reference: https://www.improvenet.com/r/costs-and-prices/pool-pump-replacement | 1689 | 1hp pump with solar panels and mounting brackets: http://www.naturalcurrent.com/sunray-solflo-1-solar-powered-pool-pump/ | 900 | Estimate at $150 Per unit for pump, reference: https://www.improvenet.com/r/costs-and-prices/pool-pump-replacement; plus $750 for solar panel installation, reference: https://www.homeadvisor.com/cost/swimming-pools-hot-tubs-and-saunas/install-a-swimming-pool-heater/
Equipment | Solar Powered Pool Pumps | Solar Powered Pool Pump | Single Speed Pool Pump Motor 1 HP | Residential | Turnover | Manufactured Home | FL Zone 2 | Per Pool | 0% | 4376.82 | 2192.7868 | 2184.0332 | 49.9% | 10 | 0.32661 | 0.36796 | 2259.01 | Per Unit | 179.99 | http://www.inyopools.com/Products/00100018074612.htm?gclid=EAIaIQobChMInIa73oLy2wIVhb9kCh3f9wcGEAQYCCABEgLWHfD_BwE | 150 | Estimate at $150 Per unit, reference: https://www.improvenet.com/r/costs-and-prices/pool-pump-replacement | 1689 | 1hp pump with solar panels and mounting brackets: http://www.naturalcurrent.com/sunray-solflo-1-solar-powered-pool-pump/ | 900 | Estimate at $150 Per unit for pump, reference: https://www.improvenet.com/r/costs-and-prices/pool-pump-replacement; plus $750 for solar panel installation, reference: https://www.homeadvisor.com/cost/swimming-pools-hot-tubs-and-saunas/install-a-swimming-pool-heater/
Equipment | Solar Powered Pool Pumps | Solar Powered Pool Pump | Single Speed Pool Pump Motor 1 HP | Residential | New | Single Family | FL Zone 2 | Per Pool | 0% | 4376.82 | 2192.7868 | 2184.0332 | 49.9% | 10 | 0.32661 | 0.36796 | 2259.01 | Per Unit | 179.99 | http://www.inyopools.com/Products/00100018074612.htm?gclid=EAIaIQobChMInIa73oLy2wIVhb9kCh3f9wcGEAQYCCABEgLWHfD_BwE | 150 | Estimate at $150 Per unit, reference: https://www.improvenet.com/r/costs-and-prices/pool-pump-replacement | 1689 | 1hp pump with solar panels and mounting brackets: http://www.naturalcurrent.com/sunray-solflo-1-solar-powered-pool-pump/ | 900 | Estimate at $150 Per unit for pump, reference: https://www.improvenet.com/r/costs-and-prices/pool-pump-replacement; plus $750 for solar panel installation, reference: https://www.homeadvisor.com/cost/swimming-pools-hot-tubs-and-saunas/install-a-swimming-pool-heater/
Equipment | Solar Powered Pool Pumps | Solar Powered Pool Pump | Single Speed Pool Pump Motor 1 HP | Residential | New | Multi-Family | FL Zone 2 | Per Pool | 0% | 4376.82 | 2192.7868 | 2184.0332 | 49.9% | 10 | 0.32661 | 0.36796 | 2259.01 | Per Unit | 179.99 | http://www.inyopools.com/Products/00100018074612.htm?gclid=EAIaIQobChMInIa73oLy2wIVhb9kCh3f9wcGEAQYCCABEgLWHfD_BwE | 150 | Estimate at $150 Per unit, reference: https://www.improvenet.com/r/costs-and-prices/pool-pump-replacement | 1689 | 1hp pump with solar panels and mounting brackets: http://www.naturalcurrent.com/sunray-solflo-1-solar-powered-pool-pump/ | 900 | Estimate at $150 Per unit for pump, reference: https://www.improvenet.com/r/costs-and-prices/pool-pump-replacement; plus $750 for solar panel installation, reference: https://www.homeadvisor.com/cost/swimming-pools-hot-tubs-and-saunas/install-a-swimming-pool-heater/
Equipment | Solar Powered Pool Pumps | Solar Powered Pool Pump | Single Speed Pool Pump Motor 1 HP | Residential | New | Manufactured Home | FL Zone 2 | Per Pool | 0% | 4376.82 | 2192.7868 | 2184.0332 | 49.9% | 10 | 0.32661 | 0.36796 | 2259.01 | Per Unit | 179.99 | http://www.inyopools.com/Products/00100018074612.htm?gclid=EAIaIQobChMInIa73oLy2wIVhb9kCh3f9wcGEAQYCCABEgLWHfD_BwE | 150 | Estimate at $150 Per unit, reference: https://www.improvenet.com/r/costs-and-prices/pool-pump-replacement | 1689 | 1hp pump with solar panels and mounting brackets: http://www.naturalcurrent.com/sunray-solflo-1-solar-powered-pool-pump/ | 900 | Estimate at $150 Per unit for pump, reference: https://www.improvenet.com/r/costs-and-prices/pool-pump-replacement; plus $750 for solar panel installation, reference: https://www.homeadvisor.com/cost/swimming-pools-hot-tubs-and-saunas/install-a-swimming-pool-heater/
Equipment | Two Speed Pool Pump | Dual Speed Pool Pump Motor 1 HP | Single Speed Pool Pump Motor 1 HP | Residential | Turnover | Single Family | FL Zone 2 | Per Pool | 0% | 4376.82 | 3330.76 | 1046.06 | 23.9% | 10 | 0.15643 | 0.17624 | 359.01 | Per Hp | 179.99 | http://www.inyopools.com/Products/00100018074612.htm?gclid=EAIaIQobChMInIa73oLy2wIVhb9kCh3f9wcGEAQYCCABEgLWHfD_BwE | 150 | Estimate at $150 Per unit, reference: https://www.improvenet.com/r/costs-and-prices/pool-pump-replacement | 539 | http://www.inyopools.com/Products/44400018081134.htm | 150 | Estimate at $150 Per unit, reference: https://www.improvenet.com/r/costs-and-prices/pool-pump-replacement
Equipment | Two Speed Pool Pump | Dual Speed Pool Pump Motor 1 HP | Single Speed Pool Pump Motor 1 HP | Residential | Turnover | Multi-Family | FL Zone 2 | Per Pool | 0% | 4376.82 | 3330.76 | 1046.06 | 23.9% | 10 | 0.15643 | 0.17624 | 359.01 | Per Hp | 179.99 | http://www.inyopools.com/Products/00100018074612.htm?gclid=EAIaIQobChMInIa73oLy2wIVhb9kCh3f9wcGEAQYCCABEgLWHfD_BwE | 150 | Estimate at $150 Per unit, reference: https://www.improvenet.com/r/costs-and-prices/pool-pump-replacement | 539 | http://www.inyopools.com/Products/44400018081134.htm | 150 | Estimate at $150 Per unit, reference: https://www.improvenet.com/r/costs-and-prices/pool-pump-replacement
Equipment | Two Speed Pool Pump | Dual Speed Pool Pump Motor 1 HP | Single Speed Pool Pump Motor 1 HP | Residential | Turnover | Manufactured Home | FL Zone 2 | Per Pool | 0% | 4376.82 | 3330.76 | 1046.06 | 23.9% | 10 | 0.15643 | 0.17624 | 359.01 | Per Hp | 179.99 | http://www.inyopools.com/Products/00100018074612.htm?gclid=EAIaIQobChMInIa73oLy2wIVhb9kCh3f9wcGEAQYCCABEgLWHfD_BwE | 150 | Estimate at $150 Per unit, reference: https://www.improvenet.com/r/costs-and-prices/pool-pump-replacement | 539 | http://www.inyopools.com/Products/44400018081134.htm | 150 | Estimate at $150 Per unit, reference: https://www.improvenet.com/r/costs-and-prices/pool-pump-replacement
Equipment | Two Speed Pool Pump | Dual Speed Pool Pump Motor 1 HP | Single Speed Pool Pump Motor 1 HP | Residential | New | Single Family | FL Zone 2 | Per Pool | 0% | 4376.82 | 3330.76 | 1046.06 | 23.9% | 10 | 0.15643 | 0.17624 | 359.01 | Per Hp | 179.99 | http://www.inyopools.com/Products/00100018074612.htm?gclid=EAIaIQobChMInIa73oLy2wIVhb9kCh3f9wcGEAQYCCABEgLWHfD_BwE | 150 | Estimate at $150 Per unit, reference: https://www.improvenet.com/r/costs-and-prices/pool-pump-replacement | 539 | http://www.inyopools.com/Products/44400018081134.htm | 150 | Estimate at $150 Per unit, reference: https://www.improvenet.com/r/costs-and-prices/pool-pump-replacement
Equipment | Two Speed Pool Pump | Dual Speed Pool Pump Motor 1 HP | Single Speed Pool Pump Motor 1 HP | Residential | New | Multi-Family | FL Zone 2 | Per Pool | 0% | 4376.82 | 3330.76 | 1046.06 | 23.9% | 10 | 0.15643 | 0.17624 | 359.01 | Per Hp | 179.99 | http://www.inyopools.com/Products/00100018074612.htm?gclid=EAIaIQobChMInIa73oLy2wIVhb9kCh3f9wcGEAQYCCABEgLWHfD_BwE | 150 | Estimate at $150 Per unit, reference: https://www.improvenet.com/r/costs-and-prices/pool-pump-replacement | 539 | http://www.inyopools.com/Products/44400018081134.htm | 150 | Estimate at $150 Per unit, reference: https://www.improvenet.com/r/costs-and-prices/pool-pump-replacement
Equipment | Two Speed Pool Pump | Dual Speed Pool Pump Motor 1 HP | Single Speed Pool Pump Motor 1 HP | Residential | New | Manufactured Home | FL Zone 2 | Per Pool | 0% | 4376.82 | 3330.76 | 1046.06 | 23.9% | 10 | 0.15643 | 0.17624 | 359.01 | Per Hp | 179.99 | http://www.inyopools.com/Products/00100018074612.htm?gclid=EAIaIQobChMInIa73oLy2wIVhb9kCh3f9wcGEAQYCCABEgLWHfD_BwE | 150 | Estimate at $150 Per unit, reference: https://www.improvenet.com/r/costs-and-prices/pool-pump-replacement | 539 | http://www.inyopools.com/Products/44400018081134.htm | 150 | Estimate at $150 Per unit, reference: https://www.improvenet.com/r/costs-and-prices/pool-pump-replacement
Equipment | Variable Speed Pool Pump | Dual Speed Pool Pump Motor 1 HP | Single Speed Pool Pump Motor 1 HP | Residential | Turnover | Single Family | FL Zone 2 | Per Pool | 57% | 4376.82 | 1216.756 | 3160.064 | 72.2% | 10 | 0.47257 | 0.5324 | 1085.01 | Per Hp | 179.99 | http://www.inyopools.com/Products/00100018074612.htm?gclid=EAIaIQobChMInIa73oLy2wIVhb9kCh3f9wcGEAQYCCABEgLWHfD_BwE | 150 | Estimate at $150 Per unit, reference: https://www.improvenet.com/r/costs-and-prices/pool-pump-replacement | 1265 | http://www.inyopools.com/Products/02200018059633.htm | 150 | Estimate at $150 Per unit, reference: https://www.improvenet.com/r/costs-and-prices/pool-pump-replacement
Equipment | Variable Speed Pool Pump | Dual Speed Pool Pump Motor 1 HP | Single Speed Pool Pump Motor 1 HP | Residential | Turnover | Multi-Family | FL Zone 2 | Per Pool | 57% | 4376.82 | 1216.756 | 3160.064 | 72.2% | 10 | 0.47257 | 0.5324 | 1085.01 | Per Hp | 179.99 | http://www.inyopools.com/Products/00100018074612.htm?gclid=EAIaIQobChMInIa73oLy2wIVhb9kCh3f9wcGEAQYCCABEgLWHfD_BwE | 150 | Estimate at $150 Per unit, reference: https://www.improvenet.com/r/costs-and-prices/pool-pump-replacement | 1265 | http://www.inyopools.com/Products/02200018059633.htm | 150 | Estimate at $150 Per unit, reference: https://www.improvenet.com/r/costs-and-prices/pool-pump-replacement
Equipment | Variable Speed Pool Pump | Dual Speed Pool Pump Motor 1 HP | Single Speed Pool Pump Motor 1 HP | Residential | Turnover | Manufactured Home | FL Zone 2 | Per Pool | 57% | 4376.82 | 1216.756 | 3160.064 | 72.2% | 10 | 0.47257 | 0.5324 | 1085.01 | Per Hp | 179.99 | http://www.inyopools.com/Products/00100018074612.htm?gclid=EAIaIQobChMInIa73oLy2wIVhb9kCh3f9wcGEAQYCCABEgLWHfD_BwE | 150 | Estimate at $150 Per unit, reference: https://www.improvenet.com/r/costs-and-prices/pool-pump-replacement | 1265 | http://www.inyopools.com/Products/02200018059633.htm | 150 | Estimate at $150 Per unit, reference: https://www.improvenet.com/r/costs-and-prices/pool-pump-replacement
Equipment | Variable Speed Pool Pump | Dual Speed Pool Pump Motor 1 HP | Single Speed Pool Pump Motor 1 HP | Residential | New | Single Family | FL Zone 2 | Per Pool | 57% | 4376.82 | 1216.756 | 3160.064 | 72.2% | 10 | 0.47257 | 0.5324 | 1085.01 | Per Hp | 179.99 | http://www.inyopools.com/Products/00100018074612.htm?gclid=EAIaIQobChMInIa73oLy2wIVhb9kCh3f9wcGEAQYCCABEgLWHfD_BwE | 150 | Estimate at $150 Per unit, reference: https://www.improvenet.com/r/costs-and-prices/pool-pump-replacement | 1265 | http://www.inyopools.com/Products/02200018059633.htm | 150 | Estimate at $150 Per unit, reference: https://www.improvenet.com/r/costs-and-prices/pool-pump-replacement
Equipment | Variable Speed Pool Pump | Dual Speed Pool Pump Motor 1 HP | Single Speed Pool Pump Motor 1 HP | Residential | New | Multi-Family | FL Zone 2 | Per Pool | 57% | 4376.82 | 1216.756 | 3160.064 | 72.2% | 10 | 0.47257 | 0.5324 | 1085.01 | Per Hp | 179.99 | http://www.inyopools.com/Products/00100018074612.htm?gclid=EAIaIQobChMInIa73oLy2wIVhb9kCh3f9wcGEAQYCCABEgLWHfD_BwE | 150 | Estimate at $150 Per unit, reference: https://www.improvenet.com/r/costs-and-prices/pool-pump-replacement | 1265 | http://www.inyopools.com/Products/02200018059633.htm | 150 | Estimate at $150 Per unit, reference: https://www.improvenet.com/r/costs-and-prices/pool-pump-replacement
Equipment | Variable Speed Pool Pump | Dual Speed Pool Pump Motor 1 HP | Single Speed Pool Pump Motor 1 HP | Residential | New | Manufactured Home | FL Zone 2 | Per Pool | 57% | 4376.82 | 1216.756 | 3160.064 | 72.2% | 10 | 0.47257 | 0.5324 | 1085.01 | Per Hp | 179.99 | http://www.inyopools.com/Products/00100018074612.htm?gclid=EAIaIQobChMInIa73oLy2wIVhb9kCh3f9wcGEAQYCCABEgLWHfD_BwE | 150 | Estimate at $150 Per unit, reference: https://www.improvenet.com/r/costs-and-prices/pool-pump-replacement | 1265 | http://www.inyopools.com/Products/02200018059633.htm | 150 | Estimate at $150 Per unit, reference: https://www.improvenet.com/r/costs-and-prices/pool-pump-replacement
Nonequipment | Removal of 2nd Refrigerator-Freezer | No Refrigerator | Current Market Average Refrigerator | Residential | Existing | Single Family | FL Zone 2 | Per Appliance | 3.325% | 1052.5805 | 0 | 1052.5805 | 100% | 5 | 0.12011 | 0.10754 | 50 | Per Unit | 0 | No equipment cost | 0 | No Labor Cost | 0 | No equipment cost | 50 | https://www.homeadvisor.com/cost/cleaning-services/remove-waste/
Nonequipment | Removal of 2nd Refrigerator-Freezer | No Refrigerator | Current Market Average Refrigerator | Residential | Existing | Multi-Family | FL Zone 2 | Per Appliance | 1.108% | 1052.5805 | 0 | 1052.5805 | 100% | 5 | 0.12011 | 0.10754 | 50 | Per Unit | 0 | No equipment cost | 0 | No Labor Cost | 0 | No equipment cost | 50 | https://www.homeadvisor.com/cost/cleaning-services/remove-waste/
Nonequipment | Removal of 2nd Refrigerator-Freezer | No Refrigerator | Current Market Average Refrigerator | Residential | Existing | Manufactured Home | FL Zone 2 | Per Appliance | 1.108% | 1052.5805 | 0 | 1052.5805 | 100% | 5 | 0.12011 | 0.10754 | 50 | Per Unit | 0 | No equipment cost | 0 | No Labor Cost | 0 | No equipment cost | 50 | https://www.homeadvisor.com/cost/cleaning-services/remove-waste/
Nonequipment | Removal of 2nd Refrigerator-Freezer | No Refrigerator | N/A - Retrofit Only | Residential | New | Single Family | FL Zone 2 | Per Appliance | 0% | 1052.5805 | 0 | 1052.5805 | 100% | 5 | 0.12011 | 0.10754 | 50 | Per Unit | 0 | No equipment cost | 0 | No Labor Cost | 0 | No equipment cost | 50 | https://www.homeadvisor.com/cost/cleaning-services/remove-waste/
Nonequipment | Removal of 2nd Refrigerator-Freezer | No Refrigerator | N/A - Retrofit Only | Residential | New | Multi-Family | FL Zone 2 | Per Appliance | 0% | 1052.5805 | 0 | 1052.5805 | 100% | 5 | 0.12011 | 0.10754 | 50 | Per Unit | 0 | No equipment cost | 0 | No Labor Cost | 0 | No equipment cost | 50 | https://www.homeadvisor.com/cost/cleaning-services/remove-waste/
Nonequipment | Removal of 2nd Refrigerator-Freezer | No Refrigerator | N/A - Retrofit Only | Residential | New | Manufactured Home | FL Zone 2 | Per Appliance | 0% | 1052.5805 | 0 | 1052.5805 | 100% | 5 | 0.12011 | 0.10754 | 50 | Per Unit | 0 | No equipment cost | 0 | No Labor Cost | 0 | No equipment cost | 50 | https://www.homeadvisor.com/cost/cleaning-services/remove-waste/
Nonequipment | Drain Water Heat Recovery | Hot Water Loop with 50 Gallon Electric Resistance Heater and Drain Water Heat Exchanger | Standard Hot Water Loop with 50 Gallon Electric Resistance Heater, No Drain Water Heat Recovery | Residential | Existing | Single Family | FL Zone 2 | Per End Use Consumption | 9.5% | 1931 | 1693.487 | 237.513 | 12.3% | 15 | 0.021393 | 0.046051 | 1025 | Per Unit | 0 | No equipment cost | 0 | No Labor Cost | 500 | https://www.energy.gov/energysaver/water-heating/drain-water-heat-recovery | 525 | rate at $105/per labor hour (http://www.serviskey.net/support/rate-estimator?s4=FL), assume 5 hours work
Nonequipment | Drain Water Heat Recovery | Hot Water Loop with 50 Gallon Electric Resistance Heater and Drain Water Heat Exchanger | Standard Hot Water Loop with 50 Gallon Electric Resistance Heater, No Drain Water Heat Recovery | Residential | Existing | Multi-Family | FL Zone 2 | Per End Use Consumption | 9.5% | 1654 | 1450.558 | 203.442 | 12.3% | 15 | 0.018324 | 0.039445 | 1025 | Per Unit | 0 | No equipment cost | 0 | No Labor Cost | 500 | https://www.energy.gov/energysaver/water-heating/drain-water-heat-recovery | 525 | rate at $105/per labor hour (http://www.serviskey.net/support/rate-estimator?s4=FL), assume 5 hours work
Nonequipment | Drain Water Heat Recovery | Hot Water Loop with 50 Gallon Electric Resistance Heater and Drain Water Heat Exchanger | Standard Hot Water Loop with 50 Gallon Electric Resistance Heater, No Drain Water Heat Recovery | Residential | Existing | Manufactured Home | FL Zone 2 | Per End Use Consumption | 9.5% | 2449 | 2147.773 | 301.227 | 12.3% | 15 | 0.027132 | 0.058404 | 1025 | Per Unit | 0 | No equipment cost | 0 | No Labor Cost | 500 | https://www.energy.gov/energysaver/water-heating/drain-water-heat-recovery | 525 | rate at $105/per labor hour (http://www.serviskey.net/support/rate-estimator?s4=FL), assume 5 hours work
Nonequipment | Drain Water Heat Recovery | Hot Water Loop with 50 Gallon Electric Resistance Heater and Drain Water Heat Exchanger | Standard Hot Water Loop with 50 Gallon Electric Resistance Heater, No Drain Water Heat Recovery | Residential | New | Single Family | FL Zone 2 | Per End Use Consumption | 9.5% | 1931 | 1693.487 | 237.513 | 12.3% | 15 | 0.021393 | 0.046051 | 815 | Per Unit | 0 | No equipment cost | 0 | No Labor Cost | 500 | https://www.energy.gov/energysaver/water-heating/drain-water-heat-recovery | 315 | rate at $105/per labor hour (http://www.serviskey.net/support/rate-estimator?s4=FL), assume 5 hours work
Nonequipment | Drain Water Heat Recovery | Hot Water Loop with 50 Gallon Electric Resistance Heater and Drain Water Heat Exchanger | Standard Hot Water Loop with 50 Gallon Electric Resistance Heater, No Drain Water Heat Recovery | Residential | New | Multi-Family | FL Zone 2 | Per End Use Consumption | 9.5% | 1654 | 1450.558 | 203.442 | 12.3% | 15 | 0.018324 | 0.039445 | 815 | Per Unit | 0 | No equipment cost | 0 | No Labor Cost | 500 | https://www.energy.gov/energysaver/water-heating/drain-water-heat-recovery | 315 | rate at $105/per labor hour (http://www.serviskey.net/support/rate-estimator?s4=FL), assume 5 hours work
Nonequipment | Drain Water Heat Recovery | Hot Water Loop with 50 Gallon Electric Resistance Heater and Drain Water Heat Exchanger | Standard Hot Water Loop with 50 Gallon Electric Resistance Heater, No Drain Water Heat Recovery | Residential | New | Manufactured Home | FL Zone 2 | Per End Use Consumption | 9.5% | 2449 | 2147.773 | 301.227 | 12.3% | 15 | 0.027132 | 0.058404 | 815 | Per Unit | 0 | No equipment cost | 0 | No Labor Cost | 500 | https://www.energy.gov/energysaver/water-heating/drain-water-heat-recovery | 315 | rate at $105/per labor hour (http://www.serviskey.net/support/rate-estimator?s4=FL), assume 5 hours work
Nonequipment | Faucet Aerator | Low-flow lavatory faucet aerator, flow rate: 1.0 gpm | Federal lavatory flow rate standard, 1994, flow rate: 2.2 gpm | Residential | Existing | Single Family | FL Zone 2 | Per End Use Consumption | 2.373% | 1931 | 1861.4129 | 69.5871 | 3.604% | 10 | 0.0062678 | 0.013492 | 3 | Per Home | 0 | No equipment cost | 0 | No Labor Cost | 3 | Illinois 2018 Statewide TRM, Section 5.4.4 | 0 | No Labor Cost
Nonequipment | Faucet Aerator | Low-flow lavatory faucet aerator, flow rate: 1.0 gpm | Federal lavatory flow rate standard, 1994, flow rate: 2.2 gpm | Residential | Existing | Multi-Family | FL Zone 2 | Per End Use Consumption | 40.5% | 1654 | 1599.3168 | 54.6832 | 3.306% | 10 | 0.0049254 | 0.010602 | 3 | Per Home | 0 | No equipment cost | 0 | No Labor Cost | 3 | Illinois 2018 Statewide TRM, Section 5.4.4 | 0 | No Labor Cost
Nonequipment | Faucet Aerator | Low-flow lavatory faucet aerator, flow rate: 1.0 gpm | Federal lavatory flow rate standard, 1994, flow rate: 2.2 gpm | Residential | Existing | Manufactured Home | FL Zone 2 | Per End Use Consumption | 40.5% | 2449 | 2394.72 | 54.28 | 2.216% | 10 | 0.004889 | 0.010524 | 3 | Per Home | 0 | No equipment cost | 0 | No Labor Cost | 3 | Illinois 2018 Statewide TRM, Section 5.4.4 | 0 | No Labor Cost
Nonequipment | Faucet Aerator | Low-flow lavatory faucet aerator, flow rate: 1.0 gpm | Local standard for lavatory faucets, flow rate: 1.5 gpm | Residential | New | Single Family | FL Zone 2 | Per End Use Consumption | 13.71% | 1931 | 1902.0054 | 28.9946 | 1.502% | 10 | 0.0026116 | 0.0056217 | 3 | Per Home | 0 | No equipment cost | 0 | No Labor Cost | 3 | Illinois 2018 Statewide TRM, Section 5.4.4 | 0 | No Labor Cost
Nonequipment | Faucet Aerator | Low-flow lavatory faucet aerator, flow rate: 1.0 gpm | Local standard for lavatory faucets, flow rate: 1.5 gpm | Residential | New | Multi-Family | FL Zone 2 | Per End Use Consumption | 18% | 1654 | 1631.2154 | 22.7846 | 1.378% | 10 | 0.0020522 | 0.0044176 | 3 | Per Home | 0 | No equipment cost | 0 | No Labor Cost | 3 | Illinois 2018 Statewide TRM, Section 5.4.4 | 0 | No Labor Cost
Nonequipment | Faucet Aerator | Low-flow lavatory faucet aerator, flow rate: 1.0 gpm | Local standard for lavatory faucets, flow rate: 1.5 gpm | Residential | New | Manufactured Home | FL Zone 2 | Per End Use Consumption | 18% | 2449 | 2426.3833 | 22.6167 | 0.9235% | 10 | 0.0020371 | 0.0043851 | 3 | Per Home | 0 | No equipment cost | 0 | No Labor Cost | 3 | Illinois 2018 Statewide TRM, Section 5.4.4 | 0 | No Labor Cost
Nonequipment | Heat Trap | Heat Trap | Water Heater with 10% Less Efficient than Federal Standard | Residential | Existing | Single Family | FL Zone 2 | Per End Use Consumption | 1.582% | 1931 | 1798.753 | 132.247 | 6.849% | 10 | 0.011912 | 0.025641 | 116.77 | Per Unit | 0 | No equipment cost | 0 | No Labor Cost | 11.77 | https://www.homedepot.com/p/Everbilt-Dielectric-Nipple-Heat-Trap-15009/205680991 | 105 | rate at $105/per labor hour (plumber), assume 1 hr of work: http://www.serviskey.net/support/rate-estimator?s4=FL
Nonequipment | Heat Trap | Heat Trap | Water Heater with 10% Less Efficient than Federal Standard | Residential | Existing | Multi-Family | FL Zone 2 | Per End Use Consumption | 27% | 1654 | 1550.0451 | 103.9549 | 6.285% | 10 | 0.0093633 | 0.020155 | 116.77 | Per Unit | 0 | No equipment cost | 0 | No Labor Cost | 11.77 | https://www.homedepot.com/p/Everbilt-Dielectric-Nipple-Heat-Trap-15009/205680991 | 105 | rate at $105/per labor hour (plumber), assume 1 hr of work: http://www.serviskey.net/support/rate-estimator?s4=FL
Nonequipment | Heat Trap | Heat Trap | Water Heater with 10% Less Efficient than Federal Standard | Residential | Existing | Manufactured Home | FL Zone 2 | Per End Use Consumption | 0% | 2449 | 2345.8738 | 103.1262 | 4.211% | 10 | 0.0092887 | 0.019995 | 116.77 | Per Unit | 0 | No equipment cost | 0 | No Labor Cost | 11.77 | https://www.homedepot.com/p/Everbilt-Dielectric-Nipple-Heat-Trap-15009/205680991 | 105 | rate at $105/per labor hour (plumber), assume 1 hr of work: http://www.serviskey.net/support/rate-estimator?s4=FL
Nonequipment | Heat Trap | Heat Trap | Water Heater with Federal Standard | Residential | New | Single Family | FL Zone 2 | Per End Use Consumption | 9.142% | 1931 | 1798.753 | 132.247 | 6.849% | 10 | 0.011912 | 0.025641 | 116.77 | Per Unit | 0 | No equipment cost | 0 | No Labor Cost | 11.77 | https://www.homedepot.com/p/Everbilt-Dielectric-Nipple-Heat-Trap-15009/205680991 | 105 | rate at $105/per labor hour (plumber), assume 1 hr of work: http://www.serviskey.net/support/rate-estimator?s4=FL
Nonequipment | Heat Trap | Heat Trap | Water Heater with Federal Standard | Residential | New | Multi-Family | FL Zone 2 | Per End Use Consumption | 12% | 1654 | 1550.0451 | 103.9549 | 6.285% | 10 | 0.0093633 | 0.020155 | 116.77 | Per Unit | 0 | No equipment cost | 0 | No Labor Cost | 11.77 | https://www.homedepot.com/p/Everbilt-Dielectric-Nipple-Heat-Trap-15009/205680991 | 105 | rate at $105/per labor hour (plumber), assume 1 hr of work: http://www.serviskey.net/support/rate-estimator?s4=FL
Nonequipment | Heat Trap | Heat Trap | Water Heater with Federal Standard | Residential | New | Manufactured Home | FL Zone 2 | Per End Use Consumption | 12% | 2449 | 2345.8738 | 103.1262 | 4.211% | 10 | 0.0092887 | 0.019995 | 116.77 | Per Unit | 0 | No equipment cost | 0 | No Labor Cost | 11.77 | https://www.homedepot.com/p/Everbilt-Dielectric-Nipple-Heat-Trap-15009/205680991 | 105 | rate at $105/per labor hour (plumber), assume 1 hr of work: http://www.serviskey.net/support/rate-estimator?s4=FL
Nonequipment | Hot Water Pipe Insulation | 1' of Insulated Pipe in Unconditioned Spaces, Insulation of R-5 | 1' of Pipe in Unconditioned Spaces with Code Minimum of 1"of Insulation | Residential | Existing | Single Family | FL Zone 2 | Per S.F. | 1.978% | 1931.57 | 1783.6872 | 147.8828 | 7.656% | 13 | 0.01332 | 0.028672 | 18 | Per 6 LF | 0 | No equipment cost | 0 | No Labor Cost | 18 | Pennsylvania Public Utility Commission 2013 Incremental Cost Database, $3 per linear foot, assume 6 ft | 0 | No Labor Cost
Nonequipment | Hot Water Pipe Insulation | 1' of Insulated Pipe in Unconditioned Spaces, Insulation of R-5 | 1' of Pipe in Unconditioned Spaces with Code Minimum of 1"of Insulation | Residential | Existing | Multi-Family | FL Zone 2 | Per S.F. | 33.75% | 1655 | 1528.2917 | 126.7083 | 7.656% | 13 | 0.011413 | 0.024567 | 18 | Per 6 LF | 0 | No equipment cost | 0 | No Labor Cost | 18 | Pennsylvania Public Utility Commission 2013 Incremental Cost Database, $3 per linear foot, assume 6 ft | 0 | No Labor Cost
Nonequipment | Hot Water Pipe Insulation | 1' of Insulated Pipe in Unconditioned Spaces, Insulation of R-5 | 1' of Pipe in Unconditioned Spaces with Code Minimum of 1"of Insulation | Residential | Existing | Manufactured Home | FL Zone 2 | Per S.F. | 33.75% | 2449 | 2261.5023 | 187.4977 | 7.656% | 13 | 0.016888 | 0.036353 | 18 | Per 6 LF | 0 | No equipment cost | 0 | No Labor Cost | 18 | Pennsylvania Public Utility Commission 2013 Incremental Cost Database, $3 per linear foot, assume 6 ft | 0 | No Labor Cost
Nonequipment | Hot Water Pipe Insulation | 1' of Insulated Pipe in Unconditioned Spaces, Insulation of R-5 | N/A - Retrofit Only | Residential | New | Single Family | FL Zone 2 | Per S.F. | 11.43% | 1931.57 | 1783.6872 | 147.8828 | 7.656% | 13 | 0.01332 | 0.028672 | 18 | Per 6 LF | 0 | No equipment cost | 0 | No Labor Cost | 18 | Pennsylvania Public Utility Commission 2013 Incremental Cost Database, $3 per linear foot, assume 6 ft | 0 | No Labor Cost
Nonequipment | Hot Water Pipe Insulation | 1' of Insulated Pipe in Unconditioned Spaces, Insulation of R-5 | N/A - Retrofit Only | Residential | New | Multi-Family | FL Zone 2 | Per S.F. | 15% | 1655 | 1528.2917 | 126.7083 | 7.656% | 13 | 0.011413 | 0.024567 | 18 | Per 6 LF | 0 | No equipment cost | 0 | No Labor Cost | 18 | Pennsylvania Public Utility Commission 2013 Incremental Cost Database, $3 per linear foot, assume 6 ft | 0 | No Labor Cost
Nonequipment | Hot Water Pipe Insulation | 1' of Insulated Pipe in Unconditioned Spaces, Insulation of R-5 | N/A - Retrofit Only | Residential | New | Manufactured Home | FL Zone 2 | Per S.F. | 15% | 2449 | 2261.5023 | 187.4977 | 7.656% | 13 | 0.016888 | 0.036353 | 18 | Per 6 LF | 0 | No equipment cost | 0 | No Labor Cost | 18 | Pennsylvania Public Utility Commission 2013 Incremental Cost Database, $3 per linear foot, assume 6 ft | 0 | No Labor Cost
Nonequipment | Low Flow Showerhead | Low-Flow Handheld Showerhead, Flow Rate: 1.50 gpm | Standard Handheld Showerhead, Flow Rate: 2.50 gpm | Residential | Existing | Single Family | FL Zone 2 | Per End Use Consumption | 2.11% | 1931 | 1635.9975 | 295.0025 | 15.28% | 9 | 0.026571 | 0.057197 | 7 | Per Unit | 0 | reference source included incremental cost only | 0 | No Labor Cost | 7 | Illinois 2018 Statewide TRM, Section 5.4.5 | 0 | No Labor Cost
Nonequipment | Low Flow Showerhead | Low-Flow Handheld Showerhead, Flow Rate: 1.50 gpm | Standard Handheld Showerhead, Flow Rate: 2.50 gpm | Residential | Existing | Multi-Family | FL Zone 2 | Per End Use Consumption | 36% | 1654 | 1422.1086 | 231.8914 | 14.02% | 9 | 0.020887 | 0.044961 | 7 | Per Unit | 0 | reference source included incremental cost only | 0 | No Labor Cost | 7 | Illinois 2018 Statewide TRM, Section 5.4.5 | 0 | No Labor Cost
Nonequipment | Low Flow Showerhead | Low-Flow Handheld Showerhead, Flow Rate: 1.50 gpm | Standard Handheld Showerhead, Flow Rate: 2.50 gpm | Residential | Existing | Manufactured Home | FL Zone 2 | Per End Use Consumption | 36% | 2449 | 2218.9572 | 230.0428 | 9.393% | 9 | 0.02072 | 0.044602 | 7 | Per Unit | 0 | reference source included incremental cost only | 0 | No Labor Cost | 7 | Illinois 2018 Statewide TRM, Section 5.4.5 | 0 | No Labor Cost
Nonequipment | Low Flow Showerhead | Low-Flow Handheld Showerhead, Flow Rate: 1.50 gpm | Standard Handheld Showerhead, Flow Rate: 2.50 gpm | Residential | New | Single Family | FL Zone 2 | Per End Use Consumption | 80% | 1931 | 1635.9975 | 295.0025 | 15.28% | 9 | 0.026571 | 0.057197 | 7 | Per Unit | 0 | reference source included incremental cost only | 0 | No Labor Cost | 7 | Illinois 2018 Statewide TRM, Section 5.4.5 | 0 | No Labor Cost
Nonequipment | Low Flow Showerhead | Low-Flow Handheld Showerhead, Flow Rate: 1.50 gpm | Standard Handheld Showerhead, Flow Rate: 2.50 gpm | Residential | New | Multi-Family | FL Zone 2 | Per End Use Consumption | 80% | 1654 | 1422.1086 | 231.8914 | 14.02% | 9 | 0.020887 | 0.044961 | 7 | Per Unit | 0 | reference source included incremental cost only | 0 | No Labor Cost | 7 | Illinois 2018 Statewide TRM, Section 5.4.5 | 0 | No Labor Cost
Nonequipment | Low Flow Showerhead | Low-Flow Handheld Showerhead, Flow Rate: 1.50 gpm | Standard Handheld Showerhead, Flow Rate: 2.50 gpm | Residential | New | Manufactured Home | FL Zone 2 | Per End Use Consumption | 80% | 2449 | 2218.9572 | 230.0428 | 9.393% | 9 | 0.02072 | 0.044602 | 7 | Per Unit | 0 | reference source included incremental cost only | 0 | No Labor Cost | 7 | Illinois 2018 Statewide TRM, Section 5.4.5 | 0 | No Labor Cost
Nonequipment | Thermostatic Shower Restriction Valve | Hot Water Loop with 50 Gallon Electric Resistance Heater and Pressure Balance Shower Valves | Standard Hot Water Loop with 50 Gallon Electric Resistance Heater and Standard Shower Valves | Residential | Existing | Single Family | FL Zone 2 | Per Valve | 2.11% | 1931 | 1838.3587 | 92.6413 | 4.798% | 10 | 0.0083443 | 0.017962 | 29.95 | Per Unit | 0 | No equipment cost | 0 | No Labor Cost | 29.95 | http://thinkevolve.com/shop/showerstart-tsv/ | 0 | No Labor Cost
Nonequipment | Thermostatic Shower Restriction Valve | Hot Water Loop with 50 Gallon Electric Resistance Heater and Pressure Balance Shower Valves | Standard Hot Water Loop with 50 Gallon Electric Resistance Heater and Standard Shower Valves | Residential | Existing | Multi-Family | FL Zone 2 | Per Valve | 0% | 1654 | 1581.1778 | 72.8222 | 4.403% | 10 | 0.0065592 | 0.014119 | 29.95 | Per Unit | 0 | No equipment cost | 0 | No Labor Cost | 29.95 | http://thinkevolve.com/shop/showerstart-tsv/ | 0 | No Labor Cost
Nonequipment | Thermostatic Shower Restriction Valve | Hot Water Loop with 50 Gallon Electric Resistance Heater and Pressure Balance Shower Valves | Standard Hot Water Loop with 50 Gallon Electric Resistance Heater and Standard Shower Valves | Residential | Existing | Manufactured Home | FL Zone 2 | Per Valve | 0% | 2449 | 2376.7584 | 72.2416 | 2.95% | 10 | 0.0065069 | 0.014007 | 29.95 | Per Unit | 0 | No equipment cost | 0 | No Labor Cost | 29.95 | http://thinkevolve.com/shop/showerstart-tsv/ | 0 | No Labor Cost
Nonequipment | Thermostatic Shower Restriction Valve | Hot Water Loop with 50 Gallon Electric Resistance Heater and Pressure Balance Shower Valves | Standard Hot Water Loop with 50 Gallon Electric Resistance Heater and Standard Shower Valves | Residential | New | Single Family | FL Zone 2 | Per Valve | 12.19% | 1931 | 1838.3587 | 92.6413 | 4.798% | 10 | 0.0083443 | 0.017962 | 29.95 | Per Unit | 0 | No equipment cost | 0 | No Labor Cost | 29.95 | http://thinkevolve.com/shop/showerstart-tsv/ | 0 | No Labor Cost
Nonequipment | Thermostatic Shower Restriction Valve | Hot Water Loop with 50 Gallon Electric Resistance Heater and Pressure Balance Shower Valves | Standard Hot Water Loop with 50 Gallon Electric Resistance Heater and Standard Shower Valves | Residential | New | Multi-Family | FL Zone 2 | Per Valve | 16% | 1654 | 1581.1778 | 72.8222 | 4.403% | 10 | 0.0065592 | 0.014119 | 29.95 | Per Unit | 0 | No equipment cost | 0 | No Labor Cost | 29.95 | http://thinkevolve.com/shop/showerstart-tsv/ | 0 | No Labor Cost
Nonequipment | Thermostatic Shower Restriction Valve | Hot Water Loop with 50 Gallon Electric Resistance Heater and Pressure Balance Shower Valves | Standard Hot Water Loop with 50 Gallon Electric Resistance Heater and Standard Shower Valves | Residential | New | Manufactured Home | FL Zone 2 | Per Valve | 16% | 2449 | 2376.7584 | 72.2416 | 2.95% | 10 | 0.0065069 | 0.014007 | 29.95 | Per Unit | 0 | No equipment cost | 0 | No Labor Cost | 29.95 | http://thinkevolve.com/shop/showerstart-tsv/ | 0 | No Labor Cost
Nonequipment | Water Heater Blanket | 50 Gallon Electric Resistance Water Heater with Insulated Tank Wrap (R-11) | Market Average 50 Gallon Electric Resistance Water Heater (EF = 0.9), No Tank Wrap | Residential | Existing | Single Family | FL Zone 2 | Per End Use Consumption | 9.142% | 1931 | 1667.0541 | 263.9459 | 13.67% | 7 | 0.023774 | 0.051176 | 167.92 | Per Unit | 0 | No equipment cost | 0 | No Labor Cost | 27.92 | Market Research, 2016 | 140 | rate at $70/per labor hour, assume 2 hours work, reference: https://www.homewyse.com/costs/cost_of_water_heater_blanket.html
Nonequipment | Water Heater Blanket | 50 Gallon Electric Resistance Water Heater with Insulated Tank Wrap (R-11) | Market Average 50 Gallon Electric Resistance Water Heater (EF = 0.9), No Tank Wrap | Residential | Existing | Multi-Family | FL Zone 2 | Per End Use Consumption | 9.142% | 1654 | 1390.0541 | 263.9459 | 15.96% | 7 | 0.023774 | 0.051176 | 167.92 | Per Unit | 0 | No equipment cost | 0 | No Labor Cost | 27.92 | Market Research, 2016 | 140 | rate at $70/per labor hour, assume 2 hours work, reference: https://www.homewyse.com/costs/cost_of_water_heater_blanket.html
Nonequipment | Water Heater Blanket | 50 Gallon Electric Resistance Water Heater with Insulated Tank Wrap (R-11) | Market Average 50 Gallon Electric Resistance Water Heater (EF = 0.9), No Tank Wrap | Residential | Existing | Manufactured Home | FL Zone 2 | Per End Use Consumption | 9.142% | 2449 | 2185.0541 | 263.9459 | 10.78% | 7 | 0.023774 | 0.051176 | 167.92 | Per Unit | 0 | No equipment cost | 0 | No Labor Cost | 27.92 | Market Research, 2016 | 140 | rate at $70/per labor hour, assume 2 hours work, reference: https://www.homewyse.com/costs/cost_of_water_heater_blanket.html
Nonequipment | Water Heater Blanket | 50 Gallon Electric Resistance Water Heater with Insulated Tank Wrap (R-11) | Code-Compliant 50 Gallon Electric Resistance Water Heater (EF = 0.95), No Tank Wrap | Residential | New | Single Family | FL Zone 2 | Per End Use Consumption | 1.582% | 1931 | 1678.5057 | 252.4943 | 13.08% | 7 | 0.022742 | 0.048955 | 167.92 | Per Unit | 0 | No equipment cost | 0 | No Labor Cost | 27.92 | Market Research, 2016 | 140 | rate at $70/per labor hour, assume 2 hours work, reference: https://www.homewyse.com/costs/cost_of_water_heater_blanket.html
Nonequipment | Water Heater Blanket | 50 Gallon Electric Resistance Water Heater with Insulated Tank Wrap (R-11) | Code-Compliant 50 Gallon Electric Resistance Water Heater (EF = 0.95), No Tank Wrap | Residential | New | Multi-Family | FL Zone 2 | Per End Use Consumption | 1.582% | 1654 | 1401.5057 | 252.4943 | 15.27% | 7 | 0.022742 | 0.048955 | 167.92 | Per Unit | 0 | No equipment cost | 0 | No Labor Cost | 27.92 | Market Research, 2016 | 140 | rate at $70/per labor hour, assume 2 hours work, reference: https://www.homewyse.com/costs/cost_of_water_heater_blanket.html
Nonequipment | Water Heater Blanket | 50 Gallon Electric Resistance Water Heater with Insulated Tank Wrap (R-11) | Code-Compliant 50 Gallon Electric Resistance Water Heater (EF = 0.95), No Tank Wrap | Residential | New | Manufactured Home | FL Zone 2 | Per End Use Consumption | 1.582% | 2449 | 2196.5057 | 252.4943 | 10.31% | 7 | 0.022742 | 0.048955 | 167.92 | Per Unit | 0 | No equipment cost | 0 | No Labor Cost | 27.92 | Market Research, 2016 | 140 | rate at $70/per labor hour, assume 2 hours work, reference: https://www.homewyse.com/costs/cost_of_water_heater_blanket.html
Nonequipment | Water Heater Thermostat Setback | 50 Gallon Electric Resistance Water Heater with Temperature Setpoint of 119°F | Market Average 50 Gallon Electric Resistance Water Heater (EF by Building Type, Temp. Setpoint = 130°F) | Residential | Existing | Single Family | FL Zone 2 | Per Unit | 1.582% | 1931 | 1894.4174 | 36.5826 | 1.894% | 4 | 0.003295 | 0.0070929 | 1.65 | Per Unit | 0 | No equipment cost | 0 | No Labor Cost | 1.65 | https://www.conservationmart.com/p-49-hot-water-temperature-card.aspx | 0 | No Labor Cost
Nonequipment | Water Heater Thermostat Setback | 50 Gallon Electric Resistance Water Heater with Temperature Setpoint of 119°F | Market Average 50 Gallon Electric Resistance Water Heater (EF by Building Type, Temp. Setpoint = 130°F) | Residential | Existing | Multi-Family | FL Zone 2 | Per Unit | 0% | 1654 | 1617.4174 | 36.5826 | 2.212% | 4 | 0.003295 | 0.0070929 | 1.65 | Per Unit | 0 | No equipment cost | 0 | No Labor Cost | 1.65 | https://www.conservationmart.com/p-49-hot-water-temperature-card.aspx | 0 | No Labor Cost
Nonequipment | Water Heater Thermostat Setback | 50 Gallon Electric Resistance Water Heater with Temperature Setpoint of 119°F | Market Average 50 Gallon Electric Resistance Water Heater (EF by Building Type, Temp. Setpoint = 130°F) | Residential | Existing | Manufactured Home | FL Zone 2 | Per Unit | 0% | 2449 | 2412.4174 | 36.5826 | 1.494% | 4 | 0.003295 | 0.0070929 | 1.65 | Per Unit | 0 | No equipment cost | 0 | No Labor Cost | 1.65 | https://www.conservationmart.com/p-49-hot-water-temperature-card.aspx | 0 | No Labor Cost
Nonequipment | Water Heater Thermostat Setback | 50 Gallon Electric Resistance Water Heater with Temperature Setpoint of 119°F | Code-Compliant 50 Gallon Electric Resistance Water Heater (EF = 0.90, Temp. Setpoint = 130°F) | Residential | New | Single Family | FL Zone 2 | Per Unit | 9.142% | 1931 | 1894.4174 | 36.5826 | 1.894% | 4 | 0.003295 | 0.0070929 | 1.65 | Per Unit | 0 | No equipment cost | 0 | No Labor Cost | 1.65 | https://www.conservationmart.com/p-49-hot-water-temperature-card.aspx | 0 | No Labor Cost
Nonequipment | Water Heater Thermostat Setback | 50 Gallon Electric Resistance Water Heater with Temperature Setpoint of 119°F | Code-Compliant 50 Gallon Electric Resistance Water Heater (EF = 0.90, Temp. Setpoint = 130°F) | Residential | New | Multi-Family | FL Zone 2 | Per Unit | 0.9177% | 1654 | 1617.4174 | 36.5826 | 2.212% | 4 | 0.003295 | 0.0070929 | 1.65 | Per Unit | 0 | No equipment cost | 0 | No Labor Cost | 1.65 | https://www.conservationmart.com/p-49-hot-water-temperature-card.aspx | 0 | No Labor Cost
Nonequipment | Water Heater Thermostat Setback | 50 Gallon Electric Resistance Water Heater with Temperature Setpoint of 119°F | Code-Compliant 50 Gallon Electric Resistance Water Heater (EF = 0.90, Temp. Setpoint = 130°F) | Residential | New | Manufactured Home | FL Zone 2 | Per Unit | 0.9177% | 2449 | 2412.4174 | 36.5826 | 1.494% | 4 | 0.003295 | 0.0070929 | 1.65 | Per Unit | 0 | No equipment cost | 0 | No Labor Cost | 1.65 | https://www.conservationmart.com/p-49-hot-water-temperature-card.aspx | 0 | No Labor Cost
Nonequipment | Water Heater Timeclock | Water Heater Timeclock | Water Heater with 10% Less Efficient than Federal Standard | Residential | Existing | Single Family | FL Zone 2 | Per End Use Consumption | 21.6% | 1931 | 1834.45 | 96.55 | 5% | 7 | 0 | 0 | 143.33 | Per Unit | 0 | No equipment cost | 0 | No Labor Cost | 59.99 | https://www.homedepot.com/p/Intermatic-30-Amp-240-Volt-DPST-Electronic-Water-Heater-Time-Switch-EH40/205878350 | 83.34 | Electrical hourly rate of 83.34 and assume 1 hr to install: http://www.serviskey.net/support/rate-estimator?s4=FL
Nonequipment | Water Heater Timeclock | Water Heater Timeclock | Water Heater with 10% Less Efficient than Federal Standard | Residential | Existing | Multi-Family | FL Zone 2 | Per End Use Consumption | 20.61% | 1654 | 1571.3 | 82.7 | 5% | 7 | 0 | 0 | 143.33 | Per Unit | 0 | No equipment cost | 0 | No Labor Cost | 59.99 | https://www.homedepot.com/p/Intermatic-30-Amp-240-Volt-DPST-Electronic-Water-Heater-Time-Switch-EH40/205878350 | 83.34 | Electrical hourly rate of 83.34 and assume 1 hr to install: http://www.serviskey.net/support/rate-estimator?s4=FL
Nonequipment | Water Heater Timeclock | Water Heater Timeclock | Water Heater with 10% Less Efficient than Federal Standard | Residential | Existing | Manufactured Home | FL Zone 2 | Per End Use Consumption | 47.61% | 2449 | 2326.55 | 122.45 | 5% | 7 | 0 | 0 | 143.33 | Per Unit | 0 | No equipment cost | 0 | No Labor Cost | 59.99 | https://www.homedepot.com/p/Intermatic-30-Amp-240-Volt-DPST-Electronic-Water-Heater-Time-Switch-EH40/205878350 | 83.34 | Electrical hourly rate of 83.34 and assume 1 hr to install: http://www.serviskey.net/support/rate-estimator?s4=FL
Nonequipment | Water Heater Timeclock | Water Heater Timeclock | Water Heater with Federal Standard | Residential | New | Single Family | FL Zone 2 | Per End Use Consumption | 18% | 1931 | 1834.45 | 96.55 | 5% | 7 | 0 | 0 | 143.33 | Per Unit | 0 | No equipment cost | 0 | No Labor Cost | 59.99 | https://www.homedepot.com/p/Intermatic-30-Amp-240-Volt-DPST-Electronic-Water-Heater-Time-Switch-EH40/205878350 | 83.34 | Electrical hourly rate of 83.34 and assume 1 hr to install: http://www.serviskey.net/support/rate-estimator?s4=FL
Nonequipment | Water Heater Timeclock | Water Heater Timeclock | Water Heater with Federal Standard | Residential | New | Multi-Family | FL Zone 2 | Per End Use Consumption | 45% | 1654 | 1571.3 | 82.7 | 5% | 7 | 0 | 0 | 143.33 | Per Unit | 0 | No equipment cost | 0 | No Labor Cost | 59.99 | https://www.homedepot.com/p/Intermatic-30-Amp-240-Volt-DPST-Electronic-Water-Heater-Time-Switch-EH40/205878350 | 83.34 | Electrical hourly rate of 83.34 and assume 1 hr to install: http://www.serviskey.net/support/rate-estimator?s4=FL
Nonequipment | Water Heater Timeclock | Water Heater Timeclock | Water Heater with Federal Standard | Residential | New | Manufactured Home | FL Zone 2 | Per End Use Consumption | 45% | 2449 | 2326.55 | 122.45 | 5% | 7 | 0 | 0 | 143.33 | Per Unit | 0 | No equipment cost | 0 | No Labor Cost | 59.99 | https://www.homedepot.com/p/Intermatic-30-Amp-240-Volt-DPST-Electronic-Water-Heater-Time-Switch-EH40/205878350 | 83.34 | Electrical hourly rate of 83.34 and assume 1 hr to install: http://www.serviskey.net/support/rate-estimator?s4=FL
Nonequipment | Smart Power Strip | One 7-Plug Smart Strip Plug Outlet Servicing a Home Office | Standard Home Office Usage, No Smart Strip Plug Outlet | Residential | Existing | Single Family | FL Zone 2 | Per End Use Consumption | 22.5% | 2274.2 | 2220.399 | 53.801 | 2.366% | 5 | 0.0059262 | 0.0046242 | 10 | Per Unit | 0 | reference source included incremental cost only | 0 | 0 | 10 | Illinois 2018 Statewide TRM, Section 5.2.1 | 0 | No Labor Cost
Nonequipment | Smart Power Strip | One 7-Plug Smart Strip Plug Outlet Servicing a Home Office | Standard Home Office Usage, No Smart Strip Plug Outlet | Residential | Existing | Multi-Family | FL Zone 2 | Per End Use Consumption | 90% | 1176 | 1122.199 | 53.801 | 4.575% | 5 | 0.0059262 | 0.0046242 | 10 | Per Unit | 0 | reference source included incremental cost only | 0 | 0 | 10 | Illinois 2018 Statewide TRM, Section 5.2.1 | 0 | No Labor Cost
Nonequipment | Smart Power Strip | One 7-Plug Smart Strip Plug Outlet Servicing a Home Office | Standard Home Office Usage, No Smart Strip Plug Outlet | Residential | Existing | Manufactured Home | FL Zone 2 | Per End Use Consumption | 90% | 1878 | 1824.199 | 53.801 | 2.865% | 5 | 0.0059262 | 0.0046242 | 10 | Per Unit | 0 | reference source included incremental cost only | 0 | 0 | 10 | Illinois 2018 Statewide TRM, Section 5.2.1 | 0 | No Labor Cost
Nonequipment | Smart Power Strip | One 7-Plug Smart Strip Plug Outlet Servicing a Home Office | Standard Home Office Usage, No Smart Strip Plug Outlet | Residential | New | Single Family | FL Zone 2 | Per End Use Consumption | 22.5% | 2274.2 | 2220.399 | 53.801 | 2.366% | 5 | 0.0059262 | 0.0046242 | 10 | Per Unit | 0 | reference source included incremental cost only | 0 | 0 | 10 | Illinois 2018 Statewide TRM, Section 5.2.1 | 0 | No Labor Cost
Nonequipment | Smart Power Strip | One 7-Plug Smart Strip Plug Outlet Servicing a Home Office | Standard Home Office Usage, No Smart Strip Plug Outlet | Residential | New | Multi-Family | FL Zone 2 | Per End Use Consumption | 90% | 1176 | 1122.199 | 53.801 | 4.575% | 5 | 0.0059262 | 0.0046242 | 10 | Per Unit | 0 | reference source included incremental cost only | 0 | 0 | 10 | Illinois 2018 Statewide TRM, Section 5.2.1 | 0 | No Labor Cost
Nonequipment | Smart Power Strip | One 7-Plug Smart Strip Plug Outlet Servicing a Home Office | Standard Home Office Usage, No Smart Strip Plug Outlet | Residential | New | Manufactured Home | FL Zone 2 | Per End Use Consumption | 90% | 1878 | 1824.199 | 53.801 | 2.865% | 5 | 0.0059262 | 0.0046242 | 10 | Per Unit | 0 | reference source included incremental cost only | 0 | 0 | 10 | Illinois 2018 Statewide TRM, Section 5.2.1 | 0 | No Labor Cost
Nonequipment | Air Sealing-Infiltration Control | Standard Heating and Cooling System with Improved Infiltration Control (0.7 ACH) | Standard Heating and Cooling System with Standard Infiltration Control (0.4 ACH) | Residential | Existing | Single Family | FL Zone 2 | Per End Use Consumption | 20.8% | 6617.19 | 6021.6429 | 595.5471 | 9% | 11 | 0.26132 | 0.3859 | 578.496 | Per Home | 0 | No equipment cost | 0 | No Labor Cost | 207.552 | rate at $0.094/sq.ft, based on reference: https://www.fixr.com/costs/air-leaks-sealing#sQ1 | 370.944 | assume one energy audit rate at $0.125/sq.ft, rate at $53.75/per labor hour (same as duct insulation) and 0.0016 hr/sq.ft, reference: https://www.fixr.com/costs/air-leaks-sealing#sQ1
Nonequipment | Air Sealing-Infiltration Control | Standard Heating and Cooling System with Improved Infiltration Control (0.7 ACH) | Standard Heating and Cooling System with Standard Infiltration Control (0.4 ACH) | Residential | Existing | Multi-Family | FL Zone 2 | Per End Use Consumption | 52% | 4303 | 3915.73 | 387.27 | 9% | 11 | 0.16993 | 0.25094 | 343.22 | Per Home | 0 | No equipment cost | 0 | No Labor Cost | 123.14 | rate at $0.094/sq.ft, based on reference: https://www.fixr.com/costs/air-leaks-sealing#sQ1 | 220.08 | assume one energy audit rate at $0.125/sq.ft, rate at $53.75/per labor hour (same as duct insulation) and 0.0016 hr/sq.ft, reference: https://www.fixr.com/costs/air-leaks-sealing#sQ1
Nonequipment | Air Sealing-Infiltration Control | Standard Heating and Cooling System with Improved Infiltration Control (0.7 ACH) | Standard Heating and Cooling System with Standard Infiltration Control (0.4 ACH) | Residential | Existing | Manufactured Home | FL Zone 2 | Per End Use Consumption | 52% | 6473 | 5890.43 | 582.57 | 9% | 11 | 0.25563 | 0.37749 | 362.084 | Per Home | 0 | No equipment cost | 0 | No Labor Cost | 129.908 | rate at $0.094/sq.ft, based on reference: https://www.fixr.com/costs/air-leaks-sealing#sQ1 | 232.176 | assume one energy audit rate at $0.125/sq.ft, rate at $53.75/per labor hour (same as duct insulation) and 0.0016 hr/sq.ft, reference: https://www.fixr.com/costs/air-leaks-sealing#sQ1
Nonequipment | Air Sealing-Infiltration Control | Standard Heating and Cooling System with Improved Infiltration Control (0.7 ACH) | N/A - Retrofit Measure Only | Residential | New | Single Family | FL Zone 2 | Per End Use Consumption | 20.8% | 0 | 0 | 0 | 0% | 11 | 0 | 0 | 578.496 | Per Home | 0 | No equipment cost | 0 | No Labor Cost | 207.552 | rate at $0.094/sq.ft, based on reference: https://www.fixr.com/costs/air-leaks-sealing#sQ1 | 370.944 | assume one energy audit rate at $0.125/sq.ft, rate at $53.75/per labor hour (same as duct insulation) and 0.0016 hr/sq.ft, reference: https://www.fixr.com/costs/air-leaks-sealing#sQ1
Nonequipment | Air Sealing-Infiltration Control | Standard Heating and Cooling System with Improved Infiltration Control (0.7 ACH) | N/A - Retrofit Measure Only | Residential | New | Multi-Family | FL Zone 2 | Per End Use Consumption | 52% | 0 | 0 | 0 | 0% | 11 | 0 | 0 | 343.22 | Per Home | 0 | No equipment cost | 0 | No Labor Cost | 123.14 | rate at $0.094/sq.ft, based on reference: https://www.fixr.com/costs/air-leaks-sealing#sQ1 | 220.08 | assume one energy audit rate at $0.125/sq.ft, rate at $53.75/per labor hour (same as duct insulation) and 0.0016 hr/sq.ft, reference: https://www.fixr.com/costs/air-leaks-sealing#sQ1
Nonequipment | Air Sealing-Infiltration Control | Standard Heating and Cooling System with Improved Infiltration Control (0.7 ACH) | N/A - Retrofit Measure Only | Residential | New | Manufactured Home | FL Zone 2 | Per End Use Consumption | 52% | 0 | 0 | 0 | 0% | 11 | 0 | 0 | 362.084 | Per Home | 0 | No equipment cost | 0 | No Labor Cost | 129.908 | rate at $0.094/sq.ft, based on reference: https://www.fixr.com/costs/air-leaks-sealing#sQ1 | 232.176 | assume one energy audit rate at $0.125/sq.ft, rate at $53.75/per labor hour (same as duct insulation) and 0.0016 hr/sq.ft, reference: https://www.fixr.com/costs/air-leaks-sealing#sQ1
Nonequipment | Ceiling Insulation(R12 to R38) | Increased Ceiling Insulation (R-38) | Market Average Existing Ceiling Insulation | Residential | Existing | Single Family | FL Zone 2 | Per Home | 1.579% | 7965 | 7122 | 843 | 10.58% | 20 | 0.3699 | 0.54624 | 842.0071 | Per Home | 0 | No equipment cost | 0 | No Labor Cost | 447.4059 | https://www.homedepot.com/p/GreenFiber-All-Borate-Cellulose-Blown-In-Insulation-30-lbs-36-Bags-INS765LD/300584221 | 394.6011 | rate at $50.04/per labor hour and 0.01 hr/sq.ft, reference: https://www.homewyse.com/costs/cost_of_ceiling_insulation.html
Nonequipment | Ceiling Insulation(R12 to R38) | Increased Ceiling Insulation (R-38) | Market Average Existing Ceiling Insulation | Residential | Existing | Multi-Family | FL Zone 2 | Per Home | 1.579% | 3458 | 2936 | 522 | 15.1% | 20 | 0.22905 | 0.33824 | 699.3845 | Per Home | 0 | No equipment cost | 0 | No Labor Cost | 371.6225 | https://www.homedepot.com/p/GreenFiber-All-Borate-Cellulose-Blown-In-Insulation-30-lbs-36-Bags-INS765LD/300584221 | 327.762 | rate at $50.04/per labor hour and 0.01 hr/sq.ft, reference: https://www.homewyse.com/costs/cost_of_ceiling_insulation.html
Nonequipment | Ceiling Insulation(R12 to R38) | Increased Ceiling Insulation (R-38) | Market Average Existing Ceiling Insulation | Residential | Existing | Manufactured Home | FL Zone 2 | Per Home | 1.579% | 4718.05 | 4200.85 | 517.2 | 10.96% | 20 | 0.22694 | 0.33513 | 737.8239 | Per Home | 0 | No equipment cost | 0 | No Labor Cost | 392.0475 | https://www.homedepot.com/p/GreenFiber-All-Borate-Cellulose-Blown-In-Insulation-30-lbs-36-Bags-INS765LD/300584221 | 345.7764 | rate at $50.04/per labor hour and 0.01 hr/sq.ft, reference: https://www.homewyse.com/costs/cost_of_ceiling_insulation.html
Nonequipment | Ceiling Insulation(R12 to R38) | Increased Ceiling Insulation (R-38) | Code-Compliant Ceiling Insulation | Residential | New | Single Family | FL Zone 2 | Per Home | 0% | 7965 | 7122 | 843 | 10.58% | 20 | 0.3699 | 0.54624 | 842.0071 | Per Home | 0 | No equipment cost | 0 | No Labor Cost | 447.4059 | https://www.homedepot.com/p/GreenFiber-All-Borate-Cellulose-Blown-In-Insulation-30-lbs-36-Bags-INS765LD/300584221 | 394.6011 | rate at $50.04/per labor hour and 0.01 hr/sq.ft, reference: https://www.homewyse.com/costs/cost_of_ceiling_insulation.html
Nonequipment | Ceiling Insulation(R12 to R38) | Increased Ceiling Insulation (R-38) | Code-Compliant Ceiling Insulation | Residential | New | Multi-Family | FL Zone 2 | Per Home | 0% | 3458 | 2936 | 522 | 15.1% | 20 | 0.22905 | 0.33824 | 699.3845 | Per Home | 0 | No equipment cost | 0 | No Labor Cost | 371.6225 | https://www.homedepot.com/p/GreenFiber-All-Borate-Cellulose-Blown-In-Insulation-30-lbs-36-Bags-INS765LD/300584221 | 327.762 | rate at $50.04/per labor hour and 0.01 hr/sq.ft, reference: https://www.homewyse.com/costs/cost_of_ceiling_insulation.html
Nonequipment | Ceiling Insulation(R12 to R38) | Increased Ceiling Insulation (R-38) | Code-Compliant Ceiling Insulation | Residential | New | Manufactured Home | FL Zone 2 | Per Home | 0% | 4718.05 | 4200.85 | 517.2 | 10.96% | 20 | 0.22694 | 0.33513 | 737.8239 | Per Home | 0 | No equipment cost | 0 | No Labor Cost | 392.0475 | https://www.homedepot.com/p/GreenFiber-All-Borate-Cellulose-Blown-In-Insulation-30-lbs-36-Bags-INS765LD/300584221 | 345.7764 | rate at $50.04/per labor hour and 0.01 hr/sq.ft, reference: https://www.homewyse.com/costs/cost_of_ceiling_insulation.html
Nonequipment | Ceiling Insulation(R19 to R38) | Increased Ceiling Insulation (R-38) | Market Average Existing Ceiling Insulation | Residential | Existing | Single Family | FL Zone 2 | Per Home | 0.6361% | 7600 | 7174 | 426 | 5.605% | 20 | 0.18693 | 0.27604 | 721.5516 | Per Home | 0 | No equipment cost | 0 | No Labor Cost | 326.9505 | https://www.homedepot.com/p/GreenFiber-All-Borate-Cellulose-Blown-In-Insulation-30-lbs-36-Bags-INS765LD/300584221 | 394.6011 | rate at $50.04/per labor hour and 0.01 hr/sq.ft, reference: https://www.homewyse.com/costs/cost_of_ceiling_insulation.html
Nonequipment | Ceiling Insulation(R19 to R38) | Increased Ceiling Insulation (R-38) | Market Average Existing Ceiling Insulation | Residential | Existing | Multi-Family | FL Zone 2 | Per Home | 0.6361% | 3235 | 2970 | 265 | 8.192% | 20 | 0.11628 | 0.17171 | 599.3323 | Per Home | 0 | No equipment cost | 0 | No Labor Cost | 271.5703 | https://www.homedepot.com/p/GreenFiber-All-Borate-Cellulose-Blown-In-Insulation-30-lbs-36-Bags-INS765LD/300584221 | 327.762 | rate at $50.04/per labor hour and 0.01 hr/sq.ft, reference: https://www.homewyse.com/costs/cost_of_ceiling_insulation.html
Nonequipment | Ceiling Insulation(R19 to R38) | Increased Ceiling Insulation (R-38) | Market Average Existing Ceiling Insulation | Residential | Existing | Manufactured Home | FL Zone 2 | Per Home | 0.6361% | 4478.91 | 4224.5 | 254.41 | 5.68% | 20 | 0.11163 | 0.16485 | 632.2727 | Per Home | 0 | No equipment cost | 0 | No Labor Cost | 286.4963 | https://www.homedepot.com/p/GreenFiber-All-Borate-Cellulose-Blown-In-Insulation-30-lbs-36-Bags-INS765LD/300584221 | 345.7764 | rate at $50.04/per labor hour and 0.01 hr/sq.ft, reference: https://www.homewyse.com/costs/cost_of_ceiling_insulation.html
Nonequipment | Ceiling Insulation(R19 to R38) | Increased Ceiling Insulation (R-38) | Code-Compliant Ceiling Insulation | Residential | New | Single Family | FL Zone 2 | Per Home | 0% | 7600 | 7174 | 426 | 5.605% | 20 | 0.18693 | 0.27604 | 721.5516 | Per Home | 0 | No equipment cost | 0 | No Labor Cost | 326.9505 | https://www.homedepot.com/p/GreenFiber-All-Borate-Cellulose-Blown-In-Insulation-30-lbs-36-Bags-INS765LD/300584221 | 394.6011 | rate at $50.04/per labor hour and 0.01 hr/sq.ft, reference: https://www.homewyse.com/costs/cost_of_ceiling_insulation.html
Nonequipment | Ceiling Insulation(R19 to R38) | Increased Ceiling Insulation (R-38) | Code-Compliant Ceiling Insulation | Residential | New | Multi-Family | FL Zone 2 | Per Home | 0% | 3235 | 2970 | 265 | 8.192% | 20 | 0.11628 | 0.17171 | 599.3323 | Per Home | 0 | No equipment cost | 0 | No Labor Cost | 271.5703 | https://www.homedepot.com/p/GreenFiber-All-Borate-Cellulose-Blown-In-Insulation-30-lbs-36-Bags-INS765LD/300584221 | 327.762 | rate at $50.04/per labor hour and 0.01 hr/sq.ft, reference: https://www.homewyse.com/costs/cost_of_ceiling_insulation.html
Nonequipment | Ceiling Insulation(R19 to R38) | Increased Ceiling Insulation (R-38) | Code-Compliant Ceiling Insulation | Residential | New | Manufactured Home | FL Zone 2 | Per Home | 0% | 4478.91 | 4224.5 | 254.41 | 5.68% | 20 | 0.11163 | 0.16485 | 632.2727 | Per Home | 0 | No equipment cost | 0 | No Labor Cost | 286.4963 | https://www.homedepot.com/p/GreenFiber-All-Borate-Cellulose-Blown-In-Insulation-30-lbs-36-Bags-INS765LD/300584221 | 345.7764 | rate at $50.04/per labor hour and 0.01 hr/sq.ft, reference: https://www.homewyse.com/costs/cost_of_ceiling_insulation.html
Nonequipment | Ceiling Insulation(R2 to R38) | Increased Ceiling Insulation (R-38) | Market Average Existing Ceiling Insulation | Residential | Existing | Single Family | FL Zone 2 | Per Home | 1.625% | 10211 | 6975 | 3236 | 31.69% | 20 | 1.4199 | 2.0968 | 1014.0863 | Per Home | 0 | No equipment cost | 0 | No Labor Cost | 619.4851 | https://www.homedepot.com/p/GreenFiber-All-Borate-Cellulose-Blown-In-Insulation-30-lbs-36-Bags-INS765LD/300584221 | 394.6011 | rate at $50.04/per labor hour; assume 10 hrs for 2000 sq ft : http://www.blownininsulationcost.net/calculating-blown-in-insulation-cost/
Nonequipment | Ceiling Insulation(R2 to R38) | Increased Ceiling Insulation (R-38) | Market Average Existing Ceiling Insulation | Residential | Existing | Multi-Family | FL Zone 2 | Per Home | 1.625% | 4781 | 2832 | 1949 | 40.77% | 20 | 0.85521 | 1.2629 | 842.3162 | Per Home | 0 | No equipment cost | 0 | No Labor Cost | 514.5542 | https://www.homedepot.com/p/GreenFiber-All-Borate-Cellulose-Blown-In-Insulation-30-lbs-36-Bags-INS765LD/300584221 | 327.762 | rate at $50.04/per labor hour and 0.01 hr/sq.ft, reference: https://www.homewyse.com/costs/cost_of_ceiling_insulation.html
Nonequipment | Ceiling Insulation(R2 to R38) | Increased Ceiling Insulation (R-38) | Market Average Existing Ceiling Insulation | Residential | Existing | Manufactured Home | FL Zone 2 | Per Home | 1.625% | 6136.97 | 4129.36 | 2007.61 | 32.71% | 20 | 0.88093 | 1.3009 | 888.6115 | Per Home | 0 | No equipment cost | 0 | No Labor Cost | 542.8351 | https://www.homedepot.com/p/GreenFiber-All-Borate-Cellulose-Blown-In-Insulation-30-lbs-36-Bags-INS765LD/300584221 | 345.7764 | rate at $50.04/per labor hour and 0.01 hr/sq.ft, reference: https://www.homewyse.com/costs/cost_of_ceiling_insulation.html
Nonequipment | Ceiling Insulation(R2 to R38) | Increased Ceiling Insulation (R-38) | Code-Compliant Ceiling Insulation | Residential | New | Single Family | FL Zone 2 | Per Home | 0% | 10211 | 6975 | 3236 | 31.69% | 20 | 1.4199 | 2.0968 | 1014.0863 | Per Home | 0 | No equipment cost | 0 | No Labor Cost | 619.4851 | https://www.homedepot.com/p/GreenFiber-All-Borate-Cellulose-Blown-In-Insulation-30-lbs-36-Bags-INS765LD/300584221 | 394.6011 | rate at $50.04/per labor hour; assume 10 hrs for 2000 sq ft : http://www.blownininsulationcost.net/calculating-blown-in-insulation-cost/
Nonequipment | Ceiling Insulation(R2 to R38) | Increased Ceiling Insulation (R-38) | Code-Compliant Ceiling Insulation | Residential | New | Multi-Family | FL Zone 2 | Per Home | 0% | 4781 | 2832 | 1949 | 40.77% | 20 | 0.85521 | 1.2629 | 842.3162 | Per Home | 0 | No equipment cost | 0 | No Labor Cost | 514.5542 | https://www.homedepot.com/p/GreenFiber-All-Borate-Cellulose-Blown-In-Insulation-30-lbs-36-Bags-INS765LD/300584221 | 327.762 | rate at $50.04/per labor hour and 0.01 hr/sq.ft, reference: https://www.homewyse.com/costs/cost_of_ceiling_insulation.html
Nonequipment | Ceiling Insulation(R2 to R38) | Increased Ceiling Insulation (R-38) | Code-Compliant Ceiling Insulation | Residential | New | Manufactured Home | FL Zone 2 | Per Home | 0% | 6136.97 | 4129.36 | 2007.61 | 32.71% | 20 | 0.88093 | 1.3009 | 888.6115 | Per Home | 0 | No equipment cost | 0 | No Labor Cost | 542.8351 | https://www.homedepot.com/p/GreenFiber-All-Borate-Cellulose-Blown-In-Insulation-30-lbs-36-Bags-INS765LD/300584221 | 345.7764 | rate at $50.04/per labor hour and 0.01 hr/sq.ft, reference: https://www.homewyse.com/costs/cost_of_ceiling_insulation.html
Nonequipment | Ceiling Insulation(R30 to R38) | Increased Ceiling Insulation (R-38) | Market Average Existing Ceiling Insulation | Residential | Existing | Single Family | FL Zone 2 | Per Home | 3.904% | 7344 | 7221 | 123 | 1.675% | 20 | 0.053972 | 0.079701 | 532.2645 | Per Home | 0 | No equipment cost | 0 | No Labor Cost | 137.6634 | https://www.homedepot.com/p/GreenFiber-All-Borate-Cellulose-Blown-In-Insulation-30-lbs-36-Bags-INS765LD/300584221 | 394.6011 | rate at $50.04/per labor hour and 0.01 hr/sq.ft, reference: https://www.homewyse.com/costs/cost_of_ceiling_insulation.html
Nonequipment | Ceiling Insulation(R30 to R38) | Increased Ceiling Insulation (R-38) | Market Average Existing Ceiling Insulation | Residential | Existing | Multi-Family | FL Zone 2 | Per Home | 3.904% | 3060 | 2985 | 75 | 2.451% | 20 | 0.03291 | 0.048598 | 442.1074 | Per Home | 0 | No equipment cost | 0 | No Labor Cost | 114.3454 | https://www.homedepot.com/p/GreenFiber-All-Borate-Cellulose-Blown-In-Insulation-30-lbs-36-Bags-INS765LD/300584221 | 327.762 | rate at $50.04/per labor hour and 0.01 hr/sq.ft, reference: https://www.homewyse.com/costs/cost_of_ceiling_insulation.html
Nonequipment | Ceiling Insulation(R30 to R38) | Increased Ceiling Insulation (R-38) | Market Average Existing Ceiling Insulation | Residential | Existing | Manufactured Home | FL Zone 2 | Per Home | 3.904% | 4320.44 | 4248.74 | 71.7 | 1.66% | 20 | 0.031462 | 0.04646 | 466.4064 | Per Home | 0 | No equipment cost | 0 | No Labor Cost | 120.63 | https://www.homedepot.com/p/GreenFiber-All-Borate-Cellulose-Blown-In-Insulation-30-lbs-36-Bags-INS765LD/300584221 | 345.7764 | rate at $50.04/per labor hour and 0.01 hr/sq.ft, reference: https://www.homewyse.com/costs/cost_of_ceiling_insulation.html
Nonequipment | Ceiling Insulation(R30 to R38) | Increased Ceiling Insulation (R-38) | Code-Compliant Ceiling Insulation | Residential | New | Single Family | FL Zone 2 | Per Home | 8% | 7344 | 7221 | 123 | 1.675% | 20 | 0.053972 | 0.079701 | 532.2645 | Per Home | 0 | No equipment cost | 0 | No Labor Cost | 137.6634 | https://www.homedepot.com/p/GreenFiber-All-Borate-Cellulose-Blown-In-Insulation-30-lbs-36-Bags-INS765LD/300584221 | 394.6011 | rate at $50.04/per labor hour and 0.01 hr/sq.ft, reference: https://www.homewyse.com/costs/cost_of_ceiling_insulation.html
Nonequipment | Ceiling Insulation(R30 to R38) | Increased Ceiling Insulation (R-38) | Code-Compliant Ceiling Insulation | Residential | New | Multi-Family | FL Zone 2 | Per Home | 8% | 3060 | 2985 | 75 | 2.451% | 20 | 0.03291 | 0.048598 | 442.1074 | Per Home | 0 | No equipment cost | 0 | No Labor Cost | 114.3454 | https://www.homedepot.com/p/GreenFiber-All-Borate-Cellulose-Blown-In-Insulation-30-lbs-36-Bags-INS765LD/300584221 | 327.762 | rate at $50.04/per labor hour and 0.01 hr/sq.ft, reference: https://www.homewyse.com/costs/cost_of_ceiling_insulation.html
Nonequipment | Ceiling Insulation(R30 to R38) | Increased Ceiling Insulation (R-38) | Code-Compliant Ceiling Insulation | Residential | New | Manufactured Home | FL Zone 2 | Per Home | 8% | 4320.44 | 4248.74 | 71.7 | 1.66% | 20 | 0.031462 | 0.04646 | 466.4064 | Per Home | 0 | No equipment cost | 0 | No Labor Cost | 120.63 | https://www.homedepot.com/p/GreenFiber-All-Borate-Cellulose-Blown-In-Insulation-30-lbs-36-Bags-INS765LD/300584221 | 345.7764 | rate at $50.04/per labor hour and 0.01 hr/sq.ft, reference: https://www.homewyse.com/costs/cost_of_ceiling_insulation.html
Nonequipment | Central AC Tune Up | Existing Typical Central AC System with Regular Maintenance | Existing Typical Central AC without Regular Maintenance/tune-up | Residential | Existing | Single Family | FL Zone 2 | Per End Use Consumption | 0% | 3747.04 | 3559.688 | 187.352 | 5% | 2 | 0.082209 | 0 | 175 | Per Visit | 0 | No equipment cost | 0 | No Labor Cost | 0 | No equipment cost | 175 | Illinois 2015 Statewide TRM, Section 5.3.10
Nonequipment | Central AC Tune Up | Existing Typical Central AC System with Regular Maintenance | Existing Typical Central AC without Regular Maintenance/tune-up | Residential | Existing | Multi-Family | FL Zone 2 | Per End Use Consumption | 0% | 1815 | 1724.25 | 90.75 | 5% | 2 | 0.039821 | 0 | 175 | Per Visit | 0 | No equipment cost | 0 | No Labor Cost | 0 | No equipment cost | 175 | Illinois 2015 Statewide TRM, Section 5.3.10
Nonequipment | Central AC Tune Up | Existing Typical Central AC System with Regular Maintenance | Existing Typical Central AC without Regular Maintenance/tune-up | Residential | Existing | Manufactured Home | FL Zone 2 | Per End Use Consumption | 0% | 2493 | 2368.35 | 124.65 | 5% | 2 | 0.054696 | 0 | 175 | Per Visit | 0 | No equipment cost | 0 | No Labor Cost | 0 | No equipment cost | 175 | Illinois 2015 Statewide TRM, Section 5.3.10
Nonequipment | Central AC Tune Up | Existing Typical Central AC System with Regular Maintenance | N/A - Retrofit Only | Residential | New | Single Family | FL Zone 2 | Per End Use Consumption | 0% | 0 | 0 | 0 | 0% | 2 | 0 | 0 | 175 | Per Visit | 0 | No equipment cost | 0 | No Labor Cost | 0 | No equipment cost | 175 | Illinois 2015 Statewide TRM, Section 5.3.10
Nonequipment | Central AC Tune Up | Existing Typical Central AC System with Regular Maintenance | N/A - Retrofit Only | Residential | New | Multi-Family | FL Zone 2 | Per End Use Consumption | 0% | 0 | 0 | 0 | 0% | 2 | 0 | 0 | 175 | Per Visit | 0 | No equipment cost | 0 | No Labor Cost | 0 | No equipment cost | 175 | Illinois 2015 Statewide TRM, Section 5.3.10
Nonequipment | Central AC Tune Up | Existing Typical Central AC System with Regular Maintenance | N/A - Retrofit Only | Residential | New | Manufactured Home | FL Zone 2 | Per End Use Consumption | 0% | 0 | 0 | 0 | 0% | 2 | 0 | 0 | 175 | Per Visit | 0 | No equipment cost | 0 | No Labor Cost | 0 | No equipment cost | 175 | Illinois 2015 Statewide TRM, Section 5.3.10
Nonequipment | Duct Insulation | Standard Electric Heating and Central AC with Insulated Ductwork (R-8) | Standard Electric Heating and Central AC with Uninsulated Ductwork (R-4) | Residential | Existing | Single Family | FL Zone 2 | Per End Use Consumption | 0% | 6617.19 | 6481.8519 | 135.3381 | 2.045% | 15 | 0.059386 | 0.087696 | 1515.9757 | Per Home | 0 | No equipment cost | 0 | No Labor Cost | 583.49 | rate at $0.37/sq.ft, assume 2208(area)/1.4(nfloors) =1577 sq.ft, reference: https://www.homewyse.com/costs/cost_of_duct_insulation.html | 932.4857 | rate at $53.75/per labor hour and 0.011 hr/sq.ft, reference: https://www.homewyse.com/costs/cost_of_duct_insulation.html
Nonequipment | Duct Insulation | Standard Electric Heating and Central AC with Insulated Ductwork (R-8) | Standard Electric Heating and Central AC with Uninsulated Ductwork (R-4) | Residential | Existing | Multi-Family | FL Zone 2 | Per End Use Consumption | 0% | 4303 | 4214.9929 | 88.0071 | 2.045% | 15 | 0.038617 | 0.057026 | 1259.2375 | Per Home | 0 | No equipment cost | 0 | No Labor Cost | 484.7 | rate at $0.37/sq.ft, assume 1310 sq.ft, reference: https://www.homewyse.com/costs/cost_of_duct_insulation.html | 774.5375 | rate at $53.75/per labor hour and 0.011 hr/sq.ft, reference: https://www.homewyse.com/costs/cost_of_duct_insulation.html
Nonequipment | Duct Insulation | Standard Electric Heating and Central AC with Insulated Ductwork (R-8) | Standard Electric Heating and Central AC with Uninsulated Ductwork (R-4) | Residential | Existing | Manufactured Home | FL Zone 2 | Per End Use Consumption | 0% | 6473 | 6340.611 | 132.389 | 2.045% | 15 | 0.058092 | 0.085785 | 1328.4475 | Per Home | 0 | No equipment cost | 0 | No Labor Cost | 511.34 | rate at $0.37/sq.ft, assume 1382 sq.ft, reference: https://www.homewyse.com/costs/cost_of_duct_insulation.html | 817.1075 | rate at $53.75/per labor hour and 0.011 hr/sq.ft, reference: https://www.homewyse.com/costs/cost_of_duct_insulation.html
Nonequipment | Duct Insulation | Standard Electric Heating and Central AC with Insulated Ductwork (R-8) | 0 | Residential | New | Single Family | FL Zone 2 | Per End Use Consumption | 0% | 0 | 0 | 0 | 0% | 15 | 0 | 0 | 1515.9757 | Per Home | 0 | No equipment cost | 0 | No Labor Cost | 583.49 | rate at $0.37/sq.ft, assume 2208(area)/1.4(nfloors) =1577 sq.ft, reference: https://www.homewyse.com/costs/cost_of_duct_insulation.html | 932.4857 | rate at $53.75/per labor hour and 0.011 hr/sq.ft, reference: https://www.homewyse.com/costs/cost_of_duct_insulation.html
Nonequipment | Duct Insulation | Standard Electric Heating and Central AC with Insulated Ductwork (R-8) | 0 | Residential | New | Multi-Family | FL Zone 2 | Per End Use Consumption | 0% | 0 | 0 | 0 | 0% | 15 | 0 | 0 | 1259.2375 | Per Home | 0 | No equipment cost | 0 | No Labor Cost | 484.7 | rate at $0.37/sq.ft, assume 1310 sq.ft, reference: https://www.homewyse.com/costs/cost_of_duct_insulation.html | 774.5375 | rate at $53.75/per labor hour and 0.011 hr/sq.ft, reference: https://www.homewyse.com/costs/cost_of_duct_insulation.html
Nonequipment | Duct Insulation | Standard Electric Heating and Central AC with Insulated Ductwork (R-8) | 0 | Residential | New | Manufactured Home | FL Zone 2 | Per End Use Consumption | 0% | 0 | 0 | 0 | 0% | 15 | 0 | 0 | 1328.4475 | Per Home | 0 | No equipment cost | 0 | No Labor Cost | 511.34 | rate at $0.37/sq.ft, assume 1382 sq.ft, reference: https://www.homewyse.com/costs/cost_of_duct_insulation.html | 817.1075 | rate at $53.75/per labor hour and 0.011 hr/sq.ft, reference: https://www.homewyse.com/costs/cost_of_duct_insulation.html
Nonequipment | Duct Repair | Standard Electric Heating and Central AC with Improved Duct Sealing | Standard Electric Heating and Central AC, Standard Duct Sealing | Residential | Existing | Single Family | FL Zone 2 | Per End Use Consumption | 14.08% | 6617.19 | 5823.1272 | 794.0628 | 12% | 11 | 0.34843 | 0.51453 | 275 | Per Home | 0 | No equipment cost | 0 | No Labor Cost | 275 | https://www.fixr.com/costs/air-leaks-sealing | 0 | included in total equipment cost, per reference
Nonequipment | Duct Repair | Standard Electric Heating and Central AC with Improved Duct Sealing | Standard Electric Heating and Central AC, Standard Duct Sealing | Residential | Existing | Multi-Family | FL Zone 2 | Per End Use Consumption | 65% | 4303 | 3786.64 | 516.36 | 12% | 11 | 0.22658 | 0.33459 | 275 | Per Home | 0 | No equipment cost | 0 | No Labor Cost | 275 | https://www.fixr.com/costs/air-leaks-sealing | 0 | included in total equipment cost, per reference
Nonequipment | Duct Repair | Standard Electric Heating and Central AC with Improved Duct Sealing | Standard Electric Heating and Central AC, Standard Duct Sealing | Residential | Existing | Manufactured Home | FL Zone 2 | Per End Use Consumption | 65% | 6473 | 5696.24 | 776.76 | 12% | 11 | 0.34084 | 0.50332 | 275 | Per Home | 0 | No equipment cost | 0 | No Labor Cost | 275 | https://www.fixr.com/costs/air-leaks-sealing | 0 | included in total equipment cost, per reference
Nonequipment | Duct Repair | Standard Electric Heating and Central AC with Improved Duct Sealing | N/A - Retrofit Only | Residential | New | Single Family | FL Zone 2 | Per End Use Consumption | 0% | 0 | 0 | 0 | 0% | 11 | 0 | 0 | 275 | Per Home | 0 | No equipment cost | 0 | No Labor Cost | 275 | https://www.fixr.com/costs/air-leaks-sealing | 0 | included in total equipment cost, per reference
Nonequipment | Duct Repair | Standard Electric Heating and Central AC with Improved Duct Sealing | N/A - Retrofit Only | Residential | New | Multi-Family | FL Zone 2 | Per End Use Consumption | 0% | 0 | 0 | 0 | 0% | 11 | 0 | 0 | 275 | Per Home | 0 | No equipment cost | 0 | No Labor Cost | 275 | https://www.fixr.com/costs/air-leaks-sealing | 0 | included in total equipment cost, per reference
Nonequipment | Duct Repair | Standard Electric Heating and Central AC with Improved Duct Sealing | N/A - Retrofit Only | Residential | New | Manufactured Home | FL Zone 2 | Per End Use Consumption | 0% | 0 | 0 | 0 | 0% | 11 | 0 | 0 | 275 | Per Home | 0 | No equipment cost | 0 | No Labor Cost | 275 | https://www.fixr.com/costs/air-leaks-sealing | 0 | included in total equipment cost, per reference
Nonequipment | Energy Star Certified Roof Products | Energy Star Certified Roof Products | Standard Black Roof | Residential | Existing | Single Family | FL Zone 2 | Per sqft | 32.4% | 6617.19 | 5790.0413 | 827.1487 | 12.5% | 20 | 0.36295 | 0.53597 | 0 | Per Home | 1173.0384 | rate at $0.74/sq.ft, reference: https://www.lowes.com/pd/GAF-ROYAL-SOVEREIGN-33-33-sq-ft-Autumn-Brown-3-Tab-Roof-Shingles/50405230 | 3741.7407 | rate at $69.60/ per labor hour and $0.0349 hr/sq.ft, reference: https://www.homewyse.com/costs/cost_of_composition_shingle_roofing.html | 1173.0384 | rate at $0.74/sq.ft, reference: https://www.lowes.com/pd/GAF-Royal-Sovereign-33-33-sq-ft-White-Traditional-3-Tab-Roof-Shingles/50405246 Energy Star product reference: https://www.energystar.gov/productfinder/product/certified-roof-products/details/2267793 | 3741.7407 | rate at $69.60/ per labor hour and 0.0349 hr/sq.ft, reference: https://www.homewyse.com/costs/cost_of_composition_shingle_roofing.html
Nonequipment | Energy Star Certified Roof Products | Energy Star Certified Roof Products | Standard Black Roof | Residential | Existing | Multi-Family | FL Zone 2 | Per sqft | 54% | 4303 | 3765.125 | 537.875 | 12.5% | 20 | 0.23602 | 0.34853 | 0 | Per Home | 974.3444 | rate at $0.74/sq.ft, reference: https://www.lowes.com/pd/GAF-ROYAL-SOVEREIGN-33-33-sq-ft-Autumn-Brown-3-Tab-Roof-Shingles/50405230 | 3107.9495 | rate at $69.60/ per labor hour and $0.0349 hr/sq.ft, reference: https://www.homewyse.com/costs/cost_of_composition_shingle_roofing.html | 974.3444 | rate at $0.74/sq.ft, reference: https://www.lowes.com/pd/GAF-Royal-Sovereign-33-33-sq-ft-White-Traditional-3-Tab-Roof-Shingles/50405246 Energy Star product reference: https://www.energystar.gov/productfinder/product/certified-roof-products/details/2267793 | 3107.9495 | rate at $69.60/ per labor hour and 0.0349 hr/sq.ft, reference: https://www.homewyse.com/costs/cost_of_composition_shingle_roofing.html
Nonequipment | Energy Star Certified Roof Products | Energy Star Certified Roof Products | Standard Black Roof | Residential | Existing | Manufactured Home | FL Zone 2 | Per sqft | 54% | 6473 | 5663.875 | 809.125 | 12.5% | 20 | 0.35504 | 0.52429 | 0 | Per Home | 1027.8962 | rate at $0.74/sq.ft, reference: https://www.lowes.com/pd/GAF-ROYAL-SOVEREIGN-33-33-sq-ft-Autumn-Brown-3-Tab-Roof-Shingles/50405230 | 3278.768 | rate at $69.60/ per labor hour and $0.0349 hr/sq.ft, reference: https://www.homewyse.com/costs/cost_of_composition_shingle_roofing.html | 1027.8962 | rate at $0.74/sq.ft, reference: https://www.lowes.com/pd/GAF-Royal-Sovereign-33-33-sq-ft-White-Traditional-3-Tab-Roof-Shingles/50405246 Energy Star product reference: https://www.energystar.gov/productfinder/product/certified-roof-products/details/2267793 | 3278.768 | rate at $69.60/ per labor hour and 0.0349 hr/sq.ft, reference: https://www.homewyse.com/costs/cost_of_composition_shingle_roofing.html
Nonequipment | Energy Star Certified Roof Products | Energy Star Certified Roof Products | Standard Black Roof | Residential | New | Single Family | FL Zone 2 | Per sqft | 32.4% | 6617.19 | 5790.0413 | 827.1487 | 12.5% | 20 | 0.36295 | 0.53597 | 0 | Per Home | 1173.0384 | rate at $0.74/sq.ft, reference: https://www.lowes.com/pd/GAF-ROYAL-SOVEREIGN-33-33-sq-ft-Autumn-Brown-3-Tab-Roof-Shingles/50405230 | 3741.7407 | rate at $69.60/ per labor hour and $0.0349 hr/sq.ft, reference: https://www.homewyse.com/costs/cost_of_composition_shingle_roofing.html | 1173.0384 | rate at $0.74/sq.ft, reference: https://www.lowes.com/pd/GAF-Royal-Sovereign-33-33-sq-ft-White-Traditional-3-Tab-Roof-Shingles/50405246 Energy Star product reference: https://www.energystar.gov/productfinder/product/certified-roof-products/details/2267793 | 3741.7407 | rate at $69.60/ per labor hour and 0.0349 hr/sq.ft, reference: https://www.homewyse.com/costs/cost_of_composition_shingle_roofing.html
Nonequipment | Energy Star Certified Roof Products | Energy Star Certified Roof Products | Standard Black Roof | Residential | New | Multi-Family | FL Zone 2 | Per sqft | 54% | 4303 | 3765.125 | 537.875 | 12.5% | 20 | 0.23602 | 0.34853 | 0 | Per Home | 974.3444 | rate at $0.74/sq.ft, reference: https://www.lowes.com/pd/GAF-ROYAL-SOVEREIGN-33-33-sq-ft-Autumn-Brown-3-Tab-Roof-Shingles/50405230 | 3107.9495 | rate at $69.60/ per labor hour and $0.0349 hr/sq.ft, reference: https://www.homewyse.com/costs/cost_of_composition_shingle_roofing.html | 974.3444 | rate at $0.74/sq.ft, reference: https://www.lowes.com/pd/GAF-Royal-Sovereign-33-33-sq-ft-White-Traditional-3-Tab-Roof-Shingles/50405246 Energy Star product reference: https://www.energystar.gov/productfinder/product/certified-roof-products/details/2267793 | 3107.9495 | rate at $69.60/ per labor hour and 0.0349 hr/sq.ft, reference: https://www.homewyse.com/costs/cost_of_composition_shingle_roofing.html
Nonequipment | Energy Star Certified Roof Products | Energy Star Certified Roof Products | Standard Black Roof | Residential | New | Manufactured Home | FL Zone 2 | Per sqft | 54% | 6473 | 5663.875 | 809.125 | 12.5% | 20 | 0.35504 | 0.52429 | 0 | Per Home | 1027.8962 | rate at $0.74/sq.ft, reference: https://www.lowes.com/pd/GAF-ROYAL-SOVEREIGN-33-33-sq-ft-Autumn-Brown-3-Tab-Roof-Shingles/50405230 | 3278.768 | rate at $69.60/ per labor hour and $0.0349 hr/sq.ft, reference: https://www.homewyse.com/costs/cost_of_composition_shingle_roofing.html | 1027.8962 | rate at $0.74/sq.ft, reference: https://www.lowes.com/pd/GAF-Royal-Sovereign-33-33-sq-ft-White-Traditional-3-Tab-Roof-Shingles/50405246 Energy Star product reference: https://www.energystar.gov/productfinder/product/certified-roof-products/details/2267793 | 3278.768 | rate at $69.60/ per labor hour and 0.0349 hr/sq.ft, reference: https://www.homewyse.com/costs/cost_of_composition_shingle_roofing.html
Nonequipment | Energy Star Door | 21ft2 of Opaque Door meeting Energy Star Version 6.0 Requirements (U-Value: 0.17) | 21ft2 of Opaque Door meeting Energy Star Version 5.0 Requirements (U-Value: 1.1) | Residential | Existing | Single Family | FL Zone 2 | Per 21 S.F. | 14.25% | 6617.19 | 6477.4349 | 139.7551 | 2.112% | 20 | 0.061324 | 0.090558 | 278.02 | Per Unit | 299.98 | http://www.homedepot.com/b/Doors-Windows-Doors-Patio-Doors/72-x-80/N-5yc1vZarqnZ12l6Z1z0rbko?NCNI-5 | 227.808 | rate at $81.36/per labor hour (same as Storm Door labor rate), assume 2.8 hours work, reference: https://www.homewyse.com/costs/cost_of_sliding_windows.html | 578 | http://www.homedepot.com/p/MasterPiece-71-1-4-in-x-79-1-2-in-Composite-White-Right-Hand-Sliding-Patio-Door-with-Smooth-Interior-G6068R00201/202339614?N=5yc1vZarqnZbwo5oZ1z0tvbf | 227.808 | rate at $81.36/per labor hour (same as Storm Door labor rate), assume 2.8 hours work, reference: https://www.homewyse.com/costs/cost_of_sliding_windows.html
Nonequipment | Energy Star Door | 21ft2 of Opaque Door meeting Energy Star Version 6.0 Requirements (U-Value: 0.17) | 21ft2 of Opaque Door meeting Energy Star Version 5.0 Requirements (U-Value: 1.1) | Residential | Existing | Multi-Family | FL Zone 2 | Per 21 S.F. | 14.25% | 4303 | 4163.2449 | 139.7551 | 3.248% | 20 | 0.061324 | 0.090558 | 278.02 | Per Unit | 299.98 | http://www.homedepot.com/b/Doors-Windows-Doors-Patio-Doors/72-x-80/N-5yc1vZarqnZ12l6Z1z0rbko?NCNI-5 | 227.808 | rate at $81.36/per labor hour (same as Storm Door labor rate), assume 2.8 hours work, reference: https://www.homewyse.com/costs/cost_of_sliding_windows.html | 578 | http://www.homedepot.com/p/MasterPiece-71-1-4-in-x-79-1-2-in-Composite-White-Right-Hand-Sliding-Patio-Door-with-Smooth-Interior-G6068R00201/202339614?N=5yc1vZarqnZbwo5oZ1z0tvbf | 227.808 | rate at $81.36/per labor hour (same as Storm Door labor rate), assume 2.8 hours work, reference: https://www.homewyse.com/costs/cost_of_sliding_windows.html
Nonequipment | Energy Star Door | 21ft2 of Opaque Door meeting Energy Star Version 6.0 Requirements (U-Value: 0.17) | 21ft2 of Opaque Door meeting Energy Star Version 5.0 Requirements (U-Value: 1.1) | Residential | Existing | Manufactured Home | FL Zone 2 | Per 21 S.F. | 14.25% | 6473 | 6333.2449 | 139.7551 | 2.159% | 20 | 0.061324 | 0.090558 | 278.02 | Per Unit | 299.98 | http://www.homedepot.com/b/Doors-Windows-Doors-Patio-Doors/72-x-80/N-5yc1vZarqnZ12l6Z1z0rbko?NCNI-5 | 227.808 | rate at $81.36/per labor hour (same as Storm Door labor rate), assume 2.8 hours work, reference: https://www.homewyse.com/costs/cost_of_sliding_windows.html | 578 | http://www.homedepot.com/p/MasterPiece-71-1-4-in-x-79-1-2-in-Composite-White-Right-Hand-Sliding-Patio-Door-with-Smooth-Interior-G6068R00201/202339614?N=5yc1vZarqnZbwo5oZ1z0tvbf | 227.808 | rate at $81.36/per labor hour (same as Storm Door labor rate), assume 2.8 hours work, reference: https://www.homewyse.com/costs/cost_of_sliding_windows.html
Nonequipment | Energy Star Door | 21ft2 of Opaque Door meeting Energy Star Version 6.0 Requirements (U-Value: 0.17) | 21ft2 of Code-Compliant Opaque Door (R-Value per IECC) | Residential | New | Single Family | FL Zone 2 | Per 21 S.F. | 14.25% | 6617.19 | 6518.009 | 99.181 | 1.499% | 20 | 0.04352 | 0.064267 | 278.02 | Per Unit | 299.98 | http://www.homedepot.com/b/Doors-Windows-Doors-Patio-Doors/72-x-80/N-5yc1vZarqnZ12l6Z1z0rbko?NCNI-5 | 146.448 | rate at $81.36/per labor hour (same as Storm Door labor rate), assume 1.8 hours work, reference: https://www.homewyse.com/costs/cost_of_sliding_windows.html | 578 | http://www.homedepot.com/p/MasterPiece-71-1-4-in-x-79-1-2-in-Composite-White-Right-Hand-Sliding-Patio-Door-with-Smooth-Interior-G6068R00201/202339614?N=5yc1vZarqnZbwo5oZ1z0tvbf | 146.448 | rate at $81.36/per labor hour (same as Storm Door labor rate), assume 1.8 hours work, reference: https://www.homewyse.com/costs/cost_of_sliding_windows.html
Nonequipment | Energy Star Door | 21ft2 of Opaque Door meeting Energy Star Version 6.0 Requirements (U-Value: 0.17) | 21ft2 of Code-Compliant Opaque Door (R-Value per IECC) | Residential | New | Multi-Family | FL Zone 2 | Per 21 S.F. | 14.25% | 4303 | 4203.819 | 99.181 | 2.305% | 20 | 0.04352 | 0.064267 | 278.02 | Per Unit | 299.98 | http://www.homedepot.com/b/Doors-Windows-Doors-Patio-Doors/72-x-80/N-5yc1vZarqnZ12l6Z1z0rbko?NCNI-5 | 146.448 | rate at $81.36/per labor hour (same as Storm Door labor rate), assume 1.8 hours work, reference: https://www.homewyse.com/costs/cost_of_sliding_windows.html | 578 | http://www.homedepot.com/p/MasterPiece-71-1-4-in-x-79-1-2-in-Composite-White-Right-Hand-Sliding-Patio-Door-with-Smooth-Interior-G6068R00201/202339614?N=5yc1vZarqnZbwo5oZ1z0tvbf | 146.448 | rate at $81.36/per labor hour (same as Storm Door labor rate), assume 1.8 hours work, reference: https://www.homewyse.com/costs/cost_of_sliding_windows.html
Nonequipment | Energy Star Door | 21ft2 of Opaque Door meeting Energy Star Version 6.0 Requirements (U-Value: 0.17) | 21ft2 of Code-Compliant Opaque Door (R-Value per IECC) | Residential | New | Manufactured Home | FL Zone 2 | Per 21 S.F. | 14.25% | 6473 | 6373.819 | 99.181 | 1.532% | 20 | 0.04352 | 0.064267 | 278.02 | Per Unit | 299.98 | http://www.homedepot.com/b/Doors-Windows-Doors-Patio-Doors/72-x-80/N-5yc1vZarqnZ12l6Z1z0rbko?NCNI-5 | 146.448 | rate at $81.36/per labor hour (same as Storm Door labor rate), assume 1.8 hours work, reference: https://www.homewyse.com/costs/cost_of_sliding_windows.html | 578 | http://www.homedepot.com/p/MasterPiece-71-1-4-in-x-79-1-2-in-Composite-White-Right-Hand-Sliding-Patio-Door-with-Smooth-Interior-G6068R00201/202339614?N=5yc1vZarqnZbwo5oZ1z0tvbf | 146.448 | rate at $81.36/per labor hour (same as Storm Door labor rate), assume 1.8 hours work, reference: https://www.homewyse.com/costs/cost_of_sliding_windows.html
Nonequipment | Energy Star Windows | 100ft2 of Window meeting Energy Star Version 6.0 Requirements (R-Value: 0.27, SHGC: 0.21) | 100ft2 of Window meeting Energy Star Version 5.0 Requirements (R-Value: 0.3, SHGC: 0.3) | Residential | Existing | Single Family | FL Zone 2 | Per Home | 19% | 6617.19 | 6048.7192 | 568.4708 | 8.591% | 20 | 0.24944 | 0.36836 | 360 | Per 100 SF | 0 | No equipment cost | 0 | No Labor Cost | 360 | Incremental cost equivalent to estimated window efficiency (U-factor = 0.27) https://www.energystar.gov/sites/default/files/ESWDS-ReviewOfCost_EffectivenessAnalysis.pdf | 0 | 0
Nonequipment | Energy Star Windows | 100ft2 of Window meeting Energy Star Version 6.0 Requirements (R-Value: 0.27, SHGC: 0.21) | 100ft2 of Window meeting Energy Star Version 5.0 Requirements (R-Value: 0.3, SHGC: 0.3) | Residential | Existing | Multi-Family | FL Zone 2 | Per Home | 19% | 4303 | 3734.5292 | 568.4708 | 13.21% | 20 | 0.24944 | 0.36836 | 360 | Per 100 SF | 0 | No equipment cost | 0 | No Labor Cost | 360 | Incremental cost equivalent to estimated window efficiency (U-factor = 0.27) https://www.energystar.gov/sites/default/files/ESWDS-ReviewOfCost_EffectivenessAnalysis.pdf | 0 | 0
Nonequipment | Energy Star Windows | 100ft2 of Window meeting Energy Star Version 6.0 Requirements (R-Value: 0.27, SHGC: 0.21) | 100ft2 of Window meeting Energy Star Version 5.0 Requirements (R-Value: 0.3, SHGC: 0.3) | Residential | Existing | Manufactured Home | FL Zone 2 | Per Home | 19% | 6473 | 5904.5292 | 568.4708 | 8.782% | 20 | 0.24944 | 0.36836 | 360 | Per 100 SF | 0 | No equipment cost | 0 | No Labor Cost | 360 | Incremental cost equivalent to estimated window efficiency (U-factor = 0.27) https://www.energystar.gov/sites/default/files/ESWDS-ReviewOfCost_EffectivenessAnalysis.pdf | 0 | 0
Nonequipment | Energy Star Windows | 100ft2 of Window meeting Energy Star Version 6.0 Requirements (R-Value: 0.27, SHGC: 0.21) | 100ft2 of Code-Compliant Window (R-Value and SHGC values per IECC) | Residential | New | Single Family | FL Zone 2 | Per Home | 19% | 6617.19 | 6422.7131 | 194.4769 | 2.939% | 20 | 0.085336 | 0.12602 | 360 | Per 100 SF | 0 | No equipment cost | 0 | No Labor Cost | 360 | Incremental cost equivalent to estimated window efficiency (U-factor = 0.27) https://www.energystar.gov/sites/default/files/ESWDS-ReviewOfCost_EffectivenessAnalysis.pdf | 0 | 0
Nonequipment | Energy Star Windows | 100ft2 of Window meeting Energy Star Version 6.0 Requirements (R-Value: 0.27, SHGC: 0.21) | 100ft2 of Code-Compliant Window (R-Value and SHGC values per IECC) | Residential | New | Multi-Family | FL Zone 2 | Per Home | 19% | 4303 | 4108.5231 | 194.4769 | 4.52% | 20 | 0.085336 | 0.12602 | 360 | Per 100 SF | 0 | No equipment cost | 0 | No Labor Cost | 360 | Incremental cost equivalent to estimated window efficiency (U-factor = 0.27) https://www.energystar.gov/sites/default/files/ESWDS-ReviewOfCost_EffectivenessAnalysis.pdf | 0 | 0
Nonequipment | Energy Star Windows | 100ft2 of Window meeting Energy Star Version 6.0 Requirements (R-Value: 0.27, SHGC: 0.21) | 100ft2 of Code-Compliant Window (R-Value and SHGC values per IECC) | Residential | New | Manufactured Home | FL Zone 2 | Per Home | 19% | 6473 | 6278.5231 | 194.4769 | 3.004% | 20 | 0.085336 | 0.12602 | 360 | Per 100 SF | 0 | No equipment cost | 0 | No Labor Cost | 360 | Incremental cost equivalent to estimated window efficiency (U-factor = 0.27) https://www.energystar.gov/sites/default/files/ESWDS-ReviewOfCost_EffectivenessAnalysis.pdf | 0 | 0
Nonequipment | Floor Insulation | Increased Floor Insulation (R-13) | Market Average Existing Floor Insulation | Residential | Existing | Single Family | FL Zone 2 | Per Home | 2.24% | 13883 | 13810 | 73 | 0.5258% | 20 | 0 | 0.047302 | 2201.3816 | Per Home | 0 | No equipment cost | 0 | No Labor Cost | 1151.3143 | rate at $0.73/sq.ft, assume 2208(area)/1.4(nfloors) =1577 sq.ft, reference: https://www.homewyse.com/costs/cost_of_floor_insulation.html | 1050.0673 | rate at $53.92/per labor hour and 0.012 hr/sq.ft, referenrce: https://www.homewyse.com/costs/cost_of_floor_insulation.html
Nonequipment | Floor Insulation | Increased Floor Insulation (R-13) | Market Average Existing Floor Insulation | Residential | Existing | Multi-Family | FL Zone 2 | Per Home | 1.5% | 8350 | 8320 | 30 | 0.3593% | 20 | 0 | 0.019439 | 1828.5027 | Per Home | 0 | No equipment cost | 0 | No Labor Cost | 956.3 | rate at $0.73/sq.ft, assume 1310 sq.ft, reference: https://www.homewyse.com/costs/cost_of_floor_insulation.html | 872.2027 | rate at $53.92/per labor hour and 0.012 hr/sq.ft, referenrce: https://www.homewyse.com/costs/cost_of_floor_insulation.html
Nonequipment | Floor Insulation | Increased Floor Insulation (R-13) | Market Average Existing Floor Insulation | Residential | Existing | Manufactured Home | FL Zone 2 | Per Home | 8% | 10090 | 10031 | 59 | 0.5847% | 20 | 0 | 0.038231 | 1929.0005 | Per Home | 0 | No equipment cost | 0 | No Labor Cost | 1008.86 | rate at $0.73/sq.ft, assume 1382 sq.ft, reference: https://www.homewyse.com/costs/cost_of_floor_insulation.html | 920.1405 | rate at $53.92/per labor hour and 0.012 hr/sq.ft, referenrce: https://www.homewyse.com/costs/cost_of_floor_insulation.html
Nonequipment | Floor Insulation | Increased Floor Insulation (R-13) | Code-Compliant Floor Insulation | Residential | New | Single Family | FL Zone 2 | Per Home | 3.36% | 13883 | 13883 | 0 | 0% | 20 | 0 | 0 | 2201.3816 | Per Home | 0 | No equipment cost | 0 | No Labor Cost | 1151.3143 | rate at $0.73/sq.ft, assume 2208(area)/1.4(nfloors) =1577 sq.ft, reference: https://www.homewyse.com/costs/cost_of_floor_insulation.html | 1050.0673 | rate at $53.92/per labor hour and 0.012 hr/sq.ft, referenrce: https://www.homewyse.com/costs/cost_of_floor_insulation.html
Nonequipment | Floor Insulation | Increased Floor Insulation (R-13) | Code-Compliant Floor Insulation | Residential | New | Multi-Family | FL Zone 2 | Per Home | 1.5% | 8350 | 8350 | 0 | 0% | 20 | 0 | 0 | 1828.5027 | Per Home | 0 | No equipment cost | 0 | No Labor Cost | 956.3 | rate at $0.73/sq.ft, assume 1310 sq.ft, reference: https://www.homewyse.com/costs/cost_of_floor_insulation.html | 872.2027 | rate at $53.92/per labor hour and 0.012 hr/sq.ft, referenrce: https://www.homewyse.com/costs/cost_of_floor_insulation.html
Nonequipment | Floor Insulation | Increased Floor Insulation (R-13) | Code-Compliant Floor Insulation | Residential | New | Manufactured Home | FL Zone 2 | Per Home | 8% | 10090 | 10090 | 0 | 0% | 20 | 0 | 0 | 1929.0005 | Per Home | 0 | No equipment cost | 0 | No Labor Cost | 1008.86 | rate at $0.73/sq.ft, assume 1382 sq.ft, reference: https://www.homewyse.com/costs/cost_of_floor_insulation.html | 920.1405 | rate at $53.92/per labor hour and 0.012 hr/sq.ft, referenrce: https://www.homewyse.com/costs/cost_of_floor_insulation.html
Nonequipment | Green Roof | Vegetated Roof Surface on top of Standard Roof | Standard Black Roof | Residential | Existing | Single Family | FL Zone 2 | Per Home | 0.0675% | 6617.19 | 5647.5222 | 969.6678 | 14.65% | 20 | 0.42549 | 0.62832 | 26072.6495 | Per Home | 1173.0384 | rate at $0.74/sq.ft, reference: https://www.lowes.com/pd/GAF-ROYAL-SOVEREIGN-33-33-sq-ft-Autumn-Brown-3-Tab-Roof-Shingles/50405230 | 3741.7407 | rate at $69.60/ per labor hour and 0.0349 hr/sq.ft, reference: https://www.homewyse.com/costs/cost_of_composition_shingle_roofing.html | 26811.4286 | Reducing Urban Heat Islands: Green Roofs (EPA 2014) (/sqft) | 4176 | rate at $69.60/ per labor hour (same rate as baseline), assume 60 hours work for SF
Nonequipment | Green Roof | Vegetated Roof Surface on top of Standard Roof | Standard Black Roof | Residential | Existing | Multi-Family | FL Zone 2 | Per Home | 0.225% | 4303 | 3672.4483 | 630.5517 | 14.65% | 20 | 0.27668 | 0.40858 | 21656.3583 | Per Home | 974.3444 | rate at $0.74/sq.ft, reference: https://www.lowes.com/pd/GAF-ROYAL-SOVEREIGN-33-33-sq-ft-Autumn-Brown-3-Tab-Roof-Shingles/50405230 | 3107.9495 | rate at $69.60/ per labor hour and $0.0349 hr/sq.ft, reference: https://www.homewyse.com/costs/cost_of_composition_shingle_roofing.html | 22270 | Reducing Urban Heat Islands: Green Roofs (EPA 2014) (/sqft) | 3468.6522 | rate at $69.60/ per labor hour (same rate as baseline), assume 60 hours work for SF
Nonequipment | Green Roof | Vegetated Roof Surface on top of Standard Roof | Standard Black Roof | Residential | Existing | Manufactured Home | FL Zone 2 | Per Home | 0.225% | 6473 | 5524.4615 | 948.5385 | 14.65% | 20 | 0.41621 | 0.61463 | 22846.6314 | Per Home | 1027.8962 | rate at $0.74/sq.ft, reference: https://www.lowes.com/pd/GAF-ROYAL-SOVEREIGN-33-33-sq-ft-Autumn-Brown-3-Tab-Roof-Shingles/50405230 | 3278.768 | rate at $69.60/ per labor hour and $0.0349 hr/sq.ft, reference: https://www.homewyse.com/costs/cost_of_composition_shingle_roofing.html | 23494 | Reducing Urban Heat Islands: Green Roofs (EPA 2014) (/sqft) | 3659.2957 | rate at $69.60/ per labor hour (same rate as baseline), assume 60 hours work for SF
Nonequipment | Green Roof | Vegetated Roof Surface on top of Standard Roof | Standard Black Roof | Residential | New | Single Family | FL Zone 2 | Per Home | 9.72% | 6617.19 | 5647.5222 | 969.6678 | 14.65% | 20 | 0.42549 | 0.62832 | 26072.6495 | Per Home | 1173.0384 | rate at $0.74/sq.ft, reference: https://www.lowes.com/pd/GAF-ROYAL-SOVEREIGN-33-33-sq-ft-Autumn-Brown-3-Tab-Roof-Shingles/50405230 | 3741.7407 | rate at $69.60/ per labor hour and 0.0349 hr/sq.ft, reference: https://www.homewyse.com/costs/cost_of_composition_shingle_roofing.html | 26811.4286 | Reducing Urban Heat Islands: Green Roofs (EPA 2014) (/sqft) | 4176 | rate at $69.60/ per labor hour (same rate as baseline), assume 60 hours work for SF
Nonequipment | Green Roof | Vegetated Roof Surface on top of Standard Roof | Standard Black Roof | Residential | New | Multi-Family | FL Zone 2 | Per Home | 2.7% | 4303 | 3672.4483 | 630.5517 | 14.65% | 20 | 0.27668 | 0.40858 | 21656.3583 | Per Home | 974.3444 | rate at $0.74/sq.ft, reference: https://www.lowes.com/pd/GAF-ROYAL-SOVEREIGN-33-33-sq-ft-Autumn-Brown-3-Tab-Roof-Shingles/50405230 | 3107.9495 | rate at $69.60/ per labor hour and $0.0349 hr/sq.ft, reference: https://www.homewyse.com/costs/cost_of_composition_shingle_roofing.html | 22270 | Reducing Urban Heat Islands: Green Roofs (EPA 2014) (/sqft) | 3468.6522 | rate at $69.60/ per labor hour (same rate as baseline), assume 60 hours work for SF
Nonequipment | Green Roof | Vegetated Roof Surface on top of Standard Roof | Standard Black Roof | Residential | New | Manufactured Home | FL Zone 2 | Per Home | 2.7% | 6473 | 5524.4615 | 948.5385 | 14.65% | 20 | 0.41621 | 0.61463 | 22846.6314 | Per Home | 1027.8962 | rate at $0.74/sq.ft, reference: https://www.lowes.com/pd/GAF-ROYAL-SOVEREIGN-33-33-sq-ft-Autumn-Brown-3-Tab-Roof-Shingles/50405230 | 3278.768 | rate at $69.60/ per labor hour and $0.0349 hr/sq.ft, reference: https://www.homewyse.com/costs/cost_of_composition_shingle_roofing.html | 23494 | Reducing Urban Heat Islands: Green Roofs (EPA 2014) (/sqft) | 3659.2957 | rate at $69.60/ per labor hour (same rate as baseline), assume 60 hours work for SF
Nonequipment | Heat Pump Tune Up | Maintenace for Standard Heating and Cooling System | Standard Heating and Cooling System, No Maintenace Performed | Residential | Existing | Single Family | FL Zone 2 | Per End Use Consumption | 0% | 6617.19 | 6286.3305 | 330.8595 | 5% | 2 | 0.14518 | 0.21439 | 175 | Per Visit | 0 | No equipment cost | 0 | No Labor Cost | 0 | No equipment cost | 175 | Illinois 2015 Statewide TRM, Section 5.3.10
Nonequipment | Heat Pump Tune Up | Maintenace for Standard Heating and Cooling System | Standard Heating and Cooling System, No Maintenace Performed | Residential | Existing | Multi-Family | FL Zone 2 | Per End Use Consumption | 0% | 4303 | 4087.85 | 215.15 | 5% | 2 | 0.094407 | 0.13941 | 175 | Per Visit | 0 | No equipment cost | 0 | No Labor Cost | 0 | No equipment cost | 175 | Illinois 2015 Statewide TRM, Section 5.3.10
Nonequipment | Heat Pump Tune Up | Maintenace for Standard Heating and Cooling System | Standard Heating and Cooling System, No Maintenace Performed | Residential | Existing | Manufactured Home | FL Zone 2 | Per End Use Consumption | 0% | 6473 | 6149.35 | 323.65 | 5% | 2 | 0.14202 | 0.20972 | 175 | Per Visit | 0 | No equipment cost | 0 | No Labor Cost | 0 | No equipment cost | 175 | Illinois 2015 Statewide TRM, Section 5.3.10
Nonequipment | Heat Pump Tune Up | Maintenace for Standard Heating and Cooling System | N/A - Retrofit Only | Residential | New | Single Family | FL Zone 2 | Per End Use Consumption | 0% | 0 | 0 | 0 | 0% | 2 | 0 | 0 | 175 | Per Visit | 0 | No equipment cost | 0 | No Labor Cost | 0 | No equipment cost | 175 | Illinois 2015 Statewide TRM, Section 5.3.10
Nonequipment | Heat Pump Tune Up | Maintenace for Standard Heating and Cooling System | N/A - Retrofit Only | Residential | New | Multi-Family | FL Zone 2 | Per End Use Consumption | 0% | 0 | 0 | 0 | 0% | 2 | 0 | 0 | 175 | Per Visit | 0 | No equipment cost | 0 | No Labor Cost | 0 | No equipment cost | 175 | Illinois 2015 Statewide TRM, Section 5.3.10
Nonequipment | Heat Pump Tune Up | Maintenace for Standard Heating and Cooling System | N/A - Retrofit Only | Residential | New | Manufactured Home | FL Zone 2 | Per End Use Consumption | 0% | 0 | 0 | 0 | 0% | 2 | 0 | 0 | 175 | Per Visit | 0 | No equipment cost | 0 | No Labor Cost | 0 | No equipment cost | 175 | Illinois 2015 Statewide TRM, Section 5.3.10
Nonequipment | Home Energy Management System | Typical HVAC by Building Type Controlled by Energy Management System | Typical HVAC by Building Type, Manually Controlled | Residential | Existing | Single Family | FL Zone 2 | Per End Use Consumption | 0.95% | 6617.19 | 5919.8783 | 697.3117 | 10.54% | 11 | 0.30598 | 0.45184 | 481.26 | Per Unit | 0 | No equipment cost | 0 | No Labor Cost | 376.26 | Average cost for Smart Hub (excluding lighting-only hubs) and hub-connected thermostat: https://neep.org/initiatives/integrated-advanced-efficiency-solutions/home-energy-management-systems#HEMS%20Product%20List | 105 | rate at $70/per labor hour, assume 1.5. hours work, reference: https://www.fixr.com/costs/thermostat-installation
Nonequipment | Home Energy Management System | Typical HVAC by Building Type Controlled by Energy Management System | Typical HVAC by Building Type, Manually Controlled | Residential | Existing | Multi-Family | FL Zone 2 | Per End Use Consumption | 2.908% | 4303 | 3800.572 | 502.428 | 11.68% | 11 | 0.22046 | 0.32556 | 481.26 | Per Unit | 0 | No equipment cost | 0 | No Labor Cost | 376.26 | Average cost for Smart Hub (excluding lighting-only hubs) and hub-connected thermostat: https://neep.org/initiatives/integrated-advanced-efficiency-solutions/home-energy-management-systems#HEMS%20Product%20List | 105 | rate at $70/per labor hour, assume 1.5. hours work, reference: https://www.fixr.com/costs/thermostat-installation
Nonequipment | Home Energy Management System | Typical HVAC by Building Type Controlled by Energy Management System | Typical HVAC by Building Type, Manually Controlled | Residential | Existing | Manufactured Home | FL Zone 2 | Per End Use Consumption | 6.5% | 6473 | 5698.4984 | 774.5016 | 11.97% | 11 | 0.33985 | 0.50186 | 481.26 | Per Unit | 0 | No equipment cost | 0 | No Labor Cost | 376.26 | Average cost for Smart Hub (excluding lighting-only hubs) and hub-connected thermostat: https://neep.org/initiatives/integrated-advanced-efficiency-solutions/home-energy-management-systems#HEMS%20Product%20List | 105 | rate at $70/per labor hour, assume 1.5. hours work, reference: https://www.fixr.com/costs/thermostat-installation
Nonequipment | Home Energy Management System | Typical HVAC by Building Type Controlled by Energy Management System | Typical HVAC by Building Type, Manually Controlled | Residential | New | Single Family | FL Zone 2 | Per End Use Consumption | 0.95% | 6617.19 | 5919.8783 | 697.3117 | 10.54% | 11 | 0.30598 | 0.45184 | 481.26 | Per Unit | 0 | No equipment cost | 0 | No Labor Cost | 376.26 | Average cost for Smart Hub (excluding lighting-only hubs) and hub-connected thermostat: https://neep.org/initiatives/integrated-advanced-efficiency-solutions/home-energy-management-systems#HEMS%20Product%20List | 105 | rate at $70/per labor hour, assume 1.5. hours work, reference: https://www.fixr.com/costs/thermostat-installation
Nonequipment | Home Energy Management System | Typical HVAC by Building Type Controlled by Energy Management System | Typical HVAC by Building Type, Manually Controlled | Residential | New | Multi-Family | FL Zone 2 | Per End Use Consumption | 2.908% | 4303 | 3800.572 | 502.428 | 11.68% | 11 | 0.22046 | 0.32556 | 481.26 | Per Unit | 0 | No equipment cost | 0 | No Labor Cost | 376.26 | Average cost for Smart Hub (excluding lighting-only hubs) and hub-connected thermostat: https://neep.org/initiatives/integrated-advanced-efficiency-solutions/home-energy-management-systems#HEMS%20Product%20List | 105 | rate at $70/per labor hour, assume 1.5. hours work, reference: https://www.fixr.com/costs/thermostat-installation
Nonequipment | Home Energy Management System | Typical HVAC by Building Type Controlled by Energy Management System | Typical HVAC by Building Type, Manually Controlled | Residential | New | Manufactured Home | FL Zone 2 | Per End Use Consumption | 6.5% | 6473 | 5698.4984 | 774.5016 | 11.97% | 11 | 0.33985 | 0.50186 | 481.26 | Per Unit | 0 | No equipment cost | 0 | No Labor Cost | 376.26 | Average cost for Smart Hub (excluding lighting-only hubs) and hub-connected thermostat: https://neep.org/initiatives/integrated-advanced-efficiency-solutions/home-energy-management-systems#HEMS%20Product%20List | 105 | rate at $70/per labor hour, assume 1.5. hours work, reference: https://www.fixr.com/costs/thermostat-installation
Nonequipment | HVAC ECM Motor | Variable Speed Electronically Commutated Motor for an Electric Furnace | Permanent Split Capacitor Motor for Electric Furnace | Residential | Existing | Single Family | FL Zone 2 | Per Unit | 9.945% | 6617.19 | 6569.1722 | 48.0178 | 0.7257% | 15 | 0.02107 | 0.031114 | 287 | Per Unit | 0 | No equipment cost | 0 | No Labor Cost | 287 | Mid-Atlantic TRM, v7, 2017, retrofit cost | 0 | 0
Nonequipment | HVAC ECM Motor | Variable Speed Electronically Commutated Motor for an Electric Furnace | Permanent Split Capacitor Motor for Electric Furnace | Residential | Existing | Multi-Family | FL Zone 2 | Per Unit | 76.5% | 4303 | 4254.9822 | 48.0178 | 1.116% | 15 | 0.02107 | 0.031114 | 287 | Per Unit | 0 | No equipment cost | 0 | No Labor Cost | 287 | Mid-Atlantic TRM, v7, 2017, retrofit cost | 0 | 0
Nonequipment | HVAC ECM Motor | Variable Speed Electronically Commutated Motor for an Electric Furnace | Permanent Split Capacitor Motor for Electric Furnace | Residential | Existing | Manufactured Home | FL Zone 2 | Per Unit | 76.5% | 6473 | 6424.9822 | 48.0178 | 0.7418% | 15 | 0.02107 | 0.031114 | 287 | Per Unit | 0 | No equipment cost | 0 | No Labor Cost | 287 | Mid-Atlantic TRM, v7, 2017, retrofit cost | 0 | 0
Nonequipment | HVAC ECM Motor | Variable Speed Electronically Commutated Motor for an Electric Furnace | Permanent Split Capacitor Motor for Electric Furnace | Residential | New | Single Family | FL Zone 2 | Per Unit | 26.32% | 6617.19 | 6569.1722 | 48.0178 | 0.7257% | 15 | 0.02107 | 0.031114 | 287 | Per Unit | 0 | No equipment cost | 0 | No Labor Cost | 287 | Mid-Atlantic TRM, v7, 2017, retrofit cost | 0 | 0
Nonequipment | HVAC ECM Motor | Variable Speed Electronically Commutated Motor for an Electric Furnace | Permanent Split Capacitor Motor for Electric Furnace | Residential | New | Multi-Family | FL Zone 2 | Per Unit | 40.5% | 4303 | 4254.9822 | 48.0178 | 1.116% | 15 | 0.02107 | 0.031114 | 287 | Per Unit | 0 | No equipment cost | 0 | No Labor Cost | 287 | Mid-Atlantic TRM, v7, 2017, retrofit cost | 0 | 0
Nonequipment | HVAC ECM Motor | Variable Speed Electronically Commutated Motor for an Electric Furnace | Permanent Split Capacitor Motor for Electric Furnace | Residential | New | Manufactured Home | FL Zone 2 | Per Unit | 40.5% | 6473 | 6424.9822 | 48.0178 | 0.7418% | 15 | 0.02107 | 0.031114 | 287 | Per Unit | 0 | No equipment cost | 0 | No Labor Cost | 287 | Mid-Atlantic TRM, v7, 2017, retrofit cost | 0 | 0
Nonequipment | Programmable Thermostat | Standard Heating and Cooling System with Programmable Thermostat | Standard Heating and Cooling System with Manual Thermostat | Residential | Existing | Single Family | FL Zone 2 | Per End Use Consumption | 2% | 6617.19 | 6503.3743 | 113.8157 | 1.72% | 11 | 0 | 0 | 174.99 | Per Unit | 0 | No equipment cost | 0 | No Labor Cost | 69.99 | https://www.honeywellstore.com/store/products/honeywell-programmable-thermostat-rth6360d.htm | 105 | rate at $70/per labor hour, assume 1.5. hours work, reference: https://www.fixr.com/costs/thermostat-installation
Nonequipment | Programmable Thermostat | Standard Heating and Cooling System with Programmable Thermostat | Standard Heating and Cooling System with Manual Thermostat | Residential | Existing | Multi-Family | FL Zone 2 | Per End Use Consumption | 2% | 4303 | 4228.9884 | 74.0116 | 1.72% | 11 | 0 | 0 | 174.99 | Per Unit | 0 | No equipment cost | 0 | No Labor Cost | 69.99 | https://www.honeywellstore.com/store/products/honeywell-programmable-thermostat-rth6360d.htm | 105 | rate at $70/per labor hour, assume 1.5. hours work, reference: https://www.fixr.com/costs/thermostat-installation
Nonequipment | Programmable Thermostat | Standard Heating and Cooling System with Programmable Thermostat | Standard Heating and Cooling System with Manual Thermostat | Residential | Existing | Manufactured Home | FL Zone 2 | Per End Use Consumption | 2% | 6473 | 6361.6644 | 111.3356 | 1.72% | 11 | 0 | 0 | 174.99 | Per Unit | 0 | No equipment cost | 0 | No Labor Cost | 69.99 | https://www.honeywellstore.com/store/products/honeywell-programmable-thermostat-rth6360d.htm | 105 | rate at $70/per labor hour, assume 1.5. hours work, reference: https://www.fixr.com/costs/thermostat-installation
Nonequipment | Programmable Thermostat | Standard Heating and Cooling System with Programmable Thermostat | Standard Heating and Cooling System with Manual Thermostat | Residential | New | Single Family | FL Zone 2 | Per End Use Consumption | 2% | 6617.19 | 6503.3743 | 113.8157 | 1.72% | 11 | 0 | 0 | 33 | Per Unit | 36.99 | https://www.honeywellstore.com/store/products/honeywell-electric-baseboard-heating-digital-non-programmable-thermostat.htm?gclid=EAIaIQobChMIyOb-jaHi2wIVA9RkCh0q8wEmEAYYBCABEgIBU_D_BwE | 105 | rate at $70/per labor hour, assume 1.5. hours work, reference: https://www.fixr.com/costs/thermostat-installation | 69.99 | https://www.honeywellstore.com/store/products/honeywell-programmable-thermostat-rth6360d.htm | 105 | rate at $70/per labor hour, assume 1.5. hours work, reference: https://www.fixr.com/costs/thermostat-installation
Nonequipment | Programmable Thermostat | Standard Heating and Cooling System with Programmable Thermostat | Standard Heating and Cooling System with Manual Thermostat | Residential | New | Multi-Family | FL Zone 2 | Per End Use Consumption | 2% | 4303 | 4228.9884 | 74.0116 | 1.72% | 11 | 0 | 0 | 33 | Per Unit | 36.99 | https://www.honeywellstore.com/store/products/honeywell-electric-baseboard-heating-digital-non-programmable-thermostat.htm?gclid=EAIaIQobChMIyOb-jaHi2wIVA9RkCh0q8wEmEAYYBCABEgIBU_D_BwE | 105 | rate at $70/per labor hour, assume 1.5. hours work, reference: https://www.fixr.com/costs/thermostat-installation | 69.99 | https://www.honeywellstore.com/store/products/honeywell-programmable-thermostat-rth6360d.htm | 105 | rate at $70/per labor hour, assume 1.5. hours work, reference: https://www.fixr.com/costs/thermostat-installation
Nonequipment | Programmable Thermostat | Standard Heating and Cooling System with Programmable Thermostat | Standard Heating and Cooling System with Manual Thermostat | Residential | New | Manufactured Home | FL Zone 2 | Per End Use Consumption | 2% | 6473 | 6361.6644 | 111.3356 | 1.72% | 11 | 0 | 0 | 33 | Per Unit | 36.99 | https://www.honeywellstore.com/store/products/honeywell-electric-baseboard-heating-digital-non-programmable-thermostat.htm?gclid=EAIaIQobChMIyOb-jaHi2wIVA9RkCh0q8wEmEAYYBCABEgIBU_D_BwE | 105 | rate at $70/per labor hour, assume 1.5. hours work, reference: https://www.fixr.com/costs/thermostat-installation | 69.99 | https://www.honeywellstore.com/store/products/honeywell-programmable-thermostat-rth6360d.htm | 105 | rate at $70/per labor hour, assume 1.5. hours work, reference: https://www.fixr.com/costs/thermostat-installation
Nonequipment | Radiant Barrier | Radiant Barrier | Market Average Existing Ceiling Insulation | Residential | Existing | Single Family | FL Zone 2 | Per Square Footage | 1.853% | 6617.19 | 5955.471 | 661.719 | 10% | 20 | 0.29036 | 0.42878 | 1413.5714 | Per Home | 0 | No equipment cost | 0 | No Labor Cost | 788.5714 | assume 2208(area)/1.4(nfloors) =1577 sq.ft, reference: https://www.homeadvisor.com/cost/insulation/#reflect | 625 | https://www.homeadvisor.com/cost/insulation/#reflect
Nonequipment | Radiant Barrier | Radiant Barrier | Market Average Existing Ceiling Insulation | Residential | Existing | Multi-Family | FL Zone 2 | Per Square Footage | 0.95% | 4303 | 3872.7 | 430.3 | 10% | 20 | 0.18881 | 0.27882 | 1155 | Per Home | 0 | No equipment cost | 0 | No Labor Cost | 655 | assume 1310 sq.ft, reference: https://www.homeadvisor.com/cost/insulation/#reflect | 500 | https://www.homeadvisor.com/cost/insulation/#reflect (assumed low end of range)
Nonequipment | Radiant Barrier | Radiant Barrier | Market Average Existing Ceiling Insulation | Residential | Existing | Manufactured Home | FL Zone 2 | Per Square Footage | 0.95% | 6473 | 5825.7 | 647.3 | 10% | 20 | 0.28403 | 0.41943 | 1191 | Per Home | 0 | No equipment cost | 0 | No Labor Cost | 691 | assume 1382 sq.ft, reference: https://www.homeadvisor.com/cost/insulation/#reflect | 500 | https://www.homeadvisor.com/cost/insulation/#reflect (assumed low end of range)
Nonequipment | Radiant Barrier | Radiant Barrier | Code-Compliant Ceiling Insulation | Residential | New | Single Family | FL Zone 2 | Per Square Footage | 6.056% | 6617.19 | 5955.471 | 661.719 | 10% | 20 | 0.29036 | 0.42878 | 1413.5714 | Per Home | 0 | No equipment cost | 0 | No Labor Cost | 788.5714 | assume 2208(area)/1.4(nfloors) =1577 sq.ft, reference: https://www.homeadvisor.com/cost/insulation/#reflect | 625 | https://www.homeadvisor.com/cost/insulation/#reflect
Nonequipment | Radiant Barrier | Radiant Barrier | Code-Compliant Ceiling Insulation | Residential | New | Multi-Family | FL Zone 2 | Per Square Footage | 0.95% | 4303 | 3872.7 | 430.3 | 10% | 20 | 0.18881 | 0.27882 | 1155 | Per Home | 0 | No equipment cost | 0 | No Labor Cost | 655 | assume 1310 sq.ft, reference: https://www.homeadvisor.com/cost/insulation/#reflect | 500 | https://www.homeadvisor.com/cost/insulation/#reflect (assumed low end of range)
Nonequipment | Radiant Barrier | Radiant Barrier | Code-Compliant Ceiling Insulation | Residential | New | Manufactured Home | FL Zone 2 | Per Square Footage | 0.95% | 6473 | 5825.7 | 647.3 | 10% | 20 | 0.28403 | 0.41943 | 1191 | Per Home | 0 | No equipment cost | 0 | No Labor Cost | 691 | assume 1382 sq.ft, reference: https://www.homeadvisor.com/cost/insulation/#reflect | 500 | https://www.homeadvisor.com/cost/insulation/#reflect (assumed low end of range)
Nonequipment | Sealed crawlspace | Increased Basement or Crawlspace Wall Insulation (R-15) | Market Average Existing Exterior Below-Grade Wall Insulation | Residential | Existing | Single Family | FL Zone 2 | Per Home | 5.88% | 13883 | 13720.94 | 162.06 | 1.167% | 11 | 0.071111 | 0.10501 | 5500 | Per Home | 0 | No equipment cost | 0 | No Labor Cost | 5500 | https://www.homeadvisor.com/cost/foundations/install-crawl-space-encapsulation/ | 0 | included in total incremental equipment cost, per reference
Nonequipment | Sealed crawlspace | Increased Basement or Crawlspace Wall Insulation (R-15) | Market Average Existing Exterior Below-Grade Wall Insulation | Residential | Existing | Multi-Family | FL Zone 2 | Per Home | 5.88% | 8350 | 8283.4 | 66.6 | 0.7976% | 11 | 0.029224 | 0.043155 | 4568.3877 | Per Home | 0 | No equipment cost | 0 | No Labor Cost | 4568.3877 | https://www.homeadvisor.com/cost/foundations/install-crawl-space-encapsulation/ | 0 | included in total incremental equipment cost, per reference
Nonequipment | Sealed crawlspace | Increased Basement or Crawlspace Wall Insulation (R-15) | Market Average Existing Exterior Below-Grade Wall Insulation | Residential | Existing | Manufactured Home | FL Zone 2 | Per Home | 5.88% | 10090 | 9959.02 | 130.98 | 1.298% | 11 | 0.057473 | 0.084872 | 4819.4746 | Per Home | 0 | No equipment cost | 0 | No Labor Cost | 4819.4746 | https://www.homeadvisor.com/cost/foundations/install-crawl-space-encapsulation/ | 0 | included in total incremental equipment cost, per reference
Nonequipment | Sealed crawlspace | Increased Basement or Crawlspace Wall Insulation (R-15) | Code-Compliant Exterior Below-Grade Wall Insulation | Residential | New | Single Family | FL Zone 2 | Per Home | 5.88% | 13883 | 13883 | 0 | 0% | 11 | 0 | 0 | 5500 | Per Home | 0 | No equipment cost | 0 | No Labor Cost | 5500 | https://www.homeadvisor.com/cost/foundations/install-crawl-space-encapsulation/ | 0 | included in total incremental equipment cost, per reference
Nonequipment | Sealed crawlspace | Increased Basement or Crawlspace Wall Insulation (R-15) | Code-Compliant Exterior Below-Grade Wall Insulation | Residential | New | Multi-Family | FL Zone 2 | Per Home | 5.88% | 8350 | 8350 | 0 | 0% | 11 | 0 | 0 | 4568.3877 | Per Home | 0 | No equipment cost | 0 | No Labor Cost | 4568.3877 | https://www.homeadvisor.com/cost/foundations/install-crawl-space-encapsulation/ | 0 | included in total incremental equipment cost, per reference
Nonequipment | Sealed crawlspace | Increased Basement or Crawlspace Wall Insulation (R-15) | Code-Compliant Exterior Below-Grade Wall Insulation | Residential | New | Manufactured Home | FL Zone 2 | Per Home | 5.88% | 10090 | 10090 | 0 | 0% | 11 | 0 | 0 | 4819.4746 | Per Home | 0 | No equipment cost | 0 | No Labor Cost | 4819.4746 | https://www.homeadvisor.com/cost/foundations/install-crawl-space-encapsulation/ | 0 | included in total incremental equipment cost, per reference
Nonequipment | Smart Thermostat | Standard Heating and Cooling System with Smart Thermostat | Standard Heating and Cooling System with Manual Thermostat | Residential | Existing | Single Family | FL Zone 2 | Per End Use Consumption | 22.5% | 6617.19 | 6352.5024 | 264.6876 | 4% | 11 | 0 | 0 | 274 | Per Unit | 0 | No equipment cost | 0 | No Labor Cost | 169 | https://www.homedepot.com/p/ecobee-3-lite-7-Day-Programmable-Smart-Thermostat-with-Touchscreen-EB-STATE3LT-02/301500584 | 105 | rate at $70/per labor hour, assume 1.5. hours work, reference: https://www.fixr.com/costs/thermostat-installation
Nonequipment | Smart Thermostat | Standard Heating and Cooling System with Smart Thermostat | Standard Heating and Cooling System with Manual Thermostat | Residential | Existing | Multi-Family | FL Zone 2 | Per End Use Consumption | 90% | 4303 | 4130.88 | 172.12 | 4% | 11 | 0 | 0 | 274 | Per Unit | 0 | No equipment cost | 0 | No Labor Cost | 169 | https://www.homedepot.com/p/ecobee-3-lite-7-Day-Programmable-Smart-Thermostat-with-Touchscreen-EB-STATE3LT-02/301500584 | 105 | rate at $70/per labor hour, assume 1.5. hours work, reference: https://www.fixr.com/costs/thermostat-installation
Nonequipment | Smart Thermostat | Standard Heating and Cooling System with Smart Thermostat | Standard Heating and Cooling System with Manual Thermostat | Residential | Existing | Manufactured Home | FL Zone 2 | Per End Use Consumption | 90% | 6473 | 6214.08 | 258.92 | 4% | 11 | 0 | 0 | 274 | Per Unit | 0 | No equipment cost | 0 | No Labor Cost | 169 | https://www.homedepot.com/p/ecobee-3-lite-7-Day-Programmable-Smart-Thermostat-with-Touchscreen-EB-STATE3LT-02/301500584 | 105 | rate at $70/per labor hour, assume 1.5. hours work, reference: https://www.fixr.com/costs/thermostat-installation
Nonequipment | Smart Thermostat | Standard Heating and Cooling System with Smart Thermostat | Standard Heating and Cooling System with Manual Thermostat | Residential | New | Single Family | FL Zone 2 | Per End Use Consumption | 22.5% | 6617.19 | 6352.5024 | 264.6876 | 4% | 11 | 0 | 0 | 132.01 | Per Unit | 36.99 | https://www.honeywellstore.com/store/products/honeywell-electric-baseboard-heating-digital-non-programmable-thermostat.htm?gclid=EAIaIQobChMIyOb-jaHi2wIVA9RkCh0q8wEmEAYYBCABEgIBU_D_BwE | 105 | rate at $70/per labor hour, assume 1.5. hours work, reference: https://www.fixr.com/costs/thermostat-installation | 169 | https://www.homedepot.com/p/ecobee-3-lite-7-Day-Programmable-Smart-Thermostat-with-Touchscreen-EB-STATE3LT-02/301500584 | 105 | rate at $70/per labor hour, assume 1.5. hours work, reference: https://www.fixr.com/costs/thermostat-installation
Nonequipment | Smart Thermostat | Standard Heating and Cooling System with Smart Thermostat | Standard Heating and Cooling System with Manual Thermostat | Residential | New | Multi-Family | FL Zone 2 | Per End Use Consumption | 90% | 4303 | 4130.88 | 172.12 | 4% | 11 | 0 | 0 | 132.01 | Per Unit | 36.99 | https://www.honeywellstore.com/store/products/honeywell-electric-baseboard-heating-digital-non-programmable-thermostat.htm?gclid=EAIaIQobChMIyOb-jaHi2wIVA9RkCh0q8wEmEAYYBCABEgIBU_D_BwE | 105 | rate at $70/per labor hour, assume 1.5. hours work, reference: https://www.fixr.com/costs/thermostat-installation | 169 | https://www.homedepot.com/p/ecobee-3-lite-7-Day-Programmable-Smart-Thermostat-with-Touchscreen-EB-STATE3LT-02/301500584 | 105 | rate at $70/per labor hour, assume 1.5. hours work, reference: https://www.fixr.com/costs/thermostat-installation
Nonequipment | Smart Thermostat | Standard Heating and Cooling System with Smart Thermostat | Standard Heating and Cooling System with Manual Thermostat | Residential | New | Manufactured Home | FL Zone 2 | Per End Use Consumption | 90% | 6473 | 6214.08 | 258.92 | 4% | 11 | 0 | 0 | 132.01 | Per Unit | 36.99 | https://www.honeywellstore.com/store/products/honeywell-electric-baseboard-heating-digital-non-programmable-thermostat.htm?gclid=EAIaIQobChMIyOb-jaHi2wIVA9RkCh0q8wEmEAYYBCABEgIBU_D_BwE | 105 | rate at $70/per labor hour, assume 1.5. hours work, reference: https://www.fixr.com/costs/thermostat-installation | 169 | https://www.homedepot.com/p/ecobee-3-lite-7-Day-Programmable-Smart-Thermostat-with-Touchscreen-EB-STATE3LT-02/301500584 | 105 | rate at $70/per labor hour, assume 1.5. hours work, reference: https://www.fixr.com/costs/thermostat-installation
Nonequipment | Spray Foam Insulation(Base R12) | Increased Ceiling Insulation (R-38) | Market Average Existing Ceiling Insulation | Residential | Existing | Single Family | FL Zone 2 | Per Home | 14.21% | 7965 | 6715 | 1250 | 15.69% | 20 | 0.54849 | 0.80997 | 5204.5714 | Per Home | 0 | No equipment cost | 0 | No Labor Cost | 5204.5714 | Cost for 10.5 inches open cell, installed along roofline: https://www.finehomebuilding.com/2012/01/24/buyers-guide-to-insulation-spray-foam | 0 | reference source did not distinguish material and labor costs
Nonequipment | Spray Foam Insulation(Base R12) | Increased Ceiling Insulation (R-38) | Market Average Existing Ceiling Insulation | Residential | Existing | Multi-Family | FL Zone 2 | Per Home | 7.105% | 3458 | 2624 | 834 | 24.12% | 20 | 0.36596 | 0.54041 | 4323 | Per Home | 0 | No equipment cost | 0 | No Labor Cost | 4323 | Cost for 10.5 inches open cell, installed along roofline: https://www.finehomebuilding.com/2012/01/24/buyers-guide-to-insulation-spray-foam | 0 | reference source did not distinguish material and labor costs
Nonequipment | Spray Foam Insulation(Base R12) | Increased Ceiling Insulation (R-38) | Market Average Existing Ceiling Insulation | Residential | Existing | Manufactured Home | FL Zone 2 | Per Home | 14.21% | 4718.05 | 3682.5 | 1035.55 | 21.95% | 20 | 0.45439 | 0.67101 | 4560.6 | Per Home | 0 | No equipment cost | 0 | No Labor Cost | 4560.6 | Cost for 10.5 inches open cell, installed along roofline: https://www.finehomebuilding.com/2012/01/24/buyers-guide-to-insulation-spray-foam | 0 | reference source did not distinguish material and labor costs
Nonequipment | Spray Foam Insulation(Base R12) | Increased Ceiling Insulation (R-38) | Code-Compliant Ceiling Insulation | Residential | New | Single Family | FL Zone 2 | Per Home | 0% | 7965 | 6715 | 1250 | 15.69% | 20 | 0.54849 | 0.80997 | 5204.5714 | Per Home | 0 | No equipment cost | 0 | No Labor Cost | 5204.5714 | Cost for 10.5 inches open cell, installed along roofline: https://www.finehomebuilding.com/2012/01/24/buyers-guide-to-insulation-spray-foam | 0 | reference source did not distinguish material and labor costs
Nonequipment | Spray Foam Insulation(Base R12) | Increased Ceiling Insulation (R-38) | Code-Compliant Ceiling Insulation | Residential | New | Multi-Family | FL Zone 2 | Per Home | 0% | 3458 | 2624 | 834 | 24.12% | 20 | 0.36596 | 0.54041 | 4323 | Per Home | 0 | No equipment cost | 0 | No Labor Cost | 4323 | Cost for 10.5 inches open cell, installed along roofline: https://www.finehomebuilding.com/2012/01/24/buyers-guide-to-insulation-spray-foam | 0 | reference source did not distinguish material and labor costs
Nonequipment | Spray Foam Insulation(Base R12) | Increased Ceiling Insulation (R-38) | Code-Compliant Ceiling Insulation | Residential | New | Manufactured Home | FL Zone 2 | Per Home | 0% | 4718.05 | 3682.5 | 1035.55 | 21.95% | 20 | 0.45439 | 0.67101 | 4560.6 | Per Home | 0 | No equipment cost | 0 | No Labor Cost | 4560.6 | Cost for 10.5 inches open cell, installed along roofline: https://www.finehomebuilding.com/2012/01/24/buyers-guide-to-insulation-spray-foam | 0 | reference source did not distinguish material and labor costs
Nonequipment | Spray Foam Insulation(Base R19) | Increased Ceiling Insulation (R-38) | Market Average Existing Ceiling Insulation | Residential | Existing | Single Family | FL Zone 2 | Per Home | 5.725% | 7600 | 6720 | 880 | 11.58% | 20 | 0.38614 | 0.57022 | 5204.5714 | Per Home | 0 | No equipment cost | 0 | No Labor Cost | 5204.5714 | Cost for 10.5 inches open cell, installed along roofline: https://www.finehomebuilding.com/2012/01/24/buyers-guide-to-insulation-spray-foam | 0 | reference source did not distinguish material and labor costs
Nonequipment | Spray Foam Insulation(Base R19) | Increased Ceiling Insulation (R-38) | Market Average Existing Ceiling Insulation | Residential | Existing | Multi-Family | FL Zone 2 | Per Home | 2.862% | 3235 | 2632 | 603 | 18.64% | 20 | 0.26459 | 0.39073 | 4323 | Per Home | 0 | No equipment cost | 0 | No Labor Cost | 4323 | Cost for 10.5 inches open cell, installed along roofline: https://www.finehomebuilding.com/2012/01/24/buyers-guide-to-insulation-spray-foam | 0 | reference source did not distinguish material and labor costs
Nonequipment | Spray Foam Insulation(Base R19) | Increased Ceiling Insulation (R-38) | Market Average Existing Ceiling Insulation | Residential | Existing | Manufactured Home | FL Zone 2 | Per Home | 5.725% | 4478.91 | 3682.5 | 796.41 | 17.78% | 20 | 0.34946 | 0.51605 | 4560.6 | Per Home | 0 | No equipment cost | 0 | No Labor Cost | 4560.6 | Cost for 10.5 inches open cell, installed along roofline: https://www.finehomebuilding.com/2012/01/24/buyers-guide-to-insulation-spray-foam | 0 | reference source did not distinguish material and labor costs
Nonequipment | Spray Foam Insulation(Base R19) | Increased Ceiling Insulation (R-38) | Code-Compliant Ceiling Insulation | Residential | New | Single Family | FL Zone 2 | Per Home | 0% | 7600 | 6720 | 880 | 11.58% | 20 | 0.38614 | 0.57022 | 5204.5714 | Per Home | 0 | No equipment cost | 0 | No Labor Cost | 5204.5714 | Cost for 10.5 inches open cell, installed along roofline: https://www.finehomebuilding.com/2012/01/24/buyers-guide-to-insulation-spray-foam | 0 | reference source did not distinguish material and labor costs
Nonequipment | Spray Foam Insulation(Base R19) | Increased Ceiling Insulation (R-38) | Code-Compliant Ceiling Insulation | Residential | New | Multi-Family | FL Zone 2 | Per Home | 0% | 3235 | 2632 | 603 | 18.64% | 20 | 0.26459 | 0.39073 | 4323 | Per Home | 0 | No equipment cost | 0 | No Labor Cost | 4323 | Cost for 10.5 inches open cell, installed along roofline: https://www.finehomebuilding.com/2012/01/24/buyers-guide-to-insulation-spray-foam | 0 | reference source did not distinguish material and labor costs
Nonequipment | Spray Foam Insulation(Base R19) | Increased Ceiling Insulation (R-38) | Code-Compliant Ceiling Insulation | Residential | New | Manufactured Home | FL Zone 2 | Per Home | 0% | 4478.91 | 3682.5 | 796.41 | 17.78% | 20 | 0.34946 | 0.51605 | 4560.6 | Per Home | 0 | No equipment cost | 0 | No Labor Cost | 4560.6 | Cost for 10.5 inches open cell, installed along roofline: https://www.finehomebuilding.com/2012/01/24/buyers-guide-to-insulation-spray-foam | 0 | reference source did not distinguish material and labor costs
Nonequipment | Spray Foam Insulation(Base R2) | Increased Ceiling Insulation (R-38) | Market Average Existing Ceiling Insulation | Residential | Existing | Single Family | FL Zone 2 | Per Home | 14.63% | 10211 | 6726 | 3485 | 34.13% | 20 | 1.5292 | 2.2582 | 5204.5714 | Per Home | 0 | No equipment cost | 0 | No Labor Cost | 5204.5714 | Cost for 10.5 inches open cell, installed along roofline: https://www.finehomebuilding.com/2012/01/24/buyers-guide-to-insulation-spray-foam | 0 | reference source did not distinguish material and labor costs
Nonequipment | Spray Foam Insulation(Base R2) | Increased Ceiling Insulation (R-38) | Market Average Existing Ceiling Insulation | Residential | Existing | Multi-Family | FL Zone 2 | Per Home | 7.313% | 4781 | 2625 | 2156 | 45.1% | 20 | 0.94604 | 1.397 | 4323 | Per Home | 0 | No equipment cost | 0 | No Labor Cost | 4323 | Cost for 10.5 inches open cell, installed along roofline: https://www.finehomebuilding.com/2012/01/24/buyers-guide-to-insulation-spray-foam | 0 | reference source did not distinguish material and labor costs
Nonequipment | Spray Foam Insulation(Base R2) | Increased Ceiling Insulation (R-38) | Market Average Existing Ceiling Insulation | Residential | Existing | Manufactured Home | FL Zone 2 | Per Home | 14.63% | 6136.97 | 3692.86 | 2444.11 | 39.83% | 20 | 1.0725 | 1.5837 | 4560.6 | Per Home | 0 | No equipment cost | 0 | No Labor Cost | 4560.6 | Cost for 10.5 inches open cell, installed along roofline: https://www.finehomebuilding.com/2012/01/24/buyers-guide-to-insulation-spray-foam | 0 | reference source did not distinguish material and labor costs
Nonequipment | Spray Foam Insulation(Base R2) | Increased Ceiling Insulation (R-38) | Code-Compliant Ceiling Insulation | Residential | New | Single Family | FL Zone 2 | Per Home | 0% | 10211 | 6726 | 3485 | 34.13% | 20 | 1.5292 | 2.2582 | 5204.5714 | Per Home | 0 | No equipment cost | 0 | No Labor Cost | 5204.5714 | Cost for 10.5 inches open cell, installed along roofline: https://www.finehomebuilding.com/2012/01/24/buyers-guide-to-insulation-spray-foam | 0 | reference source did not distinguish material and labor costs
Nonequipment | Spray Foam Insulation(Base R2) | Increased Ceiling Insulation (R-38) | Code-Compliant Ceiling Insulation | Residential | New | Multi-Family | FL Zone 2 | Per Home | 0% | 4781 | 2625 | 2156 | 45.1% | 20 | 0.94604 | 1.397 | 4323 | Per Home | 0 | No equipment cost | 0 | No Labor Cost | 4323 | Cost for 10.5 inches open cell, installed along roofline: https://www.finehomebuilding.com/2012/01/24/buyers-guide-to-insulation-spray-foam | 0 | reference source did not distinguish material and labor costs
Nonequipment | Spray Foam Insulation(Base R2) | Increased Ceiling Insulation (R-38) | Code-Compliant Ceiling Insulation | Residential | New | Manufactured Home | FL Zone 2 | Per Home | 0% | 6136.97 | 3692.86 | 2444.11 | 39.83% | 20 | 1.0725 | 1.5837 | 4560.6 | Per Home | 0 | No equipment cost | 0 | No Labor Cost | 4560.6 | Cost for 10.5 inches open cell, installed along roofline: https://www.finehomebuilding.com/2012/01/24/buyers-guide-to-insulation-spray-foam | 0 | reference source did not distinguish material and labor costs
Nonequipment | Spray Foam Insulation(Base R30) | Increased Ceiling Insulation (R-38) | Market Average Existing Ceiling Insulation | Residential | Existing | Single Family | FL Zone 2 | Per Home | 35.13% | 7344 | 6726 | 618 | 8.415% | 20 | 0.27118 | 0.40045 | 5204.5714 | Per Home | 0 | No equipment cost | 0 | No Labor Cost | 5204.5714 | Cost for 10.5 inches open cell, installed along roofline: https://www.finehomebuilding.com/2012/01/24/buyers-guide-to-insulation-spray-foam | 0 | reference source did not distinguish material and labor costs
Nonequipment | Spray Foam Insulation(Base R30) | Increased Ceiling Insulation (R-38) | Market Average Existing Ceiling Insulation | Residential | Existing | Multi-Family | FL Zone 2 | Per Home | 17.57% | 3060 | 2631 | 429 | 14.02% | 20 | 0.18824 | 0.27798 | 4323 | Per Home | 0 | No equipment cost | 0 | No Labor Cost | 4323 | Cost for 10.5 inches open cell, installed along roofline: https://www.finehomebuilding.com/2012/01/24/buyers-guide-to-insulation-spray-foam | 0 | reference source did not distinguish material and labor costs
Nonequipment | Spray Foam Insulation(Base R30) | Increased Ceiling Insulation (R-38) | Market Average Existing Ceiling Insulation | Residential | Existing | Manufactured Home | FL Zone 2 | Per Home | 35.13% | 4320.44 | 3685.02 | 635.42 | 14.71% | 20 | 0.27882 | 0.41174 | 4560.6 | Per Home | 0 | No equipment cost | 0 | No Labor Cost | 4560.6 | Cost for 10.5 inches open cell, installed along roofline: https://www.finehomebuilding.com/2012/01/24/buyers-guide-to-insulation-spray-foam | 0 | reference source did not distinguish material and labor costs
Nonequipment | Spray Foam Insulation(Base R30) | Increased Ceiling Insulation (R-38) | Code-Compliant Ceiling Insulation | Residential | New | Single Family | FL Zone 2 | Per Home | 72% | 7344 | 6726 | 618 | 8.415% | 20 | 0.27118 | 0.40045 | 4293.7327 | Per Home | 516.2376 | https://www.homedepot.com/p/GreenFiber-All-Borate-Cellulose-Blown-In-Insulation-30-lbs-36-Bags-INS765LD/300584221 | 394.6011 | rate at $50.04/per labor hour and 0.01 hr/sq.ft, reference: https://www.homewyse.com/costs/cost_of_ceiling_insulation.html | 5204.5714 | Cost for 10.5 inches open cell, installed along roofline: https://www.finehomebuilding.com/2012/01/24/buyers-guide-to-insulation-spray-foam | 0 | reference source did not distinguish material and labor costs
Nonequipment | Spray Foam Insulation(Base R30) | Increased Ceiling Insulation (R-38) | Code-Compliant Ceiling Insulation | Residential | New | Multi-Family | FL Zone 2 | Per Home | 36% | 3060 | 2631 | 429 | 14.02% | 20 | 0.18824 | 0.27798 | 3566.4428 | Per Home | 428.7952 | https://www.homedepot.com/p/GreenFiber-All-Borate-Cellulose-Blown-In-Insulation-30-lbs-36-Bags-INS765LD/300584221 | 327.762 | rate at $50.04/per labor hour and 0.01 hr/sq.ft, reference: https://www.homewyse.com/costs/cost_of_ceiling_insulation.html | 4323 | Cost for 10.5 inches open cell, installed along roofline: https://www.finehomebuilding.com/2012/01/24/buyers-guide-to-insulation-spray-foam | 0 | reference source did not distinguish material and labor costs
Nonequipment | Spray Foam Insulation(Base R30) | Increased Ceiling Insulation (R-38) | Code-Compliant Ceiling Insulation | Residential | New | Manufactured Home | FL Zone 2 | Per Home | 72% | 4320.44 | 3685.02 | 635.42 | 14.71% | 20 | 0.27882 | 0.41174 | 3762.4611 | Per Home | 452.3625 | https://www.homedepot.com/p/GreenFiber-All-Borate-Cellulose-Blown-In-Insulation-30-lbs-36-Bags-INS765LD/300584221 | 345.7764 | rate at $50.04/per labor hour and 0.01 hr/sq.ft, reference: https://www.homewyse.com/costs/cost_of_ceiling_insulation.html | 4560.6 | Cost for 10.5 inches open cell, installed along roofline: https://www.finehomebuilding.com/2012/01/24/buyers-guide-to-insulation-spray-foam | 0 | reference source did not distinguish material and labor costs
Nonequipment | Storm Door | 21ft2 of Opaque Door meeting Energy Star Version 6.0 Requirements (U-Value: 0.17) | 21ft2 of Opaque Door meeting Energy Star Version 5.0 Requirements (U-Value: 1.1) | Residential | Existing | Single Family | FL Zone 2 | Per 21 S.F. | 0% | 6617.19 | 6496.9706 | 120.2194 | 1.817% | 20 | 0.052752 | 0.077899 | 329.0418 | Per 21 SF | 0 | No equipment cost | 0 | No Labor Cost | 133.7778 | https://www.homedepot.com/p/EMCO-36-in-x-80-in-100-Series-Plus-White-Self-Storing-Storm-Door-E1TT36WH/205352910 | 195.264 | rate at $81.36/per labor hour, assume 2.4 hours work, reference: https://www.homewyse.com/costs/cost_of_storm_doors.html
Nonequipment | Storm Door | 21ft2 of Opaque Door meeting Energy Star Version 6.0 Requirements (U-Value: 0.17) | 21ft2 of Opaque Door meeting Energy Star Version 5.0 Requirements (U-Value: 1.1) | Residential | Existing | Multi-Family | FL Zone 2 | Per 21 S.F. | 0% | 4303 | 4182.7806 | 120.2194 | 2.794% | 20 | 0.052752 | 0.077899 | 329.0418 | Per 21 SF | 0 | No equipment cost | 0 | No Labor Cost | 133.7778 | https://www.homedepot.com/p/EMCO-36-in-x-80-in-100-Series-Plus-White-Self-Storing-Storm-Door-E1TT36WH/205352910 | 195.264 | rate at $81.36/per labor hour, assume 2.4 hours work, reference: https://www.homewyse.com/costs/cost_of_storm_doors.html
Nonequipment | Storm Door | 21ft2 of Opaque Door meeting Energy Star Version 6.0 Requirements (U-Value: 0.17) | 21ft2 of Opaque Door meeting Energy Star Version 5.0 Requirements (U-Value: 1.1) | Residential | Existing | Manufactured Home | FL Zone 2 | Per 21 S.F. | 0% | 6473 | 6352.7806 | 120.2194 | 1.857% | 20 | 0.052752 | 0.077899 | 329.0418 | Per 21 SF | 0 | No equipment cost | 0 | No Labor Cost | 133.7778 | https://www.homedepot.com/p/EMCO-36-in-x-80-in-100-Series-Plus-White-Self-Storing-Storm-Door-E1TT36WH/205352910 | 195.264 | rate at $81.36/per labor hour, assume 2.4 hours work, reference: https://www.homewyse.com/costs/cost_of_storm_doors.html
Nonequipment | Storm Door | 21ft2 of Opaque Door meeting Energy Star Version 6.0 Requirements (U-Value: 0.17) | 21ft2 of Code-Compliant Opaque Door (R-Value per IECC) | Residential | New | Single Family | FL Zone 2 | Per 21 S.F. | 0% | 6617.19 | 6537.5446 | 79.6454 | 1.204% | 20 | 0.034948 | 0.051608 | 329.0418 | Per 21 SF | 0 | No equipment cost | 0 | No Labor Cost | 133.7778 | https://www.homedepot.com/p/EMCO-36-in-x-80-in-100-Series-Plus-White-Self-Storing-Storm-Door-E1TT36WH/205352910 | 195.264 | rate at $81.36/per labor hour, assume 2.4 hours work, reference: https://www.homewyse.com/costs/cost_of_storm_doors.html
Nonequipment | Storm Door | 21ft2 of Opaque Door meeting Energy Star Version 6.0 Requirements (U-Value: 0.17) | 21ft2 of Code-Compliant Opaque Door (R-Value per IECC) | Residential | New | Multi-Family | FL Zone 2 | Per 21 S.F. | 0% | 4303 | 4223.3546 | 79.6454 | 1.851% | 20 | 0.034948 | 0.051608 | 329.0418 | Per 21 SF | 0 | No equipment cost | 0 | No Labor Cost | 133.7778 | https://www.homedepot.com/p/EMCO-36-in-x-80-in-100-Series-Plus-White-Self-Storing-Storm-Door-E1TT36WH/205352910 | 195.264 | rate at $81.36/per labor hour, assume 2.4 hours work, reference: https://www.homewyse.com/costs/cost_of_storm_doors.html
Nonequipment | Storm Door | 21ft2 of Opaque Door meeting Energy Star Version 6.0 Requirements (U-Value: 0.17) | 21ft2 of Code-Compliant Opaque Door (R-Value per IECC) | Residential | New | Manufactured Home | FL Zone 2 | Per 21 S.F. | 0% | 6473 | 6393.3546 | 79.6454 | 1.23% | 20 | 0.034948 | 0.051608 | 329.0418 | Per 21 SF | 0 | No equipment cost | 0 | No Labor Cost | 133.7778 | https://www.homedepot.com/p/EMCO-36-in-x-80-in-100-Series-Plus-White-Self-Storing-Storm-Door-E1TT36WH/205352910 | 195.264 | rate at $81.36/per labor hour, assume 2.4 hours work, reference: https://www.homewyse.com/costs/cost_of_storm_doors.html
Nonequipment | Wall Insulation | Increased Exterior Above-Grade Wall Insulation (R-13) | Market Average Existing Exterior Above-Grade Wall Insulation | Residential | Existing | Single Family | FL Zone 2 | Per Home | 4.5% | 7632 | 6519 | 1113 | 14.58% | 20 | 0.48838 | 0.7212 | 1886.262 | Per Home | 0 | No equipment cost | 0 | No Labor Cost | 812.2283 | rate at $0.4058/sq.ft, reference: https://www.homewyse.com/costs/cost_of_wall_insulation.html | 1074.0338 | rate at $53.61/per labor hour and 0.01 hr/sq.ft, referenrce: https://www.homewyse.com/costs/cost_of_wall_insulation.html
Nonequipment | Wall Insulation | Increased Exterior Above-Grade Wall Insulation (R-13) | Market Average Existing Exterior Above-Grade Wall Insulation | Residential | Existing | Multi-Family | FL Zone 2 | Per Home | 15% | 3430 | 3039 | 391 | 11.4% | 20 | 0.17157 | 0.25336 | 1227.9314 | Per Home | 0 | No equipment cost | 0 | No Labor Cost | 528.7498 | rate at $0.4058/sq.ft, reference: https://www.homewyse.com/costs/cost_of_wall_insulation.html | 699.1817 | rate at $53.61/per labor hour and 0.01 hr/sq.ft, referenrce: https://www.homewyse.com/costs/cost_of_wall_insulation.html
Nonequipment | Wall Insulation | Increased Exterior Above-Grade Wall Insulation (R-13) | Market Average Existing Exterior Above-Grade Wall Insulation | Residential | Existing | Manufactured Home | FL Zone 2 | Per Home | 6.75% | 5436 | 4577 | 859 | 15.8% | 20 | 0.37693 | 0.55661 | 1261.2248 | Per Home | 0 | No equipment cost | 0 | No Labor Cost | 543.0859 | rate at $0.4058/sq.ft, reference: https://www.homewyse.com/costs/cost_of_wall_insulation.html | 718.1388 | rate at $53.61/per labor hour and 0.01 hr/sq.ft, referenrce: https://www.homewyse.com/costs/cost_of_wall_insulation.html
Nonequipment | Wall Insulation | Increased Exterior Above-Grade Wall Insulation (R-13) | Code-Compliant Exterior Above-Grade Wall Insulation | Residential | New | Single Family | FL Zone 2 | Per Home | 6.75% | 7632 | 7632 | 0 | 0% | 20 | 0 | 0 | 1886.262 | Per Home | 0 | No equipment cost | 0 | No Labor Cost | 812.2283 | rate at $0.4058/sq.ft, reference: https://www.homewyse.com/costs/cost_of_wall_insulation.html | 1074.0338 | rate at $53.61/per labor hour and 0.01 hr/sq.ft, referenrce: https://www.homewyse.com/costs/cost_of_wall_insulation.html
Nonequipment | Wall Insulation | Increased Exterior Above-Grade Wall Insulation (R-13) | Code-Compliant Exterior Above-Grade Wall Insulation | Residential | New | Multi-Family | FL Zone 2 | Per Home | 6.75% | 3430 | 3430 | 0 | 0% | 20 | 0 | 0 | 1227.9314 | Per Home | 0 | No equipment cost | 0 | No Labor Cost | 528.7498 | rate at $0.4058/sq.ft, reference: https://www.homewyse.com/costs/cost_of_wall_insulation.html | 699.1817 | rate at $53.61/per labor hour and 0.01 hr/sq.ft, referenrce: https://www.homewyse.com/costs/cost_of_wall_insulation.html
Nonequipment | Wall Insulation | Increased Exterior Above-Grade Wall Insulation (R-13) | Code-Compliant Exterior Above-Grade Wall Insulation | Residential | New | Manufactured Home | FL Zone 2 | Per Home | 6.75% | 5436 | 5436 | 0 | 0% | 20 | 0 | 0 | 1261.2248 | Per Home | 0 | No equipment cost | 0 | No Labor Cost | 543.0859 | rate at $0.4058/sq.ft, reference: https://www.homewyse.com/costs/cost_of_wall_insulation.html | 718.1388 | rate at $53.61/per labor hour and 0.01 hr/sq.ft, referenrce: https://www.homewyse.com/costs/cost_of_wall_insulation.html
Nonequipment | Window Sun Protection | Window Film with SHGC of 0.35 Applied to Standard Window | Standard Window with below Code Required Minimum SHGC | Residential | Existing | Single Family | FL Zone 2 | Per Home | 19.5% | 3747.04 | 3442.7925 | 304.2475 | 8.12% | 10 | 0.1335 | -0.20945 | 1099.584 | Per Home | 0 | No equipment cost | 0 | No Labor Cost | 1099.584 | CMUA TRM, 2017, based on incremental cost for residential reflective window film | 0 | 0
Nonequipment | Window Sun Protection | Window Film with SHGC of 0.35 Applied to Standard Window | Standard Window with below Code Required Minimum SHGC | Residential | Existing | Multi-Family | FL Zone 2 | Per Home | 30% | 1815 | 1664.5757 | 150.4243 | 8.288% | 10 | 0.066005 | -0.10355 | 652.38 | Per Home | 0 | No equipment cost | 0 | No Labor Cost | 652.38 | CMUA TRM, 2017, based on incremental cost for residential reflective window film | 0 | 0
Nonequipment | Window Sun Protection | Window Film with SHGC of 0.35 Applied to Standard Window | Standard Window with below Code Required Minimum SHGC | Residential | Existing | Manufactured Home | FL Zone 2 | Per Home | 30% | 2493 | 2366.0465 | 126.9535 | 5.092% | 10 | 0.055707 | -0.087395 | 688.236 | Per Home | 0 | No equipment cost | 0 | No Labor Cost | 688.236 | CMUA TRM, 2017, based on incremental cost for residential reflective window film | 0 | 0
Nonequipment | Window Sun Protection | Window Film with SHGC of 0.35 Applied to Standard Window | Standard Window with below Code Required Minimum SHGC | Residential | New | Single Family | FL Zone 2 | Per Home | 19.5% | 3747.04 | 3442.7925 | 304.2475 | 8.12% | 10 | 0.1335 | -0.20945 | 1099.584 | Per Home | 0 | No equipment cost | 0 | No Labor Cost | 1099.584 | CMUA TRM, 2017, based on incremental cost for residential reflective window film | 0 | 0
Nonequipment | Window Sun Protection | Window Film with SHGC of 0.35 Applied to Standard Window | Standard Window with below Code Required Minimum SHGC | Residential | New | Multi-Family | FL Zone 2 | Per Home | 30% | 1815 | 1664.5757 | 150.4243 | 8.288% | 10 | 0.066005 | -0.10355 | 652.38 | Per Home | 0 | No equipment cost | 0 | No Labor Cost | 652.38 | CMUA TRM, 2017, based on incremental cost for residential reflective window film | 0 | 0
Nonequipment | Window Sun Protection | Window Film with SHGC of 0.35 Applied to Standard Window | Standard Window with below Code Required Minimum SHGC | Residential | New | Manufactured Home | FL Zone 2 | Per Home | 30% | 2493 | 2366.0465 | 126.9535 | 5.092% | 10 | 0.055707 | -0.087395 | 688.236 | Per Home | 0 | No equipment cost | 0 | No Labor Cost | 688.236 | CMUA TRM, 2017, based on incremental cost for residential reflective window film | 0 | 0
Nonequipment | Exterior Lighting Controls | Timer on Outdoor Lighting, Controlling 120 Watts | 120 Watts of Lighting, Manually Controlled | Residential | Existing | Single Family | FL Zone 2 | Per End Use Consumption | 1.89% | 113.88 | 56.94 | 56.94 | 50% | 10 | 0 | 0 | 52.3496 | Per Control | 0 | No equipment cost | 0 | No Labor Cost | 10.97 | Market Research, 2016, Home Depot | 41.3796 | rate at $82.76/per labor hour assume 0.5 hours work, https://www.homewyse.com/services/cost_to_install_lighting_control_system.html
Nonequipment | Exterior Lighting Controls | Timer on Outdoor Lighting, Controlling 120 Watts | 120 Watts of Lighting, Manually Controlled | Residential | Existing | Multi-Family | FL Zone 2 | Per End Use Consumption | 0% | 113.88 | 56.94 | 56.94 | 50% | 10 | 0 | 0 | 52.3496 | Per Control | 0 | No equipment cost | 0 | No Labor Cost | 10.97 | Market Research, 2016, Home Depot | 41.3796 | rate at $82.76/per labor hour assume 0.5 hours work, https://www.homewyse.com/services/cost_to_install_lighting_control_system.html
Nonequipment | Exterior Lighting Controls | Timer on Outdoor Lighting, Controlling 120 Watts | 120 Watts of Lighting, Manually Controlled | Residential | Existing | Manufactured Home | FL Zone 2 | Per End Use Consumption | 0% | 113.88 | 56.94 | 56.94 | 50% | 10 | 0 | 0 | 52.3496 | Per Control | 0 | No equipment cost | 0 | No Labor Cost | 10.97 | Market Research, 2016, Home Depot | 41.3796 | rate at $82.76/per labor hour assume 0.5 hours work, https://www.homewyse.com/services/cost_to_install_lighting_control_system.html
Nonequipment | Exterior Lighting Controls | Timer on Outdoor Lighting, Controlling 120 Watts | 120 Watts of Lighting, Manually Controlled | Residential | New | Single Family | FL Zone 2 | Per End Use Consumption | 9.45% | 113.88 | 56.94 | 56.94 | 50% | 10 | 0 | 0 | 52.3496 | Per Control | 0 | No equipment cost | 0 | No Labor Cost | 10.97 | Market Research, 2016, Home Depot | 41.3796 | rate at $82.76/per labor hour assume 0.5 hours work, https://www.homewyse.com/services/cost_to_install_lighting_control_system.html
Nonequipment | Exterior Lighting Controls | Timer on Outdoor Lighting, Controlling 120 Watts | 120 Watts of Lighting, Manually Controlled | Residential | New | Multi-Family | FL Zone 2 | Per End Use Consumption | 0% | 113.88 | 56.94 | 56.94 | 50% | 10 | 0 | 0 | 52.3496 | Per Control | 0 | No equipment cost | 0 | No Labor Cost | 10.97 | Market Research, 2016, Home Depot | 41.3796 | rate at $82.76/per labor hour assume 0.5 hours work, https://www.homewyse.com/services/cost_to_install_lighting_control_system.html
Nonequipment | Exterior Lighting Controls | Timer on Outdoor Lighting, Controlling 120 Watts | 120 Watts of Lighting, Manually Controlled | Residential | New | Manufactured Home | FL Zone 2 | Per End Use Consumption | 0% | 113.88 | 56.94 | 56.94 | 50% | 10 | 0 | 0 | 52.3496 | Per Control | 0 | No equipment cost | 0 | No Labor Cost | 10.97 | Market Research, 2016, Home Depot | 41.3796 | rate at $82.76/per labor hour assume 0.5 hours work, https://www.homewyse.com/services/cost_to_install_lighting_control_system.html
Nonequipment | Interior Lighting Controls | Switch Mounted Occupancy Sensor, 120 Watts Controlled | 120 Watts of Lighting, Manually Controlled | Residential | Existing | Single Family | FL Zone 2 | Per End Use Consumption | 3.06% | 126.9501 | 90.6786 | 36.2714 | 28.57% | 8 | 0.0049193 | 0.0037144 | 63.5396 | Per Control | 0 | No equipment cost | 0 | No Labor Cost | 22.16 | Room vacancy sensor (https://www.homedepot.com/p/Lithonia-Lighting-Decorator-Vacancy-Motion-Sensing-Self-Contained-Relay-Wall-Switch-White-SSD-VA-120-WH/203606977?cm_mmc=Shopping%7cVF%7cG%7c0%7cG-VF-PLA%7c&gclid=EAIaIQobChMI08z2kJXH2wIVylqGCh2w_g8DEAYYBCABEgI4-_D_BwE&dclid=CLigjJyVx9sCFREEDAodJk8H3g) | 41.3796 | rate at $82.76/per labor hour assume 0.5 hours work, https://www.homewyse.com/services/cost_to_install_lighting_control_system.html
Nonequipment | Interior Lighting Controls | Switch Mounted Occupancy Sensor, 120 Watts Controlled | 120 Watts of Lighting, Manually Controlled | Residential | Existing | Multi-Family | FL Zone 2 | Per End Use Consumption | 3.06% | 126.9501 | 90.6786 | 36.2714 | 28.57% | 8 | 0.0049193 | 0.0037144 | 63.5396 | Per Control | 0 | No equipment cost | 0 | No Labor Cost | 22.16 | Room vacancy sensor (https://www.homedepot.com/p/Lithonia-Lighting-Decorator-Vacancy-Motion-Sensing-Self-Contained-Relay-Wall-Switch-White-SSD-VA-120-WH/203606977?cm_mmc=Shopping%7cVF%7cG%7c0%7cG-VF-PLA%7c&gclid=EAIaIQobChMI08z2kJXH2wIVylqGCh2w_g8DEAYYBCABEgI4-_D_BwE&dclid=CLigjJyVx9sCFREEDAodJk8H3g) | 41.3796 | rate at $82.76/per labor hour assume 0.5 hours work, https://www.homewyse.com/services/cost_to_install_lighting_control_system.html
Nonequipment | Interior Lighting Controls | Switch Mounted Occupancy Sensor, 120 Watts Controlled | 120 Watts of Lighting, Manually Controlled | Residential | Existing | Manufactured Home | FL Zone 2 | Per End Use Consumption | 3.06% | 126.9501 | 90.6786 | 36.2714 | 28.57% | 8 | 0.0049193 | 0.0037144 | 63.5396 | Per Control | 0 | No equipment cost | 0 | No Labor Cost | 22.16 | Room vacancy sensor (https://www.homedepot.com/p/Lithonia-Lighting-Decorator-Vacancy-Motion-Sensing-Self-Contained-Relay-Wall-Switch-White-SSD-VA-120-WH/203606977?cm_mmc=Shopping%7cVF%7cG%7c0%7cG-VF-PLA%7c&gclid=EAIaIQobChMI08z2kJXH2wIVylqGCh2w_g8DEAYYBCABEgI4-_D_BwE&dclid=CLigjJyVx9sCFREEDAodJk8H3g) | 41.3796 | rate at $82.76/per labor hour assume 0.5 hours work, https://www.homewyse.com/services/cost_to_install_lighting_control_system.html
Nonequipment | Interior Lighting Controls | Switch Mounted Occupancy Sensor, 120 Watts Controlled | 120 Watts of Lighting, No control (manual switch only) | Residential | New | Single Family | FL Zone 2 | Per End Use Consumption | 15.3% | 126.9501 | 90.6786 | 36.2714 | 28.57% | 8 | 0.0049193 | 0.0037144 | 63.5396 | Per Control | 0 | No equipment cost | 0 | No Labor Cost | 22.16 | Room vacancy sensor (https://www.homedepot.com/p/Lithonia-Lighting-Decorator-Vacancy-Motion-Sensing-Self-Contained-Relay-Wall-Switch-White-SSD-VA-120-WH/203606977?cm_mmc=Shopping%7cVF%7cG%7c0%7cG-VF-PLA%7c&gclid=EAIaIQobChMI08z2kJXH2wIVylqGCh2w_g8DEAYYBCABEgI4-_D_BwE&dclid=CLigjJyVx9sCFREEDAodJk8H3g) | 41.3796 | rate at $82.76/per labor hour assume 0.5 hours work, https://www.homewyse.com/services/cost_to_install_lighting_control_system.html
Nonequipment | Interior Lighting Controls | Switch Mounted Occupancy Sensor, 120 Watts Controlled | 120 Watts of Lighting, No control (manual switch only) | Residential | New | Multi-Family | FL Zone 2 | Per End Use Consumption | 15.3% | 126.9501 | 90.6786 | 36.2714 | 28.57% | 8 | 0.0049193 | 0.0037144 | 63.5396 | Per Control | 0 | No equipment cost | 0 | No Labor Cost | 22.16 | Room vacancy sensor (https://www.homedepot.com/p/Lithonia-Lighting-Decorator-Vacancy-Motion-Sensing-Self-Contained-Relay-Wall-Switch-White-SSD-VA-120-WH/203606977?cm_mmc=Shopping%7cVF%7cG%7c0%7cG-VF-PLA%7c&gclid=EAIaIQobChMI08z2kJXH2wIVylqGCh2w_g8DEAYYBCABEgI4-_D_BwE&dclid=CLigjJyVx9sCFREEDAodJk8H3g) | 41.3796 | rate at $82.76/per labor hour assume 0.5 hours work, https://www.homewyse.com/services/cost_to_install_lighting_control_system.html
Nonequipment | Interior Lighting Controls | Switch Mounted Occupancy Sensor, 120 Watts Controlled | 120 Watts of Lighting, No control (manual switch only) | Residential | New | Manufactured Home | FL Zone 2 | Per End Use Consumption | 15.3% | 126.9501 | 90.6786 | 36.2714 | 28.57% | 8 | 0.0049193 | 0.0037144 | 63.5396 | Per Control | 0 | No equipment cost | 0 | No Labor Cost | 22.16 | Room vacancy sensor (https://www.homedepot.com/p/Lithonia-Lighting-Decorator-Vacancy-Motion-Sensing-Self-Contained-Relay-Wall-Switch-White-SSD-VA-120-WH/203606977?cm_mmc=Shopping%7cVF%7cG%7c0%7cG-VF-PLA%7c&gclid=EAIaIQobChMI08z2kJXH2wIVylqGCh2w_g8DEAYYBCABEgI4-_D_BwE&dclid=CLigjJyVx9sCFREEDAodJk8H3g) | 41.3796 | rate at $82.76/per labor hour assume 0.5 hours work, https://www.homewyse.com/services/cost_to_install_lighting_control_system.html
Nonequipment | Solar Attic Fan | Standard Central Air Conditioning with Solar Attic Fan | Standard Central Air Conditioning, No Solar Attic Fan | Residential | Existing | Single Family | FL Zone 2 | Per End Use Consumption | 1.976% | 3747.04 | 3522.2176 | 224.8224 | 6% | 15 | 0.077312 | 0 | 575 | Per Unit | 0 | No equipment cost | 0 | No Labor Cost | 450 | https://www.hgtv.com/remodel/mechanical-systems/the-perks-of-solar-powered-attic-fans | 125 | https://www.hgtv.com/remodel/mechanical-systems/the-perks-of-solar-powered-attic-fans
Nonequipment | Solar Attic Fan | Standard Central Air Conditioning with Solar Attic Fan | Standard Central Air Conditioning, No Solar Attic Fan | Residential | Existing | Multi-Family | FL Zone 2 | Per End Use Consumption | 0.95% | 1815 | 1706.1 | 108.9 | 6% | 15 | 0.037449 | 0 | 575 | Per Unit | 0 | No equipment cost | 0 | No Labor Cost | 450 | https://www.hgtv.com/remodel/mechanical-systems/the-perks-of-solar-powered-attic-fans | 125 | https://www.hgtv.com/remodel/mechanical-systems/the-perks-of-solar-powered-attic-fans
Nonequipment | Solar Attic Fan | Standard Central Air Conditioning with Solar Attic Fan | Standard Central Air Conditioning, No Solar Attic Fan | Residential | Existing | Manufactured Home | FL Zone 2 | Per End Use Consumption | 0.95% | 2493 | 2343.42 | 149.58 | 6% | 15 | 0.051438 | 0 | 575 | Per Unit | 0 | No equipment cost | 0 | No Labor Cost | 450 | https://www.hgtv.com/remodel/mechanical-systems/the-perks-of-solar-powered-attic-fans | 125 | https://www.hgtv.com/remodel/mechanical-systems/the-perks-of-solar-powered-attic-fans
Nonequipment | Solar Attic Fan | Standard Central Air Conditioning with Solar Attic Fan | Standard Central Air Conditioning, No Solar Attic Fan | Residential | New | Single Family | FL Zone 2 | Per End Use Consumption | 5.32% | 3747.04 | 3522.2176 | 224.8224 | 6% | 15 | 0.077312 | 0 | 575 | Per Unit | 0 | No equipment cost | 0 | No Labor Cost | 450 | https://www.hgtv.com/remodel/mechanical-systems/the-perks-of-solar-powered-attic-fans | 125 | https://www.hgtv.com/remodel/mechanical-systems/the-perks-of-solar-powered-attic-fans
Nonequipment | Solar Attic Fan | Standard Central Air Conditioning with Solar Attic Fan | Standard Central Air Conditioning, No Solar Attic Fan | Residential | New | Multi-Family | FL Zone 2 | Per End Use Consumption | 0.95% | 1815 | 1706.1 | 108.9 | 6% | 15 | 0.037449 | 0 | 575 | Per Unit | 0 | No equipment cost | 0 | No Labor Cost | 450 | https://www.hgtv.com/remodel/mechanical-systems/the-perks-of-solar-powered-attic-fans | 125 | https://www.hgtv.com/remodel/mechanical-systems/the-perks-of-solar-powered-attic-fans
Nonequipment | Solar Attic Fan | Standard Central Air Conditioning with Solar Attic Fan | Standard Central Air Conditioning, No Solar Attic Fan | Residential | New | Manufactured Home | FL Zone 2 | Per End Use Consumption | 0.95% | 2493 | 2343.42 | 149.58 | 6% | 15 | 0.051438 | 0 | 575 | Per Unit | 0 | No equipment cost | 0 | No Labor Cost | 450 | https://www.hgtv.com/remodel/mechanical-systems/the-perks-of-solar-powered-attic-fans | 125 | https://www.hgtv.com/remodel/mechanical-systems/the-perks-of-solar-powered-attic-fans

## DEF_RES2019_3_22
Scenario | Segment | EndUse | EquipType | CE Test | Vintage | Measure Code | Name | Description | Type | Measure Life | Competition Group | Applicability | Adoption Curve | Energy Savings % | 2020 Energy Savings | 2020 Summer Peak Savings | 2020 Winter Peak Savings
Tech | Single Family | Electronics | Television | TRC | New | NN596 | Smart Power Strip | Smart Power Strip | NonEquip | 5 |  | 22.5% | Tech/Econ | 2.366% | 10771.3601 | 1.1865 | 0.92579
Tech | Single Family | Electronics | Television | TRC | Existing | NE593 | Smart Power Strip | Smart Power Strip | NonEquip | 5 |  | 22.5% | Tech/Econ | 2.366% | 654127.4153 | 72.0527 | 56.222
Tech | Single Family | Electronics | Television | TRC | Turnover | ET137 | ENERGY STAR TV | Energy Star TV | Equip | 6 | Television | 42% | Tech/Econ | 35.1% | 21247264.32 | 4249.0428 | 2541.8405
Tech | Single Family | Electronics | Television | TRC | New | EN143 | ENERGY STAR TV | Energy Star TV | Equip | 6 | Television | 42% | Tech/Econ | 35.1% | 349873.6342 | 69.968 | 41.8559
Tech | Single Family | Domestic Hot Water | Solar | TRC | New | NN590 | Water Heater Timeclock | Water Heater Timeclock | NonEquip | 7 |  | 18% | Tech/Econ | 5% | 0 | 0 | 0
Tech | Single Family | Domestic Hot Water | Solar | TRC | New | NN584 | Water Heater Thermostat Setback (temperature check card) | Water Heater Thermostat Setback | NonEquip | 4 |  | 9.142% | Tech/Econ | 1.894% | 0 | 0 | 0
Tech | Single Family | Domestic Hot Water | Solar | TRC | New | NN578 | Water Heater Blanket | Water Heater Blanket | NonEquip | 7 |  | 1.582% | Tech/Econ | 13.08% | 70.9752 | 0.0063928 | 0.013761
Tech | Single Family | Domestic Hot Water | Solar | TRC | New | NN572 | Thermostatic Shower Restriction Valve | Thermostatic Shower Restriction Valve | NonEquip | 10 |  | 12.19% | Tech/Econ | 4.798% | 0 | 0 | 0
Tech | Single Family | Domestic Hot Water | Solar | TRC | New | NN566 | Low Flow Showerhead | Low Flow Showerhead | NonEquip | 9 |  | 80% | Tech/Econ | 15.28% | 4776.453 | 0.43022 | 0.92609
Tech | Single Family | Domestic Hot Water | Solar | TRC | New | NN560 | Hot Water Pipe Insulation | Hot Water Pipe Insulation | NonEquip | 13 |  | 11.43% | Tech/Econ | 7.656% | 231.0026 | 0.020807 | 0.044788
Tech | Single Family | Domestic Hot Water | Solar | TRC | New | NN554 | Heat Trap | Heat Trap | NonEquip | 10 |  | 9.142% | Tech/Econ | 6.849% | 0 | 0 | 0
Tech | Single Family | Domestic Hot Water | Solar | TRC | New | NN548 | Faucet Aerator | Faucet Aerator | NonEquip | 10 |  | 13.71% | Tech/Econ | 1.502% | 0 | 0 | 0
Tech | Single Family | Domestic Hot Water | Solar | TRC | New | NN542 | Drain Water Heat Recovery | Drain Water Heat Recovery | NonEquip | 15 |  | 9.5% | Tech/Econ | 12.3% | 400.0261 | 0.036031 | 0.07756
Tech | Single Family | Domestic Hot Water | Solar | TRC | Existing | NE587 | Water Heater Timeclock | Water Heater Timeclock | NonEquip | 7 |  | 21.6% | Tech/Econ | 5% | 24870.87 | 0 | 0
Tech | Single Family | Domestic Hot Water | Solar | TRC | Existing | NE581 | Water Heater Thermostat Setback (temperature check card) | Water Heater Thermostat Setback | NonEquip | 4 |  | 1.582% | Tech/Econ | 1.894% | 681.5699 | 0.06139 | 0.13215
Tech | Single Family | Domestic Hot Water | Solar | TRC | Existing | NE575 | Water Heater Blanket | Water Heater Blanket | NonEquip | 7 |  | 9.142% | Tech/Econ | 13.67% | 29562.0037 | 2.6627 | 5.7317
Tech | Single Family | Domestic Hot Water | Solar | TRC | Existing | NE569 | Thermostatic Shower Restriction Valve | Thermostatic Shower Restriction Valve | NonEquip | 10 |  | 2.11% | Tech/Econ | 4.798% | 2305.6358 | 0.20767 | 0.44703
Tech | Single Family | Domestic Hot Water | Solar | TRC | Existing | NE563 | Low Flow Showerhead | Low Flow Showerhead | NonEquip | 9 |  | 2.11% | Tech/Econ | 15.28% | 7649.3481 | 0.68898 | 1.4831
Tech | Single Family | Domestic Hot Water | Solar | TRC | Existing | NE557 | Hot Water Pipe Insulation | Hot Water Pipe Insulation | NonEquip | 13 |  | 1.978% | Tech/Econ | 7.656% | 3496.1632 | 0.3149 | 0.67786
Tech | Single Family | Domestic Hot Water | Solar | TRC | Existing | NE551 | Heat Trap | Heat Trap | NonEquip | 10 |  | 1.582% | Tech/Econ | 6.849% | 2498.1584 | 0.22501 | 0.48436
Tech | Single Family | Domestic Hot Water | Solar | TRC | Existing | NE545 | Faucet Aerator | Faucet Aerator | NonEquip | 10 |  | 2.373% | Tech/Econ | 3.604% | 1946.3804 | 0.17531 | 0.37738
Tech | Single Family | Domestic Hot Water | Solar | TRC | Existing | NE539 | Drain Water Heat Recovery | Drain Water Heat Recovery | NonEquip | 15 |  | 9.5% | Tech/Econ | 12.3% | 27297.919 | 2.4587 | 5.2927
Tech | Single Family | Domestic Hot Water | Solar | TRC | Turnover | ET92 | Solar Water Heater | Solar Water Heater | Equip | 15 | Solar | 21.56% | Tech/Econ | 76.67% | 469986.538 | 35.1277 | 4.9317
Tech | Single Family | Domestic Hot Water | Solar | TRC | New | EN98 | Solar Water Heater | Solar Water Heater | Equip | 15 | Solar | 21.56% | Tech/Econ | 76.67% | 7739.1562 | 0.57844 | 0.08121
Tech | Single Family | Space Heating | Room heating | TRC | New | NN896 | Wall Insulation | Wall Insulation | NonEquip | 20 |  | 6.75% | Tech/Econ | 0% | 0 | 0 | 0
Tech | Single Family | Space Heating | Room heating | TRC | New | NN884 | Storm Door | Storm Door | NonEquip | 20 |  | 0% | Tech/Econ | 0.9362% | 0 | 0 | 0
Tech | Single Family | Space Heating | Room heating | TRC | New | NN866 | Spray Foam Insulation (Base: R30) | Spray Foam Insulation(Base R30) | NonEquip | 20 |  | 72% | Tech/Econ | 3.99% | 7020.4597 | 0 | 22.8564
Tech | Single Family | Space Heating | Room heating | TRC | New | NN854 | Spray Foam Insulation (Base: R2) | Spray Foam Insulation(Base R2) | NonEquip | 20 |  | 0% | Tech/Econ | 33.29% | 0 | 0 | 0
Tech | Single Family | Space Heating | Room heating | TRC | New | NN842 | Spray Foam Insulation (Base: R19) | Spray Foam Insulation(Base R19) | NonEquip | 20 |  | 0% | Tech/Econ | 7.709% | 0 | 0 | 0
Tech | Single Family | Space Heating | Room heating | TRC | New | NN830 | Spray Foam Insulation (Base: R12) | Spray Foam Insulation(Base R12) | NonEquip | 20 |  | 0% | Tech/Econ | 12.39% | 0 | 0 | 0
Tech | Single Family | Space Heating | Room heating | TRC | New | NN824 | Smart Thermostats | Smart Thermostat | NonEquip | 11 |  | 22.5% | Tech/Econ | 4% | 5632.3039 | 0 | 0
Tech | Single Family | Space Heating | Room heating | TRC | New | NN812 | Sealed crawlspace | Sealed crawlspace | NonEquip | 11 |  | 5.88% | Tech/Econ | 0% | 0 | 0 | 0
Tech | Single Family | Space Heating | Room heating | TRC | New | NN794 | Radiant Barrier | Radiant Barrier | NonEquip | 20 |  | 6.056% | Tech/Econ | 10% | 3813.1647 | 0 | 5.6966
Tech | Single Family | Space Heating | Room heating | TRC | New | NN788 | Programmable Thermostat | Programmable Thermostat | NonEquip | 11 |  | 2% | Tech/Econ | 1.72% | 0 | 0 | 0
Tech | Single Family | Space Heating | Room heating | TRC | New | NN776 | HVAC ECM Motor | HVAC ECM Motor | NonEquip | 15 |  | 26.32% | Tech/Econ | 0.6245% | 0 | 0 | 0
Tech | Single Family | Space Heating | Room heating | TRC | New | NN764 | Home Energy Management System | Home Energy Management System | NonEquip | 11 |  | 0.95% | Tech/Econ | 15% | 949.9512 | 0 | 0.99699
Tech | Single Family | Space Heating | Room heating | TRC | New | NN746 | Heat Pump Tune Up | Heat Pump Tune Up | NonEquip | 2 | Heat pump-heating | 0% | Tech/Econ | 0% | 0 | 0 | 0
Tech | Single Family | Space Heating | Room heating | TRC | New | NN740 | Green Roof | Green Roof | NonEquip | 20 |  | 9.72% | Tech/Econ | 14.65% | 9481.6243 | 0 | 14.1648
Tech | Single Family | Space Heating | Room heating | TRC | New | NN728 | Floor Insulation | Floor Insulation | NonEquip | 20 |  | 3.36% | Tech/Econ | 0% | 0 | 0 | 0
Tech | Single Family | Space Heating | Room heating | TRC | New | NN722 | ENERGY STAR Windows | Energy Star Windows | NonEquip | 20 |  | 19% | Tech/Econ | 1.093% | 0 | 0 | 0
Tech | Single Family | Space Heating | Room heating | TRC | New | NN710 | ENERGY STAR Door | Energy Star Door | NonEquip | 20 |  | 14.25% | Tech/Econ | 1.166% | 0 | 0 | 0
Tech | Single Family | Space Heating | Room heating | TRC | New | NN698 | ENERGY STAR Certified Roof Products | Energy Star Certified Roof Products | NonEquip | 20 |  | 32.4% | Tech/Econ | 12.5% | 26576.1343 | 0 | 39.7026
Tech | Single Family | Space Heating | Room heating | TRC | New | NN686 | Duct Repair | Duct Repair | NonEquip | 11 |  | 0% | Tech/Econ | 0% | 0 | 0 | 0
Tech | Single Family | Space Heating | Room heating | TRC | New | NN674 | Duct Insulation | Duct Insulation | NonEquip | 15 |  | 0% | Tech/Econ | 0% | 0 | 0 | 0
Tech | Single Family | Space Heating | Room heating | TRC | New | NN650 | Ceiling Insulation (R30 to R38) | Ceiling Insulation(R30 to R38) | NonEquip | 20 |  | 8% | Tech/Econ | 2.011% | 0 | 0 | 0
Tech | Single Family | Space Heating | Room heating | TRC | New | NN638 | Ceiling Insulation (R2 to R38) | Ceiling Insulation(R2 to R38) | NonEquip | 20 |  | 0% | Tech/Econ | 34.48% | 0 | 0 | 0
Tech | Single Family | Space Heating | Room heating | TRC | New | NN626 | Ceiling Insulation (R19 to R38) | Ceiling Insulation(R19 to R38) | NonEquip | 20 |  | 0% | Tech/Econ | 6.429% | 0 | 0 | 0
Tech | Single Family | Space Heating | Room heating | TRC | New | NN614 | Ceiling Insulation (R12 to R38) | Ceiling Insulation(R12 to R38) | NonEquip | 20 |  | 0% | Tech/Econ | 11.98% | 0 | 0 | 0
Tech | Single Family | Space Heating | Room heating | TRC | Existing | NE893 | Wall Insulation | Wall Insulation | NonEquip | 20 |  | 4.5% | Tech/Econ | 27.09% | 466785.3651 | 0 | 386.9471
Tech | Single Family | Space Heating | Room heating | TRC | Existing | NE881 | Storm Door | Storm Door | NonEquip | 20 |  | 0% | Tech/Econ | 1.413% | 0 | 0 | 0
Tech | Single Family | Space Heating | Room heating | TRC | Existing | NE863 | Spray Foam Insulation (Base: R30) | Spray Foam Insulation(Base R30) | NonEquip | 20 |  | 35.13% | Tech/Econ | 3.99% | 473052.3906 | 0 | 1540.1075
Tech | Single Family | Space Heating | Room heating | TRC | Existing | NE851 | Spray Foam Insulation (Base: R2) | Spray Foam Insulation(Base R2) | NonEquip | 20 |  | 14.63% | Tech/Econ | 33.29% | 1959985.937 | 0 | 2996.6337
Tech | Single Family | Space Heating | Room heating | TRC | Existing | NE839 | Spray Foam Insulation (Base: R19) | Spray Foam Insulation(Base R19) | NonEquip | 20 |  | 5.725% | Tech/Econ | 7.709% | 151011.2396 | 0 | 348.6209
Tech | Single Family | Space Heating | Room heating | TRC | Existing | NE827 | Spray Foam Insulation (Base: R12) | Spray Foam Insulation(Base R12) | NonEquip | 20 |  | 14.21% | Tech/Econ | 12.39% | 638249.458 | 0 | 1236.7519
Tech | Single Family | Space Heating | Room heating | TRC | Existing | NE821 | Smart Thermostats | Smart Thermostat | NonEquip | 11 |  | 22.5% | Tech/Econ | 4% | 306484.6359 | 0 | 0
Tech | Single Family | Space Heating | Room heating | TRC | Existing | NE809 | Sealed crawlspace | Sealed crawlspace | NonEquip | 11 |  | 5.88% | Tech/Econ | 1.167% | 22621.6931 | 0 | 33.795
Tech | Single Family | Space Heating | Room heating | TRC | Existing | NE791 | Radiant Barrier | Radiant Barrier | NonEquip | 20 |  | 1.853% | Tech/Econ | 10% | 64719.5088 | 0 | 96.6858
Tech | Single Family | Space Heating | Room heating | TRC | Existing | NE785 | Programmable Thermostat | Programmable Thermostat | NonEquip | 11 |  | 2% | Tech/Econ | 1.72% | 11367.9182 | 0 | 0
Tech | Single Family | Space Heating | Room heating | TRC | Existing | NE773 | HVAC ECM Motor | HVAC ECM Motor | NonEquip | 15 |  | 9.945% | Tech/Econ | 0.6245% | 20453.3165 | 0 | 35.5074
Tech | Single Family | Space Heating | Room heating | TRC | Existing | NE761 | Home Energy Management System | Home Energy Management System | NonEquip | 11 |  | 0.95% | Tech/Econ | 15% | 53907.5843 | 0 | 56.5769
Tech | Single Family | Space Heating | Room heating | TRC | Existing | NE743 | Heat Pump Tune Up | Heat Pump Tune Up | NonEquip | 2 | Heat pump-heating | 0% | Tech/Econ | 5% | 0 | 0 | 0
Tech | Single Family | Space Heating | Room heating | TRC | Existing | NE737 | Green Roof | Green Roof | NonEquip | 20 |  | 0.0675% | Tech/Econ | 14.65% | 3736.533 | 0 | 5.5821
Tech | Single Family | Space Heating | Room heating | TRC | Existing | NE719 | ENERGY STAR Windows | Energy Star Windows | NonEquip | 20 |  | 19% | Tech/Econ | 3.196% | 202073.0824 | 0 | 811.3807
Tech | Single Family | Space Heating | Room heating | TRC | Existing | NE707 | ENERGY STAR Door | Energy Star Door | NonEquip | 20 |  | 14.25% | Tech/Econ | 1.643% | 77330.7811 | 0 | 148.5284
Tech | Single Family | Space Heating | Room heating | TRC | Existing | NE695 | ENERGY STAR Certified Roof Products | Energy Star Certified Roof Products | NonEquip | 20 |  | 32.4% | Tech/Econ | 12.5% | 1529775.704 | 0 | 2285.363
Tech | Single Family | Space Heating | Room heating | TRC | Existing | NE683 | Duct Repair | Duct Repair | NonEquip | 11 |  | 14.08% | Tech/Econ | 12% | 601711.2239 | 0 | 898.9086
Tech | Single Family | Space Heating | Room heating | TRC | Existing | NE671 | Duct Insulation | Duct Insulation | NonEquip | 15 |  | 0% | Tech/Econ | 2.045% | 0 | 0 | 0
Tech | Single Family | Space Heating | Room heating | TRC | Existing | NE647 | Ceiling Insulation (R30 to R38) | Ceiling Insulation(R30 to R38) | NonEquip | 20 |  | 3.904% | Tech/Econ | 2.011% | 25964.3254 | 0 | 33.3771
Tech | Single Family | Space Heating | Room heating | TRC | Existing | NE635 | Ceiling Insulation (R2 to R38) | Ceiling Insulation(R2 to R38) | NonEquip | 20 |  | 1.625% | Tech/Econ | 34.48% | 226862.0915 | 0 | 310.912
Tech | Single Family | Space Heating | Room heating | TRC | Existing | NE623 | Ceiling Insulation (R19 to R38) | Ceiling Insulation(R19 to R38) | NonEquip | 20 |  | 0.6361% | Tech/Econ | 6.429% | 13932.0877 | 0 | 18.6688
Tech | Single Family | Space Heating | Room heating | TRC | Existing | NE611 | Ceiling Insulation (R12 to R38) | Ceiling Insulation(R12 to R38) | NonEquip | 20 |  | 1.579% | Tech/Econ | 11.98% | 66196.407 | 0 | 89.5033
Tech | Single Family | Space Heating | Room heating | TRC | Existing | NE605 | Air Sealing/Infiltration Control | Air Sealing-Infiltration Control | NonEquip | 11 |  | 20.8% | Tech/Econ | 9% | 652796.1153 | 0 | 975.2254
Tech | Single Family | Space Cooling | Room AC | TRC | New | NN920 | Solar Attic Fan | Solar Attic Fan | NonEquip | 15 |  | 5.32% | Tech/Econ | 6% | 0 | 0 | 0
Tech | Single Family | Space Cooling | Room AC | TRC | New | NN902 | Window Sun Protection | Window Sun Protection | NonEquip | 10 |  | 19.5% | Tech/Econ | 8.12% | 0 | 0 | 0
Tech | Single Family | Space Cooling | Room AC | TRC | New | NN878 | Storm Door | Storm Door | NonEquip | 20 |  | 0% | Tech/Econ | 1.408% | 0 | 0 | 0
Tech | Single Family | Space Cooling | Room AC | TRC | New | NN872 | Spray Foam Insulation (Base: R30) | Spray Foam Insulation(Base R30) | NonEquip | 20 |  | 72% | Tech/Econ | 11.62% | 24410.4518 | 13.3728 | 0
Tech | Single Family | Space Cooling | Room AC | TRC | New | NN860 | Spray Foam Insulation (Base: R2) | Spray Foam Insulation(Base R2) | NonEquip | 20 |  | 0% | Tech/Econ | 34.78% | 0 | 0 | 0
Tech | Single Family | Space Cooling | Room AC | TRC | New | NN848 | Spray Foam Insulation (Base: R19) | Spray Foam Insulation(Base R19) | NonEquip | 20 |  | 0% | Tech/Econ | 14.4% | 0 | 0 | 0
Tech | Single Family | Space Cooling | Room AC | TRC | New | NN836 | Spray Foam Insulation (Base: R12) | Spray Foam Insulation(Base R12) | NonEquip | 20 |  | 0% | Tech/Econ | 18.12% | 0 | 0 | 0
Tech | Single Family | Space Cooling | Room AC | TRC | New | NN818 | Smart Thermostats | Smart Thermostat | NonEquip | 11 |  | 22.5% | Tech/Econ | 4% | 0 | 0 | 0
Tech | Single Family | Space Cooling | Room AC | TRC | New | NN800 | Radiant Barrier | Radiant Barrier | NonEquip | 20 |  | 6.056% | Tech/Econ | 10% | 0 | 0 | 0
Tech | Single Family | Space Cooling | Room AC | TRC | New | NN782 | Programmable Thermostat | Programmable Thermostat | NonEquip | 11 |  | 2% | Tech/Econ | 1.72% | 0 | 0 | 0
Tech | Single Family | Space Cooling | Room AC | TRC | New | NN770 | HVAC ECM Motor | HVAC ECM Motor | NonEquip | 15 |  | 26.32% | Tech/Econ | 0.8032% | 0 | 0 | 0
Tech | Single Family | Space Cooling | Room AC | TRC | New | NN758 | Home Energy Management System | Home Energy Management System | NonEquip | 11 |  | 0.95% | Tech/Econ | 7.12% | 0 | 0 | 0
Tech | Single Family | Space Cooling | Room AC | TRC | New | NN752 | Heat Pump Tune Up | Heat Pump Tune Up | NonEquip | 2 | Heat pump-cooling | 0% | Tech/Econ | 0% | 0 | 0 | 0
Tech | Single Family | Space Cooling | Room AC | TRC | New | NN734 | Green Roof | Green Roof | NonEquip | 20 |  | 9.72% | Tech/Econ | 14.65% | 5467.0697 | 4.2364 | 0
Tech | Single Family | Space Cooling | Room AC | TRC | New | NN716 | ENERGY STAR Windows | Energy Star Windows | NonEquip | 20 |  | 19% | Tech/Econ | 4.353% | 0 | 0 | 0
Tech | Single Family | Space Cooling | Room AC | TRC | New | NN704 | ENERGY STAR Door | Energy Star Door | NonEquip | 20 |  | 14.25% | Tech/Econ | 1.754% | 0 | 0 | 0
Tech | Single Family | Space Cooling | Room AC | TRC | New | NN692 | ENERGY STAR Certified Roof Products | Energy Star Certified Roof Products | NonEquip | 20 |  | 32.4% | Tech/Econ | 12.5% | 15323.7012 | 11.8744 | 0
Tech | Single Family | Space Cooling | Room AC | TRC | New | NN656 | Ceiling Insulation (R30 to R38) | Ceiling Insulation(R30 to R38) | NonEquip | 20 |  | 8% | Tech/Econ | 1.432% | 0 | 0 | 0
Tech | Single Family | Space Cooling | Room AC | TRC | New | NN644 | Ceiling Insulation (R2 to R38) | Ceiling Insulation(R2 to R38) | NonEquip | 20 |  | 0% | Tech/Econ | 29.55% | 0 | 0 | 0
Tech | Single Family | Space Cooling | Room AC | TRC | New | NN632 | Ceiling Insulation (R19 to R38) | Ceiling Insulation(R19 to R38) | NonEquip | 20 |  | 0% | Tech/Econ | 5.005% | 0 | 0 | 0
Tech | Single Family | Space Cooling | Room AC | TRC | New | NN620 | Ceiling Insulation (R12 to R38) | Ceiling Insulation(R12 to R38) | NonEquip | 20 |  | 0% | Tech/Econ | 9.56% | 0 | 0 | 0
Tech | Single Family | Space Cooling | Room AC | TRC | New | NN602 | Air Sealing/Infiltration Control | Air Sealing-Infiltration Control | NonEquip | 11 |  | 20.8% | Tech/Econ | 0% | 0 | 0 | 0
Tech | Single Family | Space Cooling | Room AC | TRC | Existing | NE917 | Solar Attic Fan | Solar Attic Fan | NonEquip | 15 |  | 1.976% | Tech/Econ | 6% | 20126.4378 | 6.9211 | 0
Tech | Single Family | Space Cooling | Room AC | TRC | Existing | NE899 | Window Sun Protection | Window Sun Protection | NonEquip | 10 |  | 19.5% | Tech/Econ | 8.12% | 273292.1589 | 119.9193 | -188.1353
Tech | Single Family | Space Cooling | Room AC | TRC | Existing | NE887 | Wall Insulation | Wall Insulation | NonEquip | 20 |  | 4.5% | Tech/Econ | 5.498% | 41947.8815 | 84.3065 | 0
Tech | Single Family | Space Cooling | Room AC | TRC | Existing | NE875 | Storm Door | Storm Door | NonEquip | 20 |  | 0% | Tech/Econ | 2.126% | 0 | 0 | 0
Tech | Single Family | Space Cooling | Room AC | TRC | Existing | NE869 | Spray Foam Insulation (Base: R30) | Spray Foam Insulation(Base R30) | NonEquip | 20 |  | 35.13% | Tech/Econ | 11.62% | 799383.417 | 437.9256 | 0
Tech | Single Family | Space Cooling | Room AC | TRC | Existing | NE857 | Spray Foam Insulation (Base: R2) | Spray Foam Insulation(Base R2) | NonEquip | 20 |  | 14.63% | Tech/Econ | 34.78% | 1187560.227 | 904.3918 | 0
Tech | Single Family | Space Cooling | Room AC | TRC | Existing | NE845 | Spray Foam Insulation (Base: R19) | Spray Foam Insulation(Base R19) | NonEquip | 20 |  | 5.725% | Tech/Econ | 14.4% | 176843.5859 | 107.8773 | 0
Tech | Single Family | Space Cooling | Room AC | TRC | Existing | NE833 | Spray Foam Insulation (Base: R12) | Spray Foam Insulation(Base R12) | NonEquip | 20 |  | 14.21% | Tech/Econ | 18.12% | 567033.5816 | 373.8155 | 0
Tech | Single Family | Space Cooling | Room AC | TRC | Existing | NE815 | Smart Thermostats | Smart Thermostat | NonEquip | 11 |  | 22.5% | Tech/Econ | 4% | 152174.5391 | 0 | 0
Tech | Single Family | Space Cooling | Room AC | TRC | Existing | NE797 | Radiant Barrier | Radiant Barrier | NonEquip | 20 |  | 1.853% | Tech/Econ | 10% | 34800.3622 | 26.9669 | 0
Tech | Single Family | Space Cooling | Room AC | TRC | Existing | NE779 | Programmable Thermostat | Programmable Thermostat | NonEquip | 11 |  | 2% | Tech/Econ | 1.72% | 5743.8009 | 0 | 0
Tech | Single Family | Space Cooling | Room AC | TRC | Existing | NE755 | Home Energy Management System | Home Energy Management System | NonEquip | 11 |  | 0.95% | Tech/Econ | 7.12% | 11490.1626 | 13.1779 | 0
Tech | Single Family | Space Cooling | Room AC | TRC | Existing | NE749 | Heat Pump Tune Up | Heat Pump Tune Up | NonEquip | 2 | Heat pump-cooling | 0% | Tech/Econ | 5% | 0 | 0 | 0
Tech | Single Family | Space Cooling | Room AC | TRC | Existing | NE731 | Green Roof | Green Roof | NonEquip | 20 |  | 0.0675% | Tech/Econ | 14.65% | 2122.2631 | 1.6445 | 0
Tech | Single Family | Space Cooling | Room AC | TRC | Existing | NE713 | ENERGY STAR Windows | Energy Star Windows | NonEquip | 20 |  | 19% | Tech/Econ | 12.72% | 514337.8585 | 269.1186 | 0
Tech | Single Family | Space Cooling | Room AC | TRC | Existing | NE701 | ENERGY STAR Door | Energy Star Door | NonEquip | 20 |  | 14.25% | Tech/Econ | 2.471% | 59012.0815 | 39.0777 | 0
Tech | Single Family | Space Cooling | Room AC | TRC | Existing | NE689 | ENERGY STAR Certified Roof Products | Energy Star Certified Roof Products | NonEquip | 20 |  | 32.4% | Tech/Econ | 12.5% | 840883.8529 | 651.6031 | 0
Tech | Single Family | Space Cooling | Room AC | TRC | Existing | NE677 | Duct Repair | Duct Repair | NonEquip | 11 |  | 14.08% | Tech/Econ | 12% | 336676.3976 | 260.8914 | 0
Tech | Single Family | Space Cooling | Room AC | TRC | Existing | NE665 | Duct Insulation | Duct Insulation | NonEquip | 15 |  | 0% | Tech/Econ | 2.045% | 0 | 0 | 0
Tech | Single Family | Space Cooling | Room AC | TRC | Existing | NE659 | Central AC Tune Up | Central AC Tune Up | NonEquip | 2 | CAC | 0% | Tech/Econ | 5% | 0 | 0 | 0
Tech | Single Family | Space Cooling | Room AC | TRC | Existing | NE641 | Ceiling Insulation (R2 to R38) | Ceiling Insulation(R2 to R38) | NonEquip | 20 |  | 1.625% | Tech/Econ | 29.55% | 106403.7331 | 88.5622 | 0
Tech | Single Family | Space Cooling | Room AC | TRC | Existing | NE629 | Ceiling Insulation (R19 to R38) | Ceiling Insulation(R19 to R38) | NonEquip | 20 |  | 0.6361% | Tech/Econ | 5.005% | 5383.9423 | 4.5746 | 0
Tech | Single Family | Space Cooling | Room AC | TRC | Existing | NE617 | Ceiling Insulation (R12 to R38) | Ceiling Insulation(R12 to R38) | NonEquip | 20 |  | 1.579% | Tech/Econ | 9.56% | 28304.351 | 23.8494 | 0
Tech | Single Family | Space Cooling | Room AC | TRC | Existing | NE599 | Air Sealing/Infiltration Control | Air Sealing-Infiltration Control | NonEquip | 11 |  | 20.8% | Tech/Econ | 9% | 329281.1257 | 255.1608 | 0
Tech | Single Family | Space Cooling | Room AC | TRC | Turnover | ET344 | Variable Refrigerant Flow (VRF) HVAC Systems | Variable Refrigerant Flow (VRF) HVAC Systems | Equip | 13 | Room AC | 0.5419% | Tech/Econ | 25.82% | 30856.4505 | 23.9107 | 0
Tech | Single Family | Space Cooling | Room AC | TRC | Turnover | ET317 | ENERGY STAR Room AC | Energy Star Room AC | Equip | 9 | Room AC | 66% | Tech/Econ | 9.167% | 1132712.207 | 579.2316 | 0
Tech | Single Family | Space Cooling | Room AC | TRC | New | EN350 | Variable Refrigerant Flow (VRF) HVAC Systems | Variable Refrigerant Flow (VRF) HVAC Systems | Equip | 13 | Room AC | 0.636% | Tech/Econ | 25.82% | 631.3065 | 0.4892 | 0
Tech | Single Family | Space Cooling | Room AC | TRC | New | EN323 | ENERGY STAR Room AC | Energy Star Room AC | Equip | 9 | Room AC | 66% | Tech/Econ | 9.167% | 20487.0448 | 10.4764 | 0
Tech | Single Family | Appliances | Refrigerator | TRC | New | NN536 | Removal of 2nd Refrigerator/Freezer | Removal of 2nd Refrigerator-Freezer | NonEquip | 5 | Refrigerator | 0% | Tech/Econ | 100% | 0 | 0 | 0
Tech | Single Family | Appliances | Refrigerator | TRC | Existing | NE533 | Removal of 2nd Refrigerator/Freezer | Removal of 2nd Refrigerator-Freezer | NonEquip | 5 | Refrigerator | 3.325% | Tech/Econ | 100% | 33719810.3 | 3847.655 | 3445.0595
Tech | Single Family | Appliances | Refrigerator | TRC | Turnover | ET38 | ENERGY STAR Refrigerator | Energy Star Refrigerator | Equip | 14 | Refrigerator | 54% | Tech/Econ | 21.99% | 116412867.7 | 13283.4839 | 11893.5798
Tech | Single Family | Appliances | Refrigerator | TRC | New | EN44 | ENERGY STAR Refrigerator | Energy Star Refrigerator | Equip | 14 | Refrigerator | 54% | Tech/Econ | 21.99% | 1982873.467 | 226.2591 | 202.5847
Tech | Single Family | Cooking | Range | TRC | Turnover | ET65 | High-Efficiency Induction Cooktop | High Efficiency Induction Cooktop | Equip | 10 | Range | 77.95% | Tech/Econ | 18.82% | 19881590.03 | 8186.7779 | 1364.463
Tech | Single Family | Cooking | Range | TRC | New | EN71 | High-Efficiency Induction Cooktop | High Efficiency Induction Cooktop | Equip | 10 | Range | 77.95% | Tech/Econ | 18.82% | 327385.4016 | 134.8097 | 22.4683
Tech | Single Family | Miscellaneous | Pool pump | TRC | Turnover | ET524 | Variable Speed Pool Pump | Variable Speed Pool Pump | Equip | 10 | Pool pump | 57% | Tech/Econ | 72.2% | 187548730 | 28046.8791 | 31597.8935
Tech | Single Family | Miscellaneous | Pool pump | TRC | Turnover | ET515 | Two Speed Pool Pump | Two Speed Pool Pump | Equip | 10 | Pool pump | 0% | Tech/Econ | 23.9% | 0 | 0 | 0
Tech | Single Family | Miscellaneous | Pool pump | TRC | Turnover | ET506 | Solar Powered Pool Pumps | Solar Powered Pool Pumps | Equip | 10 | Pool pump | 0% | Tech/Econ | 49.9% | 0 | 0 | 0
Tech | Single Family | Miscellaneous | Pool pump | TRC | New | EN530 | Variable Speed Pool Pump | Variable Speed Pool Pump | Equip | 10 | Pool pump | 57% | Tech/Econ | 72.2% | 3088320.21 | 461.8413 | 520.315
Tech | Single Family | Miscellaneous | Pool pump | TRC | New | EN521 | Two Speed Pool Pump | Two Speed Pool Pump | Equip | 10 | Pool pump | 0% | Tech/Econ | 23.9% | 0 | 0 | 0
Tech | Single Family | Miscellaneous | Pool pump | TRC | New | EN512 | Solar Powered Pool Pumps | Solar Powered Pool Pumps | Equip | 10 | Pool pump | 0% | Tech/Econ | 49.9% | 0 | 0 | 0
Tech | Single Family | Miscellaneous | Pool heater | TRC | Turnover | ET497 | Solar Pool Heater | Solar Pool Heater | Equip | 15 | Pool heater | 12.54% | Tech/Econ | 86.11% | 48521319.54 | 0 | 0
Tech | Single Family | Miscellaneous | Pool heater | TRC | Turnover | ET488 | Heat Pump Pool Heater | Heat Pump Pool Heater | Equip | 15 | Pool heater | 44.46% | Tech/Econ | 80% | 142563479.9 | 0 | 0
Tech | Single Family | Miscellaneous | Pool heater | TRC | New | EN503 | Solar Pool Heater | Solar Pool Heater | Equip | 15 | Pool heater | 12.54% | Tech/Econ | 86.11% | 798988.9977 | 0 | 0
Tech | Single Family | Miscellaneous | Pool heater | TRC | New | EN494 | Heat Pump Pool Heater | Heat Pump Pool Heater | Equip | 15 | Pool heater | 44.46% | Tech/Econ | 80% | 2347558.826 | 0 | 0
Tech | Single Family | Domestic Hot Water | Point-of-use | TRC | New | NN590 | Water Heater Timeclock | Water Heater Timeclock | NonEquip | 7 |  | 18% | Tech/Econ | 5% | 0 | 0 | 0
Tech | Single Family | Domestic Hot Water | Point-of-use | TRC | New | NN584 | Water Heater Thermostat Setback (temperature check card) | Water Heater Thermostat Setback | NonEquip | 4 |  | 9.142% | Tech/Econ | 1.894% | 0 | 0 | 0
Tech | Single Family | Domestic Hot Water | Point-of-use | TRC | New | NN578 | Water Heater Blanket | Water Heater Blanket | NonEquip | 7 |  | 1.582% | Tech/Econ | 13.08% | 132.8629 | 0.011967 | 0.02576
Tech | Single Family | Domestic Hot Water | Point-of-use | TRC | New | NN572 | Thermostatic Shower Restriction Valve | Thermostatic Shower Restriction Valve | NonEquip | 10 |  | 12.19% | Tech/Econ | 4.798% | 0 | 0 | 0
Tech | Single Family | Domestic Hot Water | Point-of-use | TRC | New | NN566 | Low Flow Showerhead | Low Flow Showerhead | NonEquip | 9 |  | 80% | Tech/Econ | 15.28% | 8941.3388 | 0.80535 | 1.7336
Tech | Single Family | Domestic Hot Water | Point-of-use | TRC | New | NN560 | Hot Water Pipe Insulation | Hot Water Pipe Insulation | NonEquip | 13 |  | 11.43% | Tech/Econ | 7.656% | 432.4281 | 0.038949 | 0.083842
Tech | Single Family | Domestic Hot Water | Point-of-use | TRC | New | NN554 | Heat Trap | Heat Trap | NonEquip | 10 |  | 9.142% | Tech/Econ | 6.849% | 0 | 0 | 0
Tech | Single Family | Domestic Hot Water | Point-of-use | TRC | New | NN548 | Faucet Aerator | Faucet Aerator | NonEquip | 10 |  | 13.71% | Tech/Econ | 1.502% | 0 | 0 | 0
Tech | Single Family | Domestic Hot Water | Point-of-use | TRC | New | NN542 | Drain Water Heat Recovery | Drain Water Heat Recovery | NonEquip | 15 |  | 9.5% | Tech/Econ | 12.3% | 748.8337 | 0.067448 | 0.14519
Tech | Single Family | Domestic Hot Water | Point-of-use | TRC | Existing | NE587 | Water Heater Timeclock | Water Heater Timeclock | NonEquip | 7 |  | 21.6% | Tech/Econ | 5% | 43835.7373 | 0 | 0
Tech | Single Family | Domestic Hot Water | Point-of-use | TRC | Existing | NE581 | Water Heater Thermostat Setback (temperature check card) | Water Heater Thermostat Setback | NonEquip | 4 |  | 1.582% | Tech/Econ | 1.894% | 1201.2896 | 0.1082 | 0.23291
Tech | Single Family | Domestic Hot Water | Point-of-use | TRC | Existing | NE575 | Water Heater Blanket | Water Heater Blanket | NonEquip | 7 |  | 9.142% | Tech/Econ | 13.67% | 55338.9492 | 4.9844 | 10.7295
Tech | Single Family | Domestic Hot Water | Point-of-use | TRC | Existing | NE569 | Thermostatic Shower Restriction Valve | Thermostatic Shower Restriction Valve | NonEquip | 10 |  | 2.11% | Tech/Econ | 4.798% | 4063.7599 | 0.36603 | 0.78791
Tech | Single Family | Domestic Hot Water | Point-of-use | TRC | Existing | NE563 | Low Flow Showerhead | Low Flow Showerhead | NonEquip | 9 |  | 2.11% | Tech/Econ | 15.28% | 14319.2893 | 1.2898 | 2.7763
Tech | Single Family | Domestic Hot Water | Point-of-use | TRC | Existing | NE557 | Hot Water Pipe Insulation | Hot Water Pipe Insulation | NonEquip | 13 |  | 1.978% | Tech/Econ | 7.656% | 6544.6849 | 0.58949 | 1.2689
Tech | Single Family | Domestic Hot Water | Point-of-use | TRC | Existing | NE551 | Heat Trap | Heat Trap | NonEquip | 10 |  | 1.582% | Tech/Econ | 6.849% | 4676.4577 | 0.42121 | 0.9067
Tech | Single Family | Domestic Hot Water | Point-of-use | TRC | Existing | NE545 | Faucet Aerator | Faucet Aerator | NonEquip | 10 |  | 2.373% | Tech/Econ | 3.604% | 3430.5604 | 0.30899 | 0.66514
Tech | Single Family | Domestic Hot Water | Point-of-use | TRC | Existing | NE539 | Drain Water Heat Recovery | Drain Water Heat Recovery | NonEquip | 15 |  | 9.5% | Tech/Econ | 12.3% | 51100.6685 | 4.6027 | 9.9077
Tech | Single Family | Domestic Hot Water | Point-of-use | TRC | Turnover | ET83 | Instantaneous Hot Water System | Instantaneous Hot Water System | Equip | 20 | Point-of-use | 99.98% | Tech/Econ | 5.847% | 251998.8327 | -5.8379 | 69.4035
Tech | Single Family | Domestic Hot Water | Point-of-use | TRC | New | EN89 | Instantaneous Hot Water System | Instantaneous Hot Water System | Equip | 20 | Point-of-use | 99.98% | Tech/Econ | 5.847% | 3677.1472 | -0.085186 | 1.0127
Tech | Single Family | Cooking | Oven | TRC | Turnover | ET56 | High Efficiency Convection Oven | High Efficiency Convection Oven | Equip | 12 | Oven | 73.06% | Tech/Econ | 20% | 16738733.34 | 6892.6223 | 1148.7704
Tech | Single Family | Cooking | Oven | TRC | New | EN62 | High Efficiency Convection Oven | High Efficiency Convection Oven | Equip | 12 | Oven | 73.06% | Tech/Econ | 20% | 275632.7299 | 113.4992 | 18.9165
Tech | Single Family | Electronics | Other AV | TRC | New | NN596 | Smart Power Strip | Smart Power Strip | NonEquip | 5 |  | 22.5% | Tech/Econ | 2.366% | 6707.3797 | 0.73882 | 0.5765
Tech | Single Family | Electronics | Other AV | TRC | Existing | NE593 | Smart Power Strip | Smart Power Strip | NonEquip | 5 |  | 22.5% | Tech/Econ | 2.366% | 407328.4083 | 44.8676 | 35.0097
Tech | Single Family | Electronics | Other AV | TRC | Turnover | ET110 | ENERGY STAR Audio/Video Equipment | Energy Star Audio-Video Equipment | Equip | 5 | Other AV | 43% | Tech/Econ | 81.69% | 41433764.17 | 0 | 0
Tech | Single Family | Electronics | Other AV | TRC | New | EN116 | ENERGY STAR Audio/Video Equipment | Energy Star Audio-Video Equipment | Equip | 5 | Other AV | 43% | Tech/Econ | 81.69% | 682279.9138 | 0 | 0
Tech | Single Family | Miscellaneous | Other | TRC | Turnover | ET479 | ENERGY STAR Dehumidifier | Energy Star Dehumidifier | Equip | 12 | Other | 0.3002% | Tech/Econ | 25% | 1691833.946 | 277.4786 | 52.5591
Tech | Single Family | Miscellaneous | Other | TRC | New | EN485 | ENERGY STAR Dehumidifier | Energy Star Dehumidifier | Equip | 12 | Other | 0.3002% | Tech/Econ | 25% | 27859.0261 | 4.5692 | 0.86548
Tech | Single Family | Lighting | Interior specialty | TRC | New | NN914 | Interior Lighting Controls | Interior Lighting Controls | NonEquip | 8 | Interior screw-in | 0% | Tech/Econ | 28.57% | 0 | 0 | 0
Tech | Single Family | Lighting | Interior specialty | TRC | New | NN908 | Exterior Lighting Controls | Exterior Lighting Controls | NonEquip | 10 | Exterior screw-in | 0% | Tech/Econ | 50% | 0 | 0 | 0
Tech | Single Family | Lighting | Interior specialty | TRC | Existing | NE911 | Interior Lighting Controls | Interior Lighting Controls | NonEquip | 8 | Interior screw-in | 0% | Tech/Econ | 28.57% | 0 | 0 | 0
Tech | Single Family | Lighting | Interior specialty | TRC | Existing | NE905 | Exterior Lighting Controls | Exterior Lighting Controls | NonEquip | 10 | Exterior screw-in | 0% | Tech/Econ | 50% | 0 | 0 | 0
Tech | Single Family | Lighting | Interior specialty | TRC | Turnover | ET434 | LED -5W Chandelier | LED Specialty Lamps-5W Chandelier | Equip | 10 | Interior specialty | 50% | Tech/Econ | 58.33% | 8287449.621 | 728.9744 | 765.3782
Tech | Single Family | Lighting | Interior specialty | TRC | New | EN440 | LED -5W Chandelier | LED Specialty Lamps-5W Chandelier | Equip | 10 | Interior specialty | 50% | Tech/Econ | 58.33% | 136467.4566 | 12.0038 | 12.6033
Tech | Single Family | Lighting | Interior screw-in | TRC | New | NN914 | Interior Lighting Controls | Interior Lighting Controls | NonEquip | 8 | Interior screw-in | 15.3% | Tech/Econ | 28.57% | 0 | 0 | 0
Tech | Single Family | Lighting | Interior screw-in | TRC | New | NN908 | Exterior Lighting Controls | Exterior Lighting Controls | NonEquip | 10 | Exterior screw-in | 0% | Tech/Econ | 50% | 0 | 0 | 0
Tech | Single Family | Lighting | Interior screw-in | TRC | Existing | NE911 | Interior Lighting Controls | Interior Lighting Controls | NonEquip | 8 | Interior screw-in | 3.06% | Tech/Econ | 28.57% | 3746214.113 | 508.0752 | 383.6383
Tech | Single Family | Lighting | Interior screw-in | TRC | Existing | NE905 | Exterior Lighting Controls | Exterior Lighting Controls | NonEquip | 10 | Exterior screw-in | 0% | Tech/Econ | 50% | 0 | 0 | 0
Tech | Single Family | Lighting | Interior screw-in | TRC | Turnover | ET416 | LED - 9W Flood | LED - 9W Flood | Equip | 10 | Interior screw-in | 50% | Tech/Econ | 53.85% | 215269363.8 | 18935.3621 | 19880.9616
Tech | Single Family | Lighting | Interior screw-in | TRC | Turnover | ET398 | LED - 14W | LED - 14W | Equip | 10 | Interior screw-in | 50% | Tech/Econ | 53.33% | 155814015.7 | 13705.5954 | 14390.0293
Tech | Single Family | Lighting | Interior screw-in | TRC | New | EN422 | LED - 9W Flood | LED - 9W Flood | Equip | 10 | Interior screw-in | 50% | Tech/Econ | 53.85% | 3544789.275 | 311.8041 | 327.3751
Tech | Single Family | Lighting | Interior screw-in | TRC | New | EN404 | LED - 14W | LED - 14W | Equip | 10 | Interior screw-in | 50% | Tech/Econ | 53.33% | 2565752.237 | 225.6868 | 236.9572
Tech | Single Family | Lighting | Interior fluorescent | TRC | New | NN914 | Interior Lighting Controls | Interior Lighting Controls | NonEquip | 8 | Interior screw-in | 0% | Tech/Econ | 28.57% | 0 | 0 | 0
Tech | Single Family | Lighting | Interior fluorescent | TRC | New | NN908 | Exterior Lighting Controls | Exterior Lighting Controls | NonEquip | 10 | Exterior screw-in | 0% | Tech/Econ | 50% | 0 | 0 | 0
Tech | Single Family | Lighting | Interior fluorescent | TRC | Existing | NE911 | Interior Lighting Controls | Interior Lighting Controls | NonEquip | 8 | Interior screw-in | 0% | Tech/Econ | 28.57% | 0 | 0 | 0
Tech | Single Family | Lighting | Interior fluorescent | TRC | Existing | NE905 | Exterior Lighting Controls | Exterior Lighting Controls | NonEquip | 10 | Exterior screw-in | 0% | Tech/Econ | 50% | 0 | 0 | 0
Tech | Single Family | Lighting | Interior fluorescent | TRC | Turnover | ET452 | Low Wattage T8 Fixture | Low Wattage T8 Fixture | Equip | 15 | Interior fluorescent | 0% | Tech/Econ | 18.75% | 0 | 0 | 0
Tech | Single Family | Lighting | Interior fluorescent | TRC | Turnover | ET443 | Linear LED | Linear LED | Equip | 15 | Interior fluorescent | 79% | Tech/Econ | 43.75% | 48532114.1 | 0 | 0.0028269
Tech | Single Family | Lighting | Interior fluorescent | TRC | New | EN458 | Low Wattage T8 Fixture | Low Wattage T8 Fixture | Equip | 15 | Interior fluorescent | 0% | Tech/Econ | 18.75% | 0 | 0 | 0
Tech | Single Family | Lighting | Interior fluorescent | TRC | New | EN449 | Linear LED | Linear LED | Equip | 15 | Interior fluorescent | 79% | Tech/Econ | 43.75% | 799166.7481 | 0 | 4.655e-05
Tech | Single Family | Electronics | Home office | TRC | New | NN596 | Smart Power Strip | Smart Power Strip | NonEquip | 5 |  | 22.5% | Tech/Econ | 2.366% | 32308.9033 | 3.5589 | 2.7769
Tech | Single Family | Electronics | Home office | TRC | Existing | NE593 | Smart Power Strip | Smart Power Strip | NonEquip | 5 |  | 22.5% | Tech/Econ | 2.366% | 1962067.86 | 216.1235 | 168.6389
Tech | Single Family | Electronics | Home office | TRC | Turnover | ET128 | ENERGY STAR Personal Computer | Energy Star Personal Computer | Equip | 4 | Home office | 35% | Tech/Econ | 43.62% | 66697712.99 | 10574.6448 | 2267.005
Tech | Single Family | Electronics | Home office | TRC | Turnover | ET119 | ENERGY STAR Imaging Equipment | Energy Star Imaging Equipment | Equip | 5 | Home office | 1% | Tech/Econ | 42.61% | 1577329.681 | 143.0055 | 83.4989
Tech | Single Family | Electronics | Home office | TRC | New | EN134 | ENERGY STAR Personal Computer | Energy Star Personal Computer | Equip | 4 | Home office | 35% | Tech/Econ | 43.62% | 1098295.334 | 174.1302 | 37.3302
Tech | Single Family | Electronics | Home office | TRC | New | EN125 | ENERGY STAR Imaging Equipment | Energy Star Imaging Equipment | Equip | 5 | Home office | 1% | Tech/Econ | 42.61% | 25973.5117 | 2.3548 | 1.375
Tech | Single Family | Space Heating | Heat pump-heating | TRC | New | NN866 | Spray Foam Insulation (Base: R30) | Spray Foam Insulation(Base R30) | NonEquip | 20 |  | 72% | Tech/Econ | 3.99% | 79891.7294 | 0 | 260.1019
Tech | Single Family | Space Heating | Heat pump-heating | TRC | New | NN854 | Spray Foam Insulation (Base: R2) | Spray Foam Insulation(Base R2) | NonEquip | 20 |  | 0% | Tech/Econ | 33.29% | 0 | 0 | 0
Tech | Single Family | Space Heating | Heat pump-heating | TRC | New | NN842 | Spray Foam Insulation (Base: R19) | Spray Foam Insulation(Base R19) | NonEquip | 20 |  | 0% | Tech/Econ | 7.709% | 0 | 0 | 0
Tech | Single Family | Space Heating | Heat pump-heating | TRC | New | NN830 | Spray Foam Insulation (Base: R12) | Spray Foam Insulation(Base R12) | NonEquip | 20 |  | 0% | Tech/Econ | 12.39% | 0 | 0 | 0
Tech | Single Family | Space Heating | Heat pump-heating | TRC | New | NN824 | Smart Thermostats | Smart Thermostat | NonEquip | 11 |  | 22.5% | Tech/Econ | 4% | 64094.7345 | 0 | 0
Tech | Single Family | Space Heating | Heat pump-heating | TRC | New | NN794 | Radiant Barrier | Radiant Barrier | NonEquip | 20 |  | 6.056% | Tech/Econ | 10% | 43393.2152 | 0 | 64.826
Tech | Single Family | Space Heating | Heat pump-heating | TRC | New | NN788 | Programmable Thermostat | Programmable Thermostat | NonEquip | 11 |  | 2% | Tech/Econ | 1.72% | 0 | 0 | 0
Tech | Single Family | Space Heating | Heat pump-heating | TRC | New | NN764 | Home Energy Management System | Home Energy Management System | NonEquip | 11 |  | 0.95% | Tech/Econ | 15% | 10810.2955 | 0 | 11.3456
Tech | Single Family | Space Heating | Heat pump-heating | TRC | New | NN740 | Green Roof | Green Roof | NonEquip | 20 |  | 9.72% | Tech/Econ | 14.65% | 107899.3959 | 0 | 161.1931
Tech | Single Family | Space Heating | Heat pump-heating | TRC | New | NN722 | ENERGY STAR Windows | Energy Star Windows | NonEquip | 20 |  | 19% | Tech/Econ | 1.093% | 0 | 0 | 0
Tech | Single Family | Space Heating | Heat pump-heating | TRC | New | NN710 | ENERGY STAR Door | Energy Star Door | NonEquip | 20 |  | 14.25% | Tech/Econ | 1.166% | 0 | 0 | 0
Tech | Single Family | Space Heating | Heat pump-heating | TRC | New | NN698 | ENERGY STAR Certified Roof Products | Energy Star Certified Roof Products | NonEquip | 20 |  | 32.4% | Tech/Econ | 12.5% | 302432.2358 | 0 | 451.8097
Tech | Single Family | Space Heating | Heat pump-heating | TRC | New | NN650 | Ceiling Insulation (R30 to R38) | Ceiling Insulation(R30 to R38) | NonEquip | 20 |  | 8% | Tech/Econ | 2.011% | 0 | 0 | 0
Tech | Single Family | Space Heating | Heat pump-heating | TRC | New | NN638 | Ceiling Insulation (R2 to R38) | Ceiling Insulation(R2 to R38) | NonEquip | 20 |  | 0% | Tech/Econ | 34.48% | 0 | 0 | 0
Tech | Single Family | Space Heating | Heat pump-heating | TRC | New | NN626 | Ceiling Insulation (R19 to R38) | Ceiling Insulation(R19 to R38) | NonEquip | 20 |  | 0% | Tech/Econ | 6.429% | 0 | 0 | 0
Tech | Single Family | Space Heating | Heat pump-heating | TRC | New | NN614 | Ceiling Insulation (R12 to R38) | Ceiling Insulation(R12 to R38) | NonEquip | 20 |  | 0% | Tech/Econ | 11.98% | 0 | 0 | 0
Tech | Single Family | Space Heating | Heat pump-heating | TRC | Existing | NE893 | Wall Insulation | Wall Insulation | NonEquip | 20 |  | 4.5% | Tech/Econ | 27.09% | 5943101.561 | 0 | 4926.602
Tech | Single Family | Space Heating | Heat pump-heating | TRC | Existing | NE881 | Storm Door | Storm Door | NonEquip | 20 |  | 0% | Tech/Econ | 1.413% | 0 | 0 | 0
Tech | Single Family | Space Heating | Heat pump-heating | TRC | Existing | NE863 | Spray Foam Insulation (Base: R30) | Spray Foam Insulation(Base R30) | NonEquip | 20 |  | 35.13% | Tech/Econ | 3.99% | 5378862.419 | 0 | 17511.8576
Tech | Single Family | Space Heating | Heat pump-heating | TRC | Existing | NE851 | Spray Foam Insulation (Base: R2) | Spray Foam Insulation(Base R2) | NonEquip | 20 |  | 14.63% | Tech/Econ | 33.29% | 24954500.18 | 0 | 38153.0779
Tech | Single Family | Space Heating | Heat pump-heating | TRC | Existing | NE839 | Spray Foam Insulation (Base: R19) | Spray Foam Insulation(Base R19) | NonEquip | 20 |  | 5.725% | Tech/Econ | 7.709% | 1717079.752 | 0 | 3964.0087
Tech | Single Family | Space Heating | Heat pump-heating | TRC | Existing | NE827 | Spray Foam Insulation (Base: R12) | Spray Foam Insulation(Base R12) | NonEquip | 20 |  | 14.21% | Tech/Econ | 12.39% | 7257242.732 | 0 | 14062.5408
Tech | Single Family | Space Heating | Heat pump-heating | TRC | Existing | NE821 | Smart Thermostats | Smart Thermostat | NonEquip | 11 |  | 22.5% | Tech/Econ | 4% | 3484896.648 | 0 | 0
Tech | Single Family | Space Heating | Heat pump-heating | TRC | Existing | NE809 | Sealed crawlspace | Sealed crawlspace | NonEquip | 11 |  | 5.88% | Tech/Econ | 1.167% | 257220.928 | 0 | 384.2676
Tech | Single Family | Space Heating | Heat pump-heating | TRC | Existing | NE791 | Radiant Barrier | Radiant Barrier | NonEquip | 20 |  | 1.853% | Tech/Econ | 10% | 735895.9403 | 0 | 1099.3699
Tech | Single Family | Space Heating | Heat pump-heating | TRC | Existing | NE785 | Programmable Thermostat | Programmable Thermostat | NonEquip | 11 |  | 2% | Tech/Econ | 1.72% | 129259.3992 | 0 | 0
Tech | Single Family | Space Heating | Heat pump-heating | TRC | Existing | NE773 | HVAC ECM Motor | HVAC ECM Motor | NonEquip | 15 |  | 9.945% | Tech/Econ | 0.6245% | 232565.309 | 0 | 403.738
Tech | Single Family | Space Heating | Heat pump-heating | TRC | Existing | NE761 | Home Energy Management System | Home Energy Management System | NonEquip | 11 |  | 0.95% | Tech/Econ | 15% | 612958.4905 | 0 | 643.3105
Tech | Single Family | Space Heating | Heat pump-heating | TRC | Existing | NE743 | Heat Pump Tune Up | Heat Pump Tune Up | NonEquip | 2 | Heat pump-heating | 0% | Tech/Econ | 5% | 0 | 0 | 0
Tech | Single Family | Space Heating | Heat pump-heating | TRC | Existing | NE737 | Green Roof | Green Roof | NonEquip | 20 |  | 0.0675% | Tech/Econ | 14.65% | 42486.4084 | 0 | 63.4713
Tech | Single Family | Space Heating | Heat pump-heating | TRC | Existing | NE719 | ENERGY STAR Windows | Energy Star Windows | NonEquip | 20 |  | 19% | Tech/Econ | 3.196% | 2297680.618 | 0 | 9225.8387
Tech | Single Family | Space Heating | Heat pump-heating | TRC | Existing | NE707 | ENERGY STAR Door | Energy Star Door | NonEquip | 20 |  | 14.25% | Tech/Econ | 1.643% | 879292.9502 | 0 | 1688.848
Tech | Single Family | Space Heating | Heat pump-heating | TRC | Existing | NE695 | ENERGY STAR Certified Roof Products | Energy Star Certified Roof Products | NonEquip | 20 |  | 32.4% | Tech/Econ | 12.5% | 17394380.01 | 0 | 25985.8173
Tech | Single Family | Space Heating | Heat pump-heating | TRC | Existing | NE683 | Duct Repair | Duct Repair | NonEquip | 11 |  | 14.08% | Tech/Econ | 12% | 6841783.18 | 0 | 10221.0787
Tech | Single Family | Space Heating | Heat pump-heating | TRC | Existing | NE671 | Duct Insulation | Duct Insulation | NonEquip | 15 |  | 0% | Tech/Econ | 2.045% | 0 | 0 | 0
Tech | Single Family | Space Heating | Heat pump-heating | TRC | Existing | NE647 | Ceiling Insulation (R30 to R38) | Ceiling Insulation(R30 to R38) | NonEquip | 20 |  | 3.904% | Tech/Econ | 2.011% | 295228.4713 | 0 | 379.516
Tech | Single Family | Space Heating | Heat pump-heating | TRC | Existing | NE635 | Ceiling Insulation (R2 to R38) | Ceiling Insulation(R2 to R38) | NonEquip | 20 |  | 1.625% | Tech/Econ | 34.48% | 2888403.431 | 0 | 3958.5246
Tech | Single Family | Space Heating | Heat pump-heating | TRC | Existing | NE623 | Ceiling Insulation (R19 to R38) | Ceiling Insulation(R19 to R38) | NonEquip | 20 |  | 0.6361% | Tech/Econ | 6.429% | 158415.3983 | 0 | 212.2747
Tech | Single Family | Space Heating | Heat pump-heating | TRC | Existing | NE611 | Ceiling Insulation (R12 to R38) | Ceiling Insulation(R12 to R38) | NonEquip | 20 |  | 1.579% | Tech/Econ | 11.98% | 752689.074 | 0 | 1017.7011
Tech | Single Family | Space Heating | Heat pump-heating | TRC | Existing | NE605 | Air Sealing/Infiltration Control | Air Sealing-Infiltration Control | NonEquip | 11 |  | 20.8% | Tech/Econ | 9% | 7422646.121 | 0 | 11088.8417
Tech | Single Family | Space Heating | Heat pump-heating | TRC | Turnover | ET335 | Ground Source Heat Pump (GSHP) | Ground Source Heat Pump | Equip | 22 | Heat pump-heating | 0% | Tech/Econ | 33.19% | 0 | 0 | 0
Tech | Single Family | Space Heating | Heat pump-heating | TRC | Turnover | ET299 | 21 SEER Air Source Heat Pump from base electric resistance heating | 21 SEER ASHP from base electric resistance heating | Equip | 15 | Heat pump-heating | 40.59% | Tech/Econ | 65.9% | 188245701.9 | 0 | 333593.0041
Tech | Single Family | Space Heating | Heat pump-heating | TRC | Turnover | ET281 | 21 SEER Air Source Heat Pump | 21 SEER Air Source Heat Pump | Equip | 15 | Heat pump-heating | 59.41% | Tech/Econ | 18% | 51502983.49 | 0 | 451915.0575
Tech | Single Family | Space Heating | Heat pump-heating | TRC | Turnover | ET155 | 14 SEER Air Source Heat Pump from base electric resistance heating | 14 SEER ASHP from base electric resistance heating | Equip | 15 | Heat pump-heating | 0% | Tech/Econ | 58.41% | 0 | 0 | 0
Tech | Single Family | Space Heating | Heat pump-heating | TRC | New | EN341 | Ground Source Heat Pump (GSHP) | Ground Source Heat Pump | Equip | 22 | Heat pump-heating | 0% | Tech/Econ | 33.19% | 0 | 0 | 0
Tech | Single Family | Space Heating | Heat pump-heating | TRC | New | EN305 | 21 SEER Air Source Heat Pump from base electric resistance heating | 21 SEER ASHP from base electric resistance heating | Equip | 15 | Heat pump-heating | 40.59% | Tech/Econ | 65.9% | 3099797.083 | 0 | 5493.1964
Tech | Single Family | Space Heating | Heat pump-heating | TRC | New | EN287 | 21 SEER Air Source Heat Pump | 21 SEER Air Source Heat Pump | Equip | 15 | Heat pump-heating | 59% | Tech/Econ | 18% | 901377.8235 | 0 | 7909.177
Tech | Single Family | Space Heating | Heat pump-heating | TRC | New | EN260 | 18 SEER Air Source Heat Pump | 18 SEER Air Source Heat Pump | Equip | 15 | Heat pump-heating | 0% | Tech/Econ | 13.68% | 0 | 0 | 0
Tech | Single Family | Space Heating | Heat pump-heating | TRC | New | EN233 | 17 SEER Air Source Heat Pump | 17 SEER Air Source Heat Pump | Equip | 15 | Heat pump-heating | 0% | Tech/Econ | 13.68% | 0 | 0 | 0
Tech | Single Family | Space Heating | Heat pump-heating | TRC | New | EN206 | 16 SEER Air Source Heat Pump | 16 SEER Air Source Heat Pump | Equip | 15 | Heat pump-heating | 0% | Tech/Econ | 8.889% | 0 | 0 | 0
Tech | Single Family | Space Heating | Heat pump-heating | TRC | New | EN179 | 15 SEER Air Source Heat Pump | 15 SEER Air Source Heat Pump | Equip | 15 | Heat pump-heating | 0% | Tech/Econ | 3.529% | 0 | 0 | 0
Tech | Single Family | Space Heating | Heat pump-heating | TRC | New | EN161 | 14 SEER Air Source Heat Pump from base electric resistance heating | 14 SEER ASHP from base electric resistance heating | Equip | 15 | Heat pump-heating | 0% | Tech/Econ | 58.41% | 0 | 0 | 0
Tech | Single Family | Space Cooling | Heat pump-cooling | TRC | New | NN920 | Solar Attic Fan | Solar Attic Fan | NonEquip | 15 |  | 5.32% | Tech/Econ | 6% | 0 | 0 | 0
Tech | Single Family | Space Cooling | Heat pump-cooling | TRC | New | NN902 | Window Sun Protection | Window Sun Protection | NonEquip | 10 |  | 19.5% | Tech/Econ | 8.12% | 0 | 0 | 0
Tech | Single Family | Space Cooling | Heat pump-cooling | TRC | New | NN872 | Spray Foam Insulation (Base: R30) | Spray Foam Insulation(Base R30) | NonEquip | 20 |  | 72% | Tech/Econ | 11.62% | 2744181.505 | 1503.3427 | 0
Tech | Single Family | Space Cooling | Heat pump-cooling | TRC | New | NN860 | Spray Foam Insulation (Base: R2) | Spray Foam Insulation(Base R2) | NonEquip | 20 |  | 0% | Tech/Econ | 34.78% | 0 | 0 | 0
Tech | Single Family | Space Cooling | Heat pump-cooling | TRC | New | NN848 | Spray Foam Insulation (Base: R19) | Spray Foam Insulation(Base R19) | NonEquip | 20 |  | 0% | Tech/Econ | 14.4% | 0 | 0 | 0
Tech | Single Family | Space Cooling | Heat pump-cooling | TRC | New | NN836 | Spray Foam Insulation (Base: R12) | Spray Foam Insulation(Base R12) | NonEquip | 20 |  | 0% | Tech/Econ | 18.12% | 0 | 0 | 0
Tech | Single Family | Space Cooling | Heat pump-cooling | TRC | New | NN818 | Smart Thermostats | Smart Thermostat | NonEquip | 11 |  | 22.5% | Tech/Econ | 4% | 0 | 0 | 0
Tech | Single Family | Space Cooling | Heat pump-cooling | TRC | New | NN800 | Radiant Barrier | Radiant Barrier | NonEquip | 20 |  | 6.056% | Tech/Econ | 10% | 0 | 0 | 0
Tech | Single Family | Space Cooling | Heat pump-cooling | TRC | New | NN782 | Programmable Thermostat | Programmable Thermostat | NonEquip | 11 |  | 2% | Tech/Econ | 1.72% | 0 | 0 | 0
Tech | Single Family | Space Cooling | Heat pump-cooling | TRC | New | NN758 | Home Energy Management System | Home Energy Management System | NonEquip | 11 |  | 0.95% | Tech/Econ | 7.12% | 0 | 0 | 0
Tech | Single Family | Space Cooling | Heat pump-cooling | TRC | New | NN734 | Green Roof | Green Roof | NonEquip | 20 |  | 9.72% | Tech/Econ | 14.65% | 614598.6797 | 476.2542 | 0
Tech | Single Family | Space Cooling | Heat pump-cooling | TRC | New | NN716 | ENERGY STAR Windows | Energy Star Windows | NonEquip | 20 |  | 19% | Tech/Econ | 4.353% | 0 | 0 | 0
Tech | Single Family | Space Cooling | Heat pump-cooling | TRC | New | NN704 | ENERGY STAR Door | Energy Star Door | NonEquip | 20 |  | 14.25% | Tech/Econ | 1.754% | 0 | 0 | 0
Tech | Single Family | Space Cooling | Heat pump-cooling | TRC | New | NN692 | ENERGY STAR Certified Roof Products | Energy Star Certified Roof Products | NonEquip | 20 |  | 32.4% | Tech/Econ | 12.5% | 1722664.444 | 1334.8973 | 0
Tech | Single Family | Space Cooling | Heat pump-cooling | TRC | New | NN644 | Ceiling Insulation (R2 to R38) | Ceiling Insulation(R2 to R38) | NonEquip | 20 |  | 0% | Tech/Econ | 29.55% | 0 | 0 | 0
Tech | Single Family | Space Cooling | Heat pump-cooling | TRC | New | NN632 | Ceiling Insulation (R19 to R38) | Ceiling Insulation(R19 to R38) | NonEquip | 20 |  | 0% | Tech/Econ | 5.005% | 0 | 0 | 0
Tech | Single Family | Space Cooling | Heat pump-cooling | TRC | New | NN620 | Ceiling Insulation (R12 to R38) | Ceiling Insulation(R12 to R38) | NonEquip | 20 |  | 0% | Tech/Econ | 9.56% | 0 | 0 | 0
Tech | Single Family | Space Cooling | Heat pump-cooling | TRC | Existing | NE917 | Solar Attic Fan | Solar Attic Fan | NonEquip | 15 |  | 1.976% | Tech/Econ | 6% | 2403640.853 | 826.5689 | 0
Tech | Single Family | Space Cooling | Heat pump-cooling | TRC | Existing | NE899 | Window Sun Protection | Window Sun Protection | NonEquip | 10 |  | 19.5% | Tech/Econ | 8.12% | 32638473.06 | 14321.6058 | -22468.4427
Tech | Single Family | Space Cooling | Heat pump-cooling | TRC | Existing | NE887 | Wall Insulation | Wall Insulation | NonEquip | 20 |  | 4.5% | Tech/Econ | 5.498% | 5009711.241 | 10068.4697 | 0
Tech | Single Family | Space Cooling | Heat pump-cooling | TRC | Existing | NE875 | Storm Door | Storm Door | NonEquip | 20 |  | 0% | Tech/Econ | 2.126% | 0 | 0 | 0
Tech | Single Family | Space Cooling | Heat pump-cooling | TRC | Existing | NE869 | Spray Foam Insulation (Base: R30) | Spray Foam Insulation(Base R30) | NonEquip | 20 |  | 35.13% | Tech/Econ | 11.62% | 89692180.13 | 49135.9934 | 0
Tech | Single Family | Space Cooling | Heat pump-cooling | TRC | Existing | NE857 | Spray Foam Insulation (Base: R2) | Spray Foam Insulation(Base R2) | NonEquip | 20 |  | 14.63% | Tech/Econ | 34.78% | 191877785.8 | 146125.3808 | 0
Tech | Single Family | Space Cooling | Heat pump-cooling | TRC | Existing | NE845 | Spray Foam Insulation (Base: R19) | Spray Foam Insulation(Base R19) | NonEquip | 20 |  | 5.725% | Tech/Econ | 14.4% | 19842151.37 | 12104.0192 | 0
Tech | Single Family | Space Cooling | Heat pump-cooling | TRC | Existing | NE833 | Spray Foam Insulation (Base: R12) | Spray Foam Insulation(Base R12) | NonEquip | 20 |  | 14.21% | Tech/Econ | 18.12% | 63622133.09 | 41942.7398 | 0
Tech | Single Family | Space Cooling | Heat pump-cooling | TRC | Existing | NE815 | Smart Thermostats | Smart Thermostat | NonEquip | 11 |  | 22.5% | Tech/Econ | 4% | 18173754.47 | 0 | 0
Tech | Single Family | Space Cooling | Heat pump-cooling | TRC | Existing | NE797 | Radiant Barrier | Radiant Barrier | NonEquip | 20 |  | 1.853% | Tech/Econ | 10% | 3904659.876 | 3025.7314 | 0
Tech | Single Family | Space Cooling | Heat pump-cooling | TRC | Existing | NE779 | Programmable Thermostat | Programmable Thermostat | NonEquip | 11 |  | 2% | Tech/Econ | 1.72% | 685965.1277 | 0 | 0
Tech | Single Family | Space Cooling | Heat pump-cooling | TRC | Existing | NE755 | Home Energy Management System | Home Energy Management System | NonEquip | 11 |  | 0.95% | Tech/Econ | 7.12% | 1372236.091 | 1573.7994 | 0
Tech | Single Family | Space Cooling | Heat pump-cooling | TRC | Existing | NE749 | Heat Pump Tune Up | Heat Pump Tune Up | NonEquip | 2 | Heat pump-cooling | 0% | Tech/Econ | 5% | 0 | 0 | 0
Tech | Single Family | Space Cooling | Heat pump-cooling | TRC | Existing | NE731 | Green Roof | Green Roof | NonEquip | 20 |  | 0.0675% | Tech/Econ | 14.65% | 238121.5291 | 184.521 | 0
Tech | Single Family | Space Cooling | Heat pump-cooling | TRC | Existing | NE713 | ENERGY STAR Windows | Energy Star Windows | NonEquip | 20 |  | 19% | Tech/Econ | 12.72% | 57709583.25 | 30195.5653 | 0
Tech | Single Family | Space Cooling | Heat pump-cooling | TRC | Existing | NE701 | ENERGY STAR Door | Energy Star Door | NonEquip | 20 |  | 14.25% | Tech/Econ | 2.471% | 7047638.102 | 4666.9358 | 0
Tech | Single Family | Space Cooling | Heat pump-cooling | TRC | Existing | NE689 | ENERGY STAR Certified Roof Products | Energy Star Certified Roof Products | NonEquip | 20 |  | 32.4% | Tech/Econ | 12.5% | 94348599.68 | 73110.9822 | 0
Tech | Single Family | Space Cooling | Heat pump-cooling | TRC | Existing | NE677 | Duct Repair | Duct Repair | NonEquip | 11 |  | 14.08% | Tech/Econ | 12% | 37775664.91 | 29272.4637 | 0
Tech | Single Family | Space Cooling | Heat pump-cooling | TRC | Existing | NE665 | Duct Insulation | Duct Insulation | NonEquip | 15 |  | 0% | Tech/Econ | 2.045% | 0 | 0 | 0
Tech | Single Family | Space Cooling | Heat pump-cooling | TRC | Existing | NE659 | Central AC Tune Up | Central AC Tune Up | NonEquip | 2 | CAC | 0% | Tech/Econ | 5% | 0 | 0 | 0
Tech | Single Family | Space Cooling | Heat pump-cooling | TRC | Existing | NE641 | Ceiling Insulation (R2 to R38) | Ceiling Insulation(R2 to R38) | NonEquip | 20 |  | 1.625% | Tech/Econ | 29.55% | 11921976.01 | 9922.9228 | 0
Tech | Single Family | Space Cooling | Heat pump-cooling | TRC | Existing | NE629 | Ceiling Insulation (R19 to R38) | Ceiling Insulation(R19 to R38) | NonEquip | 20 |  | 0.6361% | Tech/Econ | 5.005% | 642988.2856 | 546.326 | 0
Tech | Single Family | Space Cooling | Heat pump-cooling | TRC | Existing | NE617 | Ceiling Insulation (R12 to R38) | Ceiling Insulation(R12 to R38) | NonEquip | 20 |  | 1.579% | Tech/Econ | 9.56% | 3175796.36 | 2675.9475 | 0
Tech | Single Family | Space Cooling | Heat pump-cooling | TRC | Existing | NE599 | Air Sealing/Infiltration Control | Air Sealing-Infiltration Control | NonEquip | 11 |  | 20.8% | Tech/Econ | 9% | 39325069.53 | 30473.1015 | 0
Tech | Single Family | Space Cooling | Heat pump-cooling | TRC | Turnover | ET290 | 21 SEER Air Source Heat Pump from base electric resistance heating | 21 SEER ASHP from base electric resistance heating | Equip | 15 | Heat pump-cooling | 40.59% | Tech/Econ | 33.33% | 484489706.4 | 335133.6644 | 0
Tech | Single Family | Space Cooling | Heat pump-cooling | TRC | Turnover | ET272 | 21 SEER Air Source Heat Pump | 21 SEER Air Source Heat Pump | Equip | 15 | Heat pump-cooling | 59.41% | Tech/Econ | 33.33% | 613067270.8 | 290460.6923 | 0
Tech | Single Family | Space Cooling | Heat pump-cooling | TRC | New | EN332 | Ground Source Heat Pump (GSHP) | Ground Source Heat Pump | Equip | 22 | Heat pump-cooling | 0% | Tech/Econ | 6.667% | 0 | 0 | 0
Tech | Single Family | Space Cooling | Heat pump-cooling | TRC | New | EN296 | 21 SEER Air Source Heat Pump from base electric resistance heating | 21 SEER ASHP from base electric resistance heating | Equip | 15 | Heat pump-cooling | 40.59% | Tech/Econ | 33.33% | 6752430.53 | 4670.8253 | 0
Tech | Single Family | Space Cooling | Heat pump-cooling | TRC | New | EN278 | 21 SEER Air Source Heat Pump | 21 SEER Air Source Heat Pump | Equip | 15 | Heat pump-cooling | 59% | Tech/Econ | 33.33% | 12216660.88 | 5788.0431 | 0
Tech | Single Family | Space Cooling | Heat pump-cooling | TRC | New | EN251 | 18 SEER Air Source Heat Pump | 18 SEER Air Source Heat Pump | Equip | 15 | Heat pump-cooling | 0% | Tech/Econ | 22.22% | 0 | 0 | 0
Tech | Single Family | Space Cooling | Heat pump-cooling | TRC | New | EN224 | 17 SEER Air Source Heat Pump | 17 SEER Air Source Heat Pump | Equip | 15 | Heat pump-cooling | 0% | Tech/Econ | 17.65% | 0 | 0 | 0
Tech | Single Family | Space Cooling | Heat pump-cooling | TRC | New | EN197 | 16 SEER Air Source Heat Pump | 16 SEER Air Source Heat Pump | Equip | 15 | Heat pump-cooling | 0% | Tech/Econ | 12.5% | 0 | 0 | 0
Tech | Single Family | Space Cooling | Heat pump-cooling | TRC | New | EN170 | 15 SEER Air Source Heat Pump | 15 SEER Air Source Heat Pump | Equip | 15 | Heat pump-cooling | 0% | Tech/Econ | 6.667% | 0 | 0 | 0
Tech | Single Family | Domestic Hot Water | Heat pump water heater | TRC | New | NN590 | Water Heater Timeclock | Water Heater Timeclock | NonEquip | 7 |  | 18% | Tech/Econ | 5% | 0 | 0 | 0
Tech | Single Family | Domestic Hot Water | Heat pump water heater | TRC | New | NN584 | Water Heater Thermostat Setback (temperature check card) | Water Heater Thermostat Setback | NonEquip | 4 |  | 9.142% | Tech/Econ | 1.894% | 0 | 0 | 0
Tech | Single Family | Domestic Hot Water | Heat pump water heater | TRC | New | NN578 | Water Heater Blanket | Water Heater Blanket | NonEquip | 7 |  | 1.582% | Tech/Econ | 13.08% | 34.5725 | 0.003114 | 0.0067031
Tech | Single Family | Domestic Hot Water | Heat pump water heater | TRC | New | NN572 | Thermostatic Shower Restriction Valve | Thermostatic Shower Restriction Valve | NonEquip | 10 |  | 12.19% | Tech/Econ | 4.798% | 0 | 0 | 0
Tech | Single Family | Domestic Hot Water | Heat pump water heater | TRC | New | NN566 | Low Flow Showerhead | Low Flow Showerhead | NonEquip | 9 |  | 80% | Tech/Econ | 15.28% | 2326.6438 | 0.20956 | 0.4511
Tech | Single Family | Domestic Hot Water | Heat pump water heater | TRC | New | NN560 | Hot Water Pipe Insulation | Hot Water Pipe Insulation | NonEquip | 13 |  | 11.43% | Tech/Econ | 7.656% | 112.523 | 0.010135 | 0.021817
Tech | Single Family | Domestic Hot Water | Heat pump water heater | TRC | New | NN554 | Heat Trap | Heat Trap | NonEquip | 10 |  | 9.142% | Tech/Econ | 6.849% | 0 | 0 | 0
Tech | Single Family | Domestic Hot Water | Heat pump water heater | TRC | New | NN548 | Faucet Aerator | Faucet Aerator | NonEquip | 10 |  | 13.71% | Tech/Econ | 1.502% | 0 | 0 | 0
Tech | Single Family | Domestic Hot Water | Heat pump water heater | TRC | New | NN542 | Drain Water Heat Recovery | Drain Water Heat Recovery | NonEquip | 15 |  | 9.5% | Tech/Econ | 12.3% | 194.8555 | 0.017551 | 0.03778
Tech | Single Family | Domestic Hot Water | Heat pump water heater | TRC | Existing | NE587 | Water Heater Timeclock | Water Heater Timeclock | NonEquip | 7 |  | 21.6% | Tech/Econ | 5% | 12114.7756 | 0 | 0
Tech | Single Family | Domestic Hot Water | Heat pump water heater | TRC | Existing | NE581 | Water Heater Thermostat Setback (temperature check card) | Water Heater Thermostat Setback | NonEquip | 4 |  | 1.582% | Tech/Econ | 1.894% | 331.9975 | 0.029903 | 0.06437
Tech | Single Family | Domestic Hot Water | Heat pump water heater | TRC | Existing | NE575 | Water Heater Blanket | Water Heater Blanket | NonEquip | 7 |  | 9.142% | Tech/Econ | 13.67% | 14399.8599 | 1.297 | 2.7919
Tech | Single Family | Domestic Hot Water | Heat pump water heater | TRC | Existing | NE569 | Thermostatic Shower Restriction Valve | Thermostatic Shower Restriction Valve | NonEquip | 10 |  | 2.11% | Tech/Econ | 4.798% | 1123.0914 | 0.10116 | 0.21775
Tech | Single Family | Domestic Hot Water | Heat pump water heater | TRC | Existing | NE563 | Low Flow Showerhead | Low Flow Showerhead | NonEquip | 9 |  | 2.11% | Tech/Econ | 15.28% | 3726.0512 | 0.33561 | 0.72243
Tech | Single Family | Domestic Hot Water | Heat pump water heater | TRC | Existing | NE557 | Hot Water Pipe Insulation | Hot Water Pipe Insulation | NonEquip | 13 |  | 1.978% | Tech/Econ | 7.656% | 1703.0057 | 0.15339 | 0.33019
Tech | Single Family | Domestic Hot Water | Heat pump water heater | TRC | Existing | NE551 | Heat Trap | Heat Trap | NonEquip | 10 |  | 1.582% | Tech/Econ | 6.849% | 1216.8705 | 0.1096 | 0.23593
Tech | Single Family | Domestic Hot Water | Heat pump water heater | TRC | Existing | NE545 | Faucet Aerator | Faucet Aerator | NonEquip | 10 |  | 2.373% | Tech/Econ | 3.604% | 948.0956 | 0.085396 | 0.18382
Tech | Single Family | Domestic Hot Water | Heat pump water heater | TRC | Existing | NE539 | Drain Water Heat Recovery | Drain Water Heat Recovery | NonEquip | 15 |  | 9.5% | Tech/Econ | 12.3% | 13297.0083 | 1.1977 | 2.5781
Tech | Single Family | Domestic Hot Water | Heat pump water heater | TRC | Turnover | ET74 | Heat Pump Water Heater | Heat Pump Water Heater | Equip | 10 | Heat pump water heater | 49% | Tech/Econ | 62.51% | 510475.4853 | 45.9555 | 140.6313
Tech | Single Family | Domestic Hot Water | Heat pump water heater | TRC | New | EN80 | Heat Pump Water Heater | Heat Pump Water Heater | Equip | 10 | Heat pump water heater | 49% | Tech/Econ | 62.51% | 8405.8781 | 0.75674 | 2.3157
Tech | Single Family | Appliances | Freezer | TRC | New | NN536 | Removal of 2nd Refrigerator/Freezer | Removal of 2nd Refrigerator-Freezer | NonEquip | 5 | Refrigerator | 0% | Tech/Econ | 100% | 0 | 0 | 0
Tech | Single Family | Appliances | Freezer | TRC | Existing | NE533 | Removal of 2nd Refrigerator/Freezer | Removal of 2nd Refrigerator-Freezer | NonEquip | 5 | Refrigerator | 0% | Tech/Econ | 100% | 0 | 0 | 0
Tech | Single Family | Appliances | Freezer | TRC | Turnover | ET29 | ENERGY STAR Freezer | Energy Star Freezer | Equip | 11 | Freezer | 58% | Tech/Econ | 11.6% | 2808495.826 | 320.4681 | 286.9362
Tech | Single Family | Appliances | Freezer | TRC | New | EN35 | ENERGY STAR Freezer | Energy Star Freezer | Equip | 11 | Freezer | 58% | Tech/Econ | 11.6% | 46246.8308 | 5.2771 | 4.7249
Tech | Single Family | Miscellaneous | Fan | TRC | Turnover | ET470 | ENERGY STAR Ceiling Fan | Energy Star Ceiling Fan | Equip | 20 | Fan | 34% | Tech/Econ | 68.69% | 25360780.09 | 0 | 2.8553
Tech | Single Family | Miscellaneous | Fan | TRC | Turnover | ET461 | ENERGY STAR Bathroom Ventilating Fan | Energy Star Bathroom Ventilating Fan | Equip | 10 | Fan | 43.2% | Tech/Econ | 62.65% | 22524831.06 | 788.4637 | 3153.8547
Tech | Single Family | Miscellaneous | Fan | TRC | New | EN476 | ENERGY STAR Ceiling Fan | Energy Star Ceiling Fan | Equip | 20 | Fan | 34% | Tech/Econ | 68.69% | 417609.9178 | 0 | 0.087214
Tech | Single Family | Miscellaneous | Fan | TRC | New | EN467 | ENERGY STAR Bathroom Ventilating Fan | Energy Star Bathroom Ventilating Fan | Equip | 10 | Fan | 61.2% | Tech/Econ | 62.65% | 525457.2805 | 18.3932 | 73.5728
Tech | Single Family | Lighting | Exterior screw-in | TRC | New | NN914 | Interior Lighting Controls | Interior Lighting Controls | NonEquip | 8 | Interior screw-in | 0% | Tech/Econ | 28.57% | 0 | 0 | 0
Tech | Single Family | Lighting | Exterior screw-in | TRC | New | NN908 | Exterior Lighting Controls | Exterior Lighting Controls | NonEquip | 10 | Exterior screw-in | 9.45% | Tech/Econ | 50% | 46222.0471 | 0 | 0
Tech | Single Family | Lighting | Exterior screw-in | TRC | Existing | NE911 | Interior Lighting Controls | Interior Lighting Controls | NonEquip | 8 | Interior screw-in | 0% | Tech/Econ | 28.57% | 0 | 0 | 0
Tech | Single Family | Lighting | Exterior screw-in | TRC | Existing | NE905 | Exterior Lighting Controls | Exterior Lighting Controls | NonEquip | 10 | Exterior screw-in | 1.89% | Tech/Econ | 50% | 561398.1471 | 0 | 0
Tech | Single Family | Lighting | Exterior screw-in | TRC | Turnover | ET407 | LED - 9W Flood (Exterior) | LED - 9W Flood (Exterior) | Equip | 10 | Exterior screw-in | 22% | Tech/Econ | 86.15% | 13893258.23 | 0 | 0
Tech | Single Family | Lighting | Exterior screw-in | TRC | Turnover | ET362 | CFL - 15W Flood (Exterior) | CFL - 15W Flood (Exterior) | Equip | 7.8 | Exterior screw-in | 0% | Tech/Econ | 76.92% | 0 | 0 | 0
Tech | Single Family | Lighting | Exterior screw-in | TRC | New | EN413 | LED - 9W Flood (Exterior) | LED - 9W Flood (Exterior) | Equip | 10 | Exterior screw-in | 22% | Tech/Econ | 86.15% | 228776.9702 | 0 | 0
Tech | Single Family | Lighting | Exterior screw-in | TRC | New | EN368 | CFL - 15W Flood (Exterior) | CFL - 15W Flood (Exterior) | Equip | 7.8 | Exterior screw-in | 0% | Tech/Econ | 76.92% | 0 | 0 | 0
Tech | Single Family | Appliances | Dishwasher | TRC | New | NN536 | Removal of 2nd Refrigerator/Freezer | Removal of 2nd Refrigerator-Freezer | NonEquip | 5 | Refrigerator | 0% | Tech/Econ | 100% | 0 | 0 | 0
Tech | Single Family | Appliances | Dishwasher | TRC | Existing | NE533 | Removal of 2nd Refrigerator/Freezer | Removal of 2nd Refrigerator-Freezer | NonEquip | 5 | Refrigerator | 0% | Tech/Econ | 100% | 0 | 0 | 0
Tech | Single Family | Appliances | Dishwasher | TRC | Turnover | ET20 | ENERGY STAR Dishwasher | Energy Star Dishwasher | Equip | 10 | Dishwasher | 9% | Tech/Econ | 13.13% | 2750658.163 | 301.1583 | 327.3879
Tech | Single Family | Appliances | Dishwasher | TRC | New | EN26 | ENERGY STAR Dishwasher | Energy Star Dishwasher | Equip | 10 | Dishwasher | 9% | Tech/Econ | 13.13% | 45294.432 | 4.9591 | 5.391
Tech | Single Family | Domestic Hot Water | Conventional Tank | TRC | New | NN590 | Water Heater Timeclock | Water Heater Timeclock | NonEquip | 7 |  | 18% | Tech/Econ | 5% | 0 | 0 | 0
Tech | Single Family | Domestic Hot Water | Conventional Tank | TRC | New | NN584 | Water Heater Thermostat Setback (temperature check card) | Water Heater Thermostat Setback | NonEquip | 4 |  | 9.142% | Tech/Econ | 1.894% | 0 | 0 | 0
Tech | Single Family | Domestic Hot Water | Conventional Tank | TRC | New | NN578 | Water Heater Blanket | Water Heater Blanket | NonEquip | 7 |  | 1.582% | Tech/Econ | 13.08% | 29753.2421 | 2.6799 | 5.7688
Tech | Single Family | Domestic Hot Water | Conventional Tank | TRC | New | NN572 | Thermostatic Shower Restriction Valve | Thermostatic Shower Restriction Valve | NonEquip | 10 |  | 12.19% | Tech/Econ | 4.798% | 0 | 0 | 0
Tech | Single Family | Domestic Hot Water | Conventional Tank | TRC | New | NN566 | Low Flow Showerhead | Low Flow Showerhead | NonEquip | 9 |  | 80% | Tech/Econ | 15.28% | 2002317.944 | 180.3505 | 388.2225
Tech | Single Family | Domestic Hot Water | Conventional Tank | TRC | New | NN560 | Hot Water Pipe Insulation | Hot Water Pipe Insulation | NonEquip | 13 |  | 11.43% | Tech/Econ | 7.656% | 96837.6788 | 8.7223 | 18.7755
Tech | Single Family | Domestic Hot Water | Conventional Tank | TRC | New | NN554 | Heat Trap | Heat Trap | NonEquip | 10 |  | 9.142% | Tech/Econ | 6.849% | 0 | 0 | 0
Tech | Single Family | Domestic Hot Water | Conventional Tank | TRC | New | NN548 | Faucet Aerator | Faucet Aerator | NonEquip | 10 |  | 13.71% | Tech/Econ | 1.502% | 0 | 0 | 0
Tech | Single Family | Domestic Hot Water | Conventional Tank | TRC | New | NN542 | Drain Water Heat Recovery | Drain Water Heat Recovery | NonEquip | 15 |  | 9.5% | Tech/Econ | 12.3% | 167693.3613 | 15.1043 | 32.5135
Tech | Single Family | Domestic Hot Water | Conventional Tank | TRC | Existing | NE587 | Water Heater Timeclock | Water Heater Timeclock | NonEquip | 7 |  | 21.6% | Tech/Econ | 5% | 10426018.85 | 0 | 0
Tech | Single Family | Domestic Hot Water | Conventional Tank | TRC | Existing | NE581 | Water Heater Thermostat Setback (temperature check card) | Water Heater Thermostat Setback | NonEquip | 4 |  | 1.582% | Tech/Econ | 1.894% | 285718.1981 | 25.7349 | 55.3969
Tech | Single Family | Domestic Hot Water | Conventional Tank | TRC | Existing | NE575 | Water Heater Blanket | Water Heater Blanket | NonEquip | 7 |  | 9.142% | Tech/Econ | 13.67% | 12392570.45 | 1116.2095 | 2402.7525
Tech | Single Family | Domestic Hot Water | Conventional Tank | TRC | Existing | NE569 | Thermostatic Shower Restriction Valve | Thermostatic Shower Restriction Valve | NonEquip | 10 |  | 2.11% | Tech/Econ | 4.798% | 966536.4276 | 87.0568 | 187.3984
Tech | Single Family | Domestic Hot Water | Conventional Tank | TRC | Existing | NE563 | Low Flow Showerhead | Low Flow Showerhead | NonEquip | 9 |  | 2.11% | Tech/Econ | 15.28% | 3206652.896 | 288.826 | 621.7268
Tech | Single Family | Domestic Hot Water | Conventional Tank | TRC | Existing | NE557 | Hot Water Pipe Insulation | Hot Water Pipe Insulation | NonEquip | 13 |  | 1.978% | Tech/Econ | 7.656% | 1465612.736 | 132.009 | 284.1626
Tech | Single Family | Domestic Hot Water | Conventional Tank | TRC | Existing | NE551 | Heat Trap | Heat Trap | NonEquip | 10 |  | 1.582% | Tech/Econ | 6.849% | 1047243.087 | 94.3261 | 203.0463
Tech | Single Family | Domestic Hot Water | Conventional Tank | TRC | Existing | NE545 | Faucet Aerator | Faucet Aerator | NonEquip | 10 |  | 2.373% | Tech/Econ | 3.604% | 815934.4239 | 73.4919 | 158.1987
Tech | Single Family | Domestic Hot Water | Conventional Tank | TRC | Existing | NE539 | Drain Water Heat Recovery | Drain Water Heat Recovery | NonEquip | 15 |  | 9.5% | Tech/Econ | 12.3% | 11443452.47 | 1030.7216 | 2218.7313
Tech | Single Family | Domestic Hot Water | Conventional Tank | TRC | Turnover | ET980 | Solar Water Heater | Solar Water Heater | Equip | 15 | Conventional Tank | 21.56% | Tech/Econ | 76.67% | 237813620.9 | 17774.6469 | 2495.4567
Tech | Single Family | Domestic Hot Water | Conventional Tank | TRC | Turnover | ET971 | Heat Pump Water Heater | Heat Pump Water Heater | Equip | 10 | Conventional Tank | 27.44% | Tech/Econ | 62.51% | 205995665 | 18544.7192 | 56749.9236
Tech | Single Family | Domestic Hot Water | Conventional Tank | TRC | New | EN986 | Solar Water Heater | Solar Water Heater | Equip | 15 | Conventional Tank | 21.56% | Tech/Econ | 76.67% | 3916020.181 | 292.6909 | 41.0921
Tech | Single Family | Domestic Hot Water | Conventional Tank | TRC | New | EN977 | Heat Pump Water Heater | Heat Pump Water Heater | Equip | 10 | Conventional Tank | 27.44% | Tech/Econ | 62.51% | 3392081.492 | 305.3715 | 934.4875
Tech | Single Family | Appliances | Clothes washer | TRC | New | NN536 | Removal of 2nd Refrigerator/Freezer | Removal of 2nd Refrigerator-Freezer | NonEquip | 5 | Refrigerator | 0% | Tech/Econ | 100% | 0 | 0 | 0
Tech | Single Family | Appliances | Clothes washer | TRC | Existing | NE533 | Removal of 2nd Refrigerator/Freezer | Removal of 2nd Refrigerator-Freezer | NonEquip | 5 | Refrigerator | 0% | Tech/Econ | 100% | 0 | 0 | 0
Tech | Single Family | Appliances | Clothes washer | TRC | Turnover | ET11 | ENERGY STAR Clothes Washer | Energy Star Clothes Washer | Equip | 11 | Clothes washer | 54% | Tech/Econ | 37.8% | 17047116.85 | 5075.8635 | 1252.0328
Tech | Single Family | Appliances | Clothes washer | TRC | New | EN17 | ENERGY STAR Clothes Washer | Energy Star Clothes Washer | Equip | 11 | Clothes washer | 54% | Tech/Econ | 37.8% | 280710.8075 | 83.583 | 20.6169
Tech | Single Family | Appliances | Clothes dryer | TRC | New | NN536 | Removal of 2nd Refrigerator/Freezer | Removal of 2nd Refrigerator-Freezer | NonEquip | 5 | Refrigerator | 0% | Tech/Econ | 100% | 0 | 0 | 0
Tech | Single Family | Appliances | Clothes dryer | TRC | Existing | NE533 | Removal of 2nd Refrigerator/Freezer | Removal of 2nd Refrigerator-Freezer | NonEquip | 5 | Refrigerator | 0% | Tech/Econ | 100% | 0 | 0 | 0
Tech | Single Family | Appliances | Clothes dryer | TRC | Turnover | ET47 | Heat Pump Clothes Dryer | Heat Pump Clothes Dryer | Equip | 12 | Clothes dryer | 54% | Tech/Econ | 30.89% | 88684143.99 | 13041.6384 | 7022.4207
Tech | Single Family | Appliances | Clothes dryer | TRC | Turnover | ET2 | ENERGY STAR Clothes Dryer | Energy Star Clothes Dryer | Equip | 11 | Clothes dryer | 46% | Tech/Econ | 20.87% | 42518538.36 | 6252.6555 | 3366.8145
Tech | Single Family | Appliances | Clothes dryer | TRC | New | EN8 | ENERGY STAR Clothes Dryer | Energy Star Clothes Dryer | Equip | 11 | Clothes dryer | 46% | Tech/Econ | 20.87% | 700142.6317 | 102.961 | 55.4405
Tech | Single Family | Appliances | Clothes dryer | TRC | New | EN53 | Heat Pump Clothes Dryer | Heat Pump Clothes Dryer | Equip | 12 | Clothes dryer | 54% | Tech/Econ | 30.89% | 1460340.649 | 214.7535 | 115.6365
Tech | Single Family | Space Heating | Central forced air | TRC | New | NN896 | Wall Insulation | Wall Insulation | NonEquip | 20 |  | 6.75% | Tech/Econ | 0% | 0 | 0 | 0
Tech | Single Family | Space Heating | Central forced air | TRC | New | NN884 | Storm Door | Storm Door | NonEquip | 20 |  | 0% | Tech/Econ | 0.9362% | 0 | 0 | 0
Tech | Single Family | Space Heating | Central forced air | TRC | New | NN866 | Spray Foam Insulation (Base: R30) | Spray Foam Insulation(Base R30) | NonEquip | 20 |  | 72% | Tech/Econ | 3.99% | 53510.1874 | 0 | 174.2121
Tech | Single Family | Space Heating | Central forced air | TRC | New | NN854 | Spray Foam Insulation (Base: R2) | Spray Foam Insulation(Base R2) | NonEquip | 20 |  | 0% | Tech/Econ | 33.29% | 0 | 0 | 0
Tech | Single Family | Space Heating | Central forced air | TRC | New | NN842 | Spray Foam Insulation (Base: R19) | Spray Foam Insulation(Base R19) | NonEquip | 20 |  | 0% | Tech/Econ | 7.709% | 0 | 0 | 0
Tech | Single Family | Space Heating | Central forced air | TRC | New | NN830 | Spray Foam Insulation (Base: R12) | Spray Foam Insulation(Base R12) | NonEquip | 20 |  | 0% | Tech/Econ | 12.39% | 0 | 0 | 0
Tech | Single Family | Space Heating | Central forced air | TRC | New | NN824 | Smart Thermostats | Smart Thermostat | NonEquip | 11 |  | 22.5% | Tech/Econ | 4% | 42929.6159 | 0 | 0
Tech | Single Family | Space Heating | Central forced air | TRC | New | NN794 | Radiant Barrier | Radiant Barrier | NonEquip | 20 |  | 6.056% | Tech/Econ | 10% | 29064.0733 | 0 | 43.4194
Tech | Single Family | Space Heating | Central forced air | TRC | New | NN788 | Programmable Thermostat | Programmable Thermostat | NonEquip | 11 |  | 2% | Tech/Econ | 1.72% | 0 | 0 | 0
Tech | Single Family | Space Heating | Central forced air | TRC | New | NN776 | HVAC ECM Motor | HVAC ECM Motor | NonEquip | 15 |  | 26.32% | Tech/Econ | 0.6245% | 0 | 0 | 0
Tech | Single Family | Space Heating | Central forced air | TRC | New | NN764 | Home Energy Management System | Home Energy Management System | NonEquip | 11 |  | 0.95% | Tech/Econ | 15% | 7240.561 | 0 | 7.5991
Tech | Single Family | Space Heating | Central forced air | TRC | New | NN746 | Heat Pump Tune Up | Heat Pump Tune Up | NonEquip | 2 | Heat pump-heating | 0% | Tech/Econ | 0% | 0 | 0 | 0
Tech | Single Family | Space Heating | Central forced air | TRC | New | NN740 | Green Roof | Green Roof | NonEquip | 20 |  | 9.72% | Tech/Econ | 14.65% | 72269.2692 | 0 | 107.9645
Tech | Single Family | Space Heating | Central forced air | TRC | New | NN728 | Floor Insulation | Floor Insulation | NonEquip | 20 |  | 3.36% | Tech/Econ | 0% | 0 | 0 | 0
Tech | Single Family | Space Heating | Central forced air | TRC | New | NN722 | ENERGY STAR Windows | Energy Star Windows | NonEquip | 20 |  | 19% | Tech/Econ | 1.093% | 0 | 0 | 0
Tech | Single Family | Space Heating | Central forced air | TRC | New | NN710 | ENERGY STAR Door | Energy Star Door | NonEquip | 20 |  | 14.25% | Tech/Econ | 1.166% | 0 | 0 | 0
Tech | Single Family | Space Heating | Central forced air | TRC | New | NN698 | ENERGY STAR Certified Roof Products | Energy Star Certified Roof Products | NonEquip | 20 |  | 32.4% | Tech/Econ | 12.5% | 202564.2171 | 0 | 302.6148
Tech | Single Family | Space Heating | Central forced air | TRC | New | NN686 | Duct Repair | Duct Repair | NonEquip | 11 |  | 0% | Tech/Econ | 0% | 0 | 0 | 0
Tech | Single Family | Space Heating | Central forced air | TRC | New | NN674 | Duct Insulation | Duct Insulation | NonEquip | 15 |  | 0% | Tech/Econ | 0% | 0 | 0 | 0
Tech | Single Family | Space Heating | Central forced air | TRC | New | NN650 | Ceiling Insulation (R30 to R38) | Ceiling Insulation(R30 to R38) | NonEquip | 20 |  | 8% | Tech/Econ | 2.011% | 0 | 0 | 0
Tech | Single Family | Space Heating | Central forced air | TRC | New | NN638 | Ceiling Insulation (R2 to R38) | Ceiling Insulation(R2 to R38) | NonEquip | 20 |  | 0% | Tech/Econ | 34.48% | 0 | 0 | 0
Tech | Single Family | Space Heating | Central forced air | TRC | New | NN626 | Ceiling Insulation (R19 to R38) | Ceiling Insulation(R19 to R38) | NonEquip | 20 |  | 0% | Tech/Econ | 6.429% | 0 | 0 | 0
Tech | Single Family | Space Heating | Central forced air | TRC | New | NN614 | Ceiling Insulation (R12 to R38) | Ceiling Insulation(R12 to R38) | NonEquip | 20 |  | 0% | Tech/Econ | 11.98% | 0 | 0 | 0
Tech | Single Family | Space Heating | Central forced air | TRC | Existing | NE893 | Wall Insulation | Wall Insulation | NonEquip | 20 |  | 4.5% | Tech/Econ | 27.09% | 3563706.043 | 0 | 2954.1749
Tech | Single Family | Space Heating | Central forced air | TRC | Existing | NE881 | Storm Door | Storm Door | NonEquip | 20 |  | 0% | Tech/Econ | 1.413% | 0 | 0 | 0
Tech | Single Family | Space Heating | Central forced air | TRC | Existing | NE863 | Spray Foam Insulation (Base: R30) | Spray Foam Insulation(Base R30) | NonEquip | 20 |  | 35.13% | Tech/Econ | 3.99% | 3606499.002 | 0 | 11741.6085
Tech | Single Family | Space Heating | Central forced air | TRC | Existing | NE851 | Spray Foam Insulation (Base: R2) | Spray Foam Insulation(Base R2) | NonEquip | 20 |  | 14.63% | Tech/Econ | 33.29% | 14963651.92 | 0 | 22878.0129
Tech | Single Family | Space Heating | Central forced air | TRC | Existing | NE839 | Spray Foam Insulation (Base: R19) | Spray Foam Insulation(Base R19) | NonEquip | 20 |  | 5.725% | Tech/Econ | 7.709% | 1151292.955 | 0 | 2657.847
Tech | Single Family | Space Heating | Central forced air | TRC | Existing | NE827 | Spray Foam Insulation (Base: R12) | Spray Foam Insulation(Base R12) | NonEquip | 20 |  | 14.21% | Tech/Econ | 12.39% | 4865943.136 | 0 | 9428.8598
Tech | Single Family | Space Heating | Central forced air | TRC | Existing | NE821 | Smart Thermostats | Smart Thermostat | NonEquip | 11 |  | 22.5% | Tech/Econ | 4% | 2336604.899 | 0 | 0
Tech | Single Family | Space Heating | Central forced air | TRC | Existing | NE809 | Sealed crawlspace | Sealed crawlspace | NonEquip | 11 |  | 5.88% | Tech/Econ | 1.167% | 172465.2812 | 0 | 257.6494
Tech | Single Family | Space Heating | Central forced air | TRC | Existing | NE791 | Radiant Barrier | Radiant Barrier | NonEquip | 20 |  | 1.853% | Tech/Econ | 10% | 493414.3629 | 0 | 737.1217
Tech | Single Family | Space Heating | Central forced air | TRC | Existing | NE785 | Programmable Thermostat | Programmable Thermostat | NonEquip | 11 |  | 2% | Tech/Econ | 1.72% | 86667.7483 | 0 | 0
Tech | Single Family | Space Heating | Central forced air | TRC | Existing | NE773 | HVAC ECM Motor | HVAC ECM Motor | NonEquip | 15 |  | 9.945% | Tech/Econ | 0.6245% | 155933.8182 | 0 | 270.7042
Tech | Single Family | Space Heating | Central forced air | TRC | Existing | NE761 | Home Energy Management System | Home Energy Management System | NonEquip | 11 |  | 0.95% | Tech/Econ | 15% | 410985.4485 | 0 | 431.3363
Tech | Single Family | Space Heating | Central forced air | TRC | Existing | NE743 | Heat Pump Tune Up | Heat Pump Tune Up | NonEquip | 2 | Heat pump-heating | 0% | Tech/Econ | 5% | 0 | 0 | 0
Tech | Single Family | Space Heating | Central forced air | TRC | Existing | NE737 | Green Roof | Green Roof | NonEquip | 20 |  | 0.0675% | Tech/Econ | 14.65% | 28486.9137 | 0 | 42.5572
Tech | Single Family | Space Heating | Central forced air | TRC | Existing | NE719 | ENERGY STAR Windows | Energy Star Windows | NonEquip | 20 |  | 19% | Tech/Econ | 3.196% | 1540582.786 | 0 | 6185.8764
Tech | Single Family | Space Heating | Central forced air | TRC | Existing | NE707 | ENERGY STAR Door | Energy Star Door | NonEquip | 20 |  | 14.25% | Tech/Econ | 1.643% | 589561.3049 | 0 | 1132.3637
Tech | Single Family | Space Heating | Central forced air | TRC | Existing | NE695 | ENERGY STAR Certified Roof Products | Energy Star Certified Roof Products | NonEquip | 20 |  | 32.4% | Tech/Econ | 12.5% | 11662840.44 | 0 | 17423.354
Tech | Single Family | Space Heating | Central forced air | TRC | Existing | NE683 | Duct Repair | Duct Repair | NonEquip | 11 |  | 14.08% | Tech/Econ | 12% | 4587379.688 | 0 | 6853.1796
Tech | Single Family | Space Heating | Central forced air | TRC | Existing | NE671 | Duct Insulation | Duct Insulation | NonEquip | 15 |  | 0% | Tech/Econ | 2.045% | 0 | 0 | 0
Tech | Single Family | Space Heating | Central forced air | TRC | Existing | NE647 | Ceiling Insulation (R30 to R38) | Ceiling Insulation(R30 to R38) | NonEquip | 20 |  | 3.904% | Tech/Econ | 2.011% | 197949.1394 | 0 | 254.4635
Tech | Single Family | Space Heating | Central forced air | TRC | Existing | NE635 | Ceiling Insulation (R2 to R38) | Ceiling Insulation(R2 to R38) | NonEquip | 20 |  | 1.625% | Tech/Econ | 34.48% | 1731994.76 | 0 | 2373.6795
Tech | Single Family | Space Heating | Central forced air | TRC | Existing | NE623 | Ceiling Insulation (R19 to R38) | Ceiling Insulation(R19 to R38) | NonEquip | 20 |  | 0.6361% | Tech/Econ | 6.429% | 106216.6925 | 0 | 142.3291
Tech | Single Family | Space Heating | Central forced air | TRC | Existing | NE611 | Ceiling Insulation (R12 to R38) | Ceiling Insulation(R12 to R38) | NonEquip | 20 |  | 1.579% | Tech/Econ | 11.98% | 504674.0709 | 0 | 682.3632
Tech | Single Family | Space Heating | Central forced air | TRC | Existing | NE605 | Air Sealing/Infiltration Control | Air Sealing-Infiltration Control | NonEquip | 11 |  | 20.8% | Tech/Econ | 9% | 4976845.24 | 0 | 7435.0101
Tech | Single Family | Space Heating | Central forced air | TRC | Turnover | ET353 | Variable Refrigerant Flow (VRF) HVAC Systems | Variable Refrigerant Flow (VRF) HVAC Systems | Equip | 13 | Central forced air | 0.5419% | Tech/Econ | 25.82% | 404094.567 | 0 | 603.6851
Tech | Single Family | Space Heating | Central forced air | TRC | New | EN359 | Variable Refrigerant Flow (VRF) HVAC Systems | Variable Refrigerant Flow (VRF) HVAC Systems | Equip | 13 | Central forced air | 0.636% | Tech/Econ | 25.82% | 8357.1587 | 0 | 12.4849
Tech | Single Family | Space Cooling | CAC | TRC | New | NN920 | Solar Attic Fan | Solar Attic Fan | NonEquip | 15 |  | 5.32% | Tech/Econ | 6% | 0 | 0 | 0
Tech | Single Family | Space Cooling | CAC | TRC | New | NN902 | Window Sun Protection | Window Sun Protection | NonEquip | 10 |  | 19.5% | Tech/Econ | 8.12% | 0 | 0 | 0
Tech | Single Family | Space Cooling | CAC | TRC | New | NN878 | Storm Door | Storm Door | NonEquip | 20 |  | 0% | Tech/Econ | 1.408% | 0 | 0 | 0
Tech | Single Family | Space Cooling | CAC | TRC | New | NN872 | Spray Foam Insulation (Base: R30) | Spray Foam Insulation(Base R30) | NonEquip | 20 |  | 72% | Tech/Econ | 11.62% | 660012.6555 | 361.5742 | 0
Tech | Single Family | Space Cooling | CAC | TRC | New | NN860 | Spray Foam Insulation (Base: R2) | Spray Foam Insulation(Base R2) | NonEquip | 20 |  | 0% | Tech/Econ | 34.78% | 0 | 0 | 0
Tech | Single Family | Space Cooling | CAC | TRC | New | NN848 | Spray Foam Insulation (Base: R19) | Spray Foam Insulation(Base R19) | NonEquip | 20 |  | 0% | Tech/Econ | 14.4% | 0 | 0 | 0
Tech | Single Family | Space Cooling | CAC | TRC | New | NN836 | Spray Foam Insulation (Base: R12) | Spray Foam Insulation(Base R12) | NonEquip | 20 |  | 0% | Tech/Econ | 18.12% | 0 | 0 | 0
Tech | Single Family | Space Cooling | CAC | TRC | New | NN818 | Smart Thermostats | Smart Thermostat | NonEquip | 11 |  | 22.5% | Tech/Econ | 4% | 0 | 0 | 0
Tech | Single Family | Space Cooling | CAC | TRC | New | NN800 | Radiant Barrier | Radiant Barrier | NonEquip | 20 |  | 6.056% | Tech/Econ | 10% | 0 | 0 | 0
Tech | Single Family | Space Cooling | CAC | TRC | New | NN782 | Programmable Thermostat | Programmable Thermostat | NonEquip | 11 |  | 2% | Tech/Econ | 1.72% | 0 | 0 | 0
Tech | Single Family | Space Cooling | CAC | TRC | New | NN758 | Home Energy Management System | Home Energy Management System | NonEquip | 11 |  | 0.95% | Tech/Econ | 7.12% | 0 | 0 | 0
Tech | Single Family | Space Cooling | CAC | TRC | New | NN734 | Green Roof | Green Roof | NonEquip | 20 |  | 9.72% | Tech/Econ | 14.65% | 147819.2699 | 114.5455 | 0
Tech | Single Family | Space Cooling | CAC | TRC | New | NN716 | ENERGY STAR Windows | Energy Star Windows | NonEquip | 20 |  | 19% | Tech/Econ | 4.353% | 0 | 0 | 0
Tech | Single Family | Space Cooling | CAC | TRC | New | NN704 | ENERGY STAR Door | Energy Star Door | NonEquip | 20 |  | 14.25% | Tech/Econ | 1.754% | 0 | 0 | 0
Tech | Single Family | Space Cooling | CAC | TRC | New | NN692 | ENERGY STAR Certified Roof Products | Energy Star Certified Roof Products | NonEquip | 20 |  | 32.4% | Tech/Econ | 12.5% | 414324.0279 | 321.0608 | 0
Tech | Single Family | Space Cooling | CAC | TRC | New | NN656 | Ceiling Insulation (R30 to R38) | Ceiling Insulation(R30 to R38) | NonEquip | 20 |  | 8% | Tech/Econ | 1.432% | 0 | 0 | 0
Tech | Single Family | Space Cooling | CAC | TRC | New | NN644 | Ceiling Insulation (R2 to R38) | Ceiling Insulation(R2 to R38) | NonEquip | 20 |  | 0% | Tech/Econ | 29.55% | 0 | 0 | 0
Tech | Single Family | Space Cooling | CAC | TRC | New | NN632 | Ceiling Insulation (R19 to R38) | Ceiling Insulation(R19 to R38) | NonEquip | 20 |  | 0% | Tech/Econ | 5.005% | 0 | 0 | 0
Tech | Single Family | Space Cooling | CAC | TRC | New | NN620 | Ceiling Insulation (R12 to R38) | Ceiling Insulation(R12 to R38) | NonEquip | 20 |  | 0% | Tech/Econ | 9.56% | 0 | 0 | 0
Tech | Single Family | Space Cooling | CAC | TRC | Existing | NE917 | Solar Attic Fan | Solar Attic Fan | NonEquip | 15 |  | 1.976% | Tech/Econ | 6% | 579083.142 | 199.1363 | 0
Tech | Single Family | Space Cooling | CAC | TRC | Existing | NE899 | Window Sun Protection | Window Sun Protection | NonEquip | 10 |  | 19.5% | Tech/Econ | 8.12% | 7863233.606 | 3450.3493 | -5413.0784
Tech | Single Family | Space Cooling | CAC | TRC | Existing | NE887 | Wall Insulation | Wall Insulation | NonEquip | 20 |  | 4.5% | Tech/Econ | 5.498% | 1206935.438 | 2425.6873 | 0
Tech | Single Family | Space Cooling | CAC | TRC | Existing | NE875 | Storm Door | Storm Door | NonEquip | 20 |  | 0% | Tech/Econ | 2.126% | 0 | 0 | 0
Tech | Single Family | Space Cooling | CAC | TRC | Existing | NE869 | Spray Foam Insulation (Base: R30) | Spray Foam Insulation(Base R30) | NonEquip | 20 |  | 35.13% | Tech/Econ | 11.62% | 21608564.95 | 11837.8024 | 0
Tech | Single Family | Space Cooling | CAC | TRC | Existing | NE857 | Spray Foam Insulation (Base: R2) | Spray Foam Insulation(Base R2) | NonEquip | 20 |  | 14.63% | Tech/Econ | 34.78% | 43319820.49 | 32990.4019 | 0
Tech | Single Family | Space Cooling | CAC | TRC | Existing | NE845 | Spray Foam Insulation (Base: R19) | Spray Foam Insulation(Base R19) | NonEquip | 20 |  | 5.725% | Tech/Econ | 14.4% | 4780354.498 | 2916.0902 | 0
Tech | Single Family | Space Cooling | CAC | TRC | Existing | NE833 | Spray Foam Insulation (Base: R12) | Spray Foam Insulation(Base R12) | NonEquip | 20 |  | 14.21% | Tech/Econ | 18.12% | 15327791.04 | 10104.8098 | 0
Tech | Single Family | Space Cooling | CAC | TRC | Existing | NE815 | Smart Thermostats | Smart Thermostat | NonEquip | 11 |  | 22.5% | Tech/Econ | 4% | 4378405.712 | 0 | 0
Tech | Single Family | Space Cooling | CAC | TRC | Existing | NE797 | Radiant Barrier | Radiant Barrier | NonEquip | 20 |  | 1.853% | Tech/Econ | 10% | 940707.3886 | 728.9567 | 0
Tech | Single Family | Space Cooling | CAC | TRC | Existing | NE779 | Programmable Thermostat | Programmable Thermostat | NonEquip | 11 |  | 2% | Tech/Econ | 1.72% | 165262.1443 | 0 | 0
Tech | Single Family | Space Cooling | CAC | TRC | Existing | NE755 | Home Energy Management System | Home Energy Management System | NonEquip | 11 |  | 0.95% | Tech/Econ | 7.12% | 330597.9703 | 379.1584 | 0
Tech | Single Family | Space Cooling | CAC | TRC | Existing | NE749 | Heat Pump Tune Up | Heat Pump Tune Up | NonEquip | 2 | Heat pump-cooling | 0% | Tech/Econ | 5% | 0 | 0 | 0
Tech | Single Family | Space Cooling | CAC | TRC | Existing | NE731 | Green Roof | Green Roof | NonEquip | 20 |  | 0.0675% | Tech/Econ | 14.65% | 57368.0394 | 44.4546 | 0
Tech | Single Family | Space Cooling | CAC | TRC | Existing | NE713 | ENERGY STAR Windows | Energy Star Windows | NonEquip | 20 |  | 19% | Tech/Econ | 12.72% | 13903344.48 | 7274.6903 | 0
Tech | Single Family | Space Cooling | CAC | TRC | Existing | NE701 | ENERGY STAR Door | Energy Star Door | NonEquip | 20 |  | 14.25% | Tech/Econ | 2.471% | 1697911.072 | 1124.3543 | 0
Tech | Single Family | Space Cooling | CAC | TRC | Existing | NE689 | ENERGY STAR Certified Roof Products | Energy Star Certified Roof Products | NonEquip | 20 |  | 32.4% | Tech/Econ | 12.5% | 22730385.65 | 17613.8366 | 0
Tech | Single Family | Space Cooling | CAC | TRC | Existing | NE677 | Duct Repair | Duct Repair | NonEquip | 11 |  | 14.08% | Tech/Econ | 12% | 9100881.567 | 7052.2975 | 0
Tech | Single Family | Space Cooling | CAC | TRC | Existing | NE665 | Duct Insulation | Duct Insulation | NonEquip | 15 |  | 0% | Tech/Econ | 2.045% | 0 | 0 | 0
Tech | Single Family | Space Cooling | CAC | TRC | Existing | NE659 | Central AC Tune Up | Central AC Tune Up | NonEquip | 2 | CAC | 0% | Tech/Econ | 5% | 0 | 0 | 0
Tech | Single Family | Space Cooling | CAC | TRC | Existing | NE641 | Ceiling Insulation (R2 to R38) | Ceiling Insulation(R2 to R38) | NonEquip | 20 |  | 1.625% | Tech/Econ | 29.55% | 2872232.48 | 2390.6223 | 0
Tech | Single Family | Space Cooling | CAC | TRC | Existing | NE629 | Ceiling Insulation (R19 to R38) | Ceiling Insulation(R19 to R38) | NonEquip | 20 |  | 0.6361% | Tech/Econ | 5.005% | 154908.1995 | 131.6204 | 0
Tech | Single Family | Space Cooling | CAC | TRC | Existing | NE617 | Ceiling Insulation (R12 to R38) | Ceiling Insulation(R12 to R38) | NonEquip | 20 |  | 1.579% | Tech/Econ | 9.56% | 765110.2004 | 644.687 | 0
Tech | Single Family | Space Cooling | CAC | TRC | Existing | NE599 | Air Sealing/Infiltration Control | Air Sealing-Infiltration Control | NonEquip | 11 |  | 20.8% | Tech/Econ | 9% | 9474162.831 | 7341.5541 | 0
Tech | Single Family | Space Cooling | CAC | TRC | Turnover | ET308 | 21 SEER Central AC | 21 SEER Central AC | Equip | 15 | CAC | 78% | Tech/Econ | 33.33% | 210173171.2 | 107475.6199 | 0
Tech | Single Family | Space Cooling | CAC | TRC | Turnover | ET263 | 18 SEER Central AC | 18 SEER Central AC | Equip | 15 | CAC | 0% | Tech/Econ | 22.22% | 0 | 0 | 0
Tech | Single Family | Space Cooling | CAC | TRC | Turnover | ET236 | 17 SEER Central AC | 17 SEER Central AC | Equip | 15 | CAC | 0% | Tech/Econ | 17.65% | 0 | 0 | 0
Tech | Single Family | Space Cooling | CAC | TRC | Turnover | ET209 | 16 SEER Central AC | 16 SEER Central AC | Equip | 15 | CAC | 0% | Tech/Econ | 12.5% | 0 | 0 | 0
Tech | Single Family | Space Cooling | CAC | TRC | Turnover | ET182 | 15 SEER Central AC | 15 SEER Central AC | Equip | 15 | CAC | 0% | Tech/Econ | 6.667% | 0 | 0 | 0
Tech | Single Family | Space Cooling | CAC | TRC | New | EN314 | 21 SEER Central AC | 21 SEER Central AC | Equip | 15 | CAC | 78% | Tech/Econ | 33.33% | 3646339.144 | 1864.6174 | 0
Tech | Single Family | Space Cooling | CAC | TRC | New | EN269 | 18 SEER Central AC | 18 SEER Central AC | Equip | 15 | CAC | 0% | Tech/Econ | 22.22% | 0 | 0 | 0
Tech | Single Family | Space Cooling | CAC | TRC | New | EN242 | 17 SEER Central AC | 17 SEER Central AC | Equip | 15 | CAC | 0% | Tech/Econ | 17.65% | 0 | 0 | 0
Tech | Single Family | Space Cooling | CAC | TRC | New | EN215 | 16 SEER Central AC | 16 SEER Central AC | Equip | 15 | CAC | 0% | Tech/Econ | 12.5% | 0 | 0 | 0
Tech | Single Family | Space Cooling | CAC | TRC | New | EN188 | 15 SEER Central AC | 15 SEER Central AC | Equip | 15 | CAC | 0% | Tech/Econ | 6.667% | 0 | 0 | 0
Tech | Single Family | Space Heating | Baseboards | TRC | New | NN896 | Wall Insulation | Wall Insulation | NonEquip | 20 |  | 6.75% | Tech/Econ | 0% | 0 | 0 | 0
Tech | Single Family | Space Heating | Baseboards | TRC | New | NN884 | Storm Door | Storm Door | NonEquip | 20 |  | 0% | Tech/Econ | 0.9362% | 0 | 0 | 0
Tech | Single Family | Space Heating | Baseboards | TRC | New | NN866 | Spray Foam Insulation (Base: R30) | Spray Foam Insulation(Base R30) | NonEquip | 20 |  | 72% | Tech/Econ | 3.99% | 64.9761 | 0 | 0.21154
Tech | Single Family | Space Heating | Baseboards | TRC | New | NN854 | Spray Foam Insulation (Base: R2) | Spray Foam Insulation(Base R2) | NonEquip | 20 |  | 0% | Tech/Econ | 33.29% | 0 | 0 | 0
Tech | Single Family | Space Heating | Baseboards | TRC | New | NN842 | Spray Foam Insulation (Base: R19) | Spray Foam Insulation(Base R19) | NonEquip | 20 |  | 0% | Tech/Econ | 7.709% | 0 | 0 | 0
Tech | Single Family | Space Heating | Baseboards | TRC | New | NN830 | Spray Foam Insulation (Base: R12) | Spray Foam Insulation(Base R12) | NonEquip | 20 |  | 0% | Tech/Econ | 12.39% | 0 | 0 | 0
Tech | Single Family | Space Heating | Baseboards | TRC | New | NN824 | Smart Thermostats | Smart Thermostat | NonEquip | 11 |  | 22.5% | Tech/Econ | 4% | 52.1284 | 0 | 0
Tech | Single Family | Space Heating | Baseboards | TRC | New | NN812 | Sealed crawlspace | Sealed crawlspace | NonEquip | 11 |  | 5.88% | Tech/Econ | 0% | 0 | 0 | 0
Tech | Single Family | Space Heating | Baseboards | TRC | New | NN794 | Radiant Barrier | Radiant Barrier | NonEquip | 20 |  | 6.056% | Tech/Econ | 10% | 35.2918 | 0 | 0.052723
Tech | Single Family | Space Heating | Baseboards | TRC | New | NN788 | Programmable Thermostat | Programmable Thermostat | NonEquip | 11 |  | 2% | Tech/Econ | 1.72% | 0 | 0 | 0
Tech | Single Family | Space Heating | Baseboards | TRC | New | NN776 | HVAC ECM Motor | HVAC ECM Motor | NonEquip | 15 |  | 26.32% | Tech/Econ | 0.6245% | 0 | 0 | 0
Tech | Single Family | Space Heating | Baseboards | TRC | New | NN764 | Home Energy Management System | Home Energy Management System | NonEquip | 11 |  | 0.95% | Tech/Econ | 15% | 8.792 | 0 | 0.0092274
Tech | Single Family | Space Heating | Baseboards | TRC | New | NN746 | Heat Pump Tune Up | Heat Pump Tune Up | NonEquip | 2 | Heat pump-heating | 0% | Tech/Econ | 0% | 0 | 0 | 0
Tech | Single Family | Space Heating | Baseboards | TRC | New | NN740 | Green Roof | Green Roof | NonEquip | 20 |  | 9.72% | Tech/Econ | 14.65% | 87.7548 | 0 | 0.1311
Tech | Single Family | Space Heating | Baseboards | TRC | New | NN728 | Floor Insulation | Floor Insulation | NonEquip | 20 |  | 3.36% | Tech/Econ | 0% | 0 | 0 | 0
Tech | Single Family | Space Heating | Baseboards | TRC | New | NN722 | ENERGY STAR Windows | Energy Star Windows | NonEquip | 20 |  | 19% | Tech/Econ | 1.093% | 0 | 0 | 0
Tech | Single Family | Space Heating | Baseboards | TRC | New | NN710 | ENERGY STAR Door | Energy Star Door | NonEquip | 20 |  | 14.25% | Tech/Econ | 1.166% | 0 | 0 | 0
Tech | Single Family | Space Heating | Baseboards | TRC | New | NN698 | ENERGY STAR Certified Roof Products | Energy Star Certified Roof Products | NonEquip | 20 |  | 32.4% | Tech/Econ | 12.5% | 245.9687 | 0 | 0.36746
Tech | Single Family | Space Heating | Baseboards | TRC | New | NN686 | Duct Repair | Duct Repair | NonEquip | 11 |  | 0% | Tech/Econ | 0% | 0 | 0 | 0
Tech | Single Family | Space Heating | Baseboards | TRC | New | NN674 | Duct Insulation | Duct Insulation | NonEquip | 15 |  | 0% | Tech/Econ | 0% | 0 | 0 | 0
Tech | Single Family | Space Heating | Baseboards | TRC | New | NN650 | Ceiling Insulation (R30 to R38) | Ceiling Insulation(R30 to R38) | NonEquip | 20 |  | 8% | Tech/Econ | 2.011% | 0 | 0 | 0
Tech | Single Family | Space Heating | Baseboards | TRC | New | NN638 | Ceiling Insulation (R2 to R38) | Ceiling Insulation(R2 to R38) | NonEquip | 20 |  | 0% | Tech/Econ | 34.48% | 0 | 0 | 0
Tech | Single Family | Space Heating | Baseboards | TRC | New | NN626 | Ceiling Insulation (R19 to R38) | Ceiling Insulation(R19 to R38) | NonEquip | 20 |  | 0% | Tech/Econ | 6.429% | 0 | 0 | 0
Tech | Single Family | Space Heating | Baseboards | TRC | New | NN614 | Ceiling Insulation (R12 to R38) | Ceiling Insulation(R12 to R38) | NonEquip | 20 |  | 0% | Tech/Econ | 11.98% | 0 | 0 | 0
Tech | Single Family | Space Heating | Baseboards | TRC | Existing | NE893 | Wall Insulation | Wall Insulation | NonEquip | 20 |  | 4.5% | Tech/Econ | 27.09% | 4320.2134 | 0 | 3.5813
Tech | Single Family | Space Heating | Baseboards | TRC | Existing | NE881 | Storm Door | Storm Door | NonEquip | 20 |  | 0% | Tech/Econ | 1.413% | 0 | 0 | 0
Tech | Single Family | Space Heating | Baseboards | TRC | Existing | NE863 | Spray Foam Insulation (Base: R30) | Spray Foam Insulation(Base R30) | NonEquip | 20 |  | 35.13% | Tech/Econ | 3.99% | 4378.2163 | 0 | 14.2541
Tech | Single Family | Space Heating | Baseboards | TRC | Existing | NE851 | Spray Foam Insulation (Base: R2) | Spray Foam Insulation(Base R2) | NonEquip | 20 |  | 14.63% | Tech/Econ | 33.29% | 18140.1521 | 0 | 27.7346
Tech | Single Family | Space Heating | Baseboards | TRC | Existing | NE839 | Spray Foam Insulation (Base: R19) | Spray Foam Insulation(Base R19) | NonEquip | 20 |  | 5.725% | Tech/Econ | 7.709% | 1397.6462 | 0 | 3.2266
Tech | Single Family | Space Heating | Baseboards | TRC | Existing | NE827 | Spray Foam Insulation (Base: R12) | Spray Foam Insulation(Base R12) | NonEquip | 20 |  | 14.21% | Tech/Econ | 12.39% | 5907.1558 | 0 | 11.4464
Tech | Single Family | Space Heating | Baseboards | TRC | Existing | NE821 | Smart Thermostats | Smart Thermostat | NonEquip | 11 |  | 22.5% | Tech/Econ | 4% | 2836.5907 | 0 | 0
Tech | Single Family | Space Heating | Baseboards | TRC | Existing | NE809 | Sealed crawlspace | Sealed crawlspace | NonEquip | 11 |  | 5.88% | Tech/Econ | 1.167% | 209.3693 | 0 | 0.31278
Tech | Single Family | Space Heating | Baseboards | TRC | Existing | NE791 | Radiant Barrier | Radiant Barrier | NonEquip | 20 |  | 1.853% | Tech/Econ | 10% | 598.995 | 0 | 0.89485
Tech | Single Family | Space Heating | Baseboards | TRC | Existing | NE785 | Programmable Thermostat | Programmable Thermostat | NonEquip | 11 |  | 2% | Tech/Econ | 1.72% | 105.2129 | 0 | 0
Tech | Single Family | Space Heating | Baseboards | TRC | Existing | NE773 | HVAC ECM Motor | HVAC ECM Motor | NonEquip | 15 |  | 9.945% | Tech/Econ | 0.6245% | 189.3005 | 0 | 0.32863
Tech | Single Family | Space Heating | Baseboards | TRC | Existing | NE761 | Home Energy Management System | Home Energy Management System | NonEquip | 11 |  | 0.95% | Tech/Econ | 15% | 498.928 | 0 | 0.52363
Tech | Single Family | Space Heating | Baseboards | TRC | Existing | NE743 | Heat Pump Tune Up | Heat Pump Tune Up | NonEquip | 2 | Heat pump-heating | 0% | Tech/Econ | 5% | 0 | 0 | 0
Tech | Single Family | Space Heating | Baseboards | TRC | Existing | NE737 | Green Roof | Green Roof | NonEquip | 20 |  | 0.0675% | Tech/Econ | 14.65% | 34.5825 | 0 | 0.051664
Tech | Single Family | Space Heating | Baseboards | TRC | Existing | NE719 | ENERGY STAR Windows | Energy Star Windows | NonEquip | 20 |  | 19% | Tech/Econ | 3.196% | 1870.2361 | 0 | 7.5095
Tech | Single Family | Space Heating | Baseboards | TRC | Existing | NE707 | ENERGY STAR Door | Energy Star Door | NonEquip | 20 |  | 14.25% | Tech/Econ | 1.643% | 715.7154 | 0 | 1.3747
Tech | Single Family | Space Heating | Baseboards | TRC | Existing | NE695 | ENERGY STAR Certified Roof Products | Energy Star Certified Roof Products | NonEquip | 20 |  | 32.4% | Tech/Econ | 12.5% | 14158.4505 | 0 | 21.1516
Tech | Single Family | Space Heating | Baseboards | TRC | Existing | NE683 | Duct Repair | Duct Repair | NonEquip | 11 |  | 14.08% | Tech/Econ | 12% | 5568.9854 | 0 | 8.3196
Tech | Single Family | Space Heating | Baseboards | TRC | Existing | NE671 | Duct Insulation | Duct Insulation | NonEquip | 15 |  | 0% | Tech/Econ | 2.045% | 0 | 0 | 0
Tech | Single Family | Space Heating | Baseboards | TRC | Existing | NE647 | Ceiling Insulation (R30 to R38) | Ceiling Insulation(R30 to R38) | NonEquip | 20 |  | 3.904% | Tech/Econ | 2.011% | 240.3062 | 0 | 0.30891
Tech | Single Family | Space Heating | Baseboards | TRC | Existing | NE635 | Ceiling Insulation (R2 to R38) | Ceiling Insulation(R2 to R38) | NonEquip | 20 |  | 1.625% | Tech/Econ | 34.48% | 2099.6645 | 0 | 2.8776
Tech | Single Family | Space Heating | Baseboards | TRC | Existing | NE623 | Ceiling Insulation (R19 to R38) | Ceiling Insulation(R19 to R38) | NonEquip | 20 |  | 0.6361% | Tech/Econ | 6.429% | 128.9449 | 0 | 0.17278
Tech | Single Family | Space Heating | Baseboards | TRC | Existing | NE611 | Ceiling Insulation (R12 to R38) | Ceiling Insulation(R12 to R38) | NonEquip | 20 |  | 1.579% | Tech/Econ | 11.98% | 612.664 | 0 | 0.82838
Tech | Single Family | Space Heating | Baseboards | TRC | Existing | NE605 | Air Sealing/Infiltration Control | Air Sealing-Infiltration Control | NonEquip | 11 |  | 20.8% | Tech/Econ | 9% | 6041.7887 | 0 | 9.026
Tech | Single Family | Electronics | Air quality | TRC | New | NN596 | Smart Power Strip | Smart Power Strip | NonEquip | 5 |  | 22.5% | Tech/Econ | 2.366% | 3835.0258 | 0.42243 | 0.32962
Tech | Single Family | Electronics | Air quality | TRC | Existing | NE593 | Smart Power Strip | Smart Power Strip | NonEquip | 5 |  | 22.5% | Tech/Econ | 2.366% | 232894.9666 | 25.6536 | 20.0172
Tech | Single Family | Electronics | Air quality | TRC | Turnover | ET101 | ENERGY STAR Air Purifier / Cleaner | Energy Star Air Purifier | Equip | 9 | Air quality | 61% | Tech/Econ | 59.88% | 25182013.64 | 3336.9716 | 2407.9357
Tech | Single Family | Electronics | Air quality | TRC | New | EN107 | ENERGY STAR Air Purifier / Cleaner | Energy Star Air Purifier | Equip | 9 | Air quality | 61% | Tech/Econ | 59.88% | 414666.2131 | 54.9491 | 39.6509
Tech | Multi-Family | Electronics | Television | TRC | New | NN597 | Smart Power Strip | Smart Power Strip | NonEquip | 5 |  | 90% | Tech/Econ | 4.575% | 32940.7761 | 3.6285 | 2.8312
Tech | Multi-Family | Electronics | Television | TRC | Existing | NE594 | Smart Power Strip | Smart Power Strip | NonEquip | 5 |  | 90% | Tech/Econ | 4.575% | 2000440.467 | 220.3503 | 171.937
Tech | Multi-Family | Electronics | Television | TRC | Turnover | ET138 | ENERGY STAR TV | Energy Star TV | Equip | 6 | Television | 42% | Tech/Econ | 35.1% | 8400110.109 | 1679.8599 | 1004.9172
Tech | Multi-Family | Electronics | Television | TRC | New | EN144 | ENERGY STAR TV | Energy Star TV | Equip | 6 | Television | 42% | Tech/Econ | 35.1% | 138322.6097 | 27.6619 | 16.5477
Tech | Multi-Family | Domestic Hot Water | Solar | TRC | New | NN591 | Water Heater Timeclock | Water Heater Timeclock | NonEquip | 7 |  | 45% | Tech/Econ | 5% | 0 | 0 | 0
Tech | Multi-Family | Domestic Hot Water | Solar | TRC | New | NN585 | Water Heater Thermostat Setback (temperature check card) | Water Heater Thermostat Setback | NonEquip | 4 |  | 0.9177% | Tech/Econ | 2.212% | 0 | 0 | 0
Tech | Multi-Family | Domestic Hot Water | Solar | TRC | New | NN579 | Water Heater Blanket | Water Heater Blanket | NonEquip | 7 |  | 1.582% | Tech/Econ | 15.27% | 0 | 0 | 0
Tech | Multi-Family | Domestic Hot Water | Solar | TRC | New | NN573 | Thermostatic Shower Restriction Valve | Thermostatic Shower Restriction Valve | NonEquip | 10 |  | 16% | Tech/Econ | 4.403% | 0 | 0 | 0
Tech | Multi-Family | Domestic Hot Water | Solar | TRC | New | NN567 | Low Flow Showerhead | Low Flow Showerhead | NonEquip | 9 |  | 80% | Tech/Econ | 14.02% | 0 | 0 | 0
Tech | Multi-Family | Domestic Hot Water | Solar | TRC | New | NN561 | Hot Water Pipe Insulation | Hot Water Pipe Insulation | NonEquip | 13 |  | 15% | Tech/Econ | 7.656% | 0 | 0 | 0
Tech | Multi-Family | Domestic Hot Water | Solar | TRC | New | NN555 | Heat Trap | Heat Trap | NonEquip | 10 |  | 12% | Tech/Econ | 6.285% | 0 | 0 | 0
Tech | Multi-Family | Domestic Hot Water | Solar | TRC | New | NN549 | Faucet Aerator | Faucet Aerator | NonEquip | 10 |  | 18% | Tech/Econ | 1.378% | 0 | 0 | 0
Tech | Multi-Family | Domestic Hot Water | Solar | TRC | New | NN543 | Drain Water Heat Recovery | Drain Water Heat Recovery | NonEquip | 15 |  | 9.5% | Tech/Econ | 12.3% | 0 | 0 | 0
Tech | Multi-Family | Domestic Hot Water | Solar | TRC | Existing | NE588 | Water Heater Timeclock | Water Heater Timeclock | NonEquip | 7 |  | 20.61% | Tech/Econ | 5% | 0 | 0 | 0
Tech | Multi-Family | Domestic Hot Water | Solar | TRC | Existing | NE582 | Water Heater Thermostat Setback (temperature check card) | Water Heater Thermostat Setback | NonEquip | 4 |  | 0% | Tech/Econ | 2.212% | 0 | 0 | 0
Tech | Multi-Family | Domestic Hot Water | Solar | TRC | Existing | NE576 | Water Heater Blanket | Water Heater Blanket | NonEquip | 7 |  | 9.142% | Tech/Econ | 15.96% | 0 | 0 | 0
Tech | Multi-Family | Domestic Hot Water | Solar | TRC | Existing | NE570 | Thermostatic Shower Restriction Valve | Thermostatic Shower Restriction Valve | NonEquip | 10 |  | 0% | Tech/Econ | 4.403% | 0 | 0 | 0
Tech | Multi-Family | Domestic Hot Water | Solar | TRC | Existing | NE564 | Low Flow Showerhead | Low Flow Showerhead | NonEquip | 9 |  | 36% | Tech/Econ | 14.02% | 0 | 0 | 0
Tech | Multi-Family | Domestic Hot Water | Solar | TRC | Existing | NE558 | Hot Water Pipe Insulation | Hot Water Pipe Insulation | NonEquip | 13 |  | 33.75% | Tech/Econ | 7.656% | 0 | 0 | 0
Tech | Multi-Family | Domestic Hot Water | Solar | TRC | Existing | NE552 | Heat Trap | Heat Trap | NonEquip | 10 |  | 27% | Tech/Econ | 6.285% | 0 | 0 | 0
Tech | Multi-Family | Domestic Hot Water | Solar | TRC | Existing | NE546 | Faucet Aerator | Faucet Aerator | NonEquip | 10 |  | 40.5% | Tech/Econ | 3.306% | 0 | 0 | 0
Tech | Multi-Family | Domestic Hot Water | Solar | TRC | Existing | NE540 | Drain Water Heat Recovery | Drain Water Heat Recovery | NonEquip | 15 |  | 9.5% | Tech/Econ | 12.3% | 0 | 0 | 0
Tech | Multi-Family | Domestic Hot Water | Solar | TRC | Turnover | ET93 | Solar Water Heater | Solar Water Heater | Equip | 15 | Solar | 10.78% | Tech/Econ | 76.67% | 0 | 0 | 0
Tech | Multi-Family | Domestic Hot Water | Solar | TRC | New | EN99 | Solar Water Heater | Solar Water Heater | Equip | 15 | Solar | 10.78% | Tech/Econ | 76.67% | 0 | 0 | 0
Tech | Multi-Family | Space Heating | Room heating | TRC | New | NN897 | Wall Insulation | Wall Insulation | NonEquip | 20 |  | 6.75% | Tech/Econ | 0% | 0 | 0 | 0
Tech | Multi-Family | Space Heating | Room heating | TRC | New | NN885 | Storm Door | Storm Door | NonEquip | 20 |  | 0% | Tech/Econ | 1.08% | 0 | 0 | 0
Tech | Multi-Family | Space Heating | Room heating | TRC | New | NN867 | Spray Foam Insulation (Base: R30) | Spray Foam Insulation(Base R30) | NonEquip | 20 |  | 36% | Tech/Econ | 15.51% | 10564.243 | 0 | 18.4696
Tech | Multi-Family | Space Heating | Room heating | TRC | New | NN855 | Spray Foam Insulation (Base: R2) | Spray Foam Insulation(Base R2) | NonEquip | 20 |  | 0% | Tech/Econ | 52.1% | 0 | 0 | 0
Tech | Multi-Family | Space Heating | Room heating | TRC | New | NN843 | Spray Foam Insulation (Base: R19) | Spray Foam Insulation(Base R19) | NonEquip | 20 |  | 0% | Tech/Econ | 21.7% | 0 | 0 | 0
Tech | Multi-Family | Space Heating | Room heating | TRC | New | NN831 | Spray Foam Insulation (Base: R12) | Spray Foam Insulation(Base R12) | NonEquip | 20 |  | 0% | Tech/Econ | 28.51% | 0 | 0 | 0
Tech | Multi-Family | Space Heating | Room heating | TRC | New | NN825 | Smart Thermostats | Smart Thermostat | NonEquip | 11 |  | 90% | Tech/Econ | 4% | 227.1812 | 0 | 0
Tech | Multi-Family | Space Heating | Room heating | TRC | New | NN813 | Sealed crawlspace | Sealed crawlspace | NonEquip | 11 |  | 5.88% | Tech/Econ | 0% | 0 | 0 | 0
Tech | Multi-Family | Space Heating | Room heating | TRC | New | NN795 | Radiant Barrier | Radiant Barrier | NonEquip | 20 |  | 0.95% | Tech/Econ | 10% | 156.9129 | 0 | 0.17585
Tech | Multi-Family | Space Heating | Room heating | TRC | New | NN789 | Programmable Thermostat | Programmable Thermostat | NonEquip | 11 |  | 2% | Tech/Econ | 1.72% | 0 | 0 | 0
Tech | Multi-Family | Space Heating | Room heating | TRC | New | NN777 | HVAC ECM Motor | HVAC ECM Motor | NonEquip | 15 |  | 40.5% | Tech/Econ | 0.7204% | 0 | 0 | 0
Tech | Multi-Family | Space Heating | Room heating | TRC | New | NN765 | Home Energy Management System | Home Energy Management System | NonEquip | 11 |  | 2.908% | Tech/Econ | 15% | 779.1417 | 0 | 0.67968
Tech | Multi-Family | Space Heating | Room heating | TRC | New | NN741 | Green Roof | Green Roof | NonEquip | 20 |  | 2.7% | Tech/Econ | 14.65% | 703.592 | 0 | 0.7885
Tech | Multi-Family | Space Heating | Room heating | TRC | New | NN729 | Floor Insulation | Floor Insulation | NonEquip | 20 |  | 1.5% | Tech/Econ | 0% | 0 | 0 | 0
Tech | Multi-Family | Space Heating | Room heating | TRC | New | NN723 | ENERGY STAR Windows | Energy Star Windows | NonEquip | 20 |  | 19% | Tech/Econ | 1.261% | 0 | 0 | 0
Tech | Multi-Family | Space Heating | Room heating | TRC | New | NN711 | ENERGY STAR Door | Energy Star Door | NonEquip | 20 |  | 14.25% | Tech/Econ | 1.345% | 0 | 0 | 0
Tech | Multi-Family | Space Heating | Room heating | TRC | New | NN699 | ENERGY STAR Certified Roof Products | Energy Star Certified Roof Products | NonEquip | 20 |  | 54% | Tech/Econ | 12.5% | 11956.1087 | 0 | 13.3989
Tech | Multi-Family | Space Heating | Room heating | TRC | New | NN687 | Duct Repair | Duct Repair | NonEquip | 11 |  | 0% | Tech/Econ | 0% | 0 | 0 | 0
Tech | Multi-Family | Space Heating | Room heating | TRC | New | NN675 | Duct Insulation | Duct Insulation | NonEquip | 15 |  | 0% | Tech/Econ | 0% | 0 | 0 | 0
Tech | Multi-Family | Space Heating | Room heating | TRC | New | NN651 | Ceiling Insulation (R30 to R38) | Ceiling Insulation(R30 to R38) | NonEquip | 20 |  | 8% | Tech/Econ | 3.317% | 0 | 0 | 0
Tech | Multi-Family | Space Heating | Room heating | TRC | New | NN639 | Ceiling Insulation (R2 to R38) | Ceiling Insulation(R2 to R38) | NonEquip | 20 |  | 0% | Tech/Econ | 48.5% | 0 | 0 | 0
Tech | Multi-Family | Space Heating | Room heating | TRC | New | NN627 | Ceiling Insulation (R19 to R38) | Ceiling Insulation(R19 to R38) | NonEquip | 20 |  | 0% | Tech/Econ | 10.85% | 0 | 0 | 0
Tech | Multi-Family | Space Heating | Room heating | TRC | New | NN615 | Ceiling Insulation (R12 to R38) | Ceiling Insulation(R12 to R38) | NonEquip | 20 |  | 0% | Tech/Econ | 19.75% | 0 | 0 | 0
Tech | Multi-Family | Space Heating | Room heating | TRC | New | NN609 | Air Sealing/Infiltration Control | Air Sealing-Infiltration Control | NonEquip | 11 |  | 52% | Tech/Econ | 0% | 0 | 0 | 0
Tech | Multi-Family | Space Heating | Room heating | TRC | Existing | NE894 | Wall Insulation | Wall Insulation | NonEquip | 20 |  | 15% | Tech/Econ | 27.94% | 450167.3568 | 0 | 340.4586
Tech | Multi-Family | Space Heating | Room heating | TRC | Existing | NE882 | Storm Door | Storm Door | NonEquip | 20 |  | 0% | Tech/Econ | 1.63% | 0 | 0 | 0
Tech | Multi-Family | Space Heating | Room heating | TRC | Existing | NE864 | Spray Foam Insulation (Base: R30) | Spray Foam Insulation(Base R30) | NonEquip | 20 |  | 17.57% | Tech/Econ | 15.51% | 277831.896 | 0 | 485.7364
Tech | Multi-Family | Space Heating | Room heating | TRC | Existing | NE852 | Spray Foam Insulation (Base: R2) | Spray Foam Insulation(Base R2) | NonEquip | 20 |  | 7.313% | Tech/Econ | 52.1% | 437744.3131 | 0 | 649.8873
Tech | Multi-Family | Space Heating | Room heating | TRC | Existing | NE840 | Spray Foam Insulation (Base: R19) | Spray Foam Insulation(Base R19) | NonEquip | 20 |  | 2.862% | Tech/Econ | 21.7% | 63918.9653 | 0 | 104.0625
Tech | Multi-Family | Space Heating | Room heating | TRC | Existing | NE828 | Spray Foam Insulation (Base: R12) | Spray Foam Insulation(Base R12) | NonEquip | 20 |  | 7.105% | Tech/Econ | 28.51% | 222107.0424 | 0 | 347.9106
Tech | Multi-Family | Space Heating | Room heating | TRC | Existing | NE822 | Smart Thermostats | Smart Thermostat | NonEquip | 11 |  | 90% | Tech/Econ | 4% | 290745.9754 | 0 | 0
Tech | Multi-Family | Space Heating | Room heating | TRC | Existing | NE810 | Sealed crawlspace | Sealed crawlspace | NonEquip | 11 |  | 5.88% | Tech/Econ | 0.7976% | 3610.0526 | 0 | 4.0457
Tech | Multi-Family | Space Heating | Room heating | TRC | Existing | NE792 | Radiant Barrier | Radiant Barrier | NonEquip | 20 |  | 0.95% | Tech/Econ | 10% | 8056.8181 | 0 | 9.0291
Tech | Multi-Family | Space Heating | Room heating | TRC | Existing | NE786 | Programmable Thermostat | Programmable Thermostat | NonEquip | 11 |  | 2% | Tech/Econ | 1.72% | 2648.8435 | 0 | 0
Tech | Multi-Family | Space Heating | Room heating | TRC | Existing | NE774 | HVAC ECM Motor | HVAC ECM Motor | NonEquip | 15 |  | 76.5% | Tech/Econ | 0.7204% | 42399.6473 | 0 | 73.6066
Tech | Multi-Family | Space Heating | Room heating | TRC | Existing | NE762 | Home Energy Management System | Home Energy Management System | NonEquip | 11 |  | 2.908% | Tech/Econ | 15% | 43262.5298 | 0 | 37.7401
Tech | Multi-Family | Space Heating | Room heating | TRC | Existing | NE744 | Heat Pump Tune Up | Heat Pump Tune Up | NonEquip | 2 | Heat pump-heating | 0% | Tech/Econ | 5% | 0 | 0 | 0
Tech | Multi-Family | Space Heating | Room heating | TRC | Existing | NE738 | Green Roof | Green Roof | NonEquip | 20 |  | 0.225% | Tech/Econ | 14.65% | 3255.6304 | 0 | 3.6485
Tech | Multi-Family | Space Heating | Room heating | TRC | Existing | NE720 | ENERGY STAR Windows | Energy Star Windows | NonEquip | 20 |  | 19% | Tech/Econ | 3.687% | 54543.357 | 0 | 219.007
Tech | Multi-Family | Space Heating | Room heating | TRC | Existing | NE708 | ENERGY STAR Door | Energy Star Door | NonEquip | 20 |  | 14.25% | Tech/Econ | 1.895% | 20849.9855 | 0 | 40.0463
Tech | Multi-Family | Space Heating | Room heating | TRC | Existing | NE696 | ENERGY STAR Certified Roof Products | Energy Star Certified Roof Products | NonEquip | 20 |  | 54% | Tech/Econ | 12.5% | 666290.7428 | 0 | 746.6949
Tech | Multi-Family | Space Heating | Room heating | TRC | Existing | NE684 | Duct Repair | Duct Repair | NonEquip | 11 |  | 65% | Tech/Econ | 12% | 717965.2914 | 0 | 804.6052
Tech | Multi-Family | Space Heating | Room heating | TRC | Existing | NE672 | Duct Insulation | Duct Insulation | NonEquip | 15 |  | 0% | Tech/Econ | 2.045% | 0 | 0 | 0
Tech | Multi-Family | Space Heating | Room heating | TRC | Existing | NE648 | Ceiling Insulation (R30 to R38) | Ceiling Insulation(R30 to R38) | NonEquip | 20 |  | 3.904% | Tech/Econ | 3.317% | 10011.1816 | 0 | 14.3096
Tech | Multi-Family | Space Heating | Room heating | TRC | Existing | NE636 | Ceiling Insulation (R2 to R38) | Ceiling Insulation(R2 to R38) | NonEquip | 20 |  | 1.625% | Tech/Econ | 48.5% | 87106.543 | 0 | 125.579
Tech | Multi-Family | Space Heating | Room heating | TRC | Existing | NE624 | Ceiling Insulation (R19 to R38) | Ceiling Insulation(R19 to R38) | NonEquip | 20 |  | 0.6361% | Tech/Econ | 10.85% | 5856.8424 | 0 | 8.3808
Tech | Multi-Family | Space Heating | Room heating | TRC | Existing | NE612 | Ceiling Insulation (R12 to R38) | Ceiling Insulation(R12 to R38) | NonEquip | 20 |  | 1.579% | Tech/Econ | 19.75% | 31896.309 | 0 | 45.141
Tech | Multi-Family | Space Heating | Room heating | TRC | Existing | NE606 | Air Sealing/Infiltration Control | Air Sealing-Infiltration Control | NonEquip | 11 |  | 52% | Tech/Econ | 9% | 396527.2419 | 0 | 444.3779
Tech | Multi-Family | Space Cooling | Room AC | TRC | New | NN921 | Solar Attic Fan | Solar Attic Fan | NonEquip | 15 |  | 0.95% | Tech/Econ | 6% | 0 | 0 | 0
Tech | Multi-Family | Space Cooling | Room AC | TRC | New | NN903 | Window Sun Protection | Window Sun Protection | NonEquip | 10 |  | 30% | Tech/Econ | 8.288% | 0 | 0 | 0
Tech | Multi-Family | Space Cooling | Room AC | TRC | New | NN879 | Storm Door | Storm Door | NonEquip | 20 |  | 0% | Tech/Econ | 2.908% | 0 | 0 | 0
Tech | Multi-Family | Space Cooling | Room AC | TRC | New | NN873 | Spray Foam Insulation (Base: R30) | Spray Foam Insulation(Base R30) | NonEquip | 20 |  | 36% | Tech/Econ | 13.27% | 22700.3036 | 15.8266 | 0
Tech | Multi-Family | Space Cooling | Room AC | TRC | New | NN861 | Spray Foam Insulation (Base: R2) | Spray Foam Insulation(Base R2) | NonEquip | 20 |  | 0% | Tech/Econ | 40.84% | 0 | 0 | 0
Tech | Multi-Family | Space Cooling | Room AC | TRC | New | NN849 | Spray Foam Insulation (Base: R19) | Spray Foam Insulation(Base R19) | NonEquip | 20 |  | 0% | Tech/Econ | 17.05% | 0 | 0 | 0
Tech | Multi-Family | Space Cooling | Room AC | TRC | New | NN837 | Spray Foam Insulation (Base: R12) | Spray Foam Insulation(Base R12) | NonEquip | 20 |  | 0% | Tech/Econ | 21.75% | 0 | 0 | 0
Tech | Multi-Family | Space Cooling | Room AC | TRC | New | NN819 | Smart Thermostats | Smart Thermostat | NonEquip | 11 |  | 90% | Tech/Econ | 4% | 0 | 0 | 0
Tech | Multi-Family | Space Cooling | Room AC | TRC | New | NN801 | Radiant Barrier | Radiant Barrier | NonEquip | 20 |  | 0.95% | Tech/Econ | 10% | 400.9099 | 0.41706 | 0
Tech | Multi-Family | Space Cooling | Room AC | TRC | New | NN783 | Programmable Thermostat | Programmable Thermostat | NonEquip | 11 |  | 2% | Tech/Econ | 1.72% | 0 | 0 | 0
Tech | Multi-Family | Space Cooling | Room AC | TRC | New | NN771 | HVAC ECM Motor | HVAC ECM Motor | NonEquip | 15 |  | 40.5% | Tech/Econ | 1.658% | 0 | 0 | 0
Tech | Multi-Family | Space Cooling | Room AC | TRC | New | NN759 | Home Energy Management System | Home Energy Management System | NonEquip | 11 |  | 2.908% | Tech/Econ | 7.12% | 0 | 0 | 0
Tech | Multi-Family | Space Cooling | Room AC | TRC | New | NN735 | Green Roof | Green Roof | NonEquip | 20 |  | 2.7% | Tech/Econ | 14.65% | 1887.8376 | 1.9639 | 0
Tech | Multi-Family | Space Cooling | Room AC | TRC | New | NN717 | ENERGY STAR Windows | Energy Star Windows | NonEquip | 20 |  | 19% | Tech/Econ | 8.986% | 2260.1584 | 1.1826 | 0
Tech | Multi-Family | Space Cooling | Room AC | TRC | New | NN705 | ENERGY STAR Door | Energy Star Door | NonEquip | 20 |  | 14.25% | Tech/Econ | 3.621% | 0 | 0 | 0
Tech | Multi-Family | Space Cooling | Room AC | TRC | New | NN693 | ENERGY STAR Certified Roof Products | Energy Star Certified Roof Products | NonEquip | 20 |  | 54% | Tech/Econ | 12.5% | 30547.6724 | 31.7786 | 0
Tech | Multi-Family | Space Cooling | Room AC | TRC | New | NN669 | Duct Insulation | Duct Insulation | NonEquip | 15 |  | 0% | Tech/Econ | 0% | 0 | 0 | 0
Tech | Multi-Family | Space Cooling | Room AC | TRC | New | NN657 | Ceiling Insulation (R30 to R38) | Ceiling Insulation(R30 to R38) | NonEquip | 20 |  | 8% | Tech/Econ | 2.015% | 0 | 0 | 0
Tech | Multi-Family | Space Cooling | Room AC | TRC | New | NN645 | Ceiling Insulation (R2 to R38) | Ceiling Insulation(R2 to R38) | NonEquip | 20 |  | 0% | Tech/Econ | 36.07% | 0 | 0 | 0
Tech | Multi-Family | Space Cooling | Room AC | TRC | New | NN633 | Ceiling Insulation (R19 to R38) | Ceiling Insulation(R19 to R38) | NonEquip | 20 |  | 0% | Tech/Econ | 6.811% | 0 | 0 | 0
Tech | Multi-Family | Space Cooling | Room AC | TRC | New | NN621 | Ceiling Insulation (R12 to R38) | Ceiling Insulation(R12 to R38) | NonEquip | 20 |  | 0% | Tech/Econ | 12.59% | 0 | 0 | 0
Tech | Multi-Family | Space Cooling | Room AC | TRC | New | NN603 | Air Sealing/Infiltration Control | Air Sealing-Infiltration Control | NonEquip | 11 |  | 52% | Tech/Econ | 0% | 0 | 0 | 0
Tech | Multi-Family | Space Cooling | Room AC | TRC | Existing | NE918 | Solar Attic Fan | Solar Attic Fan | NonEquip | 15 |  | 0.95% | Tech/Econ | 6% | 10828.0472 | 3.7236 | 0
Tech | Multi-Family | Space Cooling | Room AC | TRC | Existing | NE900 | Window Sun Protection | Window Sun Protection | NonEquip | 10 |  | 30% | Tech/Econ | 8.288% | 485580.0146 | 213.0702 | -334.275
Tech | Multi-Family | Space Cooling | Room AC | TRC | Existing | NE888 | Wall Insulation | Wall Insulation | NonEquip | 20 |  | 15% | Tech/Econ | 2.51% | 68409.3136 | 209.5877 | 0
Tech | Multi-Family | Space Cooling | Room AC | TRC | Existing | NE876 | Storm Door | Storm Door | NonEquip | 20 |  | 0% | Tech/Econ | 4.389% | 0 | 0 | 0
Tech | Multi-Family | Space Cooling | Room AC | TRC | Existing | NE870 | Spray Foam Insulation (Base: R30) | Spray Foam Insulation(Base R30) | NonEquip | 20 |  | 17.57% | Tech/Econ | 13.27% | 607105.4726 | 423.272 | 0
Tech | Multi-Family | Space Cooling | Room AC | TRC | Existing | NE858 | Spray Foam Insulation (Base: R2) | Spray Foam Insulation(Base R2) | NonEquip | 20 |  | 7.313% | Tech/Econ | 40.84% | 883600.2627 | 688.0028 | 0
Tech | Multi-Family | Space Cooling | Room AC | TRC | Existing | NE846 | Spray Foam Insulation (Base: R19) | Spray Foam Insulation(Base R19) | NonEquip | 20 |  | 2.862% | Tech/Econ | 17.05% | 127780.9105 | 93.1405 | 0
Tech | Multi-Family | Space Cooling | Room AC | TRC | Existing | NE834 | Spray Foam Insulation (Base: R12) | Spray Foam Insulation(Base R12) | NonEquip | 20 |  | 7.105% | Tech/Econ | 21.75% | 411040.908 | 307.6126 | 0
Tech | Multi-Family | Space Cooling | Room AC | TRC | Existing | NE816 | Smart Thermostats | Smart Thermostat | NonEquip | 11 |  | 90% | Tech/Econ | 4% | 678517.3915 | 0 | 0
Tech | Multi-Family | Space Cooling | Room AC | TRC | Existing | NE798 | Radiant Barrier | Radiant Barrier | NonEquip | 20 |  | 0.95% | Tech/Econ | 10% | 20737.3762 | 21.573 | 0
Tech | Multi-Family | Space Cooling | Room AC | TRC | Existing | NE756 | Home Energy Management System | Home Energy Management System | NonEquip | 11 |  | 2.908% | Tech/Econ | 7.12% | 39433.2371 | 67.2731 | 0
Tech | Multi-Family | Space Cooling | Room AC | TRC | Existing | NE750 | Heat Pump Tune Up | Heat Pump Tune Up | NonEquip | 2 | Heat pump-cooling | 0% | Tech/Econ | 5% | 0 | 0 | 0
Tech | Multi-Family | Space Cooling | Room AC | TRC | Existing | NE732 | Green Roof | Green Roof | NonEquip | 20 |  | 0.225% | Tech/Econ | 14.65% | 8590.7697 | 8.9369 | 0
Tech | Multi-Family | Space Cooling | Room AC | TRC | Existing | NE714 | ENERGY STAR Windows | Energy Star Windows | NonEquip | 20 |  | 19% | Tech/Econ | 26.27% | 1396930.71 | 730.9204 | 0
Tech | Multi-Family | Space Cooling | Room AC | TRC | Existing | NE702 | ENERGY STAR Door | Energy Star Door | NonEquip | 20 |  | 14.25% | Tech/Econ | 5.102% | 138040.6978 | 91.4104 | 0
Tech | Multi-Family | Space Cooling | Room AC | TRC | Existing | NE690 | ENERGY STAR Certified Roof Products | Energy Star Certified Roof Products | NonEquip | 20 |  | 54% | Tech/Econ | 12.5% | 1713776.613 | 1782.8336 | 0
Tech | Multi-Family | Space Cooling | Room AC | TRC | Existing | NE678 | Duct Repair | Duct Repair | NonEquip | 11 |  | 65% | Tech/Econ | 12% | 1846689.52 | 1921.1023 | 0
Tech | Multi-Family | Space Cooling | Room AC | TRC | Existing | NE666 | Duct Insulation | Duct Insulation | NonEquip | 15 |  | 0% | Tech/Econ | 2.045% | 0 | 0 | 0
Tech | Multi-Family | Space Cooling | Room AC | TRC | Existing | NE660 | Central AC Tune Up | Central AC Tune Up | NonEquip | 2 | CAC | 0% | Tech/Econ | 5% | 0 | 0 | 0
Tech | Multi-Family | Space Cooling | Room AC | TRC | Existing | NE654 | Ceiling Insulation (R30 to R38) | Ceiling Insulation(R30 to R38) | NonEquip | 20 |  | 3.904% | Tech/Econ | 2.015% | 14236.7873 | 11.4275 | 0
Tech | Multi-Family | Space Cooling | Room AC | TRC | Existing | NE642 | Ceiling Insulation (R2 to R38) | Ceiling Insulation(R2 to R38) | NonEquip | 20 |  | 1.625% | Tech/Econ | 36.07% | 168228.0047 | 134.0826 | 0
Tech | Multi-Family | Space Cooling | Room AC | TRC | Existing | NE630 | Ceiling Insulation (R19 to R38) | Ceiling Insulation(R19 to R38) | NonEquip | 20 |  | 0.6361% | Tech/Econ | 6.811% | 8232.9116 | 6.6023 | 0
Tech | Multi-Family | Space Cooling | Room AC | TRC | Existing | NE618 | Ceiling Insulation (R12 to R38) | Ceiling Insulation(R12 to R38) | NonEquip | 20 |  | 1.579% | Tech/Econ | 12.59% | 50567.9073 | 40.928 | 0
Tech | Multi-Family | Space Cooling | Room AC | TRC | Existing | NE600 | Air Sealing/Infiltration Control | Air Sealing-Infiltration Control | NonEquip | 11 |  | 52% | Tech/Econ | 9% | 958870.7339 | 997.5086 | 0
Tech | Multi-Family | Space Cooling | Room AC | TRC | Turnover | ET345 | Variable Refrigerant Flow (VRF) HVAC Systems | Variable Refrigerant Flow (VRF) HVAC Systems | Equip | 13 | Room AC | 7.175% | Tech/Econ | 26.47% | 541922.8575 | 563.7598 | 0
Tech | Multi-Family | Space Cooling | Room AC | TRC | Turnover | ET318 | ENERGY STAR Room AC | Energy Star Room AC | Equip | 9 | Room AC | 66% | Tech/Econ | 9.167% | 1319388.82 | 674.6919 | 0
Tech | Multi-Family | Space Cooling | Room AC | TRC | New | EN351 | Variable Refrigerant Flow (VRF) HVAC Systems | Variable Refrigerant Flow (VRF) HVAC Systems | Equip | 13 | Room AC | 7.773% | Tech/Econ | 26.47% | 10023.7278 | 10.4276 | 0
Tech | Multi-Family | Space Cooling | Room AC | TRC | New | EN324 | ENERGY STAR Room AC | Energy Star Room AC | Equip | 9 | Room AC | 66% | Tech/Econ | 9.167% | 25507.3764 | 13.0436 | 0
Tech | Multi-Family | Appliances | Refrigerator | TRC | New | NN537 | Removal of 2nd Refrigerator/Freezer | Removal of 2nd Refrigerator-Freezer | NonEquip | 5 | Refrigerator | 0% | Tech/Econ | 100% | 0 | 0 | 0
Tech | Multi-Family | Appliances | Refrigerator | TRC | Existing | NE534 | Removal of 2nd Refrigerator/Freezer | Removal of 2nd Refrigerator-Freezer | NonEquip | 5 | Refrigerator | 1.108% | Tech/Econ | 100% | 2257538.872 | 257.6002 | 230.6465
Tech | Multi-Family | Appliances | Refrigerator | TRC | Turnover | ET39 | ENERGY STAR Refrigerator | Energy Star Refrigerator | Equip | 14 | Refrigerator | 54% | Tech/Econ | 21.99% | 23917615.07 | 2729.1592 | 2443.5964
Tech | Multi-Family | Appliances | Refrigerator | TRC | New | EN45 | ENERGY STAR Refrigerator | Energy Star Refrigerator | Equip | 14 | Refrigerator | 54% | Tech/Econ | 21.99% | 398259.7078 | 45.4441 | 40.6891
Tech | Multi-Family | Cooking | Range | TRC | Turnover | ET66 | High-Efficiency Induction Cooktop | High Efficiency Induction Cooktop | Equip | 10 | Range | 80% | Tech/Econ | 18.82% | 6354920.497 | 2616.8089 | 436.1348
Tech | Multi-Family | Cooking | Range | TRC | New | EN72 | High-Efficiency Induction Cooktop | High Efficiency Induction Cooktop | Equip | 10 | Range | 80% | Tech/Econ | 18.82% | 104644.96 | 43.0904 | 7.1817
Tech | Multi-Family | Miscellaneous | Pool pump | TRC | Turnover | ET525 | Variable Speed Pool Pump | Variable Speed Pool Pump | Equip | 10 | Pool pump | 57% | Tech/Econ | 72.2% | 0 | 0 | 0
Tech | Multi-Family | Miscellaneous | Pool pump | TRC | Turnover | ET516 | Two Speed Pool Pump | Two Speed Pool Pump | Equip | 10 | Pool pump | 0% | Tech/Econ | 23.9% | 0 | 0 | 0
Tech | Multi-Family | Miscellaneous | Pool pump | TRC | Turnover | ET507 | Solar Powered Pool Pumps | Solar Powered Pool Pumps | Equip | 10 | Pool pump | 0% | Tech/Econ | 49.9% | 0 | 0 | 0
Tech | Multi-Family | Miscellaneous | Pool pump | TRC | New | EN531 | Variable Speed Pool Pump | Variable Speed Pool Pump | Equip | 10 | Pool pump | 57% | Tech/Econ | 72.2% | 0 | 0 | 0
Tech | Multi-Family | Miscellaneous | Pool pump | TRC | New | EN522 | Two Speed Pool Pump | Two Speed Pool Pump | Equip | 10 | Pool pump | 0% | Tech/Econ | 23.9% | 0 | 0 | 0
Tech | Multi-Family | Miscellaneous | Pool pump | TRC | New | EN513 | Solar Powered Pool Pumps | Solar Powered Pool Pumps | Equip | 10 | Pool pump | 0% | Tech/Econ | 49.9% | 0 | 0 | 0
Tech | Multi-Family | Miscellaneous | Pool heater | TRC | Turnover | ET498 | Solar Pool Heater | Solar Pool Heater | Equip | 15 | Pool heater | 6.27% | Tech/Econ | 86.11% | 0 | 0 | 0
Tech | Multi-Family | Miscellaneous | Pool heater | TRC | Turnover | ET489 | Heat Pump Pool Heater | Heat Pump Pool Heater | Equip | 15 | Pool heater | 50.73% | Tech/Econ | 80% | 0 | 0 | 0
Tech | Multi-Family | Miscellaneous | Pool heater | TRC | New | EN504 | Solar Pool Heater | Solar Pool Heater | Equip | 15 | Pool heater | 6.27% | Tech/Econ | 86.11% | 0 | 0 | 0
Tech | Multi-Family | Miscellaneous | Pool heater | TRC | New | EN495 | Heat Pump Pool Heater | Heat Pump Pool Heater | Equip | 15 | Pool heater | 50.73% | Tech/Econ | 80% | 0 | 0 | 0
Tech | Multi-Family | Domestic Hot Water | Point-of-use | TRC | New | NN591 | Water Heater Timeclock | Water Heater Timeclock | NonEquip | 7 |  | 45% | Tech/Econ | 5% | 0 | 0 | 0
Tech | Multi-Family | Domestic Hot Water | Point-of-use | TRC | New | NN585 | Water Heater Thermostat Setback (temperature check card) | Water Heater Thermostat Setback | NonEquip | 4 |  | 0.9177% | Tech/Econ | 2.212% | 0 | 0 | 0
Tech | Multi-Family | Domestic Hot Water | Point-of-use | TRC | New | NN579 | Water Heater Blanket | Water Heater Blanket | NonEquip | 7 |  | 1.582% | Tech/Econ | 15.27% | 0 | 0 | 0
Tech | Multi-Family | Domestic Hot Water | Point-of-use | TRC | New | NN573 | Thermostatic Shower Restriction Valve | Thermostatic Shower Restriction Valve | NonEquip | 10 |  | 16% | Tech/Econ | 4.403% | 0 | 0 | 0
Tech | Multi-Family | Domestic Hot Water | Point-of-use | TRC | New | NN567 | Low Flow Showerhead | Low Flow Showerhead | NonEquip | 9 |  | 80% | Tech/Econ | 14.02% | 0 | 0 | 0
Tech | Multi-Family | Domestic Hot Water | Point-of-use | TRC | New | NN561 | Hot Water Pipe Insulation | Hot Water Pipe Insulation | NonEquip | 13 |  | 15% | Tech/Econ | 7.656% | 0 | 0 | 0
Tech | Multi-Family | Domestic Hot Water | Point-of-use | TRC | New | NN555 | Heat Trap | Heat Trap | NonEquip | 10 |  | 12% | Tech/Econ | 6.285% | 0 | 0 | 0
Tech | Multi-Family | Domestic Hot Water | Point-of-use | TRC | New | NN549 | Faucet Aerator | Faucet Aerator | NonEquip | 10 |  | 18% | Tech/Econ | 1.378% | 0 | 0 | 0
Tech | Multi-Family | Domestic Hot Water | Point-of-use | TRC | New | NN543 | Drain Water Heat Recovery | Drain Water Heat Recovery | NonEquip | 15 |  | 9.5% | Tech/Econ | 12.3% | 0 | 0 | 0
Tech | Multi-Family | Domestic Hot Water | Point-of-use | TRC | Existing | NE588 | Water Heater Timeclock | Water Heater Timeclock | NonEquip | 7 |  | 20.61% | Tech/Econ | 5% | 0 | 0 | 0
Tech | Multi-Family | Domestic Hot Water | Point-of-use | TRC | Existing | NE582 | Water Heater Thermostat Setback (temperature check card) | Water Heater Thermostat Setback | NonEquip | 4 |  | 0% | Tech/Econ | 2.212% | 0 | 0 | 0
Tech | Multi-Family | Domestic Hot Water | Point-of-use | TRC | Existing | NE576 | Water Heater Blanket | Water Heater Blanket | NonEquip | 7 |  | 9.142% | Tech/Econ | 15.96% | 0 | 0 | 0
Tech | Multi-Family | Domestic Hot Water | Point-of-use | TRC | Existing | NE570 | Thermostatic Shower Restriction Valve | Thermostatic Shower Restriction Valve | NonEquip | 10 |  | 0% | Tech/Econ | 4.403% | 0 | 0 | 0
Tech | Multi-Family | Domestic Hot Water | Point-of-use | TRC | Existing | NE564 | Low Flow Showerhead | Low Flow Showerhead | NonEquip | 9 |  | 36% | Tech/Econ | 14.02% | 0 | 0 | 0
Tech | Multi-Family | Domestic Hot Water | Point-of-use | TRC | Existing | NE558 | Hot Water Pipe Insulation | Hot Water Pipe Insulation | NonEquip | 13 |  | 33.75% | Tech/Econ | 7.656% | 0 | 0 | 0
Tech | Multi-Family | Domestic Hot Water | Point-of-use | TRC | Existing | NE552 | Heat Trap | Heat Trap | NonEquip | 10 |  | 27% | Tech/Econ | 6.285% | 0 | 0 | 0
Tech | Multi-Family | Domestic Hot Water | Point-of-use | TRC | Existing | NE546 | Faucet Aerator | Faucet Aerator | NonEquip | 10 |  | 40.5% | Tech/Econ | 3.306% | 0 | 0 | 0
Tech | Multi-Family | Domestic Hot Water | Point-of-use | TRC | Existing | NE540 | Drain Water Heat Recovery | Drain Water Heat Recovery | NonEquip | 15 |  | 9.5% | Tech/Econ | 12.3% | 0 | 0 | 0
Tech | Multi-Family | Domestic Hot Water | Point-of-use | TRC | Turnover | ET84 | Instantaneous Hot Water System | Instantaneous Hot Water System | Equip | 20 | Point-of-use | 99.97% | Tech/Econ | 5.847% | 0 | 0 | 0
Tech | Multi-Family | Domestic Hot Water | Point-of-use | TRC | New | EN90 | Instantaneous Hot Water System | Instantaneous Hot Water System | Equip | 20 | Point-of-use | 99.97% | Tech/Econ | 5.847% | 0 | 0 | 0
Tech | Multi-Family | Cooking | Oven | TRC | Turnover | ET57 | High Efficiency Convection Oven | High Efficiency Convection Oven | Equip | 12 | Oven | 75% | Tech/Econ | 20% | 4949141.633 | 2037.9418 | 339.657
Tech | Multi-Family | Cooking | Oven | TRC | New | EN63 | High Efficiency Convection Oven | High Efficiency Convection Oven | Equip | 12 | Oven | 75% | Tech/Econ | 20% | 81496.3348 | 33.5583 | 5.5931
Tech | Multi-Family | Electronics | Other AV | TRC | New | NN597 | Smart Power Strip | Smart Power Strip | NonEquip | 5 |  | 90% | Tech/Econ | 4.575% | 13886.5138 | 1.5296 | 1.1935
Tech | Multi-Family | Electronics | Other AV | TRC | Existing | NE594 | Smart Power Strip | Smart Power Strip | NonEquip | 5 |  | 90% | Tech/Econ | 4.575% | 843305.6996 | 92.8909 | 72.4818
Tech | Multi-Family | Electronics | Other AV | TRC | Turnover | ET111 | ENERGY STAR Audio/Video Equipment | Energy Star Audio-Video Equipment | Equip | 5 | Other AV | 43% | Tech/Econ | 81.69% | 11089536.71 | 0 | 0
Tech | Multi-Family | Electronics | Other AV | TRC | New | EN117 | ENERGY STAR Audio/Video Equipment | Energy Star Audio-Video Equipment | Equip | 5 | Other AV | 43% | Tech/Econ | 81.69% | 182608.7564 | 0 | 0
Tech | Multi-Family | Miscellaneous | Other | TRC | Turnover | ET480 | ENERGY STAR Dehumidifier | Energy Star Dehumidifier | Equip | 12 | Other | 0.7084% | Tech/Econ | 25% | 1897681.655 | 311.2398 | 58.954
Tech | Multi-Family | Miscellaneous | Other | TRC | New | EN486 | ENERGY STAR Dehumidifier | Energy Star Dehumidifier | Equip | 12 | Other | 0.7084% | Tech/Econ | 25% | 31248.6712 | 5.1251 | 0.97078
Tech | Multi-Family | Lighting | Interior specialty | TRC | New | NN915 | Interior Lighting Controls | Interior Lighting Controls | NonEquip | 8 | Interior screw-in | 0% | Tech/Econ | 28.57% | 0 | 0 | 0
Tech | Multi-Family | Lighting | Interior specialty | TRC | New | NN909 | Exterior Lighting Controls | Exterior Lighting Controls | NonEquip | 10 | Exterior screw-in | 0% | Tech/Econ | 50% | 0 | 0 | 0
Tech | Multi-Family | Lighting | Interior specialty | TRC | Existing | NE912 | Interior Lighting Controls | Interior Lighting Controls | NonEquip | 8 | Interior screw-in | 0% | Tech/Econ | 28.57% | 0 | 0 | 0
Tech | Multi-Family | Lighting | Interior specialty | TRC | Existing | NE906 | Exterior Lighting Controls | Exterior Lighting Controls | NonEquip | 10 | Exterior screw-in | 0% | Tech/Econ | 50% | 0 | 0 | 0
Tech | Multi-Family | Lighting | Interior specialty | TRC | Turnover | ET435 | LED -5W Chandelier | LED Specialty Lamps-5W Chandelier | Equip | 10 | Interior specialty | 50% | Tech/Econ | 58.33% | 3787738.335 | 333.1742 | 349.8123
Tech | Multi-Family | Lighting | Interior specialty | TRC | New | EN441 | LED -5W Chandelier | LED Specialty Lamps-5W Chandelier | Equip | 10 | Interior specialty | 50% | Tech/Econ | 58.33% | 62371.7839 | 5.4863 | 5.7603
Tech | Multi-Family | Lighting | Interior screw-in | TRC | New | NN915 | Interior Lighting Controls | Interior Lighting Controls | NonEquip | 8 | Interior screw-in | 15.3% | Tech/Econ | 28.57% | 0 | 0 | 0
Tech | Multi-Family | Lighting | Interior screw-in | TRC | New | NN909 | Exterior Lighting Controls | Exterior Lighting Controls | NonEquip | 10 | Exterior screw-in | 0% | Tech/Econ | 50% | 0 | 0 | 0
Tech | Multi-Family | Lighting | Interior screw-in | TRC | Existing | NE912 | Interior Lighting Controls | Interior Lighting Controls | NonEquip | 8 | Interior screw-in | 3.06% | Tech/Econ | 28.57% | 1712077.161 | 232.1981 | 175.3286
Tech | Multi-Family | Lighting | Interior screw-in | TRC | Existing | NE906 | Exterior Lighting Controls | Exterior Lighting Controls | NonEquip | 10 | Exterior screw-in | 0% | Tech/Econ | 50% | 0 | 0 | 0
Tech | Multi-Family | Lighting | Interior screw-in | TRC | Turnover | ET417 | LED - 9W Flood | LED - 9W Flood | Equip | 10 | Interior screw-in | 50% | Tech/Econ | 53.85% | 98381392.36 | 8653.7501 | 9085.9036
Tech | Multi-Family | Lighting | Interior screw-in | TRC | Turnover | ET399 | LED - 14W | LED - 14W | Equip | 10 | Interior screw-in | 50% | Tech/Econ | 53.33% | 71209388.71 | 6263.6668 | 6576.4635
Tech | Multi-Family | Lighting | Interior screw-in | TRC | New | EN423 | LED - 9W Flood | LED - 9W Flood | Equip | 10 | Interior screw-in | 50% | Tech/Econ | 53.85% | 1620022.927 | 142.4992 | 149.6154
Tech | Multi-Family | Lighting | Interior screw-in | TRC | New | EN405 | LED - 14W | LED - 14W | Equip | 10 | Interior screw-in | 50% | Tech/Econ | 53.33% | 1172588.023 | 103.1423 | 108.2931
Tech | Multi-Family | Lighting | Interior fluorescent | TRC | New | NN915 | Interior Lighting Controls | Interior Lighting Controls | NonEquip | 8 | Interior screw-in | 0% | Tech/Econ | 28.57% | 0 | 0 | 0
Tech | Multi-Family | Lighting | Interior fluorescent | TRC | New | NN909 | Exterior Lighting Controls | Exterior Lighting Controls | NonEquip | 10 | Exterior screw-in | 0% | Tech/Econ | 50% | 0 | 0 | 0
Tech | Multi-Family | Lighting | Interior fluorescent | TRC | Existing | NE912 | Interior Lighting Controls | Interior Lighting Controls | NonEquip | 8 | Interior screw-in | 0% | Tech/Econ | 28.57% | 0 | 0 | 0
Tech | Multi-Family | Lighting | Interior fluorescent | TRC | Existing | NE906 | Exterior Lighting Controls | Exterior Lighting Controls | NonEquip | 10 | Exterior screw-in | 0% | Tech/Econ | 50% | 0 | 0 | 0
Tech | Multi-Family | Lighting | Interior fluorescent | TRC | Turnover | ET453 | Low Wattage T8 Fixture | Low Wattage T8 Fixture | Equip | 15 | Interior fluorescent | 0% | Tech/Econ | 18.75% | 0 | 0 | 0
Tech | Multi-Family | Lighting | Interior fluorescent | TRC | Turnover | ET444 | Linear LED | Linear LED | Equip | 15 | Interior fluorescent | 79% | Tech/Econ | 43.75% | 22179976.09 | 0 | 0.001292
Tech | Multi-Family | Lighting | Interior fluorescent | TRC | New | EN459 | Low Wattage T8 Fixture | Low Wattage T8 Fixture | Equip | 15 | Interior fluorescent | 0% | Tech/Econ | 18.75% | 0 | 0 | 0
Tech | Multi-Family | Lighting | Interior fluorescent | TRC | New | EN450 | Linear LED | Linear LED | Equip | 15 | Interior fluorescent | 79% | Tech/Econ | 43.75% | 365232.3769 | 0 | 2.1274e-05
Tech | Multi-Family | Electronics | Home office | TRC | New | NN597 | Smart Power Strip | Smart Power Strip | NonEquip | 5 |  | 90% | Tech/Econ | 4.575% | 98096.4489 | 10.8054 | 8.4313
Tech | Multi-Family | Electronics | Home office | TRC | Existing | NE594 | Smart Power Strip | Smart Power Strip | NonEquip | 5 |  | 90% | Tech/Econ | 4.575% | 5957239.919 | 656.1952 | 512.0223
Tech | Multi-Family | Electronics | Home office | TRC | Turnover | ET129 | ENERGY STAR Personal Computer | Energy Star Personal Computer | Equip | 4 | Home office | 35% | Tech/Econ | 43.62% | 26179460.2 | 4150.6444 | 889.8201
Tech | Multi-Family | Electronics | Home office | TRC | Turnover | ET120 | ENERGY STAR Imaging Equipment | Energy Star Imaging Equipment | Equip | 5 | Home office | 1% | Tech/Econ | 42.61% | 619116.2735 | 56.131 | 32.7741
Tech | Multi-Family | Electronics | Home office | TRC | New | EN135 | ENERGY STAR Personal Computer | Energy Star Personal Computer | Equip | 4 | Home office | 35% | Tech/Econ | 43.62% | 431090.9279 | 68.3477 | 14.6525
Tech | Multi-Family | Electronics | Home office | TRC | New | EN126 | ENERGY STAR Imaging Equipment | Energy Star Imaging Equipment | Equip | 5 | Home office | 1% | Tech/Econ | 42.61% | 10194.84 | 0.9243 | 0.53968
Tech | Multi-Family | Space Heating | Heat pump-heating | TRC | New | NN867 | Spray Foam Insulation (Base: R30) | Spray Foam Insulation(Base R30) | NonEquip | 20 |  | 36% | Tech/Econ | 15.51% | 46318.1257 | 0 | 80.9785
Tech | Multi-Family | Space Heating | Heat pump-heating | TRC | New | NN855 | Spray Foam Insulation (Base: R2) | Spray Foam Insulation(Base R2) | NonEquip | 20 |  | 0% | Tech/Econ | 52.1% | 0 | 0 | 0
Tech | Multi-Family | Space Heating | Heat pump-heating | TRC | New | NN843 | Spray Foam Insulation (Base: R19) | Spray Foam Insulation(Base R19) | NonEquip | 20 |  | 0% | Tech/Econ | 21.7% | 0 | 0 | 0
Tech | Multi-Family | Space Heating | Heat pump-heating | TRC | New | NN831 | Spray Foam Insulation (Base: R12) | Spray Foam Insulation(Base R12) | NonEquip | 20 |  | 0% | Tech/Econ | 28.51% | 0 | 0 | 0
Tech | Multi-Family | Space Heating | Heat pump-heating | TRC | New | NN825 | Smart Thermostats | Smart Thermostat | NonEquip | 11 |  | 90% | Tech/Econ | 4% | 996.0588 | 0 | 0
Tech | Multi-Family | Space Heating | Heat pump-heating | TRC | New | NN795 | Radiant Barrier | Radiant Barrier | NonEquip | 20 |  | 0.95% | Tech/Econ | 10% | 687.9726 | 0 | 0.77099
Tech | Multi-Family | Space Heating | Heat pump-heating | TRC | New | NN789 | Programmable Thermostat | Programmable Thermostat | NonEquip | 11 |  | 2% | Tech/Econ | 1.72% | 0 | 0 | 0
Tech | Multi-Family | Space Heating | Heat pump-heating | TRC | New | NN765 | Home Energy Management System | Home Energy Management System | NonEquip | 11 |  | 2.908% | Tech/Econ | 15% | 3416.0881 | 0 | 2.98
Tech | Multi-Family | Space Heating | Heat pump-heating | TRC | New | NN741 | Green Roof | Green Roof | NonEquip | 20 |  | 2.7% | Tech/Econ | 14.65% | 3084.8461 | 0 | 3.4571
Tech | Multi-Family | Space Heating | Heat pump-heating | TRC | New | NN723 | ENERGY STAR Windows | Energy Star Windows | NonEquip | 20 |  | 19% | Tech/Econ | 1.261% | 0 | 0 | 0
Tech | Multi-Family | Space Heating | Heat pump-heating | TRC | New | NN711 | ENERGY STAR Door | Energy Star Door | NonEquip | 20 |  | 14.25% | Tech/Econ | 1.345% | 0 | 0 | 0
Tech | Multi-Family | Space Heating | Heat pump-heating | TRC | New | NN699 | ENERGY STAR Certified Roof Products | Energy Star Certified Roof Products | NonEquip | 20 |  | 54% | Tech/Econ | 12.5% | 52420.6555 | 0 | 58.7465
Tech | Multi-Family | Space Heating | Heat pump-heating | TRC | New | NN651 | Ceiling Insulation (R30 to R38) | Ceiling Insulation(R30 to R38) | NonEquip | 20 |  | 8% | Tech/Econ | 3.317% | 0 | 0 | 0
Tech | Multi-Family | Space Heating | Heat pump-heating | TRC | New | NN639 | Ceiling Insulation (R2 to R38) | Ceiling Insulation(R2 to R38) | NonEquip | 20 |  | 0% | Tech/Econ | 48.5% | 0 | 0 | 0
Tech | Multi-Family | Space Heating | Heat pump-heating | TRC | New | NN627 | Ceiling Insulation (R19 to R38) | Ceiling Insulation(R19 to R38) | NonEquip | 20 |  | 0% | Tech/Econ | 10.85% | 0 | 0 | 0
Tech | Multi-Family | Space Heating | Heat pump-heating | TRC | New | NN615 | Ceiling Insulation (R12 to R38) | Ceiling Insulation(R12 to R38) | NonEquip | 20 |  | 0% | Tech/Econ | 19.75% | 0 | 0 | 0
Tech | Multi-Family | Space Heating | Heat pump-heating | TRC | Existing | NE894 | Wall Insulation | Wall Insulation | NonEquip | 20 |  | 15% | Tech/Econ | 27.94% | 2208239.847 | 0 | 1670.0774
Tech | Multi-Family | Space Heating | Heat pump-heating | TRC | Existing | NE882 | Storm Door | Storm Door | NonEquip | 20 |  | 0% | Tech/Econ | 1.63% | 0 | 0 | 0
Tech | Multi-Family | Space Heating | Heat pump-heating | TRC | Existing | NE864 | Spray Foam Insulation (Base: R30) | Spray Foam Insulation(Base R30) | NonEquip | 20 |  | 17.57% | Tech/Econ | 15.51% | 1218132.963 | 0 | 2129.6747
Tech | Multi-Family | Space Heating | Heat pump-heating | TRC | Existing | NE852 | Spray Foam Insulation (Base: R2) | Spray Foam Insulation(Base R2) | NonEquip | 20 |  | 7.313% | Tech/Econ | 52.1% | 2168838.001 | 0 | 3219.9169
Tech | Multi-Family | Space Heating | Heat pump-heating | TRC | Existing | NE840 | Spray Foam Insulation (Base: R19) | Spray Foam Insulation(Base R19) | NonEquip | 20 |  | 2.862% | Tech/Econ | 21.7% | 313546.5157 | 0 | 510.4656
Tech | Multi-Family | Space Heating | Heat pump-heating | TRC | Existing | NE828 | Spray Foam Insulation (Base: R12) | Spray Foam Insulation(Base R12) | NonEquip | 20 |  | 7.105% | Tech/Econ | 28.51% | 1089518.407 | 0 | 1706.6322
Tech | Multi-Family | Space Heating | Heat pump-heating | TRC | Existing | NE822 | Smart Thermostats | Smart Thermostat | NonEquip | 11 |  | 90% | Tech/Econ | 4% | 1274753.769 | 0 | 0
Tech | Multi-Family | Space Heating | Heat pump-heating | TRC | Existing | NE810 | Sealed crawlspace | Sealed crawlspace | NonEquip | 11 |  | 5.88% | Tech/Econ | 0.7976% | 15828.003 | 0 | 17.738
Tech | Multi-Family | Space Heating | Heat pump-heating | TRC | Existing | NE792 | Radiant Barrier | Radiant Barrier | NonEquip | 20 |  | 0.95% | Tech/Econ | 10% | 35324.5103 | 0 | 39.5873
Tech | Multi-Family | Space Heating | Heat pump-heating | TRC | Existing | NE786 | Programmable Thermostat | Programmable Thermostat | NonEquip | 11 |  | 2% | Tech/Econ | 1.72% | 11613.6544 | 0 | 0
Tech | Multi-Family | Space Heating | Heat pump-heating | TRC | Existing | NE774 | HVAC ECM Motor | HVAC ECM Motor | NonEquip | 15 |  | 76.5% | Tech/Econ | 0.7204% | 185898.0511 | 0 | 322.7227
Tech | Multi-Family | Space Heating | Heat pump-heating | TRC | Existing | NE762 | Home Energy Management System | Home Energy Management System | NonEquip | 11 |  | 2.908% | Tech/Econ | 15% | 189681.2941 | 0 | 165.4684
Tech | Multi-Family | Space Heating | Heat pump-heating | TRC | Existing | NE744 | Heat Pump Tune Up | Heat Pump Tune Up | NonEquip | 2 | Heat pump-heating | 0% | Tech/Econ | 5% | 0 | 0 | 0
Tech | Multi-Family | Space Heating | Heat pump-heating | TRC | Existing | NE738 | Green Roof | Green Roof | NonEquip | 20 |  | 0.225% | Tech/Econ | 14.65% | 14274.0656 | 0 | 15.9966
Tech | Multi-Family | Space Heating | Heat pump-heating | TRC | Existing | NE720 | ENERGY STAR Windows | Energy Star Windows | NonEquip | 20 |  | 19% | Tech/Econ | 3.687% | 239141.229 | 0 | 960.2198
Tech | Multi-Family | Space Heating | Heat pump-heating | TRC | Existing | NE708 | ENERGY STAR Door | Energy Star Door | NonEquip | 20 |  | 14.25% | Tech/Econ | 1.895% | 91415.1868 | 0 | 175.5801
Tech | Multi-Family | Space Heating | Heat pump-heating | TRC | Existing | NE696 | ENERGY STAR Certified Roof Products | Energy Star Certified Roof Products | NonEquip | 20 |  | 54% | Tech/Econ | 12.5% | 2921301.437 | 0 | 3273.8272
Tech | Multi-Family | Space Heating | Heat pump-heating | TRC | Existing | NE684 | Duct Repair | Duct Repair | NonEquip | 11 |  | 65% | Tech/Econ | 12% | 3147864.592 | 0 | 3527.7307
Tech | Multi-Family | Space Heating | Heat pump-heating | TRC | Existing | NE672 | Duct Insulation | Duct Insulation | NonEquip | 15 |  | 0% | Tech/Econ | 2.045% | 0 | 0 | 0
Tech | Multi-Family | Space Heating | Heat pump-heating | TRC | Existing | NE648 | Ceiling Insulation (R30 to R38) | Ceiling Insulation(R30 to R38) | NonEquip | 20 |  | 3.904% | Tech/Econ | 3.317% | 43893.2694 | 0 | 62.7392
Tech | Multi-Family | Space Heating | Heat pump-heating | TRC | Existing | NE636 | Ceiling Insulation (R2 to R38) | Ceiling Insulation(R2 to R38) | NonEquip | 20 |  | 1.625% | Tech/Econ | 48.5% | 431576.0932 | 0 | 622.1907
Tech | Multi-Family | Space Heating | Heat pump-heating | TRC | Existing | NE624 | Ceiling Insulation (R19 to R38) | Ceiling Insulation(R19 to R38) | NonEquip | 20 |  | 0.6361% | Tech/Econ | 10.85% | 25678.8832 | 0 | 36.7451
Tech | Multi-Family | Space Heating | Heat pump-heating | TRC | Existing | NE612 | Ceiling Insulation (R12 to R38) | Ceiling Insulation(R12 to R38) | NonEquip | 20 |  | 1.579% | Tech/Econ | 19.75% | 156463.3675 | 0 | 221.4337
Tech | Multi-Family | Space Heating | Heat pump-heating | TRC | Existing | NE606 | Air Sealing/Infiltration Control | Air Sealing-Infiltration Control | NonEquip | 11 |  | 52% | Tech/Econ | 9% | 1738543.743 | 0 | 1948.3412
Tech | Multi-Family | Space Heating | Heat pump-heating | TRC | Turnover | ET336 | Ground Source Heat Pump (GSHP) | Ground Source Heat Pump | Equip | 22 | Heat pump-heating | 2.992% | Tech/Econ | 33.19% | 539420.6225 | 0 | 418.5909
Tech | Multi-Family | Space Heating | Heat pump-heating | TRC | Turnover | ET300 | 21 SEER Air Source Heat Pump from base electric resistance heating | 21 SEER ASHP from base electric resistance heating | Equip | 15 | Heat pump-heating | 32% | Tech/Econ | 65.9% | 15213255.62 | 0 | 26959.6362
Tech | Multi-Family | Space Heating | Heat pump-heating | TRC | Turnover | ET282 | 21 SEER Air Source Heat Pump | 21 SEER Air Source Heat Pump | Equip | 15 | Heat pump-heating | 59% | Tech/Econ | 18% | 5311262.835 | 0 | 46603.8953
Tech | Multi-Family | Space Heating | Heat pump-heating | TRC | Turnover | ET255 | 18 SEER Air Source Heat Pump | 18 SEER Air Source Heat Pump | Equip | 15 | Heat pump-heating | 0% | Tech/Econ | 13.68% | 0 | 0 | 0
Tech | Multi-Family | Space Heating | Heat pump-heating | TRC | Turnover | ET228 | 17 SEER Air Source Heat Pump | 17 SEER Air Source Heat Pump | Equip | 15 | Heat pump-heating | 0% | Tech/Econ | 13.68% | 0 | 0 | 0
Tech | Multi-Family | Space Heating | Heat pump-heating | TRC | Turnover | ET201 | 16 SEER Air Source Heat Pump | 16 SEER Air Source Heat Pump | Equip | 15 | Heat pump-heating | 0% | Tech/Econ | 8.889% | 0 | 0 | 0
Tech | Multi-Family | Space Heating | Heat pump-heating | TRC | Turnover | ET174 | 15 SEER Air Source Heat Pump | 15 SEER Air Source Heat Pump | Equip | 15 | Heat pump-heating | 0% | Tech/Econ | 3.529% | 0 | 0 | 0
Tech | Multi-Family | Space Heating | Heat pump-heating | TRC | Turnover | ET156 | 14 SEER Air Source Heat Pump from base electric resistance heating | 14 SEER ASHP from base electric resistance heating | Equip | 15 | Heat pump-heating | 0% | Tech/Econ | 58.41% | 0 | 0 | 0
Tech | Multi-Family | Space Heating | Heat pump-heating | TRC | New | EN342 | Ground Source Heat Pump (GSHP) | Ground Source Heat Pump | Equip | 22 | Heat pump-heating | 2.992% | Tech/Econ | 33.19% | 9307.7427 | 0 | 7.2228
Tech | Multi-Family | Space Heating | Heat pump-heating | TRC | New | EN306 | 21 SEER Air Source Heat Pump from base electric resistance heating | 21 SEER ASHP from base electric resistance heating | Equip | 15 | Heat pump-heating | 32% | Tech/Econ | 65.9% | 250513.0523 | 0 | 443.9379
Tech | Multi-Family | Space Heating | Heat pump-heating | TRC | New | EN288 | 21 SEER Air Source Heat Pump | 21 SEER Air Source Heat Pump | Equip | 15 | Heat pump-heating | 59% | Tech/Econ | 18% | 98550.6251 | 0 | 864.7365
Tech | Multi-Family | Space Heating | Heat pump-heating | TRC | New | EN261 | 18 SEER Air Source Heat Pump | 18 SEER Air Source Heat Pump | Equip | 15 | Heat pump-heating | 0% | Tech/Econ | 13.68% | 0 | 0 | 0
Tech | Multi-Family | Space Heating | Heat pump-heating | TRC | New | EN234 | 17 SEER Air Source Heat Pump | 17 SEER Air Source Heat Pump | Equip | 15 | Heat pump-heating | 0% | Tech/Econ | 13.68% | 0 | 0 | 0
Tech | Multi-Family | Space Heating | Heat pump-heating | TRC | New | EN207 | 16 SEER Air Source Heat Pump | 16 SEER Air Source Heat Pump | Equip | 15 | Heat pump-heating | 0% | Tech/Econ | 8.889% | 0 | 0 | 0
Tech | Multi-Family | Space Heating | Heat pump-heating | TRC | New | EN180 | 15 SEER Air Source Heat Pump | 15 SEER Air Source Heat Pump | Equip | 15 | Heat pump-heating | 0% | Tech/Econ | 3.529% | 0 | 0 | 0
Tech | Multi-Family | Space Heating | Heat pump-heating | TRC | New | EN162 | 14 SEER Air Source Heat Pump from base electric resistance heating | 14 SEER ASHP from base electric resistance heating | Equip | 15 | Heat pump-heating | 0% | Tech/Econ | 58.41% | 0 | 0 | 0
Tech | Multi-Family | Space Cooling | Heat pump-cooling | TRC | New | NN921 | Solar Attic Fan | Solar Attic Fan | NonEquip | 15 |  | 0.95% | Tech/Econ | 6% | 0 | 0 | 0
Tech | Multi-Family | Space Cooling | Heat pump-cooling | TRC | New | NN903 | Window Sun Protection | Window Sun Protection | NonEquip | 10 |  | 30% | Tech/Econ | 8.288% | 0 | 0 | 0
Tech | Multi-Family | Space Cooling | Heat pump-cooling | TRC | New | NN879 | Storm Door | Storm Door | NonEquip | 20 |  | 0% | Tech/Econ | 2.908% | 0 | 0 | 0
Tech | Multi-Family | Space Cooling | Heat pump-cooling | TRC | New | NN873 | Spray Foam Insulation (Base: R30) | Spray Foam Insulation(Base R30) | NonEquip | 20 |  | 36% | Tech/Econ | 13.27% | 292426.5531 | 203.8789 | 0
Tech | Multi-Family | Space Cooling | Heat pump-cooling | TRC | New | NN861 | Spray Foam Insulation (Base: R2) | Spray Foam Insulation(Base R2) | NonEquip | 20 |  | 0% | Tech/Econ | 40.84% | 0 | 0 | 0
Tech | Multi-Family | Space Cooling | Heat pump-cooling | TRC | New | NN849 | Spray Foam Insulation (Base: R19) | Spray Foam Insulation(Base R19) | NonEquip | 20 |  | 0% | Tech/Econ | 17.05% | 0 | 0 | 0
Tech | Multi-Family | Space Cooling | Heat pump-cooling | TRC | New | NN837 | Spray Foam Insulation (Base: R12) | Spray Foam Insulation(Base R12) | NonEquip | 20 |  | 0% | Tech/Econ | 21.75% | 0 | 0 | 0
Tech | Multi-Family | Space Cooling | Heat pump-cooling | TRC | New | NN819 | Smart Thermostats | Smart Thermostat | NonEquip | 11 |  | 90% | Tech/Econ | 4% | 0 | 0 | 0
Tech | Multi-Family | Space Cooling | Heat pump-cooling | TRC | New | NN801 | Radiant Barrier | Radiant Barrier | NonEquip | 20 |  | 0.95% | Tech/Econ | 10% | 5164.5435 | 5.3726 | 0
Tech | Multi-Family | Space Cooling | Heat pump-cooling | TRC | New | NN759 | Home Energy Management System | Home Energy Management System | NonEquip | 11 |  | 2.908% | Tech/Econ | 7.12% | 0 | 0 | 0
Tech | Multi-Family | Space Cooling | Heat pump-cooling | TRC | New | NN735 | Green Roof | Green Roof | NonEquip | 20 |  | 2.7% | Tech/Econ | 14.65% | 24319.2276 | 25.2992 | 0
Tech | Multi-Family | Space Cooling | Heat pump-cooling | TRC | New | NN717 | ENERGY STAR Windows | Energy Star Windows | NonEquip | 20 |  | 19% | Tech/Econ | 8.986% | 30990.4038 | 16.2152 | 0
Tech | Multi-Family | Space Cooling | Heat pump-cooling | TRC | New | NN705 | ENERGY STAR Door | Energy Star Door | NonEquip | 20 |  | 14.25% | Tech/Econ | 3.621% | 0 | 0 | 0
Tech | Multi-Family | Space Cooling | Heat pump-cooling | TRC | New | NN693 | ENERGY STAR Certified Roof Products | Energy Star Certified Roof Products | NonEquip | 20 |  | 54% | Tech/Econ | 12.5% | 393516.7879 | 409.3736 | 0
Tech | Multi-Family | Space Cooling | Heat pump-cooling | TRC | New | NN645 | Ceiling Insulation (R2 to R38) | Ceiling Insulation(R2 to R38) | NonEquip | 20 |  | 0% | Tech/Econ | 36.07% | 0 | 0 | 0
Tech | Multi-Family | Space Cooling | Heat pump-cooling | TRC | New | NN633 | Ceiling Insulation (R19 to R38) | Ceiling Insulation(R19 to R38) | NonEquip | 20 |  | 0% | Tech/Econ | 6.811% | 0 | 0 | 0
Tech | Multi-Family | Space Cooling | Heat pump-cooling | TRC | New | NN621 | Ceiling Insulation (R12 to R38) | Ceiling Insulation(R12 to R38) | NonEquip | 20 |  | 0% | Tech/Econ | 12.59% | 0 | 0 | 0
Tech | Multi-Family | Space Cooling | Heat pump-cooling | TRC | Existing | NE918 | Solar Attic Fan | Solar Attic Fan | NonEquip | 15 |  | 0.95% | Tech/Econ | 6% | 147934.6737 | 50.8721 | 0
Tech | Multi-Family | Space Cooling | Heat pump-cooling | TRC | Existing | NE900 | Window Sun Protection | Window Sun Protection | NonEquip | 10 |  | 30% | Tech/Econ | 8.288% | 6647340.377 | 2916.8212 | -4576.0531
Tech | Multi-Family | Space Cooling | Heat pump-cooling | TRC | Existing | NE888 | Wall Insulation | Wall Insulation | NonEquip | 20 |  | 15% | Tech/Econ | 2.51% | 934619.9989 | 2863.4242 | 0
Tech | Multi-Family | Space Cooling | Heat pump-cooling | TRC | Existing | NE876 | Storm Door | Storm Door | NonEquip | 20 |  | 0% | Tech/Econ | 4.389% | 0 | 0 | 0
Tech | Multi-Family | Space Cooling | Heat pump-cooling | TRC | Existing | NE870 | Spray Foam Insulation (Base: R30) | Spray Foam Insulation(Base R30) | NonEquip | 20 |  | 17.57% | Tech/Econ | 13.27% | 7808148.163 | 5443.8162 | 0
Tech | Multi-Family | Space Cooling | Heat pump-cooling | TRC | Existing | NE858 | Spray Foam Insulation (Base: R2) | Spray Foam Insulation(Base R2) | NonEquip | 20 |  | 7.313% | Tech/Econ | 40.84% | 15534923.89 | 12096.0477 | 0
Tech | Multi-Family | Space Cooling | Heat pump-cooling | TRC | Existing | NE846 | Spray Foam Insulation (Base: R19) | Spray Foam Insulation(Base R19) | NonEquip | 20 |  | 2.862% | Tech/Econ | 17.05% | 1643424.951 | 1197.9052 | 0
Tech | Multi-Family | Space Cooling | Heat pump-cooling | TRC | Existing | NE834 | Spray Foam Insulation (Base: R12) | Spray Foam Insulation(Base R12) | NonEquip | 20 |  | 7.105% | Tech/Econ | 21.75% | 5286508.614 | 3956.2891 | 0
Tech | Multi-Family | Space Cooling | Heat pump-cooling | TRC | Existing | NE816 | Smart Thermostats | Smart Thermostat | NonEquip | 11 |  | 90% | Tech/Econ | 4% | 9270023.199 | 0 | 0
Tech | Multi-Family | Space Cooling | Heat pump-cooling | TRC | Existing | NE798 | Radiant Barrier | Radiant Barrier | NonEquip | 20 |  | 0.95% | Tech/Econ | 10% | 266709.021 | 277.4561 | 0
Tech | Multi-Family | Space Cooling | Heat pump-cooling | TRC | Existing | NE756 | Home Energy Management System | Home Energy Management System | NonEquip | 11 |  | 2.908% | Tech/Econ | 7.12% | 539820.7124 | 920.9343 | 0
Tech | Multi-Family | Space Cooling | Heat pump-cooling | TRC | Existing | NE750 | Heat Pump Tune Up | Heat Pump Tune Up | NonEquip | 2 | Heat pump-cooling | 0% | Tech/Econ | 5% | 0 | 0 | 0
Tech | Multi-Family | Space Cooling | Heat pump-cooling | TRC | Existing | NE732 | Green Roof | Green Roof | NonEquip | 20 |  | 0.225% | Tech/Econ | 14.65% | 110488.2189 | 114.9404 | 0
Tech | Multi-Family | Space Cooling | Heat pump-cooling | TRC | Existing | NE714 | ENERGY STAR Windows | Energy Star Windows | NonEquip | 20 |  | 19% | Tech/Econ | 26.27% | 17966304.78 | 9400.5657 | 0
Tech | Multi-Family | Space Cooling | Heat pump-cooling | TRC | Existing | NE702 | ENERGY STAR Door | Energy Star Door | NonEquip | 20 |  | 14.25% | Tech/Econ | 5.102% | 1885936.142 | 1248.8642 | 0
Tech | Multi-Family | Space Cooling | Heat pump-cooling | TRC | Existing | NE690 | ENERGY STAR Certified Roof Products | Energy Star Certified Roof Products | NonEquip | 20 |  | 54% | Tech/Econ | 12.5% | 22041345.89 | 22929.5066 | 0
Tech | Multi-Family | Space Cooling | Heat pump-cooling | TRC | Existing | NE678 | Duct Repair | Duct Repair | NonEquip | 11 |  | 65% | Tech/Econ | 12% | 23750774.83 | 24707.8174 | 0
Tech | Multi-Family | Space Cooling | Heat pump-cooling | TRC | Existing | NE666 | Duct Insulation | Duct Insulation | NonEquip | 15 |  | 0% | Tech/Econ | 2.045% | 0 | 0 | 0
Tech | Multi-Family | Space Cooling | Heat pump-cooling | TRC | Existing | NE660 | Central AC Tune Up | Central AC Tune Up | NonEquip | 2 | CAC | 0% | Tech/Econ | 5% | 0 | 0 | 0
Tech | Multi-Family | Space Cooling | Heat pump-cooling | TRC | Existing | NE654 | Ceiling Insulation (R30 to R38) | Ceiling Insulation(R30 to R38) | NonEquip | 20 |  | 3.904% | Tech/Econ | 2.015% | 194505.4763 | 156.1245 | 0
Tech | Multi-Family | Space Cooling | Heat pump-cooling | TRC | Existing | NE642 | Ceiling Insulation (R2 to R38) | Ceiling Insulation(R2 to R38) | NonEquip | 20 |  | 1.625% | Tech/Econ | 36.07% | 2957682.743 | 2357.3583 | 0
Tech | Multi-Family | Space Cooling | Heat pump-cooling | TRC | Existing | NE630 | Ceiling Insulation (R19 to R38) | Ceiling Insulation(R19 to R38) | NonEquip | 20 |  | 0.6361% | Tech/Econ | 6.811% | 112704.3212 | 90.3817 | 0
Tech | Multi-Family | Space Cooling | Heat pump-cooling | TRC | Existing | NE618 | Ceiling Insulation (R12 to R38) | Ceiling Insulation(R12 to R38) | NonEquip | 20 |  | 1.579% | Tech/Econ | 12.59% | 650367.5726 | 526.3866 | 0
Tech | Multi-Family | Space Cooling | Heat pump-cooling | TRC | Existing | NE600 | Air Sealing/Infiltration Control | Air Sealing-Infiltration Control | NonEquip | 11 |  | 52% | Tech/Econ | 9% | 13126446.63 | 13655.3796 | 0
Tech | Multi-Family | Space Cooling | Heat pump-cooling | TRC | Turnover | ET327 | Ground Source Heat Pump (GSHP) | Ground Source Heat Pump | Equip | 22 | Heat pump-cooling | 2.992% | Tech/Econ | 6.667% | 518802.4735 | 1379.8414 | 0
Tech | Multi-Family | Space Cooling | Heat pump-cooling | TRC | Turnover | ET291 | 21 SEER Air Source Heat Pump from base electric resistance heating | 21 SEER ASHP from base electric resistance heating | Equip | 15 | Heat pump-cooling | 32% | Tech/Econ | 33.33% | 53516429.06 | 37018.6543 | 0
Tech | Multi-Family | Space Cooling | Heat pump-cooling | TRC | Turnover | ET273 | 21 SEER Air Source Heat Pump | 21 SEER Air Source Heat Pump | Equip | 15 | Heat pump-cooling | 59% | Tech/Econ | 33.33% | 88133685.89 | 41756.2193 | 0
Tech | Multi-Family | Space Cooling | Heat pump-cooling | TRC | Turnover | ET246 | 18 SEER Air Source Heat Pump | 18 SEER Air Source Heat Pump | Equip | 15 | Heat pump-cooling | 0% | Tech/Econ | 22.22% | 0 | 0 | 0
Tech | Multi-Family | Space Cooling | Heat pump-cooling | TRC | Turnover | ET219 | 17 SEER Air Source Heat Pump | 17 SEER Air Source Heat Pump | Equip | 15 | Heat pump-cooling | 0% | Tech/Econ | 17.65% | 0 | 0 | 0
Tech | Multi-Family | Space Cooling | Heat pump-cooling | TRC | Turnover | ET192 | 16 SEER Air Source Heat Pump | 16 SEER Air Source Heat Pump | Equip | 15 | Heat pump-cooling | 0% | Tech/Econ | 12.5% | 0 | 0 | 0
Tech | Multi-Family | Space Cooling | Heat pump-cooling | TRC | Turnover | ET165 | 15 SEER Air Source Heat Pump | 15 SEER Air Source Heat Pump | Equip | 15 | Heat pump-cooling | 0% | Tech/Econ | 6.667% | 0 | 0 | 0
Tech | Multi-Family | Space Cooling | Heat pump-cooling | TRC | Turnover | ET147 | 14 SEER Air Source Heat Pump from base electric resistance heating | 14 SEER ASHP from base electric resistance heating | Equip | 15 | Heat pump-cooling | 0% | Tech/Econ | 0% | 0 | 0 | 0
Tech | Multi-Family | Space Cooling | Heat pump-cooling | TRC | New | EN333 | Ground Source Heat Pump (GSHP) | Ground Source Heat Pump | Equip | 22 | Heat pump-cooling | 2.992% | Tech/Econ | 6.667% | 10773.3312 | 28.6535 | 0
Tech | Multi-Family | Space Cooling | Heat pump-cooling | TRC | New | EN297 | 21 SEER Air Source Heat Pump from base electric resistance heating | 21 SEER ASHP from base electric resistance heating | Equip | 15 | Heat pump-cooling | 32% | Tech/Econ | 33.33% | 913727.7565 | 632.0484 | 0
Tech | Multi-Family | Space Cooling | Heat pump-cooling | TRC | New | EN279 | 21 SEER Air Source Heat Pump | 21 SEER Air Source Heat Pump | Equip | 15 | Heat pump-cooling | 59% | Tech/Econ | 33.33% | 1504775.2 | 712.9365 | 0
Tech | Multi-Family | Space Cooling | Heat pump-cooling | TRC | New | EN252 | 18 SEER Air Source Heat Pump | 18 SEER Air Source Heat Pump | Equip | 15 | Heat pump-cooling | 0% | Tech/Econ | 22.22% | 0 | 0 | 0
Tech | Multi-Family | Space Cooling | Heat pump-cooling | TRC | New | EN225 | 17 SEER Air Source Heat Pump | 17 SEER Air Source Heat Pump | Equip | 15 | Heat pump-cooling | 0% | Tech/Econ | 17.65% | 0 | 0 | 0
Tech | Multi-Family | Space Cooling | Heat pump-cooling | TRC | New | EN198 | 16 SEER Air Source Heat Pump | 16 SEER Air Source Heat Pump | Equip | 15 | Heat pump-cooling | 0% | Tech/Econ | 12.5% | 0 | 0 | 0
Tech | Multi-Family | Space Cooling | Heat pump-cooling | TRC | New | EN171 | 15 SEER Air Source Heat Pump | 15 SEER Air Source Heat Pump | Equip | 15 | Heat pump-cooling | 0% | Tech/Econ | 6.667% | 0 | 0 | 0
Tech | Multi-Family | Domestic Hot Water | Heat pump water heater | TRC | New | NN591 | Water Heater Timeclock | Water Heater Timeclock | NonEquip | 7 |  | 45% | Tech/Econ | 5% | 0 | 0 | 0
Tech | Multi-Family | Domestic Hot Water | Heat pump water heater | TRC | New | NN585 | Water Heater Thermostat Setback (temperature check card) | Water Heater Thermostat Setback | NonEquip | 4 |  | 0.9177% | Tech/Econ | 2.212% | 0 | 0 | 0
Tech | Multi-Family | Domestic Hot Water | Heat pump water heater | TRC | New | NN579 | Water Heater Blanket | Water Heater Blanket | NonEquip | 7 |  | 1.582% | Tech/Econ | 15.27% | 27.4193 | 0.0024697 | 0.0053162
Tech | Multi-Family | Domestic Hot Water | Heat pump water heater | TRC | New | NN573 | Thermostatic Shower Restriction Valve | Thermostatic Shower Restriction Valve | NonEquip | 10 |  | 16% | Tech/Econ | 4.403% | 0 | 0 | 0
Tech | Multi-Family | Domestic Hot Water | Heat pump water heater | TRC | New | NN567 | Low Flow Showerhead | Low Flow Showerhead | NonEquip | 9 |  | 80% | Tech/Econ | 14.02% | 1270.139 | 0.1144 | 0.24626
Tech | Multi-Family | Domestic Hot Water | Heat pump water heater | TRC | New | NN561 | Hot Water Pipe Insulation | Hot Water Pipe Insulation | NonEquip | 13 |  | 15% | Tech/Econ | 7.656% | 67.8428 | 0.0061107 | 0.013154
Tech | Multi-Family | Domestic Hot Water | Heat pump water heater | TRC | New | NN555 | Heat Trap | Heat Trap | NonEquip | 10 |  | 12% | Tech/Econ | 6.285% | 0 | 0 | 0
Tech | Multi-Family | Domestic Hot Water | Heat pump water heater | TRC | New | NN549 | Faucet Aerator | Faucet Aerator | NonEquip | 10 |  | 18% | Tech/Econ | 1.378% | 0 | 0 | 0
Tech | Multi-Family | Domestic Hot Water | Heat pump water heater | TRC | New | NN543 | Drain Water Heat Recovery | Drain Water Heat Recovery | NonEquip | 15 |  | 9.5% | Tech/Econ | 12.3% | 117.4831 | 0.010582 | 0.022778
Tech | Multi-Family | Domestic Hot Water | Heat pump water heater | TRC | Existing | NE588 | Water Heater Timeclock | Water Heater Timeclock | NonEquip | 7 |  | 20.61% | Tech/Econ | 5% | 6290.4109 | 0 | 0
Tech | Multi-Family | Domestic Hot Water | Heat pump water heater | TRC | Existing | NE582 | Water Heater Thermostat Setback (temperature check card) | Water Heater Thermostat Setback | NonEquip | 4 |  | 0% | Tech/Econ | 2.212% | 0 | 0 | 0
Tech | Multi-Family | Domestic Hot Water | Heat pump water heater | TRC | Existing | NE576 | Water Heater Blanket | Water Heater Blanket | NonEquip | 7 |  | 9.142% | Tech/Econ | 15.96% | 10057.1008 | 0.90585 | 1.9499
Tech | Multi-Family | Domestic Hot Water | Heat pump water heater | TRC | Existing | NE570 | Thermostatic Shower Restriction Valve | Thermostatic Shower Restriction Valve | NonEquip | 10 |  | 0% | Tech/Econ | 4.403% | 0 | 0 | 0
Tech | Multi-Family | Domestic Hot Water | Heat pump water heater | TRC | Existing | NE564 | Low Flow Showerhead | Low Flow Showerhead | NonEquip | 9 |  | 36% | Tech/Econ | 14.02% | 34286.5147 | 3.0882 | 6.6477
Tech | Multi-Family | Domestic Hot Water | Heat pump water heater | TRC | Existing | NE558 | Hot Water Pipe Insulation | Hot Water Pipe Insulation | NonEquip | 13 |  | 33.75% | Tech/Econ | 7.656% | 16472.3531 | 1.4837 | 3.1938
Tech | Multi-Family | Domestic Hot Water | Heat pump water heater | TRC | Existing | NE552 | Heat Trap | Heat Trap | NonEquip | 10 |  | 27% | Tech/Econ | 6.285% | 10538.4919 | 0.94921 | 2.0433
Tech | Multi-Family | Domestic Hot Water | Heat pump water heater | TRC | Existing | NE546 | Faucet Aerator | Faucet Aerator | NonEquip | 10 |  | 40.5% | Tech/Econ | 3.306% | 8089.9749 | 0.72867 | 1.5685
Tech | Multi-Family | Domestic Hot Water | Heat pump water heater | TRC | Existing | NE540 | Drain Water Heat Recovery | Drain Water Heat Recovery | NonEquip | 15 |  | 9.5% | Tech/Econ | 12.3% | 7537.1659 | 0.67888 | 1.4614
Tech | Multi-Family | Domestic Hot Water | Heat pump water heater | TRC | Turnover | ET75 | Heat Pump Water Heater | Heat Pump Water Heater | Equip | 10 | Heat pump water heater | 49% | Tech/Econ | 62.51% | 304397.2092 | 27.4033 | 83.8586
Tech | Multi-Family | Domestic Hot Water | Heat pump water heater | TRC | New | EN81 | Heat Pump Water Heater | Heat Pump Water Heater | Equip | 10 | Heat pump water heater | 49% | Tech/Econ | 62.51% | 5012.4363 | 0.45124 | 1.3809
Tech | Multi-Family | Appliances | Freezer | TRC | New | NN537 | Removal of 2nd Refrigerator/Freezer | Removal of 2nd Refrigerator-Freezer | NonEquip | 5 | Refrigerator | 0% | Tech/Econ | 100% | 0 | 0 | 0
Tech | Multi-Family | Appliances | Freezer | TRC | Existing | NE534 | Removal of 2nd Refrigerator/Freezer | Removal of 2nd Refrigerator-Freezer | NonEquip | 5 | Refrigerator | 0% | Tech/Econ | 100% | 0 | 0 | 0
Tech | Multi-Family | Appliances | Freezer | TRC | Turnover | ET30 | ENERGY STAR Freezer | Energy Star Freezer | Equip | 11 | Freezer | 58% | Tech/Econ | 11.6% | 51071.3401 | 5.8276 | 5.2178
Tech | Multi-Family | Appliances | Freezer | TRC | New | EN36 | ENERGY STAR Freezer | Energy Star Freezer | Equip | 11 | Freezer | 58% | Tech/Econ | 11.6% | 840.9796 | 0.095961 | 0.085921
Tech | Multi-Family | Miscellaneous | Fan | TRC | Turnover | ET471 | ENERGY STAR Ceiling Fan | Energy Star Ceiling Fan | Equip | 20 | Fan | 34% | Tech/Econ | 68.69% | 15357240.15 | 0 | 1.729
Tech | Multi-Family | Miscellaneous | Fan | TRC | Turnover | ET462 | ENERGY STAR Bathroom Ventilating Fan | Energy Star Bathroom Ventilating Fan | Equip | 10 | Fan | 22.5% | Tech/Econ | 62.65% | 7104129.693 | 248.6744 | 994.6975
Tech | Multi-Family | Miscellaneous | Fan | TRC | New | EN477 | ENERGY STAR Ceiling Fan | Energy Star Ceiling Fan | Equip | 20 | Fan | 34% | Tech/Econ | 68.69% | 252884.0112 | 0 | 0.052813
Tech | Multi-Family | Miscellaneous | Fan | TRC | New | EN468 | ENERGY STAR Bathroom Ventilating Fan | Energy Star Bathroom Ventilating Fan | Equip | 10 | Fan | 22.5% | Tech/Econ | 62.65% | 116982.0094 | 4.0949 | 16.3794
Tech | Multi-Family | Lighting | Exterior screw-in | TRC | New | NN915 | Interior Lighting Controls | Interior Lighting Controls | NonEquip | 8 | Interior screw-in | 0% | Tech/Econ | 28.57% | 0 | 0 | 0
Tech | Multi-Family | Lighting | Exterior screw-in | TRC | New | NN909 | Exterior Lighting Controls | Exterior Lighting Controls | NonEquip | 10 | Exterior screw-in | 0% | Tech/Econ | 50% | 0 | 0 | 0
Tech | Multi-Family | Lighting | Exterior screw-in | TRC | Existing | NE912 | Interior Lighting Controls | Interior Lighting Controls | NonEquip | 8 | Interior screw-in | 0% | Tech/Econ | 28.57% | 0 | 0 | 0
Tech | Multi-Family | Lighting | Exterior screw-in | TRC | Existing | NE906 | Exterior Lighting Controls | Exterior Lighting Controls | NonEquip | 10 | Exterior screw-in | 0% | Tech/Econ | 50% | 0 | 0 | 0
Tech | Multi-Family | Lighting | Exterior screw-in | TRC | Turnover | ET408 | LED - 9W Flood (Exterior) | LED - 9W Flood (Exterior) | Equip | 10 | Exterior screw-in | 22% | Tech/Econ | 86.15% | 6350016.496 | 0 | 0
Tech | Multi-Family | Lighting | Exterior screw-in | TRC | Turnover | ET363 | CFL - 15W Flood (Exterior) | CFL - 15W Flood (Exterior) | Equip | 7.8 | Exterior screw-in | 0% | Tech/Econ | 76.92% | 0 | 0 | 0
Tech | Multi-Family | Lighting | Exterior screw-in | TRC | New | EN414 | LED - 9W Flood (Exterior) | LED - 9W Flood (Exterior) | Equip | 10 | Exterior screw-in | 22% | Tech/Econ | 86.15% | 104564.2073 | 0 | 0
Tech | Multi-Family | Lighting | Exterior screw-in | TRC | New | EN369 | CFL - 15W Flood (Exterior) | CFL - 15W Flood (Exterior) | Equip | 7.8 | Exterior screw-in | 0% | Tech/Econ | 76.92% | 0 | 0 | 0
Tech | Multi-Family | Appliances | Dishwasher | TRC | New | NN537 | Removal of 2nd Refrigerator/Freezer | Removal of 2nd Refrigerator-Freezer | NonEquip | 5 | Refrigerator | 0% | Tech/Econ | 100% | 0 | 0 | 0
Tech | Multi-Family | Appliances | Dishwasher | TRC | Existing | NE534 | Removal of 2nd Refrigerator/Freezer | Removal of 2nd Refrigerator-Freezer | NonEquip | 5 | Refrigerator | 0% | Tech/Econ | 100% | 0 | 0 | 0
Tech | Multi-Family | Appliances | Dishwasher | TRC | Turnover | ET21 | ENERGY STAR Dishwasher | Energy Star Dishwasher | Equip | 10 | Dishwasher | 9% | Tech/Econ | 13.13% | 475714.6059 | 52.084 | 56.6203
Tech | Multi-Family | Appliances | Dishwasher | TRC | New | EN27 | ENERGY STAR Dishwasher | Energy Star Dishwasher | Equip | 10 | Dishwasher | 9% | Tech/Econ | 13.13% | 7833.4789 | 0.85766 | 0.93235
Tech | Multi-Family | Domestic Hot Water | Conventional Tank | TRC | New | NN591 | Water Heater Timeclock | Water Heater Timeclock | NonEquip | 7 |  | 45% | Tech/Econ | 5% | 0 | 0 | 0
Tech | Multi-Family | Domestic Hot Water | Conventional Tank | TRC | New | NN585 | Water Heater Thermostat Setback (temperature check card) | Water Heater Thermostat Setback | NonEquip | 4 |  | 0.9177% | Tech/Econ | 2.212% | 0 | 0 | 0
Tech | Multi-Family | Domestic Hot Water | Conventional Tank | TRC | New | NN579 | Water Heater Blanket | Water Heater Blanket | NonEquip | 7 |  | 1.582% | Tech/Econ | 15.27% | 12183.1789 | 1.0973 | 2.3622
Tech | Multi-Family | Domestic Hot Water | Conventional Tank | TRC | New | NN573 | Thermostatic Shower Restriction Valve | Thermostatic Shower Restriction Valve | NonEquip | 10 |  | 16% | Tech/Econ | 4.403% | 0 | 0 | 0
Tech | Multi-Family | Domestic Hot Water | Conventional Tank | TRC | New | NN567 | Low Flow Showerhead | Low Flow Showerhead | NonEquip | 9 |  | 80% | Tech/Econ | 14.02% | 564358.503 | 50.8323 | 109.4215
Tech | Multi-Family | Domestic Hot Water | Conventional Tank | TRC | New | NN561 | Hot Water Pipe Insulation | Hot Water Pipe Insulation | NonEquip | 13 |  | 15% | Tech/Econ | 7.656% | 30144.4712 | 2.7151 | 5.8446
Tech | Multi-Family | Domestic Hot Water | Conventional Tank | TRC | New | NN555 | Heat Trap | Heat Trap | NonEquip | 10 |  | 12% | Tech/Econ | 6.285% | 0 | 0 | 0
Tech | Multi-Family | Domestic Hot Water | Conventional Tank | TRC | New | NN549 | Faucet Aerator | Faucet Aerator | NonEquip | 10 |  | 18% | Tech/Econ | 1.378% | 0 | 0 | 0
Tech | Multi-Family | Domestic Hot Water | Conventional Tank | TRC | New | NN543 | Drain Water Heat Recovery | Drain Water Heat Recovery | NonEquip | 15 |  | 9.5% | Tech/Econ | 12.3% | 52201.0417 | 4.7018 | 10.1211
Tech | Multi-Family | Domestic Hot Water | Conventional Tank | TRC | Existing | NE588 | Water Heater Timeclock | Water Heater Timeclock | NonEquip | 7 |  | 20.61% | Tech/Econ | 5% | 2795006.697 | 0 | 0
Tech | Multi-Family | Domestic Hot Water | Conventional Tank | TRC | Existing | NE582 | Water Heater Thermostat Setback (temperature check card) | Water Heater Thermostat Setback | NonEquip | 4 |  | 0% | Tech/Econ | 2.212% | 0 | 0 | 0
Tech | Multi-Family | Domestic Hot Water | Conventional Tank | TRC | Existing | NE576 | Water Heater Blanket | Water Heater Blanket | NonEquip | 7 |  | 9.142% | Tech/Econ | 15.96% | 4468653.085 | 402.4954 | 866.4116
Tech | Multi-Family | Domestic Hot Water | Conventional Tank | TRC | Existing | NE570 | Thermostatic Shower Restriction Valve | Thermostatic Shower Restriction Valve | NonEquip | 10 |  | 0% | Tech/Econ | 4.403% | 0 | 0 | 0
Tech | Multi-Family | Domestic Hot Water | Conventional Tank | TRC | Existing | NE564 | Low Flow Showerhead | Low Flow Showerhead | NonEquip | 9 |  | 36% | Tech/Econ | 14.02% | 15234463.94 | 1372.1813 | 2953.7574
Tech | Multi-Family | Domestic Hot Water | Conventional Tank | TRC | Existing | NE558 | Hot Water Pipe Insulation | Hot Water Pipe Insulation | NonEquip | 13 |  | 33.75% | Tech/Econ | 7.656% | 7319130.306 | 659.2404 | 1419.0808
Tech | Multi-Family | Domestic Hot Water | Conventional Tank | TRC | Existing | NE552 | Heat Trap | Heat Trap | NonEquip | 10 |  | 27% | Tech/Econ | 6.285% | 4682548.717 | 421.7612 | 907.8831
Tech | Multi-Family | Domestic Hot Water | Conventional Tank | TRC | Existing | NE546 | Faucet Aerator | Faucet Aerator | NonEquip | 10 |  | 40.5% | Tech/Econ | 3.306% | 3594603.671 | 323.769 | 696.9452
Tech | Multi-Family | Domestic Hot Water | Conventional Tank | TRC | Existing | NE540 | Drain Water Heat Recovery | Drain Water Heat Recovery | NonEquip | 15 |  | 9.5% | Tech/Econ | 12.3% | 3348975.048 | 301.6451 | 649.3212
Tech | Multi-Family | Domestic Hot Water | Conventional Tank | TRC | Turnover | ET981 | Solar Water Heater | Solar Water Heater | Equip | 15 | Conventional Tank | 10.78% | Tech/Econ | 76.67% | 36258963.5 | 2710.0646 | 380.4773
Tech | Multi-Family | Domestic Hot Water | Conventional Tank | TRC | Turnover | ET972 | Heat Pump Water Heater | Heat Pump Water Heater | Equip | 10 | Conventional Tank | 38.22% | Tech/Econ | 62.51% | 96155930.24 | 8656.4187 | 26490.0802
Tech | Multi-Family | Domestic Hot Water | Conventional Tank | TRC | New | EN987 | Solar Water Heater | Solar Water Heater | Equip | 15 | Conventional Tank | 10.78% | Tech/Econ | 76.67% | 597067.705 | 44.626 | 6.2652
Tech | Multi-Family | Domestic Hot Water | Conventional Tank | TRC | New | EN978 | Heat Pump Water Heater | Heat Pump Water Heater | Equip | 10 | Conventional Tank | 38.22% | Tech/Econ | 62.51% | 1583376.773 | 142.5432 | 436.2058
Tech | Multi-Family | Appliances | Clothes washer | TRC | New | NN537 | Removal of 2nd Refrigerator/Freezer | Removal of 2nd Refrigerator-Freezer | NonEquip | 5 | Refrigerator | 0% | Tech/Econ | 100% | 0 | 0 | 0
Tech | Multi-Family | Appliances | Clothes washer | TRC | Existing | NE534 | Removal of 2nd Refrigerator/Freezer | Removal of 2nd Refrigerator-Freezer | NonEquip | 5 | Refrigerator | 0% | Tech/Econ | 100% | 0 | 0 | 0
Tech | Multi-Family | Appliances | Clothes washer | TRC | Turnover | ET12 | ENERGY STAR Clothes Washer | Energy Star Clothes Washer | Equip | 11 | Clothes washer | 54% | Tech/Econ | 37.8% | 2183798.919 | 650.2369 | 160.39
Tech | Multi-Family | Appliances | Clothes washer | TRC | New | EN18 | ENERGY STAR Clothes Washer | Energy Star Clothes Washer | Equip | 11 | Clothes washer | 54% | Tech/Econ | 37.8% | 35960.096 | 10.7073 | 2.6411
Tech | Multi-Family | Appliances | Clothes dryer | TRC | New | NN537 | Removal of 2nd Refrigerator/Freezer | Removal of 2nd Refrigerator-Freezer | NonEquip | 5 | Refrigerator | 0% | Tech/Econ | 100% | 0 | 0 | 0
Tech | Multi-Family | Appliances | Clothes dryer | TRC | Existing | NE534 | Removal of 2nd Refrigerator/Freezer | Removal of 2nd Refrigerator-Freezer | NonEquip | 5 | Refrigerator | 0% | Tech/Econ | 100% | 0 | 0 | 0
Tech | Multi-Family | Appliances | Clothes dryer | TRC | Turnover | ET48 | Heat Pump Clothes Dryer | Heat Pump Clothes Dryer | Equip | 12 | Clothes dryer | 54% | Tech/Econ | 30.89% | 12157255.98 | 1787.8115 | 962.6678
Tech | Multi-Family | Appliances | Clothes dryer | TRC | Turnover | ET3 | ENERGY STAR Clothes Dryer | Energy Star Clothes Dryer | Equip | 11 | Clothes dryer | 46% | Tech/Econ | 20.87% | 5828649.113 | 857.1446 | 461.5394
Tech | Multi-Family | Appliances | Clothes dryer | TRC | New | EN9 | ENERGY STAR Clothes Dryer | Energy Star Clothes Dryer | Equip | 11 | Clothes dryer | 46% | Tech/Econ | 20.87% | 95978.9746 | 14.1144 | 7.6001
Tech | Multi-Family | Appliances | Clothes dryer | TRC | New | EN54 | Heat Pump Clothes Dryer | Heat Pump Clothes Dryer | Equip | 12 | Clothes dryer | 54% | Tech/Econ | 30.89% | 200190.635 | 29.4395 | 15.852
Tech | Multi-Family | Space Heating | Central forced air | TRC | New | NN897 | Wall Insulation | Wall Insulation | NonEquip | 20 |  | 6.75% | Tech/Econ | 0% | 0 | 0 | 0
Tech | Multi-Family | Space Heating | Central forced air | TRC | New | NN885 | Storm Door | Storm Door | NonEquip | 20 |  | 0% | Tech/Econ | 1.08% | 0 | 0 | 0
Tech | Multi-Family | Space Heating | Central forced air | TRC | New | NN867 | Spray Foam Insulation (Base: R30) | Spray Foam Insulation(Base R30) | NonEquip | 20 |  | 36% | Tech/Econ | 15.51% | 95616.4688 | 0 | 167.1673
Tech | Multi-Family | Space Heating | Central forced air | TRC | New | NN855 | Spray Foam Insulation (Base: R2) | Spray Foam Insulation(Base R2) | NonEquip | 20 |  | 0% | Tech/Econ | 52.1% | 0 | 0 | 0
Tech | Multi-Family | Space Heating | Central forced air | TRC | New | NN843 | Spray Foam Insulation (Base: R19) | Spray Foam Insulation(Base R19) | NonEquip | 20 |  | 0% | Tech/Econ | 21.7% | 0 | 0 | 0
Tech | Multi-Family | Space Heating | Central forced air | TRC | New | NN831 | Spray Foam Insulation (Base: R12) | Spray Foam Insulation(Base R12) | NonEquip | 20 |  | 0% | Tech/Econ | 28.51% | 0 | 0 | 0
Tech | Multi-Family | Space Heating | Central forced air | TRC | New | NN825 | Smart Thermostats | Smart Thermostat | NonEquip | 11 |  | 90% | Tech/Econ | 4% | 2056.2065 | 0 | 0
Tech | Multi-Family | Space Heating | Central forced air | TRC | New | NN813 | Sealed crawlspace | Sealed crawlspace | NonEquip | 11 |  | 5.88% | Tech/Econ | 0% | 0 | 0 | 0
Tech | Multi-Family | Space Heating | Central forced air | TRC | New | NN795 | Radiant Barrier | Radiant Barrier | NonEquip | 20 |  | 0.95% | Tech/Econ | 10% | 1420.2109 | 0 | 1.5916
Tech | Multi-Family | Space Heating | Central forced air | TRC | New | NN789 | Programmable Thermostat | Programmable Thermostat | NonEquip | 11 |  | 2% | Tech/Econ | 1.72% | 0 | 0 | 0
Tech | Multi-Family | Space Heating | Central forced air | TRC | New | NN777 | HVAC ECM Motor | HVAC ECM Motor | NonEquip | 15 |  | 40.5% | Tech/Econ | 0.7204% | 0 | 0 | 0
Tech | Multi-Family | Space Heating | Central forced air | TRC | New | NN765 | Home Energy Management System | Home Energy Management System | NonEquip | 11 |  | 2.908% | Tech/Econ | 15% | 7051.9754 | 0 | 6.1518
Tech | Multi-Family | Space Heating | Central forced air | TRC | New | NN741 | Green Roof | Green Roof | NonEquip | 20 |  | 2.7% | Tech/Econ | 14.65% | 6368.1784 | 0 | 7.1367
Tech | Multi-Family | Space Heating | Central forced air | TRC | New | NN723 | ENERGY STAR Windows | Energy Star Windows | NonEquip | 20 |  | 19% | Tech/Econ | 1.261% | 0 | 0 | 0
Tech | Multi-Family | Space Heating | Central forced air | TRC | New | NN711 | ENERGY STAR Door | Energy Star Door | NonEquip | 20 |  | 14.25% | Tech/Econ | 1.345% | 0 | 0 | 0
Tech | Multi-Family | Space Heating | Central forced air | TRC | New | NN699 | ENERGY STAR Certified Roof Products | Energy Star Certified Roof Products | NonEquip | 20 |  | 54% | Tech/Econ | 12.5% | 108214.1796 | 0 | 121.2728
Tech | Multi-Family | Space Heating | Central forced air | TRC | New | NN687 | Duct Repair | Duct Repair | NonEquip | 11 |  | 0% | Tech/Econ | 0% | 0 | 0 | 0
Tech | Multi-Family | Space Heating | Central forced air | TRC | New | NN675 | Duct Insulation | Duct Insulation | NonEquip | 15 |  | 0% | Tech/Econ | 0% | 0 | 0 | 0
Tech | Multi-Family | Space Heating | Central forced air | TRC | New | NN651 | Ceiling Insulation (R30 to R38) | Ceiling Insulation(R30 to R38) | NonEquip | 20 |  | 8% | Tech/Econ | 3.317% | 0 | 0 | 0
Tech | Multi-Family | Space Heating | Central forced air | TRC | New | NN639 | Ceiling Insulation (R2 to R38) | Ceiling Insulation(R2 to R38) | NonEquip | 20 |  | 0% | Tech/Econ | 48.5% | 0 | 0 | 0
Tech | Multi-Family | Space Heating | Central forced air | TRC | New | NN627 | Ceiling Insulation (R19 to R38) | Ceiling Insulation(R19 to R38) | NonEquip | 20 |  | 0% | Tech/Econ | 10.85% | 0 | 0 | 0
Tech | Multi-Family | Space Heating | Central forced air | TRC | New | NN615 | Ceiling Insulation (R12 to R38) | Ceiling Insulation(R12 to R38) | NonEquip | 20 |  | 0% | Tech/Econ | 19.75% | 0 | 0 | 0
Tech | Multi-Family | Space Heating | Central forced air | TRC | New | NN609 | Air Sealing/Infiltration Control | Air Sealing-Infiltration Control | NonEquip | 11 |  | 52% | Tech/Econ | 0% | 0 | 0 | 0
Tech | Multi-Family | Space Heating | Central forced air | TRC | Existing | NE894 | Wall Insulation | Wall Insulation | NonEquip | 20 |  | 15% | Tech/Econ | 27.94% | 4160038.2 | 0 | 3146.2098
Tech | Multi-Family | Space Heating | Central forced air | TRC | Existing | NE882 | Storm Door | Storm Door | NonEquip | 20 |  | 0% | Tech/Econ | 1.63% | 0 | 0 | 0
Tech | Multi-Family | Space Heating | Central forced air | TRC | Existing | NE864 | Spray Foam Insulation (Base: R30) | Spray Foam Insulation(Base R30) | NonEquip | 20 |  | 17.57% | Tech/Econ | 15.51% | 2518707.075 | 0 | 4403.4822
Tech | Multi-Family | Space Heating | Central forced air | TRC | Existing | NE852 | Spray Foam Insulation (Base: R2) | Spray Foam Insulation(Base R2) | NonEquip | 20 |  | 7.313% | Tech/Econ | 52.1% | 4045235.704 | 0 | 6005.6688
Tech | Multi-Family | Space Heating | Central forced air | TRC | Existing | NE840 | Spray Foam Insulation (Base: R19) | Spray Foam Insulation(Base R19) | NonEquip | 20 |  | 2.862% | Tech/Econ | 21.7% | 579462.4465 | 0 | 943.3868
Tech | Multi-Family | Space Heating | Central forced air | TRC | Existing | NE828 | Spray Foam Insulation (Base: R12) | Spray Foam Insulation(Base R12) | NonEquip | 20 |  | 7.105% | Tech/Econ | 28.51% | 2052511.732 | 0 | 3215.0743
Tech | Multi-Family | Space Heating | Central forced air | TRC | Existing | NE822 | Smart Thermostats | Smart Thermostat | NonEquip | 11 |  | 90% | Tech/Econ | 4% | 2635780.685 | 0 | 0
Tech | Multi-Family | Space Heating | Central forced air | TRC | Existing | NE810 | Sealed crawlspace | Sealed crawlspace | NonEquip | 11 |  | 5.88% | Tech/Econ | 0.7976% | 32727.218 | 0 | 36.6765
Tech | Multi-Family | Space Heating | Central forced air | TRC | Existing | NE792 | Radiant Barrier | Radiant Barrier | NonEquip | 20 |  | 0.95% | Tech/Econ | 10% | 73039.7229 | 0 | 81.8537
Tech | Multi-Family | Space Heating | Central forced air | TRC | Existing | NE786 | Programmable Thermostat | Programmable Thermostat | NonEquip | 11 |  | 2% | Tech/Econ | 1.72% | 24013.301 | 0 | 0
Tech | Multi-Family | Space Heating | Central forced air | TRC | Existing | NE774 | HVAC ECM Motor | HVAC ECM Motor | NonEquip | 15 |  | 76.5% | Tech/Econ | 0.7204% | 384377.3633 | 0 | 667.2867
Tech | Multi-Family | Space Heating | Central forced air | TRC | Existing | NE762 | Home Energy Management System | Home Energy Management System | NonEquip | 11 |  | 2.908% | Tech/Econ | 15% | 392199.8926 | 0 | 342.1355
Tech | Multi-Family | Space Heating | Central forced air | TRC | Existing | NE744 | Heat Pump Tune Up | Heat Pump Tune Up | NonEquip | 2 | Heat pump-heating | 0% | Tech/Econ | 5% | 0 | 0 | 0
Tech | Multi-Family | Space Heating | Central forced air | TRC | Existing | NE738 | Green Roof | Green Roof | NonEquip | 20 |  | 0.225% | Tech/Econ | 14.65% | 29514.1755 | 0 | 33.0758
Tech | Multi-Family | Space Heating | Central forced air | TRC | Existing | NE720 | ENERGY STAR Windows | Energy Star Windows | NonEquip | 20 |  | 19% | Tech/Econ | 3.687% | 494467.126 | 0 | 1985.4256
Tech | Multi-Family | Space Heating | Central forced air | TRC | Existing | NE708 | ENERGY STAR Door | Energy Star Door | NonEquip | 20 |  | 14.25% | Tech/Econ | 1.895% | 189017.1965 | 0 | 363.0432
Tech | Multi-Family | Space Heating | Central forced air | TRC | Existing | NE696 | ENERGY STAR Certified Roof Products | Energy Star Certified Roof Products | NonEquip | 20 |  | 54% | Tech/Econ | 12.5% | 6040311.541 | 0 | 6769.2215
Tech | Multi-Family | Space Heating | Central forced air | TRC | Existing | NE684 | Duct Repair | Duct Repair | NonEquip | 11 |  | 65% | Tech/Econ | 12% | 6508771.258 | 0 | 7294.2122
Tech | Multi-Family | Space Heating | Central forced air | TRC | Existing | NE672 | Duct Insulation | Duct Insulation | NonEquip | 15 |  | 0% | Tech/Econ | 2.045% | 0 | 0 | 0
Tech | Multi-Family | Space Heating | Central forced air | TRC | Existing | NE648 | Ceiling Insulation (R30 to R38) | Ceiling Insulation(R30 to R38) | NonEquip | 20 |  | 3.904% | Tech/Econ | 3.317% | 90757.1601 | 0 | 129.7244
Tech | Multi-Family | Space Heating | Central forced air | TRC | Existing | NE636 | Ceiling Insulation (R2 to R38) | Ceiling Insulation(R2 to R38) | NonEquip | 20 |  | 1.625% | Tech/Econ | 48.5% | 804959.624 | 0 | 1160.4869
Tech | Multi-Family | Space Heating | Central forced air | TRC | Existing | NE624 | Ceiling Insulation (R19 to R38) | Ceiling Insulation(R19 to R38) | NonEquip | 20 |  | 0.6361% | Tech/Econ | 10.85% | 53095.6692 | 0 | 75.977
Tech | Multi-Family | Space Heating | Central forced air | TRC | Existing | NE612 | Ceiling Insulation (R12 to R38) | Ceiling Insulation(R12 to R38) | NonEquip | 20 |  | 1.579% | Tech/Econ | 19.75% | 289158.5177 | 0 | 409.2296
Tech | Multi-Family | Space Heating | Central forced air | TRC | Existing | NE606 | Air Sealing/Infiltration Control | Air Sealing-Infiltration Control | NonEquip | 11 |  | 52% | Tech/Econ | 9% | 3594749.142 | 0 | 4028.5427
Tech | Multi-Family | Space Heating | Central forced air | TRC | Turnover | ET354 | Variable Refrigerant Flow (VRF) HVAC Systems | Variable Refrigerant Flow (VRF) HVAC Systems | Equip | 13 | Central forced air | 7.175% | Tech/Econ | 26.47% | 1806231.53 | 0 | 2024.1971
Tech | Multi-Family | Space Heating | Central forced air | TRC | New | EN360 | Variable Refrigerant Flow (VRF) HVAC Systems | Variable Refrigerant Flow (VRF) HVAC Systems | Equip | 13 | Central forced air | 7.773% | Tech/Econ | 26.47% | 35969.524 | 0 | 40.3101
Tech | Multi-Family | Space Cooling | CAC | TRC | New | NN921 | Solar Attic Fan | Solar Attic Fan | NonEquip | 15 |  | 0.95% | Tech/Econ | 6% | 0 | 0 | 0
Tech | Multi-Family | Space Cooling | CAC | TRC | New | NN903 | Window Sun Protection | Window Sun Protection | NonEquip | 10 |  | 30% | Tech/Econ | 8.288% | 0 | 0 | 0
Tech | Multi-Family | Space Cooling | CAC | TRC | New | NN879 | Storm Door | Storm Door | NonEquip | 20 |  | 0% | Tech/Econ | 2.908% | 0 | 0 | 0
Tech | Multi-Family | Space Cooling | CAC | TRC | New | NN873 | Spray Foam Insulation (Base: R30) | Spray Foam Insulation(Base R30) | NonEquip | 20 |  | 36% | Tech/Econ | 13.27% | 349866.4696 | 243.9258 | 0
Tech | Multi-Family | Space Cooling | CAC | TRC | New | NN861 | Spray Foam Insulation (Base: R2) | Spray Foam Insulation(Base R2) | NonEquip | 20 |  | 0% | Tech/Econ | 40.84% | 0 | 0 | 0
Tech | Multi-Family | Space Cooling | CAC | TRC | New | NN849 | Spray Foam Insulation (Base: R19) | Spray Foam Insulation(Base R19) | NonEquip | 20 |  | 0% | Tech/Econ | 17.05% | 0 | 0 | 0
Tech | Multi-Family | Space Cooling | CAC | TRC | New | NN837 | Spray Foam Insulation (Base: R12) | Spray Foam Insulation(Base R12) | NonEquip | 20 |  | 0% | Tech/Econ | 21.75% | 0 | 0 | 0
Tech | Multi-Family | Space Cooling | CAC | TRC | New | NN819 | Smart Thermostats | Smart Thermostat | NonEquip | 11 |  | 90% | Tech/Econ | 4% | 0 | 0 | 0
Tech | Multi-Family | Space Cooling | CAC | TRC | New | NN801 | Radiant Barrier | Radiant Barrier | NonEquip | 20 |  | 0.95% | Tech/Econ | 10% | 6178.9895 | 6.428 | 0
Tech | Multi-Family | Space Cooling | CAC | TRC | New | NN783 | Programmable Thermostat | Programmable Thermostat | NonEquip | 11 |  | 2% | Tech/Econ | 1.72% | 0 | 0 | 0
Tech | Multi-Family | Space Cooling | CAC | TRC | New | NN759 | Home Energy Management System | Home Energy Management System | NonEquip | 11 |  | 2.908% | Tech/Econ | 7.12% | 0 | 0 | 0
Tech | Multi-Family | Space Cooling | CAC | TRC | New | NN735 | Green Roof | Green Roof | NonEquip | 20 |  | 2.7% | Tech/Econ | 14.65% | 29096.1344 | 30.2686 | 0
Tech | Multi-Family | Space Cooling | CAC | TRC | New | NN717 | ENERGY STAR Windows | Energy Star Windows | NonEquip | 20 |  | 19% | Tech/Econ | 8.986% | 37077.6971 | 19.4003 | 0
Tech | Multi-Family | Space Cooling | CAC | TRC | New | NN705 | ENERGY STAR Door | Energy Star Door | NonEquip | 20 |  | 14.25% | Tech/Econ | 3.621% | 0 | 0 | 0
Tech | Multi-Family | Space Cooling | CAC | TRC | New | NN693 | ENERGY STAR Certified Roof Products | Energy Star Certified Roof Products | NonEquip | 20 |  | 54% | Tech/Econ | 12.5% | 470813.3644 | 489.7849 | 0
Tech | Multi-Family | Space Cooling | CAC | TRC | New | NN657 | Ceiling Insulation (R30 to R38) | Ceiling Insulation(R30 to R38) | NonEquip | 20 |  | 8% | Tech/Econ | 2.015% | 0 | 0 | 0
Tech | Multi-Family | Space Cooling | CAC | TRC | New | NN645 | Ceiling Insulation (R2 to R38) | Ceiling Insulation(R2 to R38) | NonEquip | 20 |  | 0% | Tech/Econ | 36.07% | 0 | 0 | 0
Tech | Multi-Family | Space Cooling | CAC | TRC | New | NN633 | Ceiling Insulation (R19 to R38) | Ceiling Insulation(R19 to R38) | NonEquip | 20 |  | 0% | Tech/Econ | 6.811% | 0 | 0 | 0
Tech | Multi-Family | Space Cooling | CAC | TRC | New | NN621 | Ceiling Insulation (R12 to R38) | Ceiling Insulation(R12 to R38) | NonEquip | 20 |  | 0% | Tech/Econ | 12.59% | 0 | 0 | 0
Tech | Multi-Family | Space Cooling | CAC | TRC | Existing | NE918 | Solar Attic Fan | Solar Attic Fan | NonEquip | 15 |  | 0.95% | Tech/Econ | 6% | 177346.5613 | 60.9863 | 0
Tech | Multi-Family | Space Cooling | CAC | TRC | Existing | NE900 | Window Sun Protection | Window Sun Protection | NonEquip | 10 |  | 30% | Tech/Econ | 8.288% | 7953044.91 | 3489.7581 | -5474.9048
Tech | Multi-Family | Space Cooling | CAC | TRC | Existing | NE888 | Wall Insulation | Wall Insulation | NonEquip | 20 |  | 15% | Tech/Econ | 2.51% | 1120438.088 | 3432.7208 | 0
Tech | Multi-Family | Space Cooling | CAC | TRC | Existing | NE876 | Storm Door | Storm Door | NonEquip | 20 |  | 0% | Tech/Econ | 4.389% | 0 | 0 | 0
Tech | Multi-Family | Space Cooling | CAC | TRC | Existing | NE870 | Spray Foam Insulation (Base: R30) | Spray Foam Insulation(Base R30) | NonEquip | 20 |  | 17.57% | Tech/Econ | 13.27% | 9341864.487 | 6513.1184 | 0
Tech | Multi-Family | Space Cooling | CAC | TRC | Existing | NE858 | Spray Foam Insulation (Base: R2) | Spray Foam Insulation(Base R2) | NonEquip | 20 |  | 7.313% | Tech/Econ | 40.84% | 18024605.69 | 14034.6031 | 0
Tech | Multi-Family | Space Cooling | CAC | TRC | Existing | NE846 | Spray Foam Insulation (Base: R19) | Spray Foam Insulation(Base R19) | NonEquip | 20 |  | 2.862% | Tech/Econ | 17.05% | 1966234.87 | 1433.2038 | 0
Tech | Multi-Family | Space Cooling | CAC | TRC | Existing | NE834 | Spray Foam Insulation (Base: R12) | Spray Foam Insulation(Base R12) | NonEquip | 20 |  | 7.105% | Tech/Econ | 21.75% | 6324911.625 | 4733.4036 | 0
Tech | Multi-Family | Space Cooling | CAC | TRC | Existing | NE816 | Smart Thermostats | Smart Thermostat | NonEquip | 11 |  | 90% | Tech/Econ | 4% | 11113058.87 | 0 | 0
Tech | Multi-Family | Space Cooling | CAC | TRC | Existing | NE798 | Radiant Barrier | Radiant Barrier | NonEquip | 20 |  | 0.95% | Tech/Econ | 10% | 319097.3685 | 331.9555 | 0
Tech | Multi-Family | Space Cooling | CAC | TRC | Existing | NE756 | Home Energy Management System | Home Energy Management System | NonEquip | 11 |  | 2.908% | Tech/Econ | 7.12% | 645855.0526 | 1101.8289 | 0
Tech | Multi-Family | Space Cooling | CAC | TRC | Existing | NE750 | Heat Pump Tune Up | Heat Pump Tune Up | NonEquip | 2 | Heat pump-cooling | 0% | Tech/Econ | 5% | 0 | 0 | 0
Tech | Multi-Family | Space Cooling | CAC | TRC | Existing | NE732 | Green Roof | Green Roof | NonEquip | 20 |  | 0.225% | Tech/Econ | 14.65% | 132190.8789 | 137.5175 | 0
Tech | Multi-Family | Space Cooling | CAC | TRC | Existing | NE714 | ENERGY STAR Windows | Energy Star Windows | NonEquip | 20 |  | 19% | Tech/Econ | 26.27% | 21495338.09 | 11247.0728 | 0
Tech | Multi-Family | Space Cooling | CAC | TRC | Existing | NE702 | ENERGY STAR Door | Energy Star Door | NonEquip | 20 |  | 14.25% | Tech/Econ | 5.102% | 2260891.792 | 1497.1593 | 0
Tech | Multi-Family | Space Cooling | CAC | TRC | Existing | NE690 | ENERGY STAR Certified Roof Products | Energy Star Certified Roof Products | NonEquip | 20 |  | 54% | Tech/Econ | 12.5% | 26370819.58 | 27433.4374 | 0
Tech | Multi-Family | Space Cooling | CAC | TRC | Existing | NE678 | Duct Repair | Duct Repair | NonEquip | 11 |  | 65% | Tech/Econ | 12% | 28416023.28 | 29561.053 | 0
Tech | Multi-Family | Space Cooling | CAC | TRC | Existing | NE666 | Duct Insulation | Duct Insulation | NonEquip | 15 |  | 0% | Tech/Econ | 2.045% | 0 | 0 | 0
Tech | Multi-Family | Space Cooling | CAC | TRC | Existing | NE660 | Central AC Tune Up | Central AC Tune Up | NonEquip | 2 | CAC | 0% | Tech/Econ | 5% | 0 | 0 | 0
Tech | Multi-Family | Space Cooling | CAC | TRC | Existing | NE654 | Ceiling Insulation (R30 to R38) | Ceiling Insulation(R30 to R38) | NonEquip | 20 |  | 3.904% | Tech/Econ | 2.015% | 233176.4184 | 187.1647 | 0
Tech | Multi-Family | Space Cooling | CAC | TRC | Existing | NE642 | Ceiling Insulation (R2 to R38) | Ceiling Insulation(R2 to R38) | NonEquip | 20 |  | 1.625% | Tech/Econ | 36.07% | 3431691.43 | 2735.1568 | 0
Tech | Multi-Family | Space Cooling | CAC | TRC | Existing | NE630 | Ceiling Insulation (R19 to R38) | Ceiling Insulation(R19 to R38) | NonEquip | 20 |  | 0.6361% | Tech/Econ | 6.811% | 134842.2793 | 108.1349 | 0
Tech | Multi-Family | Space Cooling | CAC | TRC | Existing | NE618 | Ceiling Insulation (R12 to R38) | Ceiling Insulation(R12 to R38) | NonEquip | 20 |  | 1.579% | Tech/Econ | 12.59% | 778116.0915 | 629.7822 | 0
Tech | Multi-Family | Space Cooling | CAC | TRC | Existing | NE600 | Air Sealing/Infiltration Control | Air Sealing-Infiltration Control | NonEquip | 11 |  | 52% | Tech/Econ | 9% | 15704810.29 | 16337.639 | 0
Tech | Multi-Family | Space Cooling | CAC | TRC | Turnover | ET309 | 21 SEER Central AC | 21 SEER Central AC | Equip | 15 | CAC | 78% | Tech/Econ | 33.33% | 151333163.4 | 77386.7828 | 0
Tech | Multi-Family | Space Cooling | CAC | TRC | Turnover | ET264 | 18 SEER Central AC | 18 SEER Central AC | Equip | 15 | CAC | 0% | Tech/Econ | 22.22% | 0 | 0 | 0
Tech | Multi-Family | Space Cooling | CAC | TRC | Turnover | ET237 | 17 SEER Central AC | 17 SEER Central AC | Equip | 15 | CAC | 0% | Tech/Econ | 17.65% | 0 | 0 | 0
Tech | Multi-Family | Space Cooling | CAC | TRC | Turnover | ET210 | 16 SEER Central AC | 16 SEER Central AC | Equip | 15 | CAC | 0% | Tech/Econ | 12.5% | 0 | 0 | 0
Tech | Multi-Family | Space Cooling | CAC | TRC | Turnover | ET183 | 15 SEER Central AC | 15 SEER Central AC | Equip | 15 | CAC | 0% | Tech/Econ | 6.667% | 0 | 0 | 0
Tech | Multi-Family | Space Cooling | CAC | TRC | New | EN315 | 21 SEER Central AC | 21 SEER Central AC | Equip | 15 | CAC | 78% | Tech/Econ | 33.33% | 2583829.198 | 1321.2849 | 0
Tech | Multi-Family | Space Cooling | CAC | TRC | New | EN270 | 18 SEER Central AC | 18 SEER Central AC | Equip | 15 | CAC | 0% | Tech/Econ | 22.22% | 0 | 0 | 0
Tech | Multi-Family | Space Cooling | CAC | TRC | New | EN243 | 17 SEER Central AC | 17 SEER Central AC | Equip | 15 | CAC | 0% | Tech/Econ | 17.65% | 0 | 0 | 0
Tech | Multi-Family | Space Cooling | CAC | TRC | New | EN216 | 16 SEER Central AC | 16 SEER Central AC | Equip | 15 | CAC | 0% | Tech/Econ | 12.5% | 0 | 0 | 0
Tech | Multi-Family | Space Cooling | CAC | TRC | New | EN189 | 15 SEER Central AC | 15 SEER Central AC | Equip | 15 | CAC | 0% | Tech/Econ | 6.667% | 0 | 0 | 0
Tech | Multi-Family | Space Heating | Baseboards | TRC | New | NN897 | Wall Insulation | Wall Insulation | NonEquip | 20 |  | 6.75% | Tech/Econ | 0% | 0 | 0 | 0
Tech | Multi-Family | Space Heating | Baseboards | TRC | New | NN885 | Storm Door | Storm Door | NonEquip | 20 |  | 0% | Tech/Econ | 1.08% | 0 | 0 | 0
Tech | Multi-Family | Space Heating | Baseboards | TRC | New | NN867 | Spray Foam Insulation (Base: R30) | Spray Foam Insulation(Base R30) | NonEquip | 20 |  | 36% | Tech/Econ | 15.51% | 273.4326 | 0 | 0.47805
Tech | Multi-Family | Space Heating | Baseboards | TRC | New | NN855 | Spray Foam Insulation (Base: R2) | Spray Foam Insulation(Base R2) | NonEquip | 20 |  | 0% | Tech/Econ | 52.1% | 0 | 0 | 0
Tech | Multi-Family | Space Heating | Baseboards | TRC | New | NN843 | Spray Foam Insulation (Base: R19) | Spray Foam Insulation(Base R19) | NonEquip | 20 |  | 0% | Tech/Econ | 21.7% | 0 | 0 | 0
Tech | Multi-Family | Space Heating | Baseboards | TRC | New | NN831 | Spray Foam Insulation (Base: R12) | Spray Foam Insulation(Base R12) | NonEquip | 20 |  | 0% | Tech/Econ | 28.51% | 0 | 0 | 0
Tech | Multi-Family | Space Heating | Baseboards | TRC | New | NN825 | Smart Thermostats | Smart Thermostat | NonEquip | 11 |  | 90% | Tech/Econ | 4% | 5.8801 | 0 | 0
Tech | Multi-Family | Space Heating | Baseboards | TRC | New | NN813 | Sealed crawlspace | Sealed crawlspace | NonEquip | 11 |  | 5.88% | Tech/Econ | 0% | 0 | 0 | 0
Tech | Multi-Family | Space Heating | Baseboards | TRC | New | NN795 | Radiant Barrier | Radiant Barrier | NonEquip | 20 |  | 0.95% | Tech/Econ | 10% | 4.0614 | 0 | 0.0045515
Tech | Multi-Family | Space Heating | Baseboards | TRC | New | NN789 | Programmable Thermostat | Programmable Thermostat | NonEquip | 11 |  | 2% | Tech/Econ | 1.72% | 0 | 0 | 0
Tech | Multi-Family | Space Heating | Baseboards | TRC | New | NN777 | HVAC ECM Motor | HVAC ECM Motor | NonEquip | 15 |  | 40.5% | Tech/Econ | 0.7204% | 0 | 0 | 0
Tech | Multi-Family | Space Heating | Baseboards | TRC | New | NN765 | Home Energy Management System | Home Energy Management System | NonEquip | 11 |  | 2.908% | Tech/Econ | 15% | 20.1664 | 0 | 0.017592
Tech | Multi-Family | Space Heating | Baseboards | TRC | New | NN741 | Green Roof | Green Roof | NonEquip | 20 |  | 2.7% | Tech/Econ | 14.65% | 18.211 | 0 | 0.020409
Tech | Multi-Family | Space Heating | Baseboards | TRC | New | NN729 | Floor Insulation | Floor Insulation | NonEquip | 20 |  | 1.5% | Tech/Econ | 0% | 0 | 0 | 0
Tech | Multi-Family | Space Heating | Baseboards | TRC | New | NN723 | ENERGY STAR Windows | Energy Star Windows | NonEquip | 20 |  | 19% | Tech/Econ | 1.261% | 0 | 0 | 0
Tech | Multi-Family | Space Heating | Baseboards | TRC | New | NN711 | ENERGY STAR Door | Energy Star Door | NonEquip | 20 |  | 14.25% | Tech/Econ | 1.345% | 0 | 0 | 0
Tech | Multi-Family | Space Heating | Baseboards | TRC | New | NN699 | ENERGY STAR Certified Roof Products | Energy Star Certified Roof Products | NonEquip | 20 |  | 54% | Tech/Econ | 12.5% | 309.458 | 0 | 0.3468
Tech | Multi-Family | Space Heating | Baseboards | TRC | New | NN687 | Duct Repair | Duct Repair | NonEquip | 11 |  | 0% | Tech/Econ | 0% | 0 | 0 | 0
Tech | Multi-Family | Space Heating | Baseboards | TRC | New | NN675 | Duct Insulation | Duct Insulation | NonEquip | 15 |  | 0% | Tech/Econ | 0% | 0 | 0 | 0
Tech | Multi-Family | Space Heating | Baseboards | TRC | New | NN651 | Ceiling Insulation (R30 to R38) | Ceiling Insulation(R30 to R38) | NonEquip | 20 |  | 8% | Tech/Econ | 3.317% | 0 | 0 | 0
Tech | Multi-Family | Space Heating | Baseboards | TRC | New | NN639 | Ceiling Insulation (R2 to R38) | Ceiling Insulation(R2 to R38) | NonEquip | 20 |  | 0% | Tech/Econ | 48.5% | 0 | 0 | 0
Tech | Multi-Family | Space Heating | Baseboards | TRC | New | NN627 | Ceiling Insulation (R19 to R38) | Ceiling Insulation(R19 to R38) | NonEquip | 20 |  | 0% | Tech/Econ | 10.85% | 0 | 0 | 0
Tech | Multi-Family | Space Heating | Baseboards | TRC | New | NN615 | Ceiling Insulation (R12 to R38) | Ceiling Insulation(R12 to R38) | NonEquip | 20 |  | 0% | Tech/Econ | 19.75% | 0 | 0 | 0
Tech | Multi-Family | Space Heating | Baseboards | TRC | New | NN609 | Air Sealing/Infiltration Control | Air Sealing-Infiltration Control | NonEquip | 11 |  | 52% | Tech/Econ | 0% | 0 | 0 | 0
Tech | Multi-Family | Space Heating | Baseboards | TRC | Existing | NE894 | Wall Insulation | Wall Insulation | NonEquip | 20 |  | 15% | Tech/Econ | 27.94% | 11651.6094 | 0 | 8.812
Tech | Multi-Family | Space Heating | Baseboards | TRC | Existing | NE882 | Storm Door | Storm Door | NonEquip | 20 |  | 0% | Tech/Econ | 1.63% | 0 | 0 | 0
Tech | Multi-Family | Space Heating | Baseboards | TRC | Existing | NE864 | Spray Foam Insulation (Base: R30) | Spray Foam Insulation(Base R30) | NonEquip | 20 |  | 17.57% | Tech/Econ | 15.51% | 7191.0784 | 0 | 12.5722
Tech | Multi-Family | Space Heating | Baseboards | TRC | Existing | NE852 | Spray Foam Insulation (Base: R2) | Spray Foam Insulation(Base R2) | NonEquip | 20 |  | 7.313% | Tech/Econ | 52.1% | 11330.0658 | 0 | 16.8209
Tech | Multi-Family | Space Heating | Baseboards | TRC | Existing | NE840 | Spray Foam Insulation (Base: R19) | Spray Foam Insulation(Base R19) | NonEquip | 20 |  | 2.862% | Tech/Econ | 21.7% | 1654.4043 | 0 | 2.6934
Tech | Multi-Family | Space Heating | Baseboards | TRC | Existing | NE828 | Spray Foam Insulation (Base: R12) | Spray Foam Insulation(Base R12) | NonEquip | 20 |  | 7.105% | Tech/Econ | 28.51% | 5748.7609 | 0 | 9.0049
Tech | Multi-Family | Space Heating | Baseboards | TRC | Existing | NE822 | Smart Thermostats | Smart Thermostat | NonEquip | 11 |  | 90% | Tech/Econ | 4% | 7525.3314 | 0 | 0
Tech | Multi-Family | Space Heating | Baseboards | TRC | Existing | NE810 | Sealed crawlspace | Sealed crawlspace | NonEquip | 11 |  | 5.88% | Tech/Econ | 0.7976% | 93.4384 | 0 | 0.10471
Tech | Multi-Family | Space Heating | Baseboards | TRC | Existing | NE792 | Radiant Barrier | Radiant Barrier | NonEquip | 20 |  | 0.95% | Tech/Econ | 10% | 208.5333 | 0 | 0.2337
Tech | Multi-Family | Space Heating | Baseboards | TRC | Existing | NE786 | Programmable Thermostat | Programmable Thermostat | NonEquip | 11 |  | 2% | Tech/Econ | 1.72% | 68.5596 | 0 | 0
Tech | Multi-Family | Space Heating | Baseboards | TRC | Existing | NE774 | HVAC ECM Motor | HVAC ECM Motor | NonEquip | 15 |  | 76.5% | Tech/Econ | 0.7204% | 1097.4233 | 0 | 1.9051
Tech | Multi-Family | Space Heating | Baseboards | TRC | Existing | NE762 | Home Energy Management System | Home Energy Management System | NonEquip | 11 |  | 2.908% | Tech/Econ | 15% | 1119.7571 | 0 | 0.97682
Tech | Multi-Family | Space Heating | Baseboards | TRC | Existing | NE744 | Heat Pump Tune Up | Heat Pump Tune Up | NonEquip | 2 | Heat pump-heating | 0% | Tech/Econ | 5% | 0 | 0 | 0
Tech | Multi-Family | Space Heating | Baseboards | TRC | Existing | NE738 | Green Roof | Green Roof | NonEquip | 20 |  | 0.225% | Tech/Econ | 14.65% | 84.265 | 0 | 0.094434
Tech | Multi-Family | Space Heating | Baseboards | TRC | Existing | NE720 | ENERGY STAR Windows | Energy Star Windows | NonEquip | 20 |  | 19% | Tech/Econ | 3.687% | 1411.737 | 0 | 5.6685
Tech | Multi-Family | Space Heating | Baseboards | TRC | Existing | NE708 | ENERGY STAR Door | Energy Star Door | NonEquip | 20 |  | 14.25% | Tech/Econ | 1.895% | 539.6568 | 0 | 1.0365
Tech | Multi-Family | Space Heating | Baseboards | TRC | Existing | NE696 | ENERGY STAR Certified Roof Products | Energy Star Certified Roof Products | NonEquip | 20 |  | 54% | Tech/Econ | 12.5% | 17245.4964 | 0 | 19.3266
Tech | Multi-Family | Space Heating | Baseboards | TRC | Existing | NE684 | Duct Repair | Duct Repair | NonEquip | 11 |  | 65% | Tech/Econ | 12% | 18582.9804 | 0 | 20.8255
Tech | Multi-Family | Space Heating | Baseboards | TRC | Existing | NE672 | Duct Insulation | Duct Insulation | NonEquip | 15 |  | 0% | Tech/Econ | 2.045% | 0 | 0 | 0
Tech | Multi-Family | Space Heating | Baseboards | TRC | Existing | NE648 | Ceiling Insulation (R30 to R38) | Ceiling Insulation(R30 to R38) | NonEquip | 20 |  | 3.904% | Tech/Econ | 3.317% | 259.1178 | 0 | 0.37037
Tech | Multi-Family | Space Heating | Baseboards | TRC | Existing | NE636 | Ceiling Insulation (R2 to R38) | Ceiling Insulation(R2 to R38) | NonEquip | 20 |  | 1.625% | Tech/Econ | 48.5% | 2254.5647 | 0 | 3.2503
Tech | Multi-Family | Space Heating | Baseboards | TRC | Existing | NE624 | Ceiling Insulation (R19 to R38) | Ceiling Insulation(R19 to R38) | NonEquip | 20 |  | 0.6361% | Tech/Econ | 10.85% | 151.5917 | 0 | 0.21692
Tech | Multi-Family | Space Heating | Baseboards | TRC | Existing | NE612 | Ceiling Insulation (R12 to R38) | Ceiling Insulation(R12 to R38) | NonEquip | 20 |  | 1.579% | Tech/Econ | 19.75% | 825.567 | 0 | 1.1684
Tech | Multi-Family | Space Heating | Baseboards | TRC | Existing | NE606 | Air Sealing/Infiltration Control | Air Sealing-Infiltration Control | NonEquip | 11 |  | 52% | Tech/Econ | 9% | 10263.251 | 0 | 11.5018
Tech | Multi-Family | Electronics | Air quality | TRC | New | NN597 | Smart Power Strip | Smart Power Strip | NonEquip | 5 |  | 90% | Tech/Econ | 4.575% | 14554.9323 | 1.6032 | 1.251
Tech | Multi-Family | Electronics | Air quality | TRC | Existing | NE594 | Smart Power Strip | Smart Power Strip | NonEquip | 5 |  | 90% | Tech/Econ | 4.575% | 883897.682 | 97.3621 | 75.9706
Tech | Multi-Family | Electronics | Air quality | TRC | Turnover | ET102 | ENERGY STAR Air Purifier / Cleaner | Energy Star Air Purifier | Equip | 9 | Air quality | 61% | Tech/Econ | 59.88% | 12355235.4 | 1637.2428 | 1181.4231
Tech | Multi-Family | Electronics | Air quality | TRC | New | EN108 | ENERGY STAR Air Purifier / Cleaner | Energy Star Air Purifier | Equip | 9 | Air quality | 61% | Tech/Econ | 59.88% | 203450.715 | 26.9601 | 19.4542
Tech | Manufactured Home | Electronics | Television | TRC | New | NN598 | Smart Power Strip | Smart Power Strip | NonEquip | 5 |  | 90% | Tech/Econ | 2.865% | 5938.781 | 0.65416 | 0.51044
Tech | Manufactured Home | Electronics | Television | TRC | Existing | NE595 | Smart Power Strip | Smart Power Strip | NonEquip | 5 |  | 90% | Tech/Econ | 2.865% | 360652.6426 | 39.7262 | 30.9979
Tech | Manufactured Home | Electronics | Television | TRC | Turnover | ET139 | ENERGY STAR TV | Energy Star TV | Equip | 6 | Television | 42% | Tech/Econ | 35.1% | 2418447.863 | 483.6429 | 289.3224
Tech | Manufactured Home | Electronics | Television | TRC | New | EN145 | ENERGY STAR TV | Energy Star TV | Equip | 6 | Television | 42% | Tech/Econ | 35.1% | 39824.0042 | 7.964 | 4.7642
Tech | Manufactured Home | Domestic Hot Water | Solar | TRC | New | NN592 | Water Heater Timeclock | Water Heater Timeclock | NonEquip | 7 |  | 45% | Tech/Econ | 5% | 0 | 0 | 0
Tech | Manufactured Home | Domestic Hot Water | Solar | TRC | New | NN586 | Water Heater Thermostat Setback (temperature check card) | Water Heater Thermostat Setback | NonEquip | 4 |  | 0.9177% | Tech/Econ | 1.494% | 0 | 0 | 0
Tech | Manufactured Home | Domestic Hot Water | Solar | TRC | New | NN580 | Water Heater Blanket | Water Heater Blanket | NonEquip | 7 |  | 1.582% | Tech/Econ | 10.31% | 0 | 0 | 0
Tech | Manufactured Home | Domestic Hot Water | Solar | TRC | New | NN574 | Thermostatic Shower Restriction Valve | Thermostatic Shower Restriction Valve | NonEquip | 10 |  | 16% | Tech/Econ | 2.95% | 0 | 0 | 0
Tech | Manufactured Home | Domestic Hot Water | Solar | TRC | New | NN568 | Low Flow Showerhead | Low Flow Showerhead | NonEquip | 9 |  | 80% | Tech/Econ | 9.393% | 0 | 0 | 0
Tech | Manufactured Home | Domestic Hot Water | Solar | TRC | New | NN562 | Hot Water Pipe Insulation | Hot Water Pipe Insulation | NonEquip | 13 |  | 15% | Tech/Econ | 7.656% | 0 | 0 | 0
Tech | Manufactured Home | Domestic Hot Water | Solar | TRC | New | NN556 | Heat Trap | Heat Trap | NonEquip | 10 |  | 12% | Tech/Econ | 4.211% | 0 | 0 | 0
Tech | Manufactured Home | Domestic Hot Water | Solar | TRC | New | NN550 | Faucet Aerator | Faucet Aerator | NonEquip | 10 |  | 18% | Tech/Econ | 0.9235% | 0 | 0 | 0
Tech | Manufactured Home | Domestic Hot Water | Solar | TRC | New | NN544 | Drain Water Heat Recovery | Drain Water Heat Recovery | NonEquip | 15 |  | 9.5% | Tech/Econ | 12.3% | 0 | 0 | 0
Tech | Manufactured Home | Domestic Hot Water | Solar | TRC | Existing | NE589 | Water Heater Timeclock | Water Heater Timeclock | NonEquip | 7 |  | 47.61% | Tech/Econ | 5% | 0 | 0 | 0
Tech | Manufactured Home | Domestic Hot Water | Solar | TRC | Existing | NE583 | Water Heater Thermostat Setback (temperature check card) | Water Heater Thermostat Setback | NonEquip | 4 |  | 0% | Tech/Econ | 1.494% | 0 | 0 | 0
Tech | Manufactured Home | Domestic Hot Water | Solar | TRC | Existing | NE577 | Water Heater Blanket | Water Heater Blanket | NonEquip | 7 |  | 9.142% | Tech/Econ | 10.78% | 0 | 0 | 0
Tech | Manufactured Home | Domestic Hot Water | Solar | TRC | Existing | NE571 | Thermostatic Shower Restriction Valve | Thermostatic Shower Restriction Valve | NonEquip | 10 |  | 0% | Tech/Econ | 2.95% | 0 | 0 | 0
Tech | Manufactured Home | Domestic Hot Water | Solar | TRC | Existing | NE565 | Low Flow Showerhead | Low Flow Showerhead | NonEquip | 9 |  | 36% | Tech/Econ | 9.393% | 0 | 0 | 0
Tech | Manufactured Home | Domestic Hot Water | Solar | TRC | Existing | NE559 | Hot Water Pipe Insulation | Hot Water Pipe Insulation | NonEquip | 13 |  | 33.75% | Tech/Econ | 7.656% | 0 | 0 | 0
Tech | Manufactured Home | Domestic Hot Water | Solar | TRC | Existing | NE553 | Heat Trap | Heat Trap | NonEquip | 10 |  | 0% | Tech/Econ | 4.211% | 0 | 0 | 0
Tech | Manufactured Home | Domestic Hot Water | Solar | TRC | Existing | NE547 | Faucet Aerator | Faucet Aerator | NonEquip | 10 |  | 40.5% | Tech/Econ | 2.216% | 0 | 0 | 0
Tech | Manufactured Home | Domestic Hot Water | Solar | TRC | Existing | NE541 | Drain Water Heat Recovery | Drain Water Heat Recovery | NonEquip | 15 |  | 9.5% | Tech/Econ | 12.3% | 0 | 0 | 0
Tech | Manufactured Home | Domestic Hot Water | Solar | TRC | Turnover | ET94 | Solar Water Heater | Solar Water Heater | Equip | 15 | Solar | 21.56% | Tech/Econ | 76.67% | 0 | 0 | 0
Tech | Manufactured Home | Domestic Hot Water | Solar | TRC | New | EN100 | Solar Water Heater | Solar Water Heater | Equip | 15 | Solar | 21.56% | Tech/Econ | 76.67% | 0 | 0 | 0
Tech | Manufactured Home | Space Heating | Room heating | TRC | New | NN898 | Wall Insulation | Wall Insulation | NonEquip | 20 |  | 6.75% | Tech/Econ | 0% | 0 | 0 | 0
Tech | Manufactured Home | Space Heating | Room heating | TRC | New | NN886 | Storm Door | Storm Door | NonEquip | 20 |  | 0% | Tech/Econ | 0.6751% | 0 | 0 | 0
Tech | Manufactured Home | Space Heating | Room heating | TRC | New | NN868 | Spray Foam Insulation (Base: R30) | Spray Foam Insulation(Base R30) | NonEquip | 20 |  | 72% | Tech/Econ | 15.85% | 68407.518 | 0 | 163.4415
Tech | Manufactured Home | Space Heating | Room heating | TRC | New | NN856 | Spray Foam Insulation (Base: R2) | Spray Foam Insulation(Base R2) | NonEquip | 20 |  | 0% | Tech/Econ | 53.56% | 0 | 0 | 0
Tech | Manufactured Home | Space Heating | Room heating | TRC | New | NN844 | Spray Foam Insulation (Base: R19) | Spray Foam Insulation(Base R19) | NonEquip | 20 |  | 0% | Tech/Econ | 21.82% | 0 | 0 | 0
Tech | Manufactured Home | Space Heating | Room heating | TRC | New | NN832 | Spray Foam Insulation (Base: R12) | Spray Foam Insulation(Base R12) | NonEquip | 20 |  | 0% | Tech/Econ | 29.01% | 0 | 0 | 0
Tech | Manufactured Home | Space Heating | Room heating | TRC | New | NN826 | Smart Thermostats | Smart Thermostat | NonEquip | 11 |  | 90% | Tech/Econ | 4% | 0 | 0 | 0
Tech | Manufactured Home | Space Heating | Room heating | TRC | New | NN814 | Sealed crawlspace | Sealed crawlspace | NonEquip | 11 |  | 5.88% | Tech/Econ | 0% | 0 | 0 | 0
Tech | Manufactured Home | Space Heating | Room heating | TRC | New | NN796 | Radiant Barrier | Radiant Barrier | NonEquip | 20 |  | 0.95% | Tech/Econ | 10% | 0 | 0 | 0
Tech | Manufactured Home | Space Heating | Room heating | TRC | New | NN790 | Programmable Thermostat | Programmable Thermostat | NonEquip | 11 |  | 2% | Tech/Econ | 1.72% | 0 | 0 | 0
Tech | Manufactured Home | Space Heating | Room heating | TRC | New | NN778 | HVAC ECM Motor | HVAC ECM Motor | NonEquip | 15 |  | 40.5% | Tech/Econ | 0.4503% | 0 | 0 | 0
Tech | Manufactured Home | Space Heating | Room heating | TRC | New | NN766 | Home Energy Management System | Home Energy Management System | NonEquip | 11 |  | 6.5% | Tech/Econ | 15% | 5178.9931 | 0 | 4.3536
Tech | Manufactured Home | Space Heating | Room heating | TRC | New | NN748 | Heat Pump Tune Up | Heat Pump Tune Up | NonEquip | 2 | Heat pump-heating | 0% | Tech/Econ | 0% | 0 | 0 | 0
Tech | Manufactured Home | Space Heating | Room heating | TRC | New | NN742 | Green Roof | Green Roof | NonEquip | 20 |  | 2.7% | Tech/Econ | 14.65% | 2081.1275 | 0 | 2.1932
Tech | Manufactured Home | Space Heating | Room heating | TRC | New | NN724 | ENERGY STAR Windows | Energy Star Windows | NonEquip | 20 |  | 19% | Tech/Econ | 0.7885% | 0 | 0 | 0
Tech | Manufactured Home | Space Heating | Room heating | TRC | New | NN712 | ENERGY STAR Door | Energy Star Door | NonEquip | 20 |  | 14.25% | Tech/Econ | 0.8407% | 0 | 0 | 0
Tech | Manufactured Home | Space Heating | Room heating | TRC | New | NN700 | ENERGY STAR Certified Roof Products | Energy Star Certified Roof Products | NonEquip | 20 |  | 54% | Tech/Econ | 12.5% | 12312.0883 | 0 | 12.9752
Tech | Manufactured Home | Space Heating | Room heating | TRC | New | NN688 | Duct Repair | Duct Repair | NonEquip | 11 |  | 0% | Tech/Econ | 0% | 0 | 0 | 0
Tech | Manufactured Home | Space Heating | Room heating | TRC | New | NN676 | Duct Insulation | Duct Insulation | NonEquip | 15 |  | 0% | Tech/Econ | 0% | 0 | 0 | 0
Tech | Manufactured Home | Space Heating | Room heating | TRC | New | NN652 | Ceiling Insulation (R30 to R38) | Ceiling Insulation(R30 to R38) | NonEquip | 20 |  | 8% | Tech/Econ | 3.233% | 0 | 0 | 0
Tech | Manufactured Home | Space Heating | Room heating | TRC | New | NN640 | Ceiling Insulation (R2 to R38) | Ceiling Insulation(R2 to R38) | NonEquip | 20 |  | 0% | Tech/Econ | 48.55% | 0 | 0 | 0
Tech | Manufactured Home | Space Heating | Room heating | TRC | New | NN628 | Ceiling Insulation (R19 to R38) | Ceiling Insulation(R19 to R38) | NonEquip | 20 |  | 0% | Tech/Econ | 10.49% | 0 | 0 | 0
Tech | Manufactured Home | Space Heating | Room heating | TRC | New | NN616 | Ceiling Insulation (R12 to R38) | Ceiling Insulation(R12 to R38) | NonEquip | 20 |  | 0% | Tech/Econ | 19.59% | 0 | 0 | 0
Tech | Manufactured Home | Space Heating | Room heating | TRC | New | NN610 | Air Sealing/Infiltration Control | Air Sealing-Infiltration Control | NonEquip | 11 |  | 52% | Tech/Econ | 0% | 0 | 0 | 0
Tech | Manufactured Home | Space Heating | Room heating | TRC | Existing | NE895 | Wall Insulation | Wall Insulation | NonEquip | 20 |  | 6.75% | Tech/Econ | 34.34% | 771678.098 | 0 | 617.1326
Tech | Manufactured Home | Space Heating | Room heating | TRC | Existing | NE883 | Storm Door | Storm Door | NonEquip | 20 |  | 0% | Tech/Econ | 1.019% | 0 | 0 | 0
Tech | Manufactured Home | Space Heating | Room heating | TRC | Existing | NE865 | Spray Foam Insulation (Base: R30) | Spray Foam Insulation(Base R30) | NonEquip | 20 |  | 35.13% | Tech/Econ | 15.85% | 1709069.986 | 0 | 4083.3655
Tech | Manufactured Home | Space Heating | Room heating | TRC | Existing | NE853 | Spray Foam Insulation (Base: R2) | Spray Foam Insulation(Base R2) | NonEquip | 20 |  | 14.63% | Tech/Econ | 53.56% | 2852302.61 | 0 | 4290.9111
Tech | Manufactured Home | Space Heating | Room heating | TRC | Existing | NE841 | Spray Foam Insulation (Base: R19) | Spray Foam Insulation(Base R19) | NonEquip | 20 |  | 5.725% | Tech/Econ | 21.82% | 389529.5881 | 0 | 789.5765
Tech | Manufactured Home | Space Heating | Room heating | TRC | Existing | NE829 | Spray Foam Insulation (Base: R12) | Spray Foam Insulation(Base R12) | NonEquip | 20 |  | 14.21% | Tech/Econ | 29.01% | 1340943.874 | 0 | 2413.6586
Tech | Manufactured Home | Space Heating | Room heating | TRC | Existing | NE823 | Smart Thermostats | Smart Thermostat | NonEquip | 11 |  | 90% | Tech/Econ | 4% | 845258.3453 | 0 | 0
Tech | Manufactured Home | Space Heating | Room heating | TRC | Existing | NE811 | Sealed crawlspace | Sealed crawlspace | NonEquip | 11 |  | 5.88% | Tech/Econ | 1.298% | 17173.1945 | 0 | 18.0981
Tech | Manufactured Home | Space Heating | Room heating | TRC | Existing | NE793 | Radiant Barrier | Radiant Barrier | NonEquip | 20 |  | 0.95% | Tech/Econ | 10% | 23422.8272 | 0 | 24.6843
Tech | Manufactured Home | Space Heating | Room heating | TRC | Existing | NE787 | Programmable Thermostat | Programmable Thermostat | NonEquip | 11 |  | 2% | Tech/Econ | 1.72% | 7742.2609 | 0 | 0
Tech | Manufactured Home | Space Heating | Room heating | TRC | Existing | NE763 | Home Energy Management System | Home Energy Management System | NonEquip | 11 |  | 6.5% | Tech/Econ | 15% | 282636.7753 | 0 | 237.5938
Tech | Manufactured Home | Space Heating | Room heating | TRC | Existing | NE745 | Heat Pump Tune Up | Heat Pump Tune Up | NonEquip | 2 | Heat pump-heating | 0% | Tech/Econ | 5% | 0 | 0 | 0
Tech | Manufactured Home | Space Heating | Room heating | TRC | Existing | NE739 | Green Roof | Green Roof | NonEquip | 20 |  | 0.225% | Tech/Econ | 14.65% | 9464.5676 | 0 | 9.9743
Tech | Manufactured Home | Space Heating | Room heating | TRC | Existing | NE727 | Floor Insulation | Floor Insulation | NonEquip | 20 |  | 8% | Tech/Econ | 0.5847% | 10498.9393 | 0 | 6.8031
Tech | Manufactured Home | Space Heating | Room heating | TRC | Existing | NE721 | ENERGY STAR Windows | Energy Star Windows | NonEquip | 20 |  | 19% | Tech/Econ | 2.305% | 99000.2836 | 0 | 397.5142
Tech | Manufactured Home | Space Heating | Room heating | TRC | Existing | NE709 | ENERGY STAR Door | Energy Star Door | NonEquip | 20 |  | 14.25% | Tech/Econ | 1.185% | 37951.52 | 0 | 72.8931
Tech | Manufactured Home | Space Heating | Room heating | TRC | Existing | NE697 | ENERGY STAR Certified Roof Products | Energy Star Certified Roof Products | NonEquip | 20 |  | 54% | Tech/Econ | 12.5% | 1936999.292 | 0 | 2041.3168
Tech | Manufactured Home | Space Heating | Room heating | TRC | Existing | NE685 | Duct Repair | Duct Repair | NonEquip | 11 |  | 65% | Tech/Econ | 12% | 2087224.344 | 0 | 2199.6323
Tech | Manufactured Home | Space Heating | Room heating | TRC | Existing | NE673 | Duct Insulation | Duct Insulation | NonEquip | 15 |  | 0% | Tech/Econ | 2.045% | 0 | 0 | 0
Tech | Manufactured Home | Space Heating | Room heating | TRC | Existing | NE649 | Ceiling Insulation (R30 to R38) | Ceiling Insulation(R30 to R38) | NonEquip | 20 |  | 3.904% | Tech/Econ | 3.233% | 28567.1499 | 0 | 37.7481
Tech | Manufactured Home | Space Heating | Room heating | TRC | Existing | NE637 | Ceiling Insulation (R2 to R38) | Ceiling Insulation(R2 to R38) | NonEquip | 20 |  | 1.625% | Tech/Econ | 48.55% | 264772.2856 | 0 | 360.9433
Tech | Manufactured Home | Space Heating | Room heating | TRC | Existing | NE625 | Ceiling Insulation (R19 to R38) | Ceiling Insulation(R19 to R38) | NonEquip | 20 |  | 0.6361% | Tech/Econ | 10.49% | 16454.6271 | 0 | 22.1742
Tech | Manufactured Home | Space Heating | Room heating | TRC | Existing | NE613 | Ceiling Insulation (R12 to R38) | Ceiling Insulation(R12 to R38) | NonEquip | 20 |  | 1.579% | Tech/Econ | 19.59% | 95229.8009 | 0 | 126.8165
Tech | Manufactured Home | Space Heating | Room heating | TRC | Existing | NE607 | Air Sealing/Infiltration Control | Air Sealing-Infiltration Control | NonEquip | 11 |  | 52% | Tech/Econ | 9% | 1152786.235 | 0 | 1214.8698
Tech | Manufactured Home | Space Cooling | Room AC | TRC | New | NN922 | Solar Attic Fan | Solar Attic Fan | NonEquip | 15 |  | 0.95% | Tech/Econ | 6% | 0 | 0 | 0
Tech | Manufactured Home | Space Cooling | Room AC | TRC | New | NN904 | Window Sun Protection | Window Sun Protection | NonEquip | 10 |  | 30% | Tech/Econ | 5.092% | 0 | 0 | 0
Tech | Manufactured Home | Space Cooling | Room AC | TRC | New | NN880 | Storm Door | Storm Door | NonEquip | 20 |  | 0% | Tech/Econ | 2.117% | 0 | 0 | 0
Tech | Manufactured Home | Space Cooling | Room AC | TRC | New | NN874 | Spray Foam Insulation (Base: R30) | Spray Foam Insulation(Base R30) | NonEquip | 20 |  | 72% | Tech/Econ | 14.32% | 67548.7968 | 40.6701 | 0
Tech | Manufactured Home | Space Cooling | Room AC | TRC | New | NN862 | Spray Foam Insulation (Base: R2) | Spray Foam Insulation(Base R2) | NonEquip | 20 |  | 0% | Tech/Econ | 33.36% | 0 | 0 | 0
Tech | Manufactured Home | Space Cooling | Room AC | TRC | New | NN850 | Spray Foam Insulation (Base: R19) | Spray Foam Insulation(Base R19) | NonEquip | 20 |  | 0% | Tech/Econ | 16.36% | 0 | 0 | 0
Tech | Manufactured Home | Space Cooling | Room AC | TRC | New | NN838 | Spray Foam Insulation (Base: R12) | Spray Foam Insulation(Base R12) | NonEquip | 20 |  | 0% | Tech/Econ | 19.3% | 0 | 0 | 0
Tech | Manufactured Home | Space Cooling | Room AC | TRC | New | NN820 | Smart Thermostats | Smart Thermostat | NonEquip | 11 |  | 90% | Tech/Econ | 4% | 0 | 0 | 0
Tech | Manufactured Home | Space Cooling | Room AC | TRC | New | NN802 | Radiant Barrier | Radiant Barrier | NonEquip | 20 |  | 0.95% | Tech/Econ | 10% | 0 | 0 | 0
Tech | Manufactured Home | Space Cooling | Room AC | TRC | New | NN784 | Programmable Thermostat | Programmable Thermostat | NonEquip | 11 |  | 2% | Tech/Econ | 1.72% | 0 | 0 | 0
Tech | Manufactured Home | Space Cooling | Room AC | TRC | New | NN772 | HVAC ECM Motor | HVAC ECM Motor | NonEquip | 15 |  | 40.5% | Tech/Econ | 1.207% | 0 | 0 | 0
Tech | Manufactured Home | Space Cooling | Room AC | TRC | New | NN760 | Home Energy Management System | Home Energy Management System | NonEquip | 11 |  | 6.5% | Tech/Econ | 7.12% | 0 | 0 | 0
Tech | Manufactured Home | Space Cooling | Room AC | TRC | New | NN736 | Green Roof | Green Roof | NonEquip | 20 |  | 2.7% | Tech/Econ | 14.65% | 2601.6457 | 2.9641 | 0
Tech | Manufactured Home | Space Cooling | Room AC | TRC | New | NN718 | ENERGY STAR Windows | Energy Star Windows | NonEquip | 20 |  | 19% | Tech/Econ | 6.542% | 0 | 0 | 0
Tech | Manufactured Home | Space Cooling | Room AC | TRC | New | NN706 | ENERGY STAR Door | Energy Star Door | NonEquip | 20 |  | 14.25% | Tech/Econ | 2.636% | 0 | 0 | 0
Tech | Manufactured Home | Space Cooling | Room AC | TRC | New | NN694 | ENERGY STAR Certified Roof Products | Energy Star Certified Roof Products | NonEquip | 20 |  | 54% | Tech/Econ | 12.5% | 18576.8104 | 21.1649 | 0
Tech | Manufactured Home | Space Cooling | Room AC | TRC | New | NN670 | Duct Insulation | Duct Insulation | NonEquip | 15 |  | 0% | Tech/Econ | 0% | 0 | 0 | 0
Tech | Manufactured Home | Space Cooling | Room AC | TRC | New | NN658 | Ceiling Insulation (R30 to R38) | Ceiling Insulation(R30 to R38) | NonEquip | 20 |  | 8% | Tech/Econ | 1.13% | 0 | 0 | 0
Tech | Manufactured Home | Space Cooling | Room AC | TRC | New | NN646 | Ceiling Insulation (R2 to R38) | Ceiling Insulation(R2 to R38) | NonEquip | 20 |  | 0% | Tech/Econ | 25.25% | 0 | 0 | 0
Tech | Manufactured Home | Space Cooling | Room AC | TRC | New | NN634 | Ceiling Insulation (R19 to R38) | Ceiling Insulation(R19 to R38) | NonEquip | 20 |  | 0% | Tech/Econ | 3.988% | 0 | 0 | 0
Tech | Manufactured Home | Space Cooling | Room AC | TRC | New | NN622 | Ceiling Insulation (R12 to R38) | Ceiling Insulation(R12 to R38) | NonEquip | 20 |  | 0% | Tech/Econ | 7.735% | 0 | 0 | 0
Tech | Manufactured Home | Space Cooling | Room AC | TRC | New | NN604 | Air Sealing/Infiltration Control | Air Sealing-Infiltration Control | NonEquip | 11 |  | 52% | Tech/Econ | 0% | 0 | 0 | 0
Tech | Manufactured Home | Space Cooling | Room AC | TRC | Existing | NE919 | Solar Attic Fan | Solar Attic Fan | NonEquip | 15 |  | 0.95% | Tech/Econ | 6% | 14557.5074 | 5.0061 | 0
Tech | Manufactured Home | Space Cooling | Room AC | TRC | Existing | NE901 | Window Sun Protection | Window Sun Protection | NonEquip | 10 |  | 30% | Tech/Econ | 5.092% | 389949.3357 | 171.1079 | -268.4425
Tech | Manufactured Home | Space Cooling | Room AC | TRC | Existing | NE889 | Wall Insulation | Wall Insulation | NonEquip | 20 |  | 6.75% | Tech/Econ | 4.781% | 81122.7971 | 187.5903 | 0
Tech | Manufactured Home | Space Cooling | Room AC | TRC | Existing | NE877 | Storm Door | Storm Door | NonEquip | 20 |  | 0% | Tech/Econ | 3.195% | 0 | 0 | 0
Tech | Manufactured Home | Space Cooling | Room AC | TRC | Existing | NE871 | Spray Foam Insulation (Base: R30) | Spray Foam Insulation(Base R30) | NonEquip | 20 |  | 35.13% | Tech/Econ | 14.32% | 1769887.25 | 1065.6215 | 0
Tech | Manufactured Home | Space Cooling | Room AC | TRC | Existing | NE859 | Spray Foam Insulation (Base: R2) | Spray Foam Insulation(Base R2) | NonEquip | 20 |  | 14.63% | Tech/Econ | 33.36% | 1988913.111 | 1533.0592 | 0
Tech | Manufactured Home | Space Cooling | Room AC | TRC | Existing | NE847 | Spray Foam Insulation (Base: R19) | Spray Foam Insulation(Base R19) | NonEquip | 20 |  | 5.725% | Tech/Econ | 16.36% | 332535.9634 | 214.4777 | 0
Tech | Manufactured Home | Space Cooling | Room AC | TRC | Existing | NE835 | Spray Foam Insulation (Base: R12) | Spray Foam Insulation(Base R12) | NonEquip | 20 |  | 14.21% | Tech/Econ | 19.3% | 1039420.754 | 712.6365 | 0
Tech | Manufactured Home | Space Cooling | Room AC | TRC | Existing | NE817 | Smart Thermostats | Smart Thermostat | NonEquip | 11 |  | 90% | Tech/Econ | 4% | 901938.8475 | 0 | 0
Tech | Manufactured Home | Space Cooling | Room AC | TRC | Existing | NE799 | Radiant Barrier | Radiant Barrier | NonEquip | 20 |  | 0.95% | Tech/Econ | 10% | 27278.0304 | 31.0784 | 0
Tech | Manufactured Home | Space Cooling | Room AC | TRC | Existing | NE781 | Programmable Thermostat | Programmable Thermostat | NonEquip | 11 |  | 2% | Tech/Econ | 1.72% | 8262.185 | 0 | 0
Tech | Manufactured Home | Space Cooling | Room AC | TRC | Existing | NE757 | Home Energy Management System | Home Energy Management System | NonEquip | 11 |  | 6.5% | Tech/Econ | 7.12% | 118746.303 | 227.3537 | 0
Tech | Manufactured Home | Space Cooling | Room AC | TRC | Existing | NE751 | Heat Pump Tune Up | Heat Pump Tune Up | NonEquip | 2 | Heat pump-cooling | 0% | Tech/Econ | 5% | 0 | 0 | 0
Tech | Manufactured Home | Space Cooling | Room AC | TRC | Existing | NE733 | Green Roof | Green Roof | NonEquip | 20 |  | 0.225% | Tech/Econ | 14.65% | 11598.7475 | 13.2147 | 0
Tech | Manufactured Home | Space Cooling | Room AC | TRC | Existing | NE715 | ENERGY STAR Windows | Energy Star Windows | NonEquip | 20 |  | 19% | Tech/Econ | 19.12% | 1338888.999 | 700.5511 | 0
Tech | Manufactured Home | Space Cooling | Room AC | TRC | Existing | NE703 | ENERGY STAR Door | Energy Star Door | NonEquip | 20 |  | 14.25% | Tech/Econ | 3.715% | 127813.0785 | 84.6376 | 0
Tech | Manufactured Home | Space Cooling | Room AC | TRC | Existing | NE691 | ENERGY STAR Certified Roof Products | Energy Star Certified Roof Products | NonEquip | 20 |  | 54% | Tech/Econ | 12.5% | 2254308.852 | 2568.3762 | 0
Tech | Manufactured Home | Space Cooling | Room AC | TRC | Existing | NE679 | Duct Repair | Duct Repair | NonEquip | 11 |  | 65% | Tech/Econ | 12% | 2429143.017 | 2767.568 | 0
Tech | Manufactured Home | Space Cooling | Room AC | TRC | Existing | NE667 | Duct Insulation | Duct Insulation | NonEquip | 15 |  | 0% | Tech/Econ | 2.045% | 0 | 0 | 0
Tech | Manufactured Home | Space Cooling | Room AC | TRC | Existing | NE661 | Central AC Tune Up | Central AC Tune Up | NonEquip | 2 | CAC | 0% | Tech/Econ | 5% | 0 | 0 | 0
Tech | Manufactured Home | Space Cooling | Room AC | TRC | Existing | NE643 | Ceiling Insulation (R2 to R38) | Ceiling Insulation(R2 to R38) | NonEquip | 20 |  | 1.625% | Tech/Econ | 25.25% | 156126.7567 | 130.572 | 0
Tech | Manufactured Home | Space Cooling | Room AC | TRC | Existing | NE631 | Ceiling Insulation (R19 to R38) | Ceiling Insulation(R19 to R38) | NonEquip | 20 |  | 0.6361% | Tech/Econ | 3.988% | 6125.8244 | 5.1775 | 0
Tech | Manufactured Home | Space Cooling | Room AC | TRC | Existing | NE619 | Ceiling Insulation (R12 to R38) | Ceiling Insulation(R12 to R38) | NonEquip | 20 |  | 1.579% | Tech/Econ | 7.735% | 31373.3658 | 26.8134 | 0
Tech | Manufactured Home | Space Cooling | Room AC | TRC | Existing | NE601 | Air Sealing/Infiltration Control | Air Sealing-Infiltration Control | NonEquip | 11 |  | 52% | Tech/Econ | 9% | 1261302.529 | 1437.0255 | 0
Tech | Manufactured Home | Space Cooling | Room AC | TRC | Turnover | ET346 | Variable Refrigerant Flow (VRF) HVAC Systems | Variable Refrigerant Flow (VRF) HVAC Systems | Equip | 13 | Room AC | 7.175% | Tech/Econ | 26.4% | 734432.8783 | 836.7531 | 0
Tech | Manufactured Home | Space Cooling | Room AC | TRC | Turnover | ET319 | ENERGY STAR Room AC | Energy Star Room AC | Equip | 9 | Room AC | 66% | Tech/Econ | 9.167% | 1735529.511 | 887.4925 | 0
Tech | Manufactured Home | Space Cooling | Room AC | TRC | New | EN352 | Variable Refrigerant Flow (VRF) HVAC Systems | Variable Refrigerant Flow (VRF) HVAC Systems | Equip | 13 | Room AC | 7.773% | Tech/Econ | 26.4% | 13773.4808 | 15.6924 | 0
Tech | Manufactured Home | Space Cooling | Room AC | TRC | New | EN325 | ENERGY STAR Room AC | Energy Star Room AC | Equip | 9 | Room AC | 66% | Tech/Econ | 9.167% | 34414.349 | 17.5984 | 0
Tech | Manufactured Home | Appliances | Refrigerator | TRC | New | NN538 | Removal of 2nd Refrigerator/Freezer | Removal of 2nd Refrigerator-Freezer | NonEquip | 5 | Refrigerator | 0% | Tech/Econ | 100% | 0 | 0 | 0
Tech | Manufactured Home | Appliances | Refrigerator | TRC | Existing | NE535 | Removal of 2nd Refrigerator/Freezer | Removal of 2nd Refrigerator-Freezer | NonEquip | 5 | Refrigerator | 1.108% | Tech/Econ | 100% | 1025218.256 | 116.9842 | 104.7437
Tech | Manufactured Home | Appliances | Refrigerator | TRC | Turnover | ET40 | ENERGY STAR Refrigerator | Energy Star Refrigerator | Equip | 14 | Refrigerator | 54% | Tech/Econ | 21.99% | 10861729.04 | 1239.3957 | 1109.7127
Tech | Manufactured Home | Appliances | Refrigerator | TRC | New | EN46 | ENERGY STAR Refrigerator | Energy Star Refrigerator | Equip | 14 | Refrigerator | 54% | Tech/Econ | 21.99% | 180862.0564 | 20.6376 | 18.4782
Tech | Manufactured Home | Cooking | Range | TRC | Turnover | ET67 | High-Efficiency Induction Cooktop | High Efficiency Induction Cooktop | Equip | 10 | Range | 80% | Tech/Econ | 18.82% | 1613707.233 | 664.4872 | 110.7479
Tech | Manufactured Home | Cooking | Range | TRC | New | EN73 | High-Efficiency Induction Cooktop | High Efficiency Induction Cooktop | Equip | 10 | Range | 80% | Tech/Econ | 18.82% | 26572.5321 | 10.942 | 1.8237
Tech | Manufactured Home | Miscellaneous | Pool pump | TRC | Turnover | ET526 | Variable Speed Pool Pump | Variable Speed Pool Pump | Equip | 10 | Pool pump | 57% | Tech/Econ | 72.2% | 0 | 0 | 0
Tech | Manufactured Home | Miscellaneous | Pool pump | TRC | Turnover | ET517 | Two Speed Pool Pump | Two Speed Pool Pump | Equip | 10 | Pool pump | 0% | Tech/Econ | 23.9% | 0 | 0 | 0
Tech | Manufactured Home | Miscellaneous | Pool pump | TRC | Turnover | ET508 | Solar Powered Pool Pumps | Solar Powered Pool Pumps | Equip | 10 | Pool pump | 0% | Tech/Econ | 49.9% | 0 | 0 | 0
Tech | Manufactured Home | Miscellaneous | Pool pump | TRC | New | EN532 | Variable Speed Pool Pump | Variable Speed Pool Pump | Equip | 10 | Pool pump | 57% | Tech/Econ | 72.2% | 0 | 0 | 0
Tech | Manufactured Home | Miscellaneous | Pool pump | TRC | New | EN523 | Two Speed Pool Pump | Two Speed Pool Pump | Equip | 10 | Pool pump | 0% | Tech/Econ | 23.9% | 0 | 0 | 0
Tech | Manufactured Home | Miscellaneous | Pool pump | TRC | New | EN514 | Solar Powered Pool Pumps | Solar Powered Pool Pumps | Equip | 10 | Pool pump | 0% | Tech/Econ | 49.9% | 0 | 0 | 0
Tech | Manufactured Home | Miscellaneous | Pool heater | TRC | Turnover | ET499 | Solar Pool Heater | Solar Pool Heater | Equip | 15 | Pool heater | 12.54% | Tech/Econ | 86.11% | 0 | 0 | 0
Tech | Manufactured Home | Miscellaneous | Pool heater | TRC | Turnover | ET490 | Heat Pump Pool Heater | Heat Pump Pool Heater | Equip | 15 | Pool heater | 44.46% | Tech/Econ | 80% | 0 | 0 | 0
Tech | Manufactured Home | Miscellaneous | Pool heater | TRC | New | EN505 | Solar Pool Heater | Solar Pool Heater | Equip | 15 | Pool heater | 12.54% | Tech/Econ | 86.11% | 0 | 0 | 0
Tech | Manufactured Home | Miscellaneous | Pool heater | TRC | New | EN496 | Heat Pump Pool Heater | Heat Pump Pool Heater | Equip | 15 | Pool heater | 44.46% | Tech/Econ | 80% | 0 | 0 | 0
Tech | Manufactured Home | Domestic Hot Water | Point-of-use | TRC | New | NN592 | Water Heater Timeclock | Water Heater Timeclock | NonEquip | 7 |  | 45% | Tech/Econ | 5% | 0 | 0 | 0
Tech | Manufactured Home | Domestic Hot Water | Point-of-use | TRC | New | NN586 | Water Heater Thermostat Setback (temperature check card) | Water Heater Thermostat Setback | NonEquip | 4 |  | 0.9177% | Tech/Econ | 1.494% | 0 | 0 | 0
Tech | Manufactured Home | Domestic Hot Water | Point-of-use | TRC | New | NN580 | Water Heater Blanket | Water Heater Blanket | NonEquip | 7 |  | 1.582% | Tech/Econ | 10.31% | 5.9398 | 0.000535 | 0.0011516
Tech | Manufactured Home | Domestic Hot Water | Point-of-use | TRC | New | NN574 | Thermostatic Shower Restriction Valve | Thermostatic Shower Restriction Valve | NonEquip | 10 |  | 16% | Tech/Econ | 2.95% | 0 | 0 | 0
Tech | Manufactured Home | Domestic Hot Water | Point-of-use | TRC | New | NN568 | Low Flow Showerhead | Low Flow Showerhead | NonEquip | 9 |  | 80% | Tech/Econ | 9.393% | 273.1673 | 0.024604 | 0.052963
Tech | Manufactured Home | Domestic Hot Water | Point-of-use | TRC | New | NN562 | Hot Water Pipe Insulation | Hot Water Pipe Insulation | NonEquip | 13 |  | 15% | Tech/Econ | 7.656% | 22.9537 | 0.0020675 | 0.0044504
Tech | Manufactured Home | Domestic Hot Water | Point-of-use | TRC | New | NN556 | Heat Trap | Heat Trap | NonEquip | 10 |  | 12% | Tech/Econ | 4.211% | 0 | 0 | 0
Tech | Manufactured Home | Domestic Hot Water | Point-of-use | TRC | New | NN550 | Faucet Aerator | Faucet Aerator | NonEquip | 10 |  | 18% | Tech/Econ | 0.9235% | 0 | 0 | 0
Tech | Manufactured Home | Domestic Hot Water | Point-of-use | TRC | New | NN544 | Drain Water Heat Recovery | Drain Water Heat Recovery | NonEquip | 15 |  | 9.5% | Tech/Econ | 12.3% | 43.0488 | 0.0038774 | 0.0083466
Tech | Manufactured Home | Domestic Hot Water | Point-of-use | TRC | Existing | NE589 | Water Heater Timeclock | Water Heater Timeclock | NonEquip | 7 |  | 47.61% | Tech/Econ | 5% | 4618.5623 | 0 | 0
Tech | Manufactured Home | Domestic Hot Water | Point-of-use | TRC | Existing | NE583 | Water Heater Thermostat Setback (temperature check card) | Water Heater Thermostat Setback | NonEquip | 4 |  | 0% | Tech/Econ | 1.494% | 0 | 0 | 0
Tech | Manufactured Home | Domestic Hot Water | Point-of-use | TRC | Existing | NE577 | Water Heater Blanket | Water Heater Blanket | NonEquip | 7 |  | 9.142% | Tech/Econ | 10.78% | 2178.6385 | 0.19623 | 0.42241
Tech | Manufactured Home | Domestic Hot Water | Point-of-use | TRC | Existing | NE571 | Thermostatic Shower Restriction Valve | Thermostatic Shower Restriction Valve | NonEquip | 10 |  | 0% | Tech/Econ | 2.95% | 0 | 0 | 0
Tech | Manufactured Home | Domestic Hot Water | Point-of-use | TRC | Existing | NE565 | Low Flow Showerhead | Low Flow Showerhead | NonEquip | 9 |  | 36% | Tech/Econ | 9.393% | 7403.5814 | 0.66685 | 1.4355
Tech | Manufactured Home | Domestic Hot Water | Point-of-use | TRC | Existing | NE559 | Hot Water Pipe Insulation | Hot Water Pipe Insulation | NonEquip | 13 |  | 33.75% | Tech/Econ | 7.656% | 5465.8817 | 0.49232 | 1.0598
Tech | Manufactured Home | Domestic Hot Water | Point-of-use | TRC | Existing | NE553 | Heat Trap | Heat Trap | NonEquip | 10 |  | 0% | Tech/Econ | 4.211% | 0 | 0 | 0
Tech | Manufactured Home | Domestic Hot Water | Point-of-use | TRC | Existing | NE547 | Faucet Aerator | Faucet Aerator | NonEquip | 10 |  | 40.5% | Tech/Econ | 2.216% | 1700.199 | 0.15314 | 0.32965
Tech | Manufactured Home | Domestic Hot Water | Point-of-use | TRC | Existing | NE541 | Drain Water Heat Recovery | Drain Water Heat Recovery | NonEquip | 15 |  | 9.5% | Tech/Econ | 12.3% | 2614.2862 | 0.23547 | 0.50687
Tech | Manufactured Home | Domestic Hot Water | Point-of-use | TRC | Turnover | ET85 | Instantaneous Hot Water System | Instantaneous Hot Water System | Equip | 20 | Point-of-use | 99.96% | Tech/Econ | 5.847% | 12043.2504 | -0.279 | 3.3169
Tech | Manufactured Home | Domestic Hot Water | Point-of-use | TRC | New | EN91 | Instantaneous Hot Water System | Instantaneous Hot Water System | Equip | 20 | Point-of-use | 99.96% | Tech/Econ | 5.847% | 195.1418 | -0.0045207 | 0.053744
Tech | Manufactured Home | Cooking | Oven | TRC | Turnover | ET58 | High Efficiency Convection Oven | High Efficiency Convection Oven | Equip | 12 | Oven | 75% | Tech/Econ | 20% | 1330615.371 | 547.9166 | 91.3194
Tech | Manufactured Home | Cooking | Oven | TRC | New | EN64 | High Efficiency Convection Oven | High Efficiency Convection Oven | Equip | 12 | Oven | 75% | Tech/Econ | 20% | 21910.926 | 9.0224 | 1.5037
Tech | Manufactured Home | Electronics | Other AV | TRC | New | NN598 | Smart Power Strip | Smart Power Strip | NonEquip | 5 |  | 90% | Tech/Econ | 2.865% | 0 | 0 | 0
Tech | Manufactured Home | Electronics | Other AV | TRC | Existing | NE595 | Smart Power Strip | Smart Power Strip | NonEquip | 5 |  | 90% | Tech/Econ | 2.865% | 0 | 0 | 0
Tech | Manufactured Home | Electronics | Other AV | TRC | Turnover | ET112 | ENERGY STAR Audio/Video Equipment | Energy Star Audio-Video Equipment | Equip | 5 | Other AV | 43% | Tech/Econ | 81.69% | 0 | 0 | 0
Tech | Manufactured Home | Electronics | Other AV | TRC | New | EN118 | ENERGY STAR Audio/Video Equipment | Energy Star Audio-Video Equipment | Equip | 5 | Other AV | 43% | Tech/Econ | 81.69% | 0 | 0 | 0
Tech | Manufactured Home | Miscellaneous | Other | TRC | Turnover | ET481 | ENERGY STAR Dehumidifier | Energy Star Dehumidifier | Equip | 12 | Other | 0.3874% | Tech/Econ | 25% | 209878.6351 | 34.4223 | 6.5202
Tech | Manufactured Home | Miscellaneous | Other | TRC | New | EN487 | ENERGY STAR Dehumidifier | Energy Star Dehumidifier | Equip | 12 | Other | 0.3874% | Tech/Econ | 23.5% | 3248.6601 | 0.53281 | 0.10092
Tech | Manufactured Home | Lighting | Interior specialty | TRC | New | NN916 | Interior Lighting Controls | Interior Lighting Controls | NonEquip | 8 | Interior screw-in | 0% | Tech/Econ | 28.57% | 0 | 0 | 0
Tech | Manufactured Home | Lighting | Interior specialty | TRC | New | NN910 | Exterior Lighting Controls | Exterior Lighting Controls | NonEquip | 10 | Exterior screw-in | 0% | Tech/Econ | 50% | 0 | 0 | 0
Tech | Manufactured Home | Lighting | Interior specialty | TRC | Existing | NE913 | Interior Lighting Controls | Interior Lighting Controls | NonEquip | 8 | Interior screw-in | 0% | Tech/Econ | 28.57% | 0 | 0 | 0
Tech | Manufactured Home | Lighting | Interior specialty | TRC | Existing | NE907 | Exterior Lighting Controls | Exterior Lighting Controls | NonEquip | 10 | Exterior screw-in | 0% | Tech/Econ | 50% | 0 | 0 | 0
Tech | Manufactured Home | Lighting | Interior specialty | TRC | Turnover | ET436 | LED -5W Chandelier | LED Specialty Lamps-5W Chandelier | Equip | 10 | Interior specialty | 50% | Tech/Econ | 58.33% | 1083332.874 | 95.2913 | 100.05
Tech | Manufactured Home | Lighting | Interior specialty | TRC | New | EN442 | LED -5W Chandelier | LED Specialty Lamps-5W Chandelier | Equip | 10 | Interior specialty | 50% | Tech/Econ | 58.33% | 17838.9841 | 1.5691 | 1.6475
Tech | Manufactured Home | Lighting | Interior screw-in | TRC | New | NN916 | Interior Lighting Controls | Interior Lighting Controls | NonEquip | 8 | Interior screw-in | 15.3% | Tech/Econ | 28.57% | 0 | 0 | 0
Tech | Manufactured Home | Lighting | Interior screw-in | TRC | New | NN910 | Exterior Lighting Controls | Exterior Lighting Controls | NonEquip | 10 | Exterior screw-in | 0% | Tech/Econ | 50% | 0 | 0 | 0
Tech | Manufactured Home | Lighting | Interior screw-in | TRC | Existing | NE913 | Interior Lighting Controls | Interior Lighting Controls | NonEquip | 8 | Interior screw-in | 3.06% | Tech/Econ | 28.57% | 491862.1692 | 66.7081 | 50.3701
Tech | Manufactured Home | Lighting | Interior screw-in | TRC | Existing | NE907 | Exterior Lighting Controls | Exterior Lighting Controls | NonEquip | 10 | Exterior screw-in | 0% | Tech/Econ | 50% | 0 | 0 | 0
Tech | Manufactured Home | Lighting | Interior screw-in | TRC | Turnover | ET418 | LED - 9W Flood | LED - 9W Flood | Equip | 10 | Interior screw-in | 50% | Tech/Econ | 53.85% | 28263962.68 | 2486.1335 | 2610.2867
Tech | Manufactured Home | Lighting | Interior screw-in | TRC | Turnover | ET400 | LED - 14W | LED - 14W | Equip | 10 | Interior screw-in | 50% | Tech/Econ | 53.33% | 20457725.38 | 1799.4871 | 1889.3504
Tech | Manufactured Home | Lighting | Interior screw-in | TRC | New | EN424 | LED - 9W Flood | LED - 9W Flood | Equip | 10 | Interior screw-in | 50% | Tech/Econ | 53.85% | 465415.9335 | 40.9386 | 42.983
Tech | Manufactured Home | Lighting | Interior screw-in | TRC | New | EN406 | LED - 14W | LED - 14W | Equip | 10 | Interior screw-in | 50% | Tech/Econ | 53.33% | 336872.4852 | 29.6317 | 31.1115
Tech | Manufactured Home | Lighting | Interior fluorescent | TRC | New | NN916 | Interior Lighting Controls | Interior Lighting Controls | NonEquip | 8 | Interior screw-in | 0% | Tech/Econ | 28.57% | 0 | 0 | 0
Tech | Manufactured Home | Lighting | Interior fluorescent | TRC | New | NN910 | Exterior Lighting Controls | Exterior Lighting Controls | NonEquip | 10 | Exterior screw-in | 0% | Tech/Econ | 50% | 0 | 0 | 0
Tech | Manufactured Home | Lighting | Interior fluorescent | TRC | Existing | NE913 | Interior Lighting Controls | Interior Lighting Controls | NonEquip | 8 | Interior screw-in | 0% | Tech/Econ | 28.57% | 0 | 0 | 0
Tech | Manufactured Home | Lighting | Interior fluorescent | TRC | Existing | NE907 | Exterior Lighting Controls | Exterior Lighting Controls | NonEquip | 10 | Exterior screw-in | 0% | Tech/Econ | 50% | 0 | 0 | 0
Tech | Manufactured Home | Lighting | Interior fluorescent | TRC | Turnover | ET454 | Low Wattage T8 Fixture | Low Wattage T8 Fixture | Equip | 15 | Interior fluorescent | 0% | Tech/Econ | 18.75% | 0 | 0 | 0
Tech | Manufactured Home | Lighting | Interior fluorescent | TRC | Turnover | ET445 | Linear LED | Linear LED | Equip | 15 | Interior fluorescent | 79% | Tech/Econ | 43.75% | 6343815.649 | 0 | 0.00036952
Tech | Manufactured Home | Lighting | Interior fluorescent | TRC | New | EN460 | Low Wattage T8 Fixture | Low Wattage T8 Fixture | Equip | 15 | Interior fluorescent | 0% | Tech/Econ | 18.75% | 0 | 0 | 0
Tech | Manufactured Home | Lighting | Interior fluorescent | TRC | New | EN451 | Linear LED | Linear LED | Equip | 15 | Interior fluorescent | 79% | Tech/Econ | 43.75% | 104462.0993 | 0 | 6.0848e-06
Tech | Manufactured Home | Electronics | Home office | TRC | New | NN598 | Smart Power Strip | Smart Power Strip | NonEquip | 5 |  | 90% | Tech/Econ | 2.865% | 514.3589 | 0.056657 | 0.044209
Tech | Manufactured Home | Electronics | Home office | TRC | Existing | NE595 | Smart Power Strip | Smart Power Strip | NonEquip | 5 |  | 90% | Tech/Econ | 2.865% | 31236.1882 | 3.4407 | 2.6847
Tech | Manufactured Home | Electronics | Home office | TRC | Turnover | ET130 | ENERGY STAR Personal Computer | Energy Star Personal Computer | Equip | 4 | Home office | 35% | Tech/Econ | 43.62% | 219210.7722 | 34.755 | 7.4508
Tech | Manufactured Home | Electronics | Home office | TRC | Turnover | ET121 | ENERGY STAR Imaging Equipment | Energy Star Imaging Equipment | Equip | 5 | Home office | 1% | Tech/Econ | 42.61% | 5184.1007 | 0.47001 | 0.27443
Tech | Manufactured Home | Electronics | Home office | TRC | New | EN136 | ENERGY STAR Personal Computer | Energy Star Personal Computer | Equip | 4 | Home office | 35% | Tech/Econ | 43.62% | 3609.6915 | 0.5723 | 0.12269
Tech | Manufactured Home | Electronics | Home office | TRC | New | EN127 | ENERGY STAR Imaging Equipment | Energy Star Imaging Equipment | Equip | 5 | Home office | 1% | Tech/Econ | 42.61% | 85.3653 | 0.0077395 | 0.004519
Tech | Manufactured Home | Space Heating | Heat pump-heating | TRC | New | NN868 | Spray Foam Insulation (Base: R30) | Spray Foam Insulation(Base R30) | NonEquip | 20 |  | 72% | Tech/Econ | 15.85% | 48319.3292 | 0 | 115.4461
Tech | Manufactured Home | Space Heating | Heat pump-heating | TRC | New | NN856 | Spray Foam Insulation (Base: R2) | Spray Foam Insulation(Base R2) | NonEquip | 20 |  | 0% | Tech/Econ | 53.56% | 0 | 0 | 0
Tech | Manufactured Home | Space Heating | Heat pump-heating | TRC | New | NN844 | Spray Foam Insulation (Base: R19) | Spray Foam Insulation(Base R19) | NonEquip | 20 |  | 0% | Tech/Econ | 21.82% | 0 | 0 | 0
Tech | Manufactured Home | Space Heating | Heat pump-heating | TRC | New | NN832 | Spray Foam Insulation (Base: R12) | Spray Foam Insulation(Base R12) | NonEquip | 20 |  | 0% | Tech/Econ | 29.01% | 0 | 0 | 0
Tech | Manufactured Home | Space Heating | Heat pump-heating | TRC | New | NN826 | Smart Thermostats | Smart Thermostat | NonEquip | 11 |  | 90% | Tech/Econ | 4% | 0 | 0 | 0
Tech | Manufactured Home | Space Heating | Heat pump-heating | TRC | New | NN796 | Radiant Barrier | Radiant Barrier | NonEquip | 20 |  | 0.95% | Tech/Econ | 10% | 0 | 0 | 0
Tech | Manufactured Home | Space Heating | Heat pump-heating | TRC | New | NN790 | Programmable Thermostat | Programmable Thermostat | NonEquip | 11 |  | 2% | Tech/Econ | 1.72% | 0 | 0 | 0
Tech | Manufactured Home | Space Heating | Heat pump-heating | TRC | New | NN766 | Home Energy Management System | Home Energy Management System | NonEquip | 11 |  | 6.5% | Tech/Econ | 15% | 3658.1574 | 0 | 3.0752
Tech | Manufactured Home | Space Heating | Heat pump-heating | TRC | New | NN742 | Green Roof | Green Roof | NonEquip | 20 |  | 2.7% | Tech/Econ | 14.65% | 1469.9946 | 0 | 1.5492
Tech | Manufactured Home | Space Heating | Heat pump-heating | TRC | New | NN724 | ENERGY STAR Windows | Energy Star Windows | NonEquip | 20 |  | 19% | Tech/Econ | 0.7885% | 0 | 0 | 0
Tech | Manufactured Home | Space Heating | Heat pump-heating | TRC | New | NN712 | ENERGY STAR Door | Energy Star Door | NonEquip | 20 |  | 14.25% | Tech/Econ | 0.8407% | 0 | 0 | 0
Tech | Manufactured Home | Space Heating | Heat pump-heating | TRC | New | NN700 | ENERGY STAR Certified Roof Products | Energy Star Certified Roof Products | NonEquip | 20 |  | 54% | Tech/Econ | 12.5% | 8696.5858 | 0 | 9.1649
Tech | Manufactured Home | Space Heating | Heat pump-heating | TRC | New | NN652 | Ceiling Insulation (R30 to R38) | Ceiling Insulation(R30 to R38) | NonEquip | 20 |  | 8% | Tech/Econ | 3.233% | 0 | 0 | 0
Tech | Manufactured Home | Space Heating | Heat pump-heating | TRC | New | NN640 | Ceiling Insulation (R2 to R38) | Ceiling Insulation(R2 to R38) | NonEquip | 20 |  | 0% | Tech/Econ | 48.55% | 0 | 0 | 0
Tech | Manufactured Home | Space Heating | Heat pump-heating | TRC | New | NN628 | Ceiling Insulation (R19 to R38) | Ceiling Insulation(R19 to R38) | NonEquip | 20 |  | 0% | Tech/Econ | 10.49% | 0 | 0 | 0
Tech | Manufactured Home | Space Heating | Heat pump-heating | TRC | New | NN616 | Ceiling Insulation (R12 to R38) | Ceiling Insulation(R12 to R38) | NonEquip | 20 |  | 0% | Tech/Econ | 19.59% | 0 | 0 | 0
Tech | Manufactured Home | Space Heating | Heat pump-heating | TRC | Existing | NE895 | Wall Insulation | Wall Insulation | NonEquip | 20 |  | 6.75% | Tech/Econ | 34.34% | 615957.2281 | 0 | 492.5983
Tech | Manufactured Home | Space Heating | Heat pump-heating | TRC | Existing | NE883 | Storm Door | Storm Door | NonEquip | 20 |  | 0% | Tech/Econ | 1.019% | 0 | 0 | 0
Tech | Manufactured Home | Space Heating | Heat pump-heating | TRC | Existing | NE865 | Spray Foam Insulation (Base: R30) | Spray Foam Insulation(Base R30) | NonEquip | 20 |  | 35.13% | Tech/Econ | 15.85% | 1207193.561 | 0 | 2884.2661
Tech | Manufactured Home | Space Heating | Heat pump-heating | TRC | Existing | NE853 | Spray Foam Insulation (Base: R2) | Spray Foam Insulation(Base R2) | NonEquip | 20 |  | 14.63% | Tech/Econ | 53.56% | 2276721.88 | 0 | 3425.0262
Tech | Manufactured Home | Space Heating | Heat pump-heating | TRC | Existing | NE841 | Spray Foam Insulation (Base: R19) | Spray Foam Insulation(Base R19) | NonEquip | 20 |  | 5.725% | Tech/Econ | 21.82% | 307834.4103 | 0 | 623.9804
Tech | Manufactured Home | Space Heating | Heat pump-heating | TRC | Existing | NE829 | Spray Foam Insulation (Base: R12) | Spray Foam Insulation(Base R12) | NonEquip | 20 |  | 14.21% | Tech/Econ | 29.01% | 1059710.686 | 0 | 1907.4473
Tech | Manufactured Home | Space Heating | Heat pump-heating | TRC | Existing | NE823 | Smart Thermostats | Smart Thermostat | NonEquip | 11 |  | 90% | Tech/Econ | 4% | 597044.264 | 0 | 0
Tech | Manufactured Home | Space Heating | Heat pump-heating | TRC | Existing | NE811 | Sealed crawlspace | Sealed crawlspace | NonEquip | 11 |  | 5.88% | Tech/Econ | 1.298% | 12130.2053 | 0 | 12.7835
Tech | Manufactured Home | Space Heating | Heat pump-heating | TRC | Existing | NE793 | Radiant Barrier | Radiant Barrier | NonEquip | 20 |  | 0.95% | Tech/Econ | 10% | 16544.604 | 0 | 17.4356
Tech | Manufactured Home | Space Heating | Heat pump-heating | TRC | Existing | NE787 | Programmable Thermostat | Programmable Thermostat | NonEquip | 11 |  | 2% | Tech/Econ | 1.72% | 5468.7097 | 0 | 0
Tech | Manufactured Home | Space Heating | Heat pump-heating | TRC | Existing | NE763 | Home Energy Management System | Home Energy Management System | NonEquip | 11 |  | 6.5% | Tech/Econ | 15% | 199639.1593 | 0 | 167.8233
Tech | Manufactured Home | Space Heating | Heat pump-heating | TRC | Existing | NE745 | Heat Pump Tune Up | Heat Pump Tune Up | NonEquip | 2 | Heat pump-heating | 0% | Tech/Econ | 5% | 0 | 0 | 0
Tech | Manufactured Home | Space Heating | Heat pump-heating | TRC | Existing | NE739 | Green Roof | Green Roof | NonEquip | 20 |  | 0.225% | Tech/Econ | 14.65% | 6685.2529 | 0 | 7.0453
Tech | Manufactured Home | Space Heating | Heat pump-heating | TRC | Existing | NE727 | Floor Insulation | Floor Insulation | NonEquip | 20 |  | 8% | Tech/Econ | 0.5847% | 7415.8765 | 0 | 4.8053
Tech | Manufactured Home | Space Heating | Heat pump-heating | TRC | Existing | NE721 | ENERGY STAR Windows | Energy Star Windows | NonEquip | 20 |  | 19% | Tech/Econ | 2.305% | 69928.3855 | 0 | 280.7823
Tech | Manufactured Home | Space Heating | Heat pump-heating | TRC | Existing | NE709 | ENERGY STAR Door | Energy Star Door | NonEquip | 20 |  | 14.25% | Tech/Econ | 1.185% | 26806.878 | 0 | 51.4877
Tech | Manufactured Home | Space Heating | Heat pump-heating | TRC | Existing | NE697 | ENERGY STAR Certified Roof Products | Energy Star Certified Roof Products | NonEquip | 20 |  | 54% | Tech/Econ | 12.5% | 1368190.356 | 0 | 1441.8746
Tech | Manufactured Home | Space Heating | Heat pump-heating | TRC | Existing | NE685 | Duct Repair | Duct Repair | NonEquip | 11 |  | 65% | Tech/Econ | 12% | 1474301.117 | 0 | 1553.6999
Tech | Manufactured Home | Space Heating | Heat pump-heating | TRC | Existing | NE673 | Duct Insulation | Duct Insulation | NonEquip | 15 |  | 0% | Tech/Econ | 2.045% | 0 | 0 | 0
Tech | Manufactured Home | Space Heating | Heat pump-heating | TRC | Existing | NE649 | Ceiling Insulation (R30 to R38) | Ceiling Insulation(R30 to R38) | NonEquip | 20 |  | 3.904% | Tech/Econ | 3.233% | 20178.2722 | 0 | 26.6632
Tech | Manufactured Home | Space Heating | Heat pump-heating | TRC | Existing | NE637 | Ceiling Insulation (R2 to R38) | Ceiling Insulation(R2 to R38) | NonEquip | 20 |  | 1.625% | Tech/Econ | 48.55% | 211342.532 | 0 | 288.1067
Tech | Manufactured Home | Space Heating | Heat pump-heating | TRC | Existing | NE625 | Ceiling Insulation (R19 to R38) | Ceiling Insulation(R19 to R38) | NonEquip | 20 |  | 0.6361% | Tech/Econ | 10.49% | 11622.6486 | 0 | 15.6626
Tech | Manufactured Home | Space Heating | Heat pump-heating | TRC | Existing | NE613 | Ceiling Insulation (R12 to R38) | Ceiling Insulation(R12 to R38) | NonEquip | 20 |  | 1.579% | Tech/Econ | 19.59% | 75257.4657 | 0 | 100.2195
Tech | Manufactured Home | Space Heating | Heat pump-heating | TRC | Existing | NE607 | Air Sealing/Infiltration Control | Air Sealing-Infiltration Control | NonEquip | 11 |  | 52% | Tech/Econ | 9% | 814265.1453 | 0 | 858.1176
Tech | Manufactured Home | Space Heating | Heat pump-heating | TRC | Turnover | ET337 | Ground Source Heat Pump (GSHP) | Ground Source Heat Pump | Equip | 22 | Heat pump-heating | 2.995% | Tech/Econ | 33.19% | 257995.5271 | 0 | 200.2048
Tech | Manufactured Home | Space Heating | Heat pump-heating | TRC | Turnover | ET301 | 21 SEER Air Source Heat Pump from base electric resistance heating | 21 SEER ASHP from base electric resistance heating | Equip | 15 | Heat pump-heating | 32% | Tech/Econ | 65.9% | 7768175.231 | 0 | 13766.0987
Tech | Manufactured Home | Space Heating | Heat pump-heating | TRC | Turnover | ET283 | 21 SEER Air Source Heat Pump | 21 SEER Air Source Heat Pump | Equip | 15 | Heat pump-heating | 59% | Tech/Econ | 18% | 2576342.694 | 0 | 22606.2255
Tech | Manufactured Home | Space Heating | Heat pump-heating | TRC | Turnover | ET256 | 18 SEER Air Source Heat Pump | 18 SEER Air Source Heat Pump | Equip | 15 | Heat pump-heating | 0% | Tech/Econ | 13.68% | 0 | 0 | 0
Tech | Manufactured Home | Space Heating | Heat pump-heating | TRC | Turnover | ET229 | 17 SEER Air Source Heat Pump | 17 SEER Air Source Heat Pump | Equip | 15 | Heat pump-heating | 0% | Tech/Econ | 13.68% | 0 | 0 | 0
Tech | Manufactured Home | Space Heating | Heat pump-heating | TRC | Turnover | ET202 | 16 SEER Air Source Heat Pump | 16 SEER Air Source Heat Pump | Equip | 15 | Heat pump-heating | 0% | Tech/Econ | 8.889% | 0 | 0 | 0
Tech | Manufactured Home | Space Heating | Heat pump-heating | TRC | Turnover | ET175 | 15 SEER Air Source Heat Pump | 15 SEER Air Source Heat Pump | Equip | 15 | Heat pump-heating | 0% | Tech/Econ | 3.529% | 0 | 0 | 0
Tech | Manufactured Home | Space Heating | Heat pump-heating | TRC | Turnover | ET157 | 14 SEER Air Source Heat Pump from base electric resistance heating | 14 SEER ASHP from base electric resistance heating | Equip | 15 | Heat pump-heating | 0% | Tech/Econ | 58.41% | 0 | 0 | 0
Tech | Manufactured Home | Space Heating | Heat pump-heating | TRC | New | EN343 | Ground Source Heat Pump (GSHP) | Ground Source Heat Pump | Equip | 22 | Heat pump-heating | 2.995% | Tech/Econ | 33.19% | 4756.3207 | 0 | 3.6909
Tech | Manufactured Home | Space Heating | Heat pump-heating | TRC | New | EN307 | 21 SEER Air Source Heat Pump from base electric resistance heating | 21 SEER ASHP from base electric resistance heating | Equip | 15 | Heat pump-heating | 32% | Tech/Econ | 65.9% | 127916.6891 | 0 | 226.6831
Tech | Manufactured Home | Space Heating | Heat pump-heating | TRC | New | EN289 | 21 SEER Air Source Heat Pump | 21 SEER Air Source Heat Pump | Equip | 15 | Heat pump-heating | 59% | Tech/Econ | 18% | 50321.4243 | 0 | 441.5474
Tech | Manufactured Home | Space Heating | Heat pump-heating | TRC | New | EN262 | 18 SEER Air Source Heat Pump | 18 SEER Air Source Heat Pump | Equip | 15 | Heat pump-heating | 0% | Tech/Econ | 13.68% | 0 | 0 | 0
Tech | Manufactured Home | Space Heating | Heat pump-heating | TRC | New | EN235 | 17 SEER Air Source Heat Pump | 17 SEER Air Source Heat Pump | Equip | 15 | Heat pump-heating | 0% | Tech/Econ | 13.68% | 0 | 0 | 0
Tech | Manufactured Home | Space Heating | Heat pump-heating | TRC | New | EN208 | 16 SEER Air Source Heat Pump | 16 SEER Air Source Heat Pump | Equip | 15 | Heat pump-heating | 0% | Tech/Econ | 8.889% | 0 | 0 | 0
Tech | Manufactured Home | Space Heating | Heat pump-heating | TRC | New | EN181 | 15 SEER Air Source Heat Pump | 15 SEER Air Source Heat Pump | Equip | 15 | Heat pump-heating | 0% | Tech/Econ | 3.529% | 0 | 0 | 0
Tech | Manufactured Home | Space Heating | Heat pump-heating | TRC | New | EN163 | 14 SEER Air Source Heat Pump from base electric resistance heating | 14 SEER ASHP from base electric resistance heating | Equip | 15 | Heat pump-heating | 0% | Tech/Econ | 58.41% | 0 | 0 | 0
Tech | Manufactured Home | Space Cooling | Heat pump-cooling | TRC | New | NN922 | Solar Attic Fan | Solar Attic Fan | NonEquip | 15 |  | 0.95% | Tech/Econ | 6% | 0 | 0 | 0
Tech | Manufactured Home | Space Cooling | Heat pump-cooling | TRC | New | NN904 | Window Sun Protection | Window Sun Protection | NonEquip | 10 |  | 30% | Tech/Econ | 5.092% | 0 | 0 | 0
Tech | Manufactured Home | Space Cooling | Heat pump-cooling | TRC | New | NN880 | Storm Door | Storm Door | NonEquip | 20 |  | 0% | Tech/Econ | 2.117% | 0 | 0 | 0
Tech | Manufactured Home | Space Cooling | Heat pump-cooling | TRC | New | NN874 | Spray Foam Insulation (Base: R30) | Spray Foam Insulation(Base R30) | NonEquip | 20 |  | 72% | Tech/Econ | 14.32% | 379692.395 | 228.6069 | 0
Tech | Manufactured Home | Space Cooling | Heat pump-cooling | TRC | New | NN862 | Spray Foam Insulation (Base: R2) | Spray Foam Insulation(Base R2) | NonEquip | 20 |  | 0% | Tech/Econ | 33.36% | 0 | 0 | 0
Tech | Manufactured Home | Space Cooling | Heat pump-cooling | TRC | New | NN850 | Spray Foam Insulation (Base: R19) | Spray Foam Insulation(Base R19) | NonEquip | 20 |  | 0% | Tech/Econ | 16.36% | 0 | 0 | 0
Tech | Manufactured Home | Space Cooling | Heat pump-cooling | TRC | New | NN838 | Spray Foam Insulation (Base: R12) | Spray Foam Insulation(Base R12) | NonEquip | 20 |  | 0% | Tech/Econ | 19.3% | 0 | 0 | 0
Tech | Manufactured Home | Space Cooling | Heat pump-cooling | TRC | New | NN820 | Smart Thermostats | Smart Thermostat | NonEquip | 11 |  | 90% | Tech/Econ | 4% | 0 | 0 | 0
Tech | Manufactured Home | Space Cooling | Heat pump-cooling | TRC | New | NN802 | Radiant Barrier | Radiant Barrier | NonEquip | 20 |  | 0.95% | Tech/Econ | 10% | 0 | 0 | 0
Tech | Manufactured Home | Space Cooling | Heat pump-cooling | TRC | New | NN760 | Home Energy Management System | Home Energy Management System | NonEquip | 11 |  | 6.5% | Tech/Econ | 7.12% | 0 | 0 | 0
Tech | Manufactured Home | Space Cooling | Heat pump-cooling | TRC | New | NN736 | Green Roof | Green Roof | NonEquip | 20 |  | 2.7% | Tech/Econ | 14.65% | 14623.874 | 16.6613 | 0
Tech | Manufactured Home | Space Cooling | Heat pump-cooling | TRC | New | NN718 | ENERGY STAR Windows | Energy Star Windows | NonEquip | 20 |  | 19% | Tech/Econ | 6.542% | 0 | 0 | 0
Tech | Manufactured Home | Space Cooling | Heat pump-cooling | TRC | New | NN706 | ENERGY STAR Door | Energy Star Door | NonEquip | 20 |  | 14.25% | Tech/Econ | 2.636% | 0 | 0 | 0
Tech | Manufactured Home | Space Cooling | Heat pump-cooling | TRC | New | NN694 | ENERGY STAR Certified Roof Products | Energy Star Certified Roof Products | NonEquip | 20 |  | 54% | Tech/Econ | 12.5% | 104420.4186 | 118.9681 | 0
Tech | Manufactured Home | Space Cooling | Heat pump-cooling | TRC | New | NN646 | Ceiling Insulation (R2 to R38) | Ceiling Insulation(R2 to R38) | NonEquip | 20 |  | 0% | Tech/Econ | 25.25% | 0 | 0 | 0
Tech | Manufactured Home | Space Cooling | Heat pump-cooling | TRC | New | NN634 | Ceiling Insulation (R19 to R38) | Ceiling Insulation(R19 to R38) | NonEquip | 20 |  | 0% | Tech/Econ | 3.988% | 0 | 0 | 0
Tech | Manufactured Home | Space Cooling | Heat pump-cooling | TRC | New | NN622 | Ceiling Insulation (R12 to R38) | Ceiling Insulation(R12 to R38) | NonEquip | 20 |  | 0% | Tech/Econ | 7.735% | 0 | 0 | 0
Tech | Manufactured Home | Space Cooling | Heat pump-cooling | TRC | Existing | NE919 | Solar Attic Fan | Solar Attic Fan | NonEquip | 15 |  | 0.95% | Tech/Econ | 6% | 86783.5444 | 29.8433 | 0
Tech | Manufactured Home | Space Cooling | Heat pump-cooling | TRC | Existing | NE901 | Window Sun Protection | Window Sun Protection | NonEquip | 10 |  | 30% | Tech/Econ | 5.092% | 2324655.209 | 1020.0476 | -1600.301
Tech | Manufactured Home | Space Cooling | Heat pump-cooling | TRC | Existing | NE889 | Wall Insulation | Wall Insulation | NonEquip | 20 |  | 6.75% | Tech/Econ | 4.781% | 483607.7805 | 1118.3062 | 0
Tech | Manufactured Home | Space Cooling | Heat pump-cooling | TRC | Existing | NE877 | Storm Door | Storm Door | NonEquip | 20 |  | 0% | Tech/Econ | 3.195% | 0 | 0 | 0
Tech | Manufactured Home | Space Cooling | Heat pump-cooling | TRC | Existing | NE871 | Spray Foam Insulation (Base: R30) | Spray Foam Insulation(Base R30) | NonEquip | 20 |  | 35.13% | Tech/Econ | 14.32% | 9932548.265 | 5980.2322 | 0
Tech | Manufactured Home | Space Cooling | Heat pump-cooling | TRC | Existing | NE859 | Spray Foam Insulation (Base: R2) | Spray Foam Insulation(Base R2) | NonEquip | 20 |  | 14.63% | Tech/Econ | 33.36% | 15258938.38 | 11761.6279 | 0
Tech | Manufactured Home | Space Cooling | Heat pump-cooling | TRC | Existing | NE847 | Spray Foam Insulation (Base: R19) | Spray Foam Insulation(Base R19) | NonEquip | 20 |  | 5.725% | Tech/Econ | 16.36% | 1866180.745 | 1203.6418 | 0
Tech | Manufactured Home | Space Cooling | Heat pump-cooling | TRC | Existing | NE835 | Spray Foam Insulation (Base: R12) | Spray Foam Insulation(Base R12) | NonEquip | 20 |  | 14.21% | Tech/Econ | 19.3% | 5833194.631 | 3999.2922 | 0
Tech | Manufactured Home | Space Cooling | Heat pump-cooling | TRC | Existing | NE817 | Smart Thermostats | Smart Thermostat | NonEquip | 11 |  | 90% | Tech/Econ | 4% | 5376844.241 | 0 | 0
Tech | Manufactured Home | Space Cooling | Heat pump-cooling | TRC | Existing | NE799 | Radiant Barrier | Radiant Barrier | NonEquip | 20 |  | 0.95% | Tech/Econ | 10% | 153083.3975 | 174.4108 | 0
Tech | Manufactured Home | Space Cooling | Heat pump-cooling | TRC | Existing | NE781 | Programmable Thermostat | Programmable Thermostat | NonEquip | 11 |  | 2% | Tech/Econ | 1.72% | 49254.428 | 0 | 0
Tech | Manufactured Home | Space Cooling | Heat pump-cooling | TRC | Existing | NE757 | Home Energy Management System | Home Energy Management System | NonEquip | 11 |  | 6.5% | Tech/Econ | 7.12% | 709313.7787 | 1358.0643 | 0
Tech | Manufactured Home | Space Cooling | Heat pump-cooling | TRC | Existing | NE751 | Heat Pump Tune Up | Heat Pump Tune Up | NonEquip | 2 | Heat pump-cooling | 0% | Tech/Econ | 5% | 0 | 0 | 0
Tech | Manufactured Home | Space Cooling | Heat pump-cooling | TRC | Existing | NE733 | Green Roof | Green Roof | NonEquip | 20 |  | 0.225% | Tech/Econ | 14.65% | 65091.7844 | 74.1603 | 0
Tech | Manufactured Home | Space Cooling | Heat pump-cooling | TRC | Existing | NE715 | ENERGY STAR Windows | Energy Star Windows | NonEquip | 20 |  | 19% | Tech/Econ | 19.12% | 7513800.441 | 3931.4692 | 0
Tech | Manufactured Home | Space Cooling | Heat pump-cooling | TRC | Existing | NE703 | ENERGY STAR Door | Energy Star Door | NonEquip | 20 |  | 14.25% | Tech/Econ | 3.715% | 761948.5701 | 504.5612 | 0
Tech | Manufactured Home | Space Cooling | Heat pump-cooling | TRC | Existing | NE691 | ENERGY STAR Certified Roof Products | Energy Star Certified Roof Products | NonEquip | 20 |  | 54% | Tech/Econ | 12.5% | 12651106.15 | 14413.6414 | 0
Tech | Manufactured Home | Space Cooling | Heat pump-cooling | TRC | Existing | NE679 | Duct Repair | Duct Repair | NonEquip | 11 |  | 65% | Tech/Econ | 12% | 13632269.66 | 15531.4993 | 0
Tech | Manufactured Home | Space Cooling | Heat pump-cooling | TRC | Existing | NE667 | Duct Insulation | Duct Insulation | NonEquip | 15 |  | 0% | Tech/Econ | 2.045% | 0 | 0 | 0
Tech | Manufactured Home | Space Cooling | Heat pump-cooling | TRC | Existing | NE661 | Central AC Tune Up | Central AC Tune Up | NonEquip | 2 | CAC | 0% | Tech/Econ | 5% | 0 | 0 | 0
Tech | Manufactured Home | Space Cooling | Heat pump-cooling | TRC | Existing | NE643 | Ceiling Insulation (R2 to R38) | Ceiling Insulation(R2 to R38) | NonEquip | 20 |  | 1.625% | Tech/Econ | 25.25% | 876178.1555 | 732.7656 | 0
Tech | Manufactured Home | Space Cooling | Heat pump-cooling | TRC | Existing | NE631 | Ceiling Insulation (R19 to R38) | Ceiling Insulation(R19 to R38) | NonEquip | 20 |  | 0.6361% | Tech/Econ | 3.988% | 36518.6661 | 30.8655 | 0
Tech | Manufactured Home | Space Cooling | Heat pump-cooling | TRC | Existing | NE619 | Ceiling Insulation (R12 to R38) | Ceiling Insulation(R12 to R38) | NonEquip | 20 |  | 1.579% | Tech/Econ | 7.735% | 187404.2396 | 160.1658 | 0
Tech | Manufactured Home | Space Cooling | Heat pump-cooling | TRC | Existing | NE601 | Air Sealing/Infiltration Control | Air Sealing-Infiltration Control | NonEquip | 11 |  | 52% | Tech/Econ | 9% | 7534207.302 | 8583.863 | 0
Tech | Manufactured Home | Space Cooling | Heat pump-cooling | TRC | Turnover | ET328 | Ground Source Heat Pump (GSHP) | Ground Source Heat Pump | Equip | 22 | Heat pump-cooling | 2.995% | Tech/Econ | 6.667% | 304579.0415 | 810.0786 | 0
Tech | Manufactured Home | Space Cooling | Heat pump-cooling | TRC | Turnover | ET292 | 21 SEER Air Source Heat Pump from base electric resistance heating | 21 SEER ASHP from base electric resistance heating | Equip | 15 | Heat pump-cooling | 32% | Tech/Econ | 33.33% | 31739493.02 | 21955.0023 | 0
Tech | Manufactured Home | Space Cooling | Heat pump-cooling | TRC | Turnover | ET274 | 21 SEER Air Source Heat Pump | 21 SEER Air Source Heat Pump | Equip | 15 | Heat pump-cooling | 59% | Tech/Econ | 33.33% | 52270275.91 | 24764.7546 | 0
Tech | Manufactured Home | Space Cooling | Heat pump-cooling | TRC | Turnover | ET247 | 18 SEER Air Source Heat Pump | 18 SEER Air Source Heat Pump | Equip | 15 | Heat pump-cooling | 0% | Tech/Econ | 22.22% | 0 | 0 | 0
Tech | Manufactured Home | Space Cooling | Heat pump-cooling | TRC | Turnover | ET220 | 17 SEER Air Source Heat Pump | 17 SEER Air Source Heat Pump | Equip | 15 | Heat pump-cooling | 0% | Tech/Econ | 17.65% | 0 | 0 | 0
Tech | Manufactured Home | Space Cooling | Heat pump-cooling | TRC | Turnover | ET193 | 16 SEER Air Source Heat Pump | 16 SEER Air Source Heat Pump | Equip | 15 | Heat pump-cooling | 0% | Tech/Econ | 12.5% | 0 | 0 | 0
Tech | Manufactured Home | Space Cooling | Heat pump-cooling | TRC | Turnover | ET166 | 15 SEER Air Source Heat Pump | 15 SEER Air Source Heat Pump | Equip | 15 | Heat pump-cooling | 0% | Tech/Econ | 6.667% | 0 | 0 | 0
Tech | Manufactured Home | Space Cooling | Heat pump-cooling | TRC | Turnover | ET148 | 14 SEER Air Source Heat Pump from base electric resistance heating | 14 SEER ASHP from base electric resistance heating | Equip | 15 | Heat pump-cooling | 0% | Tech/Econ | 0% | 0 | 0 | 0
Tech | Manufactured Home | Space Cooling | Heat pump-cooling | TRC | New | EN334 | Ground Source Heat Pump (GSHP) | Ground Source Heat Pump | Equip | 22 | Heat pump-cooling | 2.995% | Tech/Econ | 6.667% | 6383.6346 | 16.9783 | 0
Tech | Manufactured Home | Space Cooling | Heat pump-cooling | TRC | New | EN298 | 21 SEER Air Source Heat Pump from base electric resistance heating | 21 SEER ASHP from base electric resistance heating | Equip | 15 | Heat pump-cooling | 32% | Tech/Econ | 33.33% | 549451.6449 | 380.0695 | 0
Tech | Manufactured Home | Space Cooling | Heat pump-cooling | TRC | New | EN280 | 21 SEER Air Source Heat Pump | 21 SEER Air Source Heat Pump | Equip | 15 | Heat pump-cooling | 59% | Tech/Econ | 33.33% | 904866.0311 | 428.7099 | 0
Tech | Manufactured Home | Space Cooling | Heat pump-cooling | TRC | New | EN253 | 18 SEER Air Source Heat Pump | 18 SEER Air Source Heat Pump | Equip | 15 | Heat pump-cooling | 0% | Tech/Econ | 22.22% | 0 | 0 | 0
Tech | Manufactured Home | Space Cooling | Heat pump-cooling | TRC | New | EN226 | 17 SEER Air Source Heat Pump | 17 SEER Air Source Heat Pump | Equip | 15 | Heat pump-cooling | 0% | Tech/Econ | 17.65% | 0 | 0 | 0
Tech | Manufactured Home | Space Cooling | Heat pump-cooling | TRC | New | EN199 | 16 SEER Air Source Heat Pump | 16 SEER Air Source Heat Pump | Equip | 15 | Heat pump-cooling | 0% | Tech/Econ | 12.5% | 0 | 0 | 0
Tech | Manufactured Home | Space Cooling | Heat pump-cooling | TRC | New | EN172 | 15 SEER Air Source Heat Pump | 15 SEER Air Source Heat Pump | Equip | 15 | Heat pump-cooling | 0% | Tech/Econ | 6.667% | 0 | 0 | 0
Tech | Manufactured Home | Domestic Hot Water | Heat pump water heater | TRC | New | NN592 | Water Heater Timeclock | Water Heater Timeclock | NonEquip | 7 |  | 45% | Tech/Econ | 5% | 0 | 0 | 0
Tech | Manufactured Home | Domestic Hot Water | Heat pump water heater | TRC | New | NN586 | Water Heater Thermostat Setback (temperature check card) | Water Heater Thermostat Setback | NonEquip | 4 |  | 0.9177% | Tech/Econ | 1.494% | 0 | 0 | 0
Tech | Manufactured Home | Domestic Hot Water | Heat pump water heater | TRC | New | NN580 | Water Heater Blanket | Water Heater Blanket | NonEquip | 7 |  | 1.582% | Tech/Econ | 10.31% | 2.1234 | 0.00019125 | 0.00041169
Tech | Manufactured Home | Domestic Hot Water | Heat pump water heater | TRC | New | NN574 | Thermostatic Shower Restriction Valve | Thermostatic Shower Restriction Valve | NonEquip | 10 |  | 16% | Tech/Econ | 2.95% | 0 | 0 | 0
Tech | Manufactured Home | Domestic Hot Water | Heat pump water heater | TRC | New | NN568 | Low Flow Showerhead | Low Flow Showerhead | NonEquip | 9 |  | 80% | Tech/Econ | 9.393% | 97.653 | 0.0087957 | 0.018934
Tech | Manufactured Home | Domestic Hot Water | Heat pump water heater | TRC | New | NN562 | Hot Water Pipe Insulation | Hot Water Pipe Insulation | NonEquip | 13 |  | 15% | Tech/Econ | 7.656% | 8.2056 | 0.00073909 | 0.001591
Tech | Manufactured Home | Domestic Hot Water | Heat pump water heater | TRC | New | NN556 | Heat Trap | Heat Trap | NonEquip | 10 |  | 12% | Tech/Econ | 4.211% | 0 | 0 | 0
Tech | Manufactured Home | Domestic Hot Water | Heat pump water heater | TRC | New | NN550 | Faucet Aerator | Faucet Aerator | NonEquip | 10 |  | 18% | Tech/Econ | 0.9235% | 0 | 0 | 0
Tech | Manufactured Home | Domestic Hot Water | Heat pump water heater | TRC | New | NN544 | Drain Water Heat Recovery | Drain Water Heat Recovery | NonEquip | 15 |  | 9.5% | Tech/Econ | 12.3% | 15.3893 | 0.0013861 | 0.0029838
Tech | Manufactured Home | Domestic Hot Water | Heat pump water heater | TRC | Existing | NE589 | Water Heater Timeclock | Water Heater Timeclock | NonEquip | 7 |  | 47.61% | Tech/Econ | 5% | 1753.5456 | 0 | 0
Tech | Manufactured Home | Domestic Hot Water | Heat pump water heater | TRC | Existing | NE583 | Water Heater Thermostat Setback (temperature check card) | Water Heater Thermostat Setback | NonEquip | 4 |  | 0% | Tech/Econ | 1.494% | 0 | 0 | 0
Tech | Manufactured Home | Domestic Hot Water | Heat pump water heater | TRC | Existing | NE577 | Water Heater Blanket | Water Heater Blanket | NonEquip | 7 |  | 9.142% | Tech/Econ | 10.78% | 778.8287 | 0.07015 | 0.151
Tech | Manufactured Home | Domestic Hot Water | Heat pump water heater | TRC | Existing | NE571 | Thermostatic Shower Restriction Valve | Thermostatic Shower Restriction Valve | NonEquip | 10 |  | 0% | Tech/Econ | 2.95% | 0 | 0 | 0
Tech | Manufactured Home | Domestic Hot Water | Heat pump water heater | TRC | Existing | NE565 | Low Flow Showerhead | Low Flow Showerhead | NonEquip | 9 |  | 36% | Tech/Econ | 9.393% | 2646.663 | 0.23839 | 0.51315
Tech | Manufactured Home | Domestic Hot Water | Heat pump water heater | TRC | Existing | NE559 | Hot Water Pipe Insulation | Hot Water Pipe Insulation | NonEquip | 13 |  | 33.75% | Tech/Econ | 7.656% | 1953.9661 | 0.176 | 0.37885
Tech | Manufactured Home | Domestic Hot Water | Heat pump water heater | TRC | Existing | NE553 | Heat Trap | Heat Trap | NonEquip | 10 |  | 0% | Tech/Econ | 4.211% | 0 | 0 | 0
Tech | Manufactured Home | Domestic Hot Water | Heat pump water heater | TRC | Existing | NE547 | Faucet Aerator | Faucet Aerator | NonEquip | 10 |  | 40.5% | Tech/Econ | 2.216% | 645.5204 | 0.058143 | 0.12516
Tech | Manufactured Home | Domestic Hot Water | Heat pump water heater | TRC | Existing | NE541 | Drain Water Heat Recovery | Drain Water Heat Recovery | NonEquip | 15 |  | 9.5% | Tech/Econ | 12.3% | 934.5659 | 0.084177 | 0.1812
Tech | Manufactured Home | Domestic Hot Water | Heat pump water heater | TRC | Turnover | ET76 | Heat Pump Water Heater | Heat Pump Water Heater | Equip | 10 | Heat pump water heater | 49% | Tech/Econ | 62.51% | 35315.6923 | 3.1793 | 9.7292
Tech | Manufactured Home | Domestic Hot Water | Heat pump water heater | TRC | New | EN82 | Heat Pump Water Heater | Heat Pump Water Heater | Equip | 10 | Heat pump water heater | 49% | Tech/Econ | 62.51% | 581.5351 | 0.052353 | 0.16021
Tech | Manufactured Home | Appliances | Freezer | TRC | New | NN538 | Removal of 2nd Refrigerator/Freezer | Removal of 2nd Refrigerator-Freezer | NonEquip | 5 | Refrigerator | 0% | Tech/Econ | 100% | 0 | 0 | 0
Tech | Manufactured Home | Appliances | Freezer | TRC | Existing | NE535 | Removal of 2nd Refrigerator/Freezer | Removal of 2nd Refrigerator-Freezer | NonEquip | 5 | Refrigerator | 0% | Tech/Econ | 100% | 0 | 0 | 0
Tech | Manufactured Home | Appliances | Freezer | TRC | Turnover | ET31 | ENERGY STAR Freezer | Energy Star Freezer | Equip | 11 | Freezer | 58% | Tech/Econ | 11.6% | 350551.5924 | 40.0003 | 35.8149
Tech | Manufactured Home | Appliances | Freezer | TRC | New | EN37 | ENERGY STAR Freezer | Energy Star Freezer | Equip | 11 | Freezer | 58% | Tech/Econ | 11.6% | 5772.4495 | 0.65867 | 0.58976
Tech | Manufactured Home | Miscellaneous | Fan | TRC | Turnover | ET472 | ENERGY STAR Ceiling Fan | Energy Star Ceiling Fan | Equip | 20 | Fan | 34% | Tech/Econ | 68.69% | 1652984.782 | 0 | 0.1861
Tech | Manufactured Home | Miscellaneous | Fan | TRC | Turnover | ET463 | ENERGY STAR Bathroom Ventilating Fan | Energy Star Bathroom Ventilating Fan | Equip | 10 | Fan | 72% | Tech/Econ | 62.65% | 2446901.793 | 85.6518 | 342.6074
Tech | Manufactured Home | Miscellaneous | Fan | TRC | New | EN478 | ENERGY STAR Ceiling Fan | Energy Star Ceiling Fan | Equip | 20 | Fan | 34% | Tech/Econ | 68.69% | 27219.3062 | 0 | 0.0056845
Tech | Manufactured Home | Miscellaneous | Fan | TRC | New | EN469 | ENERGY STAR Bathroom Ventilating Fan | Energy Star Bathroom Ventilating Fan | Equip | 10 | Fan | 72% | Tech/Econ | 62.65% | 36934.836 | 1.2929 | 5.1715
Tech | Manufactured Home | Lighting | Exterior screw-in | TRC | New | NN916 | Interior Lighting Controls | Interior Lighting Controls | NonEquip | 8 | Interior screw-in | 0% | Tech/Econ | 28.57% | 0 | 0 | 0
Tech | Manufactured Home | Lighting | Exterior screw-in | TRC | New | NN910 | Exterior Lighting Controls | Exterior Lighting Controls | NonEquip | 10 | Exterior screw-in | 0% | Tech/Econ | 50% | 0 | 0 | 0
Tech | Manufactured Home | Lighting | Exterior screw-in | TRC | Existing | NE913 | Interior Lighting Controls | Interior Lighting Controls | NonEquip | 8 | Interior screw-in | 0% | Tech/Econ | 28.57% | 0 | 0 | 0
Tech | Manufactured Home | Lighting | Exterior screw-in | TRC | Existing | NE907 | Exterior Lighting Controls | Exterior Lighting Controls | NonEquip | 10 | Exterior screw-in | 0% | Tech/Econ | 50% | 0 | 0 | 0
Tech | Manufactured Home | Lighting | Exterior screw-in | TRC | Turnover | ET409 | LED - 9W Flood (Exterior) | LED - 9W Flood (Exterior) | Equip | 10 | Exterior screw-in | 22% | Tech/Econ | 86.15% | 1792068.419 | 0 | 0
Tech | Manufactured Home | Lighting | Exterior screw-in | TRC | Turnover | ET364 | CFL - 15W Flood (Exterior) | CFL - 15W Flood (Exterior) | Equip | 7.8 | Exterior screw-in | 0% | Tech/Econ | 76.92% | 0 | 0 | 0
Tech | Manufactured Home | Lighting | Exterior screw-in | TRC | New | EN415 | LED - 9W Flood (Exterior) | LED - 9W Flood (Exterior) | Equip | 10 | Exterior screw-in | 22% | Tech/Econ | 86.15% | 29509.5633 | 0 | 0
Tech | Manufactured Home | Lighting | Exterior screw-in | TRC | New | EN370 | CFL - 15W Flood (Exterior) | CFL - 15W Flood (Exterior) | Equip | 7.8 | Exterior screw-in | 0% | Tech/Econ | 76.92% | 0 | 0 | 0
Tech | Manufactured Home | Appliances | Dishwasher | TRC | New | NN538 | Removal of 2nd Refrigerator/Freezer | Removal of 2nd Refrigerator-Freezer | NonEquip | 5 | Refrigerator | 0% | Tech/Econ | 100% | 0 | 0 | 0
Tech | Manufactured Home | Appliances | Dishwasher | TRC | Existing | NE535 | Removal of 2nd Refrigerator/Freezer | Removal of 2nd Refrigerator-Freezer | NonEquip | 5 | Refrigerator | 0% | Tech/Econ | 100% | 0 | 0 | 0
Tech | Manufactured Home | Appliances | Dishwasher | TRC | Turnover | ET22 | ENERGY STAR Dishwasher | Energy Star Dishwasher | Equip | 10 | Dishwasher | 9% | Tech/Econ | 13.13% | 497649.0701 | 54.4856 | 59.231
Tech | Manufactured Home | Appliances | Dishwasher | TRC | New | EN28 | ENERGY STAR Dishwasher | Energy Star Dishwasher | Equip | 10 | Dishwasher | 9% | Tech/Econ | 13.13% | 8194.6686 | 0.8972 | 0.97534
Tech | Manufactured Home | Domestic Hot Water | Conventional Tank | TRC | New | NN592 | Water Heater Timeclock | Water Heater Timeclock | NonEquip | 7 |  | 45% | Tech/Econ | 5% | 0 | 0 | 0
Tech | Manufactured Home | Domestic Hot Water | Conventional Tank | TRC | New | NN586 | Water Heater Thermostat Setback (temperature check card) | Water Heater Thermostat Setback | NonEquip | 4 |  | 0.9177% | Tech/Econ | 1.494% | 0 | 0 | 0
Tech | Manufactured Home | Domestic Hot Water | Conventional Tank | TRC | New | NN580 | Water Heater Blanket | Water Heater Blanket | NonEquip | 7 |  | 1.582% | Tech/Econ | 10.31% | 2043.969 | 0.1841 | 0.3963
Tech | Manufactured Home | Domestic Hot Water | Conventional Tank | TRC | New | NN574 | Thermostatic Shower Restriction Valve | Thermostatic Shower Restriction Valve | NonEquip | 10 |  | 16% | Tech/Econ | 2.95% | 0 | 0 | 0
Tech | Manufactured Home | Domestic Hot Water | Conventional Tank | TRC | New | NN568 | Low Flow Showerhead | Low Flow Showerhead | NonEquip | 9 |  | 80% | Tech/Econ | 9.393% | 94001.3125 | 8.4668 | 18.2256
Tech | Manufactured Home | Domestic Hot Water | Conventional Tank | TRC | New | NN562 | Hot Water Pipe Insulation | Hot Water Pipe Insulation | NonEquip | 13 |  | 15% | Tech/Econ | 7.656% | 7898.7571 | 0.71145 | 1.5315
Tech | Manufactured Home | Domestic Hot Water | Conventional Tank | TRC | New | NN556 | Heat Trap | Heat Trap | NonEquip | 10 |  | 12% | Tech/Econ | 4.211% | 0 | 0 | 0
Tech | Manufactured Home | Domestic Hot Water | Conventional Tank | TRC | New | NN550 | Faucet Aerator | Faucet Aerator | NonEquip | 10 |  | 18% | Tech/Econ | 0.9235% | 0 | 0 | 0
Tech | Manufactured Home | Domestic Hot Water | Conventional Tank | TRC | New | NN544 | Drain Water Heat Recovery | Drain Water Heat Recovery | NonEquip | 15 |  | 9.5% | Tech/Econ | 12.3% | 14813.7994 | 1.3343 | 2.8722
Tech | Manufactured Home | Domestic Hot Water | Conventional Tank | TRC | Existing | NE589 | Water Heater Timeclock | Water Heater Timeclock | NonEquip | 7 |  | 47.61% | Tech/Econ | 5% | 1687972.665 | 0 | 0
Tech | Manufactured Home | Domestic Hot Water | Conventional Tank | TRC | Existing | NE583 | Water Heater Thermostat Setback (temperature check card) | Water Heater Thermostat Setback | NonEquip | 4 |  | 0% | Tech/Econ | 1.494% | 0 | 0 | 0
Tech | Manufactured Home | Domestic Hot Water | Conventional Tank | TRC | Existing | NE577 | Water Heater Blanket | Water Heater Blanket | NonEquip | 7 |  | 9.142% | Tech/Econ | 10.78% | 749704.8472 | 67.5266 | 145.3577
Tech | Manufactured Home | Domestic Hot Water | Conventional Tank | TRC | Existing | NE571 | Thermostatic Shower Restriction Valve | Thermostatic Shower Restriction Valve | NonEquip | 10 |  | 0% | Tech/Econ | 2.95% | 0 | 0 | 0
Tech | Manufactured Home | Domestic Hot Water | Conventional Tank | TRC | Existing | NE565 | Low Flow Showerhead | Low Flow Showerhead | NonEquip | 9 |  | 36% | Tech/Econ | 9.393% | 2547692.434 | 229.4729 | 493.9632
Tech | Manufactured Home | Domestic Hot Water | Conventional Tank | TRC | Existing | NE559 | Hot Water Pipe Insulation | Hot Water Pipe Insulation | NonEquip | 13 |  | 33.75% | Tech/Econ | 7.656% | 1880898.545 | 169.4142 | 364.6809
Tech | Manufactured Home | Domestic Hot Water | Conventional Tank | TRC | Existing | NE553 | Heat Trap | Heat Trap | NonEquip | 10 |  | 0% | Tech/Econ | 4.211% | 0 | 0 | 0
Tech | Manufactured Home | Domestic Hot Water | Conventional Tank | TRC | Existing | NE547 | Faucet Aerator | Faucet Aerator | NonEquip | 10 |  | 40.5% | Tech/Econ | 2.216% | 621381.5472 | 55.9684 | 120.4775
Tech | Manufactured Home | Domestic Hot Water | Conventional Tank | TRC | Existing | NE541 | Drain Water Heat Recovery | Drain Water Heat Recovery | NonEquip | 15 |  | 9.5% | Tech/Econ | 12.3% | 899618.2662 | 81.0294 | 174.4239
Tech | Manufactured Home | Domestic Hot Water | Conventional Tank | TRC | Turnover | ET982 | Solar Water Heater | Solar Water Heater | Equip | 15 | Conventional Tank | 21.56% | Tech/Econ | 76.67% | 18402413.24 | 1375.4317 | 193.1026
Tech | Manufactured Home | Domestic Hot Water | Conventional Tank | TRC | Turnover | ET973 | Heat Pump Water Heater | Heat Pump Water Heater | Equip | 10 | Conventional Tank | 27.44% | Tech/Econ | 62.51% | 15940286.97 | 1435.0212 | 4391.4034
Tech | Manufactured Home | Domestic Hot Water | Conventional Tank | TRC | New | EN988 | Solar Water Heater | Solar Water Heater | Equip | 15 | Conventional Tank | 21.56% | Tech/Econ | 76.67% | 303028.1505 | 22.6489 | 3.1798
Tech | Manufactured Home | Domestic Hot Water | Conventional Tank | TRC | New | EN979 | Heat Pump Water Heater | Heat Pump Water Heater | Equip | 10 | Conventional Tank | 27.44% | Tech/Econ | 62.51% | 262484.9039 | 23.6302 | 72.3122
Tech | Manufactured Home | Appliances | Clothes washer | TRC | New | NN538 | Removal of 2nd Refrigerator/Freezer | Removal of 2nd Refrigerator-Freezer | NonEquip | 5 | Refrigerator | 0% | Tech/Econ | 100% | 0 | 0 | 0
Tech | Manufactured Home | Appliances | Clothes washer | TRC | Existing | NE535 | Removal of 2nd Refrigerator/Freezer | Removal of 2nd Refrigerator-Freezer | NonEquip | 5 | Refrigerator | 0% | Tech/Econ | 100% | 0 | 0 | 0
Tech | Manufactured Home | Appliances | Clothes washer | TRC | Turnover | ET13 | ENERGY STAR Clothes Washer | Energy Star Clothes Washer | Equip | 11 | Clothes washer | 54% | Tech/Econ | 37.8% | 1715515.919 | 510.8034 | 125.9968
Tech | Manufactured Home | Appliances | Clothes washer | TRC | New | EN19 | ENERGY STAR Clothes Washer | Energy Star Clothes Washer | Equip | 11 | Clothes washer | 54% | Tech/Econ | 37.8% | 28248.9915 | 8.4113 | 2.0748
Tech | Manufactured Home | Appliances | Clothes dryer | TRC | New | NN538 | Removal of 2nd Refrigerator/Freezer | Removal of 2nd Refrigerator-Freezer | NonEquip | 5 | Refrigerator | 0% | Tech/Econ | 100% | 0 | 0 | 0
Tech | Manufactured Home | Appliances | Clothes dryer | TRC | Existing | NE535 | Removal of 2nd Refrigerator/Freezer | Removal of 2nd Refrigerator-Freezer | NonEquip | 5 | Refrigerator | 0% | Tech/Econ | 100% | 0 | 0 | 0
Tech | Manufactured Home | Appliances | Clothes dryer | TRC | Turnover | ET49 | Heat Pump Clothes Dryer | Heat Pump Clothes Dryer | Equip | 12 | Clothes dryer | 54% | Tech/Econ | 30.89% | 8786779.878 | 1292.1589 | 695.7779
Tech | Manufactured Home | Appliances | Clothes dryer | TRC | Turnover | ET4 | ENERGY STAR Clothes Dryer | Energy Star Clothes Dryer | Equip | 11 | Clothes dryer | 46% | Tech/Econ | 20.87% | 4212715.161 | 619.5099 | 333.5823
Tech | Manufactured Home | Appliances | Clothes dryer | TRC | New | EN55 | Heat Pump Clothes Dryer | Heat Pump Clothes Dryer | Equip | 12 | Clothes dryer | 54% | Tech/Econ | 30.89% | 144689.8086 | 21.2777 | 11.4572
Tech | Manufactured Home | Appliances | Clothes dryer | TRC | New | EN10 | ENERGY STAR Clothes Dryer | Energy Star Clothes Dryer | Equip | 11 | Clothes dryer | 46% | Tech/Econ | 20.87% | 69369.7758 | 10.2013 | 5.493
Tech | Manufactured Home | Space Heating | Central forced air | TRC | New | NN898 | Wall Insulation | Wall Insulation | NonEquip | 20 |  | 6.75% | Tech/Econ | 0% | 0 | 0 | 0
Tech | Manufactured Home | Space Heating | Central forced air | TRC | New | NN886 | Storm Door | Storm Door | NonEquip | 20 |  | 0% | Tech/Econ | 0.6751% | 0 | 0 | 0
Tech | Manufactured Home | Space Heating | Central forced air | TRC | New | NN868 | Spray Foam Insulation (Base: R30) | Spray Foam Insulation(Base R30) | NonEquip | 20 |  | 72% | Tech/Econ | 15.85% | 137290.9107 | 0 | 328.0199
Tech | Manufactured Home | Space Heating | Central forced air | TRC | New | NN856 | Spray Foam Insulation (Base: R2) | Spray Foam Insulation(Base R2) | NonEquip | 20 |  | 0% | Tech/Econ | 53.56% | 0 | 0 | 0
Tech | Manufactured Home | Space Heating | Central forced air | TRC | New | NN844 | Spray Foam Insulation (Base: R19) | Spray Foam Insulation(Base R19) | NonEquip | 20 |  | 0% | Tech/Econ | 21.82% | 0 | 0 | 0
Tech | Manufactured Home | Space Heating | Central forced air | TRC | New | NN832 | Spray Foam Insulation (Base: R12) | Spray Foam Insulation(Base R12) | NonEquip | 20 |  | 0% | Tech/Econ | 29.01% | 0 | 0 | 0
Tech | Manufactured Home | Space Heating | Central forced air | TRC | New | NN826 | Smart Thermostats | Smart Thermostat | NonEquip | 11 |  | 90% | Tech/Econ | 4% | 0 | 0 | 0
Tech | Manufactured Home | Space Heating | Central forced air | TRC | New | NN814 | Sealed crawlspace | Sealed crawlspace | NonEquip | 11 |  | 5.88% | Tech/Econ | 0% | 0 | 0 | 0
Tech | Manufactured Home | Space Heating | Central forced air | TRC | New | NN796 | Radiant Barrier | Radiant Barrier | NonEquip | 20 |  | 0.95% | Tech/Econ | 10% | 0 | 0 | 0
Tech | Manufactured Home | Space Heating | Central forced air | TRC | New | NN790 | Programmable Thermostat | Programmable Thermostat | NonEquip | 11 |  | 2% | Tech/Econ | 1.72% | 0 | 0 | 0
Tech | Manufactured Home | Space Heating | Central forced air | TRC | New | NN778 | HVAC ECM Motor | HVAC ECM Motor | NonEquip | 15 |  | 40.5% | Tech/Econ | 0.4503% | 0 | 0 | 0
Tech | Manufactured Home | Space Heating | Central forced air | TRC | New | NN766 | Home Energy Management System | Home Energy Management System | NonEquip | 11 |  | 6.5% | Tech/Econ | 15% | 10394.0136 | 0 | 8.7376
Tech | Manufactured Home | Space Heating | Central forced air | TRC | New | NN742 | Green Roof | Green Roof | NonEquip | 20 |  | 2.7% | Tech/Econ | 14.65% | 4176.7323 | 0 | 4.4017
Tech | Manufactured Home | Space Heating | Central forced air | TRC | New | NN724 | ENERGY STAR Windows | Energy Star Windows | NonEquip | 20 |  | 19% | Tech/Econ | 0.7885% | 0 | 0 | 0
Tech | Manufactured Home | Space Heating | Central forced air | TRC | New | NN712 | ENERGY STAR Door | Energy Star Door | NonEquip | 20 |  | 14.25% | Tech/Econ | 0.8407% | 0 | 0 | 0
Tech | Manufactured Home | Space Heating | Central forced air | TRC | New | NN700 | ENERGY STAR Certified Roof Products | Energy Star Certified Roof Products | NonEquip | 20 |  | 54% | Tech/Econ | 12.5% | 24709.8253 | 0 | 26.0406
Tech | Manufactured Home | Space Heating | Central forced air | TRC | New | NN688 | Duct Repair | Duct Repair | NonEquip | 11 |  | 0% | Tech/Econ | 0% | 0 | 0 | 0
Tech | Manufactured Home | Space Heating | Central forced air | TRC | New | NN676 | Duct Insulation | Duct Insulation | NonEquip | 15 |  | 0% | Tech/Econ | 0% | 0 | 0 | 0
Tech | Manufactured Home | Space Heating | Central forced air | TRC | New | NN652 | Ceiling Insulation (R30 to R38) | Ceiling Insulation(R30 to R38) | NonEquip | 20 |  | 8% | Tech/Econ | 3.233% | 0 | 0 | 0
Tech | Manufactured Home | Space Heating | Central forced air | TRC | New | NN640 | Ceiling Insulation (R2 to R38) | Ceiling Insulation(R2 to R38) | NonEquip | 20 |  | 0% | Tech/Econ | 48.55% | 0 | 0 | 0
Tech | Manufactured Home | Space Heating | Central forced air | TRC | New | NN628 | Ceiling Insulation (R19 to R38) | Ceiling Insulation(R19 to R38) | NonEquip | 20 |  | 0% | Tech/Econ | 10.49% | 0 | 0 | 0
Tech | Manufactured Home | Space Heating | Central forced air | TRC | New | NN616 | Ceiling Insulation (R12 to R38) | Ceiling Insulation(R12 to R38) | NonEquip | 20 |  | 0% | Tech/Econ | 19.59% | 0 | 0 | 0
Tech | Manufactured Home | Space Heating | Central forced air | TRC | New | NN610 | Air Sealing/Infiltration Control | Air Sealing-Infiltration Control | NonEquip | 11 |  | 52% | Tech/Econ | 0% | 0 | 0 | 0
Tech | Manufactured Home | Space Heating | Central forced air | TRC | Existing | NE895 | Wall Insulation | Wall Insulation | NonEquip | 20 |  | 6.75% | Tech/Econ | 34.34% | 1581164.496 | 0 | 1264.5016
Tech | Manufactured Home | Space Heating | Central forced air | TRC | Existing | NE883 | Storm Door | Storm Door | NonEquip | 20 |  | 0% | Tech/Econ | 1.019% | 0 | 0 | 0
Tech | Manufactured Home | Space Heating | Central forced air | TRC | Existing | NE865 | Spray Foam Insulation (Base: R30) | Spray Foam Insulation(Base R30) | NonEquip | 20 |  | 35.13% | Tech/Econ | 15.85% | 3435555.727 | 0 | 8208.3413
Tech | Manufactured Home | Space Heating | Central forced air | TRC | Existing | NE853 | Spray Foam Insulation (Base: R2) | Spray Foam Insulation(Base R2) | NonEquip | 20 |  | 14.63% | Tech/Econ | 53.56% | 5844353.534 | 0 | 8792.0549
Tech | Manufactured Home | Space Heating | Central forced air | TRC | Existing | NE841 | Spray Foam Insulation (Base: R19) | Spray Foam Insulation(Base R19) | NonEquip | 20 |  | 5.725% | Tech/Econ | 21.82% | 783028.5583 | 0 | 1587.199
Tech | Manufactured Home | Space Heating | Central forced air | TRC | Existing | NE829 | Spray Foam Insulation (Base: R12) | Spray Foam Insulation(Base R12) | NonEquip | 20 |  | 14.21% | Tech/Econ | 29.01% | 2747587.175 | 0 | 4945.5741
Tech | Manufactured Home | Space Heating | Central forced air | TRC | Existing | NE823 | Smart Thermostats | Smart Thermostat | NonEquip | 11 |  | 90% | Tech/Econ | 4% | 1699130.037 | 0 | 0
Tech | Manufactured Home | Space Heating | Central forced air | TRC | Existing | NE811 | Sealed crawlspace | Sealed crawlspace | NonEquip | 11 |  | 5.88% | Tech/Econ | 1.298% | 34521.3872 | 0 | 36.3805
Tech | Manufactured Home | Space Heating | Central forced air | TRC | Existing | NE793 | Radiant Barrier | Radiant Barrier | NonEquip | 20 |  | 0.95% | Tech/Econ | 10% | 47084.3374 | 0 | 49.6201
Tech | Manufactured Home | Space Heating | Central forced air | TRC | Existing | NE787 | Programmable Thermostat | Programmable Thermostat | NonEquip | 11 |  | 2% | Tech/Econ | 1.72% | 15563.417 | 0 | 0
Tech | Manufactured Home | Space Heating | Central forced air | TRC | Existing | NE763 | Home Energy Management System | Home Energy Management System | NonEquip | 11 |  | 6.5% | Tech/Econ | 15% | 568153.6742 | 0 | 477.6087
Tech | Manufactured Home | Space Heating | Central forced air | TRC | Existing | NE745 | Heat Pump Tune Up | Heat Pump Tune Up | NonEquip | 2 | Heat pump-heating | 0% | Tech/Econ | 5% | 0 | 0 | 0
Tech | Manufactured Home | Space Heating | Central forced air | TRC | Existing | NE739 | Green Roof | Green Roof | NonEquip | 20 |  | 0.225% | Tech/Econ | 14.65% | 19025.581 | 0 | 20.0502
Tech | Manufactured Home | Space Heating | Central forced air | TRC | Existing | NE727 | Floor Insulation | Floor Insulation | NonEquip | 20 |  | 8% | Tech/Econ | 0.5847% | 21104.8649 | 0 | 13.6754
Tech | Manufactured Home | Space Heating | Central forced air | TRC | Existing | NE721 | ENERGY STAR Windows | Energy Star Windows | NonEquip | 20 |  | 19% | Tech/Econ | 2.305% | 199009.3993 | 0 | 799.0791
Tech | Manufactured Home | Space Heating | Central forced air | TRC | Existing | NE709 | ENERGY STAR Door | Energy Star Door | NonEquip | 20 |  | 14.25% | Tech/Econ | 1.185% | 76289.7733 | 0 | 146.5289
Tech | Manufactured Home | Space Heating | Central forced air | TRC | Existing | NE697 | ENERGY STAR Certified Roof Products | Energy Star Certified Roof Products | NonEquip | 20 |  | 54% | Tech/Econ | 12.5% | 3893736.982 | 0 | 4103.435
Tech | Manufactured Home | Space Heating | Central forced air | TRC | Existing | NE685 | Duct Repair | Duct Repair | NonEquip | 11 |  | 65% | Tech/Econ | 12% | 4195717.909 | 0 | 4421.6792
Tech | Manufactured Home | Space Heating | Central forced air | TRC | Existing | NE673 | Duct Insulation | Duct Insulation | NonEquip | 15 |  | 0% | Tech/Econ | 2.045% | 0 | 0 | 0
Tech | Manufactured Home | Space Heating | Central forced air | TRC | Existing | NE649 | Ceiling Insulation (R30 to R38) | Ceiling Insulation(R30 to R38) | NonEquip | 20 |  | 3.904% | Tech/Econ | 3.233% | 57425.4045 | 0 | 75.881
Tech | Manufactured Home | Space Heating | Central forced air | TRC | Existing | NE637 | Ceiling Insulation (R2 to R38) | Ceiling Insulation(R2 to R38) | NonEquip | 20 |  | 1.625% | Tech/Econ | 48.55% | 542517.0658 | 0 | 739.571
Tech | Manufactured Home | Space Heating | Central forced air | TRC | Existing | NE625 | Ceiling Insulation (R19 to R38) | Ceiling Insulation(R19 to R38) | NonEquip | 20 |  | 0.6361% | Tech/Econ | 10.49% | 33076.93 | 0 | 44.5743
Tech | Manufactured Home | Space Heating | Central forced air | TRC | Existing | NE613 | Ceiling Insulation (R12 to R38) | Ceiling Insulation(R12 to R38) | NonEquip | 20 |  | 1.579% | Tech/Econ | 19.59% | 191430.0119 | 0 | 254.9252
Tech | Manufactured Home | Space Heating | Central forced air | TRC | Existing | NE607 | Air Sealing/Infiltration Control | Air Sealing-Infiltration Control | NonEquip | 11 |  | 52% | Tech/Econ | 9% | 2317319.586 | 0 | 2442.1193
Tech | Manufactured Home | Space Heating | Central forced air | TRC | Turnover | ET355 | Variable Refrigerant Flow (VRF) HVAC Systems | Variable Refrigerant Flow (VRF) HVAC Systems | Equip | 13 | Central forced air | 7.175% | Tech/Econ | 26.4% | 1210017.08 | 0 | 1275.1828
Tech | Manufactured Home | Space Heating | Central forced air | TRC | New | EN361 | Variable Refrigerant Flow (VRF) HVAC Systems | Variable Refrigerant Flow (VRF) HVAC Systems | Equip | 13 | Central forced air | 7.773% | Tech/Econ | 26.4% | 25205.6743 | 0 | 26.5631
Tech | Manufactured Home | Space Cooling | CAC | TRC | New | NN922 | Solar Attic Fan | Solar Attic Fan | NonEquip | 15 |  | 0.95% | Tech/Econ | 6% | 0 | 0 | 0
Tech | Manufactured Home | Space Cooling | CAC | TRC | New | NN904 | Window Sun Protection | Window Sun Protection | NonEquip | 10 |  | 30% | Tech/Econ | 5.092% | 0 | 0 | 0
Tech | Manufactured Home | Space Cooling | CAC | TRC | New | NN880 | Storm Door | Storm Door | NonEquip | 20 |  | 0% | Tech/Econ | 2.117% | 0 | 0 | 0
Tech | Manufactured Home | Space Cooling | CAC | TRC | New | NN874 | Spray Foam Insulation (Base: R30) | Spray Foam Insulation(Base R30) | NonEquip | 20 |  | 72% | Tech/Econ | 14.32% | 457309.4271 | 275.3389 | 0
Tech | Manufactured Home | Space Cooling | CAC | TRC | New | NN862 | Spray Foam Insulation (Base: R2) | Spray Foam Insulation(Base R2) | NonEquip | 20 |  | 0% | Tech/Econ | 33.36% | 0 | 0 | 0
Tech | Manufactured Home | Space Cooling | CAC | TRC | New | NN850 | Spray Foam Insulation (Base: R19) | Spray Foam Insulation(Base R19) | NonEquip | 20 |  | 0% | Tech/Econ | 16.36% | 0 | 0 | 0
Tech | Manufactured Home | Space Cooling | CAC | TRC | New | NN838 | Spray Foam Insulation (Base: R12) | Spray Foam Insulation(Base R12) | NonEquip | 20 |  | 0% | Tech/Econ | 19.3% | 0 | 0 | 0
Tech | Manufactured Home | Space Cooling | CAC | TRC | New | NN820 | Smart Thermostats | Smart Thermostat | NonEquip | 11 |  | 90% | Tech/Econ | 4% | 0 | 0 | 0
Tech | Manufactured Home | Space Cooling | CAC | TRC | New | NN802 | Radiant Barrier | Radiant Barrier | NonEquip | 20 |  | 0.95% | Tech/Econ | 10% | 0 | 0 | 0
Tech | Manufactured Home | Space Cooling | CAC | TRC | New | NN784 | Programmable Thermostat | Programmable Thermostat | NonEquip | 11 |  | 2% | Tech/Econ | 1.72% | 0 | 0 | 0
Tech | Manufactured Home | Space Cooling | CAC | TRC | New | NN772 | HVAC ECM Motor | HVAC ECM Motor | NonEquip | 15 |  | 40.5% | Tech/Econ | 1.207% | 0 | 0 | 0
Tech | Manufactured Home | Space Cooling | CAC | TRC | New | NN760 | Home Energy Management System | Home Energy Management System | NonEquip | 11 |  | 6.5% | Tech/Econ | 7.12% | 0 | 0 | 0
Tech | Manufactured Home | Space Cooling | CAC | TRC | New | NN736 | Green Roof | Green Roof | NonEquip | 20 |  | 2.7% | Tech/Econ | 14.65% | 17613.2984 | 20.0672 | 0
Tech | Manufactured Home | Space Cooling | CAC | TRC | New | NN718 | ENERGY STAR Windows | Energy Star Windows | NonEquip | 20 |  | 19% | Tech/Econ | 6.542% | 0 | 0 | 0
Tech | Manufactured Home | Space Cooling | CAC | TRC | New | NN706 | ENERGY STAR Door | Energy Star Door | NonEquip | 20 |  | 14.25% | Tech/Econ | 2.636% | 0 | 0 | 0
Tech | Manufactured Home | Space Cooling | CAC | TRC | New | NN694 | ENERGY STAR Certified Roof Products | Energy Star Certified Roof Products | NonEquip | 20 |  | 54% | Tech/Econ | 12.5% | 125766.1265 | 143.2877 | 0
Tech | Manufactured Home | Space Cooling | CAC | TRC | New | NN646 | Ceiling Insulation (R2 to R38) | Ceiling Insulation(R2 to R38) | NonEquip | 20 |  | 0% | Tech/Econ | 25.25% | 0 | 0 | 0
Tech | Manufactured Home | Space Cooling | CAC | TRC | New | NN634 | Ceiling Insulation (R19 to R38) | Ceiling Insulation(R19 to R38) | NonEquip | 20 |  | 0% | Tech/Econ | 3.988% | 0 | 0 | 0
Tech | Manufactured Home | Space Cooling | CAC | TRC | New | NN622 | Ceiling Insulation (R12 to R38) | Ceiling Insulation(R12 to R38) | NonEquip | 20 |  | 0% | Tech/Econ | 7.735% | 0 | 0 | 0
Tech | Manufactured Home | Space Cooling | CAC | TRC | Existing | NE919 | Solar Attic Fan | Solar Attic Fan | NonEquip | 15 |  | 0.95% | Tech/Econ | 6% | 104733.0075 | 36.0158 | 0
Tech | Manufactured Home | Space Cooling | CAC | TRC | Existing | NE901 | Window Sun Protection | Window Sun Protection | NonEquip | 10 |  | 30% | Tech/Econ | 5.092% | 2805464.251 | 1231.0243 | -1931.2917
Tech | Manufactured Home | Space Cooling | CAC | TRC | Existing | NE889 | Wall Insulation | Wall Insulation | NonEquip | 20 |  | 6.75% | Tech/Econ | 4.781% | 583632.5036 | 1349.6057 | 0
Tech | Manufactured Home | Space Cooling | CAC | TRC | Existing | NE877 | Storm Door | Storm Door | NonEquip | 20 |  | 0% | Tech/Econ | 3.195% | 0 | 0 | 0
Tech | Manufactured Home | Space Cooling | CAC | TRC | Existing | NE871 | Spray Foam Insulation (Base: R30) | Spray Foam Insulation(Base R30) | NonEquip | 20 |  | 35.13% | Tech/Econ | 14.32% | 11962967.95 | 7202.7162 | 0
Tech | Manufactured Home | Space Cooling | CAC | TRC | Existing | NE859 | Spray Foam Insulation (Base: R2) | Spray Foam Insulation(Base R2) | NonEquip | 20 |  | 14.63% | Tech/Econ | 33.36% | 17822708.34 | 13737.7883 | 0
Tech | Manufactured Home | Space Cooling | CAC | TRC | Existing | NE847 | Spray Foam Insulation (Base: R19) | Spray Foam Insulation(Base R19) | NonEquip | 20 |  | 5.725% | Tech/Econ | 16.36% | 2247666.947 | 1449.6912 | 0
Tech | Manufactured Home | Space Cooling | CAC | TRC | Existing | NE835 | Spray Foam Insulation (Base: R12) | Spray Foam Insulation(Base R12) | NonEquip | 20 |  | 14.21% | Tech/Econ | 19.3% | 7025621.074 | 4816.8308 | 0
Tech | Manufactured Home | Space Cooling | CAC | TRC | Existing | NE817 | Smart Thermostats | Smart Thermostat | NonEquip | 11 |  | 90% | Tech/Econ | 4% | 6488938.335 | 0 | 0
Tech | Manufactured Home | Space Cooling | CAC | TRC | Existing | NE799 | Radiant Barrier | Radiant Barrier | NonEquip | 20 |  | 0.95% | Tech/Econ | 10% | 184376.8315 | 210.064 | 0
Tech | Manufactured Home | Space Cooling | CAC | TRC | Existing | NE781 | Programmable Thermostat | Programmable Thermostat | NonEquip | 11 |  | 2% | Tech/Econ | 1.72% | 59441.7342 | 0 | 0
Tech | Manufactured Home | Space Cooling | CAC | TRC | Existing | NE757 | Home Energy Management System | Home Energy Management System | NonEquip | 11 |  | 6.5% | Tech/Econ | 7.12% | 854312.2846 | 1635.6809 | 0
Tech | Manufactured Home | Space Cooling | CAC | TRC | Existing | NE751 | Heat Pump Tune Up | Heat Pump Tune Up | NonEquip | 2 | Heat pump-cooling | 0% | Tech/Econ | 5% | 0 | 0 | 0
Tech | Manufactured Home | Space Cooling | CAC | TRC | Existing | NE733 | Green Roof | Green Roof | NonEquip | 20 |  | 0.225% | Tech/Econ | 14.65% | 78397.9005 | 89.3202 | 0
Tech | Manufactured Home | Space Cooling | CAC | TRC | Existing | NE715 | ENERGY STAR Windows | Energy Star Windows | NonEquip | 20 |  | 19% | Tech/Econ | 19.12% | 9049777.707 | 4735.1434 | 0
Tech | Manufactured Home | Space Cooling | CAC | TRC | Existing | NE703 | ENERGY STAR Door | Energy Star Door | NonEquip | 20 |  | 14.25% | Tech/Econ | 3.715% | 919542.5912 | 608.9198 | 0
Tech | Manufactured Home | Space Cooling | CAC | TRC | Existing | NE691 | ENERGY STAR Certified Roof Products | Energy Star Certified Roof Products | NonEquip | 20 |  | 54% | Tech/Econ | 12.5% | 15237255.67 | 17360.0898 | 0
Tech | Manufactured Home | Space Cooling | CAC | TRC | Existing | NE679 | Duct Repair | Duct Repair | NonEquip | 11 |  | 65% | Tech/Econ | 12% | 16418989.43 | 18706.4611 | 0
Tech | Manufactured Home | Space Cooling | CAC | TRC | Existing | NE667 | Duct Insulation | Duct Insulation | NonEquip | 15 |  | 0% | Tech/Econ | 2.045% | 0 | 0 | 0
Tech | Manufactured Home | Space Cooling | CAC | TRC | Existing | NE661 | Central AC Tune Up | Central AC Tune Up | NonEquip | 2 | CAC | 0% | Tech/Econ | 5% | 0 | 0 | 0
Tech | Manufactured Home | Space Cooling | CAC | TRC | Existing | NE643 | Ceiling Insulation (R2 to R38) | Ceiling Insulation(R2 to R38) | NonEquip | 20 |  | 1.625% | Tech/Econ | 25.25% | 1055287.215 | 882.5582 | 0
Tech | Manufactured Home | Space Cooling | CAC | TRC | Existing | NE631 | Ceiling Insulation (R19 to R38) | Ceiling Insulation(R19 to R38) | NonEquip | 20 |  | 0.6361% | Tech/Econ | 3.988% | 44071.8313 | 37.2495 | 0
Tech | Manufactured Home | Space Cooling | CAC | TRC | Existing | NE619 | Ceiling Insulation (R12 to R38) | Ceiling Insulation(R12 to R38) | NonEquip | 20 |  | 1.579% | Tech/Econ | 7.735% | 225713.5683 | 192.9071 | 0
Tech | Manufactured Home | Space Cooling | CAC | TRC | Existing | NE601 | Air Sealing/Infiltration Control | Air Sealing-Infiltration Control | NonEquip | 11 |  | 52% | Tech/Econ | 9% | 9074356.154 | 10338.5833 | 0
Tech | Manufactured Home | Space Cooling | CAC | TRC | Turnover | ET310 | 21 SEER Central AC | 21 SEER Central AC | Equip | 15 | CAC | 78% | Tech/Econ | 33.33% | 90352403.17 | 46203.2356 | 0
Tech | Manufactured Home | Space Cooling | CAC | TRC | Turnover | ET265 | 18 SEER Central AC | 18 SEER Central AC | Equip | 15 | CAC | 0% | Tech/Econ | 22.22% | 0 | 0 | 0
Tech | Manufactured Home | Space Cooling | CAC | TRC | Turnover | ET238 | 17 SEER Central AC | 17 SEER Central AC | Equip | 15 | CAC | 0% | Tech/Econ | 17.65% | 0 | 0 | 0
Tech | Manufactured Home | Space Cooling | CAC | TRC | Turnover | ET211 | 16 SEER Central AC | 16 SEER Central AC | Equip | 15 | CAC | 0% | Tech/Econ | 12.5% | 0 | 0 | 0
Tech | Manufactured Home | Space Cooling | CAC | TRC | Turnover | ET184 | 15 SEER Central AC | 15 SEER Central AC | Equip | 15 | CAC | 0% | Tech/Econ | 6.667% | 0 | 0 | 0
Tech | Manufactured Home | Space Cooling | CAC | TRC | New | EN316 | 21 SEER Central AC | 21 SEER Central AC | Equip | 15 | CAC | 78% | Tech/Econ | 33.33% | 1564116.868 | 799.8377 | 0
Tech | Manufactured Home | Space Cooling | CAC | TRC | New | EN271 | 18 SEER Central AC | 18 SEER Central AC | Equip | 15 | CAC | 0% | Tech/Econ | 22.22% | 0 | 0 | 0
Tech | Manufactured Home | Space Cooling | CAC | TRC | New | EN244 | 17 SEER Central AC | 17 SEER Central AC | Equip | 15 | CAC | 0% | Tech/Econ | 17.65% | 0 | 0 | 0
Tech | Manufactured Home | Space Cooling | CAC | TRC | New | EN217 | 16 SEER Central AC | 16 SEER Central AC | Equip | 15 | CAC | 0% | Tech/Econ | 12.5% | 0 | 0 | 0
Tech | Manufactured Home | Space Cooling | CAC | TRC | New | EN190 | 15 SEER Central AC | 15 SEER Central AC | Equip | 15 | CAC | 0% | Tech/Econ | 6.667% | 0 | 0 | 0
Tech | Manufactured Home | Space Heating | Baseboards | TRC | New | NN898 | Wall Insulation | Wall Insulation | NonEquip | 20 |  | 6.75% | Tech/Econ | 0% | 0 | 0 | 0
Tech | Manufactured Home | Space Heating | Baseboards | TRC | New | NN886 | Storm Door | Storm Door | NonEquip | 20 |  | 0% | Tech/Econ | 0.6751% | 0 | 0 | 0
Tech | Manufactured Home | Space Heating | Baseboards | TRC | New | NN868 | Spray Foam Insulation (Base: R30) | Spray Foam Insulation(Base R30) | NonEquip | 20 |  | 72% | Tech/Econ | 15.85% | 0 | 0 | 0
Tech | Manufactured Home | Space Heating | Baseboards | TRC | New | NN856 | Spray Foam Insulation (Base: R2) | Spray Foam Insulation(Base R2) | NonEquip | 20 |  | 0% | Tech/Econ | 53.56% | 0 | 0 | 0
Tech | Manufactured Home | Space Heating | Baseboards | TRC | New | NN844 | Spray Foam Insulation (Base: R19) | Spray Foam Insulation(Base R19) | NonEquip | 20 |  | 0% | Tech/Econ | 21.82% | 0 | 0 | 0
Tech | Manufactured Home | Space Heating | Baseboards | TRC | New | NN832 | Spray Foam Insulation (Base: R12) | Spray Foam Insulation(Base R12) | NonEquip | 20 |  | 0% | Tech/Econ | 29.01% | 0 | 0 | 0
Tech | Manufactured Home | Space Heating | Baseboards | TRC | New | NN826 | Smart Thermostats | Smart Thermostat | NonEquip | 11 |  | 90% | Tech/Econ | 4% | 0 | 0 | 0
Tech | Manufactured Home | Space Heating | Baseboards | TRC | New | NN814 | Sealed crawlspace | Sealed crawlspace | NonEquip | 11 |  | 5.88% | Tech/Econ | 0% | 0 | 0 | 0
Tech | Manufactured Home | Space Heating | Baseboards | TRC | New | NN796 | Radiant Barrier | Radiant Barrier | NonEquip | 20 |  | 0.95% | Tech/Econ | 10% | 0 | 0 | 0
Tech | Manufactured Home | Space Heating | Baseboards | TRC | New | NN790 | Programmable Thermostat | Programmable Thermostat | NonEquip | 11 |  | 2% | Tech/Econ | 1.72% | 0 | 0 | 0
Tech | Manufactured Home | Space Heating | Baseboards | TRC | New | NN778 | HVAC ECM Motor | HVAC ECM Motor | NonEquip | 15 |  | 40.5% | Tech/Econ | 0.4503% | 0 | 0 | 0
Tech | Manufactured Home | Space Heating | Baseboards | TRC | New | NN766 | Home Energy Management System | Home Energy Management System | NonEquip | 11 |  | 6.5% | Tech/Econ | 15% | 0 | 0 | 0
Tech | Manufactured Home | Space Heating | Baseboards | TRC | New | NN748 | Heat Pump Tune Up | Heat Pump Tune Up | NonEquip | 2 | Heat pump-heating | 0% | Tech/Econ | 0% | 0 | 0 | 0
Tech | Manufactured Home | Space Heating | Baseboards | TRC | New | NN742 | Green Roof | Green Roof | NonEquip | 20 |  | 2.7% | Tech/Econ | 14.65% | 0 | 0 | 0
Tech | Manufactured Home | Space Heating | Baseboards | TRC | New | NN724 | ENERGY STAR Windows | Energy Star Windows | NonEquip | 20 |  | 19% | Tech/Econ | 0.7885% | 0 | 0 | 0
Tech | Manufactured Home | Space Heating | Baseboards | TRC | New | NN712 | ENERGY STAR Door | Energy Star Door | NonEquip | 20 |  | 14.25% | Tech/Econ | 0.8407% | 0 | 0 | 0
Tech | Manufactured Home | Space Heating | Baseboards | TRC | New | NN700 | ENERGY STAR Certified Roof Products | Energy Star Certified Roof Products | NonEquip | 20 |  | 54% | Tech/Econ | 12.5% | 0 | 0 | 0
Tech | Manufactured Home | Space Heating | Baseboards | TRC | New | NN688 | Duct Repair | Duct Repair | NonEquip | 11 |  | 0% | Tech/Econ | 0% | 0 | 0 | 0
Tech | Manufactured Home | Space Heating | Baseboards | TRC | New | NN676 | Duct Insulation | Duct Insulation | NonEquip | 15 |  | 0% | Tech/Econ | 0% | 0 | 0 | 0
Tech | Manufactured Home | Space Heating | Baseboards | TRC | New | NN652 | Ceiling Insulation (R30 to R38) | Ceiling Insulation(R30 to R38) | NonEquip | 20 |  | 8% | Tech/Econ | 3.233% | 0 | 0 | 0
Tech | Manufactured Home | Space Heating | Baseboards | TRC | New | NN640 | Ceiling Insulation (R2 to R38) | Ceiling Insulation(R2 to R38) | NonEquip | 20 |  | 0% | Tech/Econ | 48.55% | 0 | 0 | 0
Tech | Manufactured Home | Space Heating | Baseboards | TRC | New | NN628 | Ceiling Insulation (R19 to R38) | Ceiling Insulation(R19 to R38) | NonEquip | 20 |  | 0% | Tech/Econ | 10.49% | 0 | 0 | 0
Tech | Manufactured Home | Space Heating | Baseboards | TRC | New | NN616 | Ceiling Insulation (R12 to R38) | Ceiling Insulation(R12 to R38) | NonEquip | 20 |  | 0% | Tech/Econ | 19.59% | 0 | 0 | 0
Tech | Manufactured Home | Space Heating | Baseboards | TRC | New | NN610 | Air Sealing/Infiltration Control | Air Sealing-Infiltration Control | NonEquip | 11 |  | 52% | Tech/Econ | 0% | 0 | 0 | 0
Tech | Manufactured Home | Space Heating | Baseboards | TRC | Existing | NE895 | Wall Insulation | Wall Insulation | NonEquip | 20 |  | 6.75% | Tech/Econ | 34.34% | 0 | 0 | 0
Tech | Manufactured Home | Space Heating | Baseboards | TRC | Existing | NE883 | Storm Door | Storm Door | NonEquip | 20 |  | 0% | Tech/Econ | 1.019% | 0 | 0 | 0
Tech | Manufactured Home | Space Heating | Baseboards | TRC | Existing | NE865 | Spray Foam Insulation (Base: R30) | Spray Foam Insulation(Base R30) | NonEquip | 20 |  | 35.13% | Tech/Econ | 15.85% | 0 | 0 | 0
Tech | Manufactured Home | Space Heating | Baseboards | TRC | Existing | NE853 | Spray Foam Insulation (Base: R2) | Spray Foam Insulation(Base R2) | NonEquip | 20 |  | 14.63% | Tech/Econ | 53.56% | 0 | 0 | 0
Tech | Manufactured Home | Space Heating | Baseboards | TRC | Existing | NE841 | Spray Foam Insulation (Base: R19) | Spray Foam Insulation(Base R19) | NonEquip | 20 |  | 5.725% | Tech/Econ | 21.82% | 0 | 0 | 0
Tech | Manufactured Home | Space Heating | Baseboards | TRC | Existing | NE829 | Spray Foam Insulation (Base: R12) | Spray Foam Insulation(Base R12) | NonEquip | 20 |  | 14.21% | Tech/Econ | 29.01% | 0 | 0 | 0
Tech | Manufactured Home | Space Heating | Baseboards | TRC | Existing | NE823 | Smart Thermostats | Smart Thermostat | NonEquip | 11 |  | 90% | Tech/Econ | 4% | 0 | 0 | 0
Tech | Manufactured Home | Space Heating | Baseboards | TRC | Existing | NE811 | Sealed crawlspace | Sealed crawlspace | NonEquip | 11 |  | 5.88% | Tech/Econ | 1.298% | 0 | 0 | 0
Tech | Manufactured Home | Space Heating | Baseboards | TRC | Existing | NE793 | Radiant Barrier | Radiant Barrier | NonEquip | 20 |  | 0.95% | Tech/Econ | 10% | 0 | 0 | 0
Tech | Manufactured Home | Space Heating | Baseboards | TRC | Existing | NE787 | Programmable Thermostat | Programmable Thermostat | NonEquip | 11 |  | 2% | Tech/Econ | 1.72% | 0 | 0 | 0
Tech | Manufactured Home | Space Heating | Baseboards | TRC | Existing | NE763 | Home Energy Management System | Home Energy Management System | NonEquip | 11 |  | 6.5% | Tech/Econ | 15% | 0 | 0 | 0
Tech | Manufactured Home | Space Heating | Baseboards | TRC | Existing | NE745 | Heat Pump Tune Up | Heat Pump Tune Up | NonEquip | 2 | Heat pump-heating | 0% | Tech/Econ | 5% | 0 | 0 | 0
Tech | Manufactured Home | Space Heating | Baseboards | TRC | Existing | NE739 | Green Roof | Green Roof | NonEquip | 20 |  | 0.225% | Tech/Econ | 14.65% | 0 | 0 | 0
Tech | Manufactured Home | Space Heating | Baseboards | TRC | Existing | NE727 | Floor Insulation | Floor Insulation | NonEquip | 20 |  | 8% | Tech/Econ | 0.5847% | 0 | 0 | 0
Tech | Manufactured Home | Space Heating | Baseboards | TRC | Existing | NE721 | ENERGY STAR Windows | Energy Star Windows | NonEquip | 20 |  | 19% | Tech/Econ | 2.305% | 0 | 0 | 0
Tech | Manufactured Home | Space Heating | Baseboards | TRC | Existing | NE709 | ENERGY STAR Door | Energy Star Door | NonEquip | 20 |  | 14.25% | Tech/Econ | 1.185% | 0 | 0 | 0
Tech | Manufactured Home | Space Heating | Baseboards | TRC | Existing | NE697 | ENERGY STAR Certified Roof Products | Energy Star Certified Roof Products | NonEquip | 20 |  | 54% | Tech/Econ | 12.5% | 0 | 0 | 0
Tech | Manufactured Home | Space Heating | Baseboards | TRC | Existing | NE685 | Duct Repair | Duct Repair | NonEquip | 11 |  | 65% | Tech/Econ | 12% | 0 | 0 | 0
Tech | Manufactured Home | Space Heating | Baseboards | TRC | Existing | NE673 | Duct Insulation | Duct Insulation | NonEquip | 15 |  | 0% | Tech/Econ | 2.045% | 0 | 0 | 0
Tech | Manufactured Home | Space Heating | Baseboards | TRC | Existing | NE649 | Ceiling Insulation (R30 to R38) | Ceiling Insulation(R30 to R38) | NonEquip | 20 |  | 3.904% | Tech/Econ | 3.233% | 0 | 0 | 0
Tech | Manufactured Home | Space Heating | Baseboards | TRC | Existing | NE637 | Ceiling Insulation (R2 to R38) | Ceiling Insulation(R2 to R38) | NonEquip | 20 |  | 1.625% | Tech/Econ | 48.55% | 0 | 0 | 0
Tech | Manufactured Home | Space Heating | Baseboards | TRC | Existing | NE625 | Ceiling Insulation (R19 to R38) | Ceiling Insulation(R19 to R38) | NonEquip | 20 |  | 0.6361% | Tech/Econ | 10.49% | 0 | 0 | 0
Tech | Manufactured Home | Space Heating | Baseboards | TRC | Existing | NE613 | Ceiling Insulation (R12 to R38) | Ceiling Insulation(R12 to R38) | NonEquip | 20 |  | 1.579% | Tech/Econ | 19.59% | 0 | 0 | 0
Tech | Manufactured Home | Space Heating | Baseboards | TRC | Existing | NE607 | Air Sealing/Infiltration Control | Air Sealing-Infiltration Control | NonEquip | 11 |  | 52% | Tech/Econ | 9% | 0 | 0 | 0
Tech | Manufactured Home | Electronics | Air quality | TRC | New | NN598 | Smart Power Strip | Smart Power Strip | NonEquip | 5 |  | 90% | Tech/Econ | 2.865% | 5964.4613 | 0.65699 | 0.51264
Tech | Manufactured Home | Electronics | Air quality | TRC | Existing | NE595 | Smart Power Strip | Smart Power Strip | NonEquip | 5 |  | 90% | Tech/Econ | 2.865% | 362212.1671 | 39.898 | 31.132
Tech | Manufactured Home | Electronics | Air quality | TRC | Turnover | ET103 | ENERGY STAR Air Purifier / Cleaner | Energy Star Air Purifier | Equip | 9 | Air quality | 61% | Tech/Econ | 59.88% | 8085377.995 | 1071.4265 | 773.134
Tech | Manufactured Home | Electronics | Air quality | TRC | New | EN109 | ENERGY STAR Air Purifier / Cleaner | Energy Star Air Purifier | Equip | 9 | Air quality | 61% | Tech/Econ | 59.88% | 133139.9914 | 17.6429 | 12.731

## COM_Input
Measure Type | Name | Description | Baseline Description | Sector | Vintage | Segment | Zone | Unit | Applicability | Baseline EUI (kWh) | Measure EUI (kWh) | Savings EUI (kWh) | Energy Savings % | Full Measure Life (yrs) | Summer Peak Savings (Kw) | Winter Peak Savings (Kw) | Baseline Material Cost | Source | Baseline Labor Cost | Source | Efficient Material Cost | Source | Efficient Labor Cost | Source | Incremental Cost | Unit | Unit Adjustment | Adj_Incremental Cost
Equipment | Efficient Exhaust Hood | Kitchen ventilation with automatically adjusting fan controls | Kitchen ventilation with constant speed ventilation motor | Commercial | Turnover | Assembly | FL Zone 2 | per unit | 0% | 18980 | 10913.5 | 8066.5 | 0.425 | 15 | 1.7635 | 0.69217 | 0 | Reference source included incremental cost only | 0 | No labor cost (installation will not vary between base & change) | 1988 | Illinois 2018 Statewide TRM, Section 4.2.16 | 0 | No labor cost (installation will not vary between base & change) | 1988 | unit |  | 1988
Equipment | Efficient Exhaust Hood | Kitchen ventilation with automatically adjusting fan controls | Kitchen ventilation with constant speed ventilation motor | Commercial | Turnover | College and University | FL Zone 2 | per unit | 10.93% | 18980 | 10913.5 | 8066.5 | 0.425 | 15 | 1.7635 | 0.69217 | 0 | Reference source included incremental cost only | 0 | No labor cost (installation will not vary between base & change) | 1988 | Illinois 2018 Statewide TRM, Section 4.2.16 | 0 | No labor cost (installation will not vary between base & change) | 1988 | unit |  | 1988
Equipment | Efficient Exhaust Hood | Kitchen ventilation with automatically adjusting fan controls | Kitchen ventilation with constant speed ventilation motor | Commercial | Turnover | Grocery | FL Zone 2 | per unit | 0% | 18980 | 10913.5 | 8066.5 | 0.425 | 15 | 1.7635 | 0.69217 | 0 | Reference source included incremental cost only | 0 | No labor cost (installation will not vary between base & change) | 1988 | Illinois 2018 Statewide TRM, Section 4.2.16 | 0 | No labor cost (installation will not vary between base & change) | 1988 | unit |  | 1988
Equipment | Efficient Exhaust Hood | Kitchen ventilation with automatically adjusting fan controls | Kitchen ventilation with constant speed ventilation motor | Commercial | Turnover | Healthcare | FL Zone 2 | per unit | 10.98% | 18980 | 10913.5 | 8066.5 | 0.425 | 15 | 1.7635 | 0.69217 | 0 | Reference source included incremental cost only | 0 | No labor cost (installation will not vary between base & change) | 1988 | Illinois 2018 Statewide TRM, Section 4.2.16 | 0 | No labor cost (installation will not vary between base & change) | 1988 | unit |  | 1988
Equipment | Efficient Exhaust Hood | Kitchen ventilation with automatically adjusting fan controls | Kitchen ventilation with constant speed ventilation motor | Commercial | Turnover | Hospitals | FL Zone 2 | per unit | 11.82% | 18980 | 10913.5 | 8066.5 | 0.425 | 15 | 1.7635 | 0.69217 | 0 | Reference source included incremental cost only | 0 | No labor cost (installation will not vary between base & change) | 1988 | Illinois 2018 Statewide TRM, Section 4.2.16 | 0 | No labor cost (installation will not vary between base & change) | 1988 | unit |  | 1988
Equipment | Efficient Exhaust Hood | Kitchen ventilation with automatically adjusting fan controls | Kitchen ventilation with constant speed ventilation motor | Commercial | Turnover | Institutional | FL Zone 2 | per unit | 0% | 18980 | 10913.5 | 8066.5 | 0.425 | 15 | 1.7635 | 0.69217 | 0 | Reference source included incremental cost only | 0 | No labor cost (installation will not vary between base & change) | 1988 | Illinois 2018 Statewide TRM, Section 4.2.16 | 0 | No labor cost (installation will not vary between base & change) | 1988 | unit |  | 1988
Equipment | Efficient Exhaust Hood | Kitchen ventilation with automatically adjusting fan controls | Kitchen ventilation with constant speed ventilation motor | Commercial | Turnover | Lodging/Hospitality | FL Zone 2 | per unit | 14.03% | 18980 | 10913.5 | 8066.5 | 0.425 | 15 | 1.7635 | 0.69217 | 0 | Reference source included incremental cost only | 0 | No labor cost (installation will not vary between base & change) | 1988 | Illinois 2018 Statewide TRM, Section 4.2.16 | 0 | No labor cost (installation will not vary between base & change) | 1988 | unit |  | 1988
Equipment | Efficient Exhaust Hood | Kitchen ventilation with automatically adjusting fan controls | Kitchen ventilation with constant speed ventilation motor | Commercial | Turnover | Miscellaneous | FL Zone 2 | per unit | 0% | 18980 | 10913.5 | 8066.5 | 0.425 | 15 | 1.7635 | 0.69217 | 0 | Reference source included incremental cost only | 0 | No labor cost (installation will not vary between base & change) | 1988 | Illinois 2018 Statewide TRM, Section 4.2.16 | 0 | No labor cost (installation will not vary between base & change) | 1988 | unit |  | 1988
Equipment | Efficient Exhaust Hood | Kitchen ventilation with automatically adjusting fan controls | Kitchen ventilation with constant speed ventilation motor | Commercial | Turnover | Offices | FL Zone 2 | per unit | 0% | 18980 | 10913.5 | 8066.5 | 0.425 | 15 | 1.7635 | 0.69217 | 0 | Reference source included incremental cost only | 0 | No labor cost (installation will not vary between base & change) | 1988 | Illinois 2018 Statewide TRM, Section 4.2.16 | 0 | No labor cost (installation will not vary between base & change) | 1988 | unit |  | 1988
Equipment | Efficient Exhaust Hood | Kitchen ventilation with automatically adjusting fan controls | Kitchen ventilation with constant speed ventilation motor | Commercial | Turnover | Restaurants | FL Zone 2 | per unit | 14.03% | 18980 | 10913.5 | 8066.5 | 0.425 | 15 | 1.7635 | 0.69217 | 0 | Reference source included incremental cost only | 0 | No labor cost (installation will not vary between base & change) | 1988 | Illinois 2018 Statewide TRM, Section 4.2.16 | 0 | No labor cost (installation will not vary between base & change) | 1988 | unit |  | 1988
Equipment | Efficient Exhaust Hood | Kitchen ventilation with automatically adjusting fan controls | Kitchen ventilation with constant speed ventilation motor | Commercial | Turnover | Retail | FL Zone 2 | per unit | 0% | 18980 | 10913.5 | 8066.5 | 0.425 | 15 | 1.7635 | 0.69217 | 0 | Reference source included incremental cost only | 0 | No labor cost (installation will not vary between base & change) | 1988 | Illinois 2018 Statewide TRM, Section 4.2.16 | 0 | No labor cost (installation will not vary between base & change) | 1988 | unit |  | 1988
Equipment | Efficient Exhaust Hood | Kitchen ventilation with automatically adjusting fan controls | Kitchen ventilation with constant speed ventilation motor | Commercial | Turnover | Schools K-12 | FL Zone 2 | per unit | 10.93% | 18980 | 10913.5 | 8066.5 | 0.425 | 15 | 1.7635 | 0.69217 | 0 | Reference source included incremental cost only | 0 | No labor cost (installation will not vary between base & change) | 1988 | Illinois 2018 Statewide TRM, Section 4.2.16 | 0 | No labor cost (installation will not vary between base & change) | 1988 | unit |  | 1988
Equipment | Efficient Exhaust Hood | Kitchen ventilation with automatically adjusting fan controls | Kitchen ventilation with constant speed ventilation motor | Commercial | Turnover | Warehouse | FL Zone 2 | per unit | 0% | 18980 | 10913.5 | 8066.5 | 0.425 | 15 | 1.7635 | 0.69217 | 0 | Reference source included incremental cost only | 0 | No labor cost (installation will not vary between base & change) | 1988 | Illinois 2018 Statewide TRM, Section 4.2.16 | 0 | No labor cost (installation will not vary between base & change) | 1988 | unit |  | 1988
Equipment | Efficient Exhaust Hood | Kitchen ventilation with automatically adjusting fan controls | Kitchen ventilation with constant speed ventilation motor | Commercial | New | Assembly | FL Zone 2 | per unit | 0% | 18980 | 10913.5 | 8066.5 | 0.425 | 15 | 1.7635 | 0.69217 | 0 | Reference source included incremental cost only | 0 | No labor cost (installation will not vary between base & change) | 1988 | Illinois 2018 Statewide TRM, Section 4.2.16 | 0 | No labor cost (installation will not vary between base & change) | 1988 | unit |  | 1988
Equipment | Efficient Exhaust Hood | Kitchen ventilation with automatically adjusting fan controls | Kitchen ventilation with constant speed ventilation motor | Commercial | New | College and University | FL Zone 2 | per unit | 10.93% | 18980 | 10913.5 | 8066.5 | 0.425 | 15 | 1.7635 | 0.69217 | 0 | Reference source included incremental cost only | 0 | No labor cost (installation will not vary between base & change) | 1988 | Illinois 2018 Statewide TRM, Section 4.2.16 | 0 | No labor cost (installation will not vary between base & change) | 1988 | unit |  | 1988
Equipment | Efficient Exhaust Hood | Kitchen ventilation with automatically adjusting fan controls | Kitchen ventilation with constant speed ventilation motor | Commercial | New | Grocery | FL Zone 2 | per unit | 0% | 18980 | 10913.5 | 8066.5 | 0.425 | 15 | 1.7635 | 0.69217 | 0 | Reference source included incremental cost only | 0 | No labor cost (installation will not vary between base & change) | 1988 | Illinois 2018 Statewide TRM, Section 4.2.16 | 0 | No labor cost (installation will not vary between base & change) | 1988 | unit |  | 1988
Equipment | Efficient Exhaust Hood | Kitchen ventilation with automatically adjusting fan controls | Kitchen ventilation with constant speed ventilation motor | Commercial | New | Healthcare | FL Zone 2 | per unit | 10.98% | 18980 | 10913.5 | 8066.5 | 0.425 | 15 | 1.7635 | 0.69217 | 0 | Reference source included incremental cost only | 0 | No labor cost (installation will not vary between base & change) | 1988 | Illinois 2018 Statewide TRM, Section 4.2.16 | 0 | No labor cost (installation will not vary between base & change) | 1988 | unit |  | 1988
Equipment | Efficient Exhaust Hood | Kitchen ventilation with automatically adjusting fan controls | Kitchen ventilation with constant speed ventilation motor | Commercial | New | Hospitals | FL Zone 2 | per unit | 11.82% | 18980 | 10913.5 | 8066.5 | 0.425 | 15 | 1.7635 | 0.69217 | 0 | Reference source included incremental cost only | 0 | No labor cost (installation will not vary between base & change) | 1988 | Illinois 2018 Statewide TRM, Section 4.2.16 | 0 | No labor cost (installation will not vary between base & change) | 1988 | unit |  | 1988
Equipment | Efficient Exhaust Hood | Kitchen ventilation with automatically adjusting fan controls | Kitchen ventilation with constant speed ventilation motor | Commercial | New | Institutional | FL Zone 2 | per unit | 0% | 18980 | 10913.5 | 8066.5 | 0.425 | 15 | 1.7635 | 0.69217 | 0 | Reference source included incremental cost only | 0 | No labor cost (installation will not vary between base & change) | 1988 | Illinois 2018 Statewide TRM, Section 4.2.16 | 0 | No labor cost (installation will not vary between base & change) | 1988 | unit |  | 1988
Equipment | Efficient Exhaust Hood | Kitchen ventilation with automatically adjusting fan controls | Kitchen ventilation with constant speed ventilation motor | Commercial | New | Lodging/Hospitality | FL Zone 2 | per unit | 14.03% | 18980 | 10913.5 | 8066.5 | 0.425 | 15 | 1.7635 | 0.69217 | 0 | Reference source included incremental cost only | 0 | No labor cost (installation will not vary between base & change) | 1988 | Illinois 2018 Statewide TRM, Section 4.2.16 | 0 | No labor cost (installation will not vary between base & change) | 1988 | unit |  | 1988
Equipment | Efficient Exhaust Hood | Kitchen ventilation with automatically adjusting fan controls | Kitchen ventilation with constant speed ventilation motor | Commercial | New | Miscellaneous | FL Zone 2 | per unit | 0% | 18980 | 10913.5 | 8066.5 | 0.425 | 15 | 1.7635 | 0.69217 | 0 | Reference source included incremental cost only | 0 | No labor cost (installation will not vary between base & change) | 1988 | Illinois 2018 Statewide TRM, Section 4.2.16 | 0 | No labor cost (installation will not vary between base & change) | 1988 | unit |  | 1988
Equipment | Efficient Exhaust Hood | Kitchen ventilation with automatically adjusting fan controls | Kitchen ventilation with constant speed ventilation motor | Commercial | New | Offices | FL Zone 2 | per unit | 0% | 18980 | 10913.5 | 8066.5 | 0.425 | 15 | 1.7635 | 0.69217 | 0 | Reference source included incremental cost only | 0 | No labor cost (installation will not vary between base & change) | 1988 | Illinois 2018 Statewide TRM, Section 4.2.16 | 0 | No labor cost (installation will not vary between base & change) | 1988 | unit |  | 1988
Equipment | Efficient Exhaust Hood | Kitchen ventilation with automatically adjusting fan controls | Kitchen ventilation with constant speed ventilation motor | Commercial | New | Restaurants | FL Zone 2 | per unit | 14.03% | 18980 | 10913.5 | 8066.5 | 0.425 | 15 | 1.7635 | 0.69217 | 0 | Reference source included incremental cost only | 0 | No labor cost (installation will not vary between base & change) | 1988 | Illinois 2018 Statewide TRM, Section 4.2.16 | 0 | No labor cost (installation will not vary between base & change) | 1988 | unit |  | 1988
Equipment | Efficient Exhaust Hood | Kitchen ventilation with automatically adjusting fan controls | Kitchen ventilation with constant speed ventilation motor | Commercial | New | Retail | FL Zone 2 | per unit | 0% | 18980 | 10913.5 | 8066.5 | 0.425 | 15 | 1.7635 | 0.69217 | 0 | Reference source included incremental cost only | 0 | No labor cost (installation will not vary between base & change) | 1988 | Illinois 2018 Statewide TRM, Section 4.2.16 | 0 | No labor cost (installation will not vary between base & change) | 1988 | unit |  | 1988
Equipment | Efficient Exhaust Hood | Kitchen ventilation with automatically adjusting fan controls | Kitchen ventilation with constant speed ventilation motor | Commercial | New | Schools K-12 | FL Zone 2 | per unit | 10.93% | 18980 | 10913.5 | 8066.5 | 0.425 | 15 | 1.7635 | 0.69217 | 0 | Reference source included incremental cost only | 0 | No labor cost (installation will not vary between base & change) | 1988 | Illinois 2018 Statewide TRM, Section 4.2.16 | 0 | No labor cost (installation will not vary between base & change) | 1988 | unit |  | 1988
Equipment | Efficient Exhaust Hood | Kitchen ventilation with automatically adjusting fan controls | Kitchen ventilation with constant speed ventilation motor | Commercial | New | Warehouse | FL Zone 2 | per unit | 0% | 18980 | 10913.5 | 8066.5 | 0.425 | 15 | 1.7635 | 0.69217 | 0 | Reference source included incremental cost only | 0 | No labor cost (installation will not vary between base & change) | 1988 | Illinois 2018 Statewide TRM, Section 4.2.16 | 0 | No labor cost (installation will not vary between base & change) | 1988 | unit |  | 1988
Equipment | Energy Star Commercial Oven | One 12-Pan Combination Oven meeting ENERGY STAR® 2.0 Standards, 55% Efficient | One Standard Economy-Grade 12-Pan Combination Oven, 49% Efficient | Commercial | Turnover | Assembly | FL Zone 2 | Per Unit | 0% | 18282 | 11914 | 6368 | 0.34832 | 12 | 1.0341 | 0.54113 | 4455 | Regional Technical Forum for the Northwest Council (https://rtf.nwcouncil.org/measure/convection-ovens) | 0 | No labor cost (installation will not vary between base & change) | 5646 | Regional Technical Forum for the Northwest Council (http://rtf.nwcouncil.org/measures/com/ComCookingConvectionOven_v2_0.xlsm) | 0 | No labor cost (installation will not vary between base & change) | 1191 | unit |  | 1191
Equipment | Energy Star Commercial Oven | One 12-Pan Combination Oven meeting ENERGY STAR® 2.0 Standards, 55% Efficient | One Standard Economy-Grade 12-Pan Combination Oven, 49% Efficient | Commercial | Turnover | College and University | FL Zone 2 | Per Unit | 22.46% | 18282 | 11914 | 6368 | 0.34832 | 12 | 1.0341 | 0.54113 | 4455 | Regional Technical Forum for the Northwest Council (https://rtf.nwcouncil.org/measure/convection-ovens) | 0 | No labor cost (installation will not vary between base & change) | 5646 | Regional Technical Forum for the Northwest Council (http://rtf.nwcouncil.org/measures/com/ComCookingConvectionOven_v2_0.xlsm) | 0 | No labor cost (installation will not vary between base & change) | 1191 | unit |  | 1191
Equipment | Energy Star Commercial Oven | One 12-Pan Combination Oven meeting ENERGY STAR® 2.0 Standards, 55% Efficient | One Standard Economy-Grade 12-Pan Combination Oven, 49% Efficient | Commercial | Turnover | Grocery | FL Zone 2 | Per Unit | 0% | 18282 | 11914 | 6368 | 0.34832 | 12 | 1.0341 | 0.54113 | 4455 | Regional Technical Forum for the Northwest Council (https://rtf.nwcouncil.org/measure/convection-ovens) | 0 | No labor cost (installation will not vary between base & change) | 5646 | Regional Technical Forum for the Northwest Council (http://rtf.nwcouncil.org/measures/com/ComCookingConvectionOven_v2_0.xlsm) | 0 | No labor cost (installation will not vary between base & change) | 1191 | unit |  | 1191
Equipment | Energy Star Commercial Oven | One 12-Pan Combination Oven meeting ENERGY STAR® 2.0 Standards, 55% Efficient | One Standard Economy-Grade 12-Pan Combination Oven, 49% Efficient | Commercial | Turnover | Healthcare | FL Zone 2 | Per Unit | 22.46% | 18282 | 11914 | 6368 | 0.34832 | 12 | 1.0341 | 0.54113 | 4455 | Regional Technical Forum for the Northwest Council (https://rtf.nwcouncil.org/measure/convection-ovens) | 0 | No labor cost (installation will not vary between base & change) | 5646 | Regional Technical Forum for the Northwest Council (http://rtf.nwcouncil.org/measures/com/ComCookingConvectionOven_v2_0.xlsm) | 0 | No labor cost (installation will not vary between base & change) | 1191 | unit |  | 1191
Equipment | Energy Star Commercial Oven | One 12-Pan Combination Oven meeting ENERGY STAR® 2.0 Standards, 55% Efficient | One Standard Economy-Grade 12-Pan Combination Oven, 49% Efficient | Commercial | Turnover | Hospitals | FL Zone 2 | Per Unit | 22.46% | 18282 | 11914 | 6368 | 0.34832 | 12 | 1.0341 | 0.54113 | 4455 | Regional Technical Forum for the Northwest Council (https://rtf.nwcouncil.org/measure/convection-ovens) | 0 | No labor cost (installation will not vary between base & change) | 5646 | Regional Technical Forum for the Northwest Council (http://rtf.nwcouncil.org/measures/com/ComCookingConvectionOven_v2_0.xlsm) | 0 | No labor cost (installation will not vary between base & change) | 1191 | unit |  | 1191
Equipment | Energy Star Commercial Oven | One 12-Pan Combination Oven meeting ENERGY STAR® 2.0 Standards, 55% Efficient | One Standard Economy-Grade 12-Pan Combination Oven, 49% Efficient | Commercial | Turnover | Institutional | FL Zone 2 | Per Unit | 0% | 18282 | 11914 | 6368 | 0.34832 | 12 | 1.0341 | 0.54113 | 4455 | Regional Technical Forum for the Northwest Council (https://rtf.nwcouncil.org/measure/convection-ovens) | 0 | No labor cost (installation will not vary between base & change) | 5646 | Regional Technical Forum for the Northwest Council (http://rtf.nwcouncil.org/measures/com/ComCookingConvectionOven_v2_0.xlsm) | 0 | No labor cost (installation will not vary between base & change) | 1191 | unit |  | 1191
Equipment | Energy Star Commercial Oven | One 12-Pan Combination Oven meeting ENERGY STAR® 2.0 Standards, 55% Efficient | One Standard Economy-Grade 12-Pan Combination Oven, 49% Efficient | Commercial | Turnover | Lodging/Hospitality | FL Zone 2 | Per Unit | 22.46% | 18282 | 11914 | 6368 | 0.34832 | 12 | 1.0341 | 0.54113 | 4455 | Regional Technical Forum for the Northwest Council (https://rtf.nwcouncil.org/measure/convection-ovens) | 0 | No labor cost (installation will not vary between base & change) | 5646 | Regional Technical Forum for the Northwest Council (http://rtf.nwcouncil.org/measures/com/ComCookingConvectionOven_v2_0.xlsm) | 0 | No labor cost (installation will not vary between base & change) | 1191 | unit |  | 1191
Equipment | Energy Star Commercial Oven | One 12-Pan Combination Oven meeting ENERGY STAR® 2.0 Standards, 55% Efficient | One Standard Economy-Grade 12-Pan Combination Oven, 49% Efficient | Commercial | Turnover | Miscellaneous | FL Zone 2 | Per Unit | 0% | 18282 | 11914 | 6368 | 0.34832 | 12 | 1.0341 | 0.54113 | 4455 | Regional Technical Forum for the Northwest Council (https://rtf.nwcouncil.org/measure/convection-ovens) | 0 | No labor cost (installation will not vary between base & change) | 5646 | Regional Technical Forum for the Northwest Council (http://rtf.nwcouncil.org/measures/com/ComCookingConvectionOven_v2_0.xlsm) | 0 | No labor cost (installation will not vary between base & change) | 1191 | unit |  | 1191
Equipment | Energy Star Commercial Oven | One 12-Pan Combination Oven meeting ENERGY STAR® 2.0 Standards, 55% Efficient | One Standard Economy-Grade 12-Pan Combination Oven, 49% Efficient | Commercial | Turnover | Offices | FL Zone 2 | Per Unit | 0% | 18282 | 11914 | 6368 | 0.34832 | 12 | 1.0341 | 0.54113 | 4455 | Regional Technical Forum for the Northwest Council (https://rtf.nwcouncil.org/measure/convection-ovens) | 0 | No labor cost (installation will not vary between base & change) | 5646 | Regional Technical Forum for the Northwest Council (http://rtf.nwcouncil.org/measures/com/ComCookingConvectionOven_v2_0.xlsm) | 0 | No labor cost (installation will not vary between base & change) | 1191 | unit |  | 1191
Equipment | Energy Star Commercial Oven | One 12-Pan Combination Oven meeting ENERGY STAR® 2.0 Standards, 55% Efficient | One Standard Economy-Grade 12-Pan Combination Oven, 49% Efficient | Commercial | Turnover | Restaurants | FL Zone 2 | Per Unit | 22.46% | 18282 | 11914 | 6368 | 0.34832 | 12 | 1.0341 | 0.54113 | 4455 | Regional Technical Forum for the Northwest Council (https://rtf.nwcouncil.org/measure/convection-ovens) | 0 | No labor cost (installation will not vary between base & change) | 5646 | Regional Technical Forum for the Northwest Council (http://rtf.nwcouncil.org/measures/com/ComCookingConvectionOven_v2_0.xlsm) | 0 | No labor cost (installation will not vary between base & change) | 1191 | unit |  | 1191
Equipment | Energy Star Commercial Oven | One 12-Pan Combination Oven meeting ENERGY STAR® 2.0 Standards, 55% Efficient | One Standard Economy-Grade 12-Pan Combination Oven, 49% Efficient | Commercial | Turnover | Retail | FL Zone 2 | Per Unit | 0% | 18282 | 11914 | 6368 | 0.34832 | 12 | 1.0341 | 0.54113 | 4455 | Regional Technical Forum for the Northwest Council (https://rtf.nwcouncil.org/measure/convection-ovens) | 0 | No labor cost (installation will not vary between base & change) | 5646 | Regional Technical Forum for the Northwest Council (http://rtf.nwcouncil.org/measures/com/ComCookingConvectionOven_v2_0.xlsm) | 0 | No labor cost (installation will not vary between base & change) | 1191 | unit |  | 1191
Equipment | Energy Star Commercial Oven | One 12-Pan Combination Oven meeting ENERGY STAR® 2.0 Standards, 55% Efficient | One Standard Economy-Grade 12-Pan Combination Oven, 49% Efficient | Commercial | Turnover | Schools K-12 | FL Zone 2 | Per Unit | 22.46% | 18282 | 11914 | 6368 | 0.34832 | 12 | 1.0341 | 0.54113 | 4455 | Regional Technical Forum for the Northwest Council (https://rtf.nwcouncil.org/measure/convection-ovens) | 0 | No labor cost (installation will not vary between base & change) | 5646 | Regional Technical Forum for the Northwest Council (http://rtf.nwcouncil.org/measures/com/ComCookingConvectionOven_v2_0.xlsm) | 0 | No labor cost (installation will not vary between base & change) | 1191 | unit |  | 1191
Equipment | Energy Star Commercial Oven | One 12-Pan Combination Oven meeting ENERGY STAR® 2.0 Standards, 55% Efficient | One Standard Economy-Grade 12-Pan Combination Oven, 49% Efficient | Commercial | Turnover | Warehouse | FL Zone 2 | Per Unit | 0% | 18282 | 11914 | 6368 | 0.34832 | 12 | 1.0341 | 0.54113 | 4455 | Regional Technical Forum for the Northwest Council (https://rtf.nwcouncil.org/measure/convection-ovens) | 0 | No labor cost (installation will not vary between base & change) | 5646 | Regional Technical Forum for the Northwest Council (http://rtf.nwcouncil.org/measures/com/ComCookingConvectionOven_v2_0.xlsm) | 0 | No labor cost (installation will not vary between base & change) | 1191 | unit |  | 1191
Equipment | Energy Star Commercial Oven | One 12-Pan Combination Oven meeting ENERGY STAR® 2.0 Standards, 55% Efficient | One Standard Economy-Grade 12-Pan Combination Oven, 49% Efficient | Commercial | New | Assembly | FL Zone 2 | Per Unit | 0% | 18282 | 11914 | 6368 | 0.34832 | 12 | 1.0341 | 0.54113 | 4455 | Regional Technical Forum for the Northwest Council (https://rtf.nwcouncil.org/measure/convection-ovens) | 0 | No labor cost (installation will not vary between base & change) | 5646 | Regional Technical Forum for the Northwest Council (http://rtf.nwcouncil.org/measures/com/ComCookingConvectionOven_v2_0.xlsm) | 0 | No labor cost (installation will not vary between base & change) | 1191 | unit |  | 1191
Equipment | Energy Star Commercial Oven | One 12-Pan Combination Oven meeting ENERGY STAR® 2.0 Standards, 55% Efficient | One Standard Economy-Grade 12-Pan Combination Oven, 49% Efficient | Commercial | New | College and University | FL Zone 2 | Per Unit | 22.46% | 18282 | 11914 | 6368 | 0.34832 | 12 | 1.0341 | 0.54113 | 4455 | Regional Technical Forum for the Northwest Council (https://rtf.nwcouncil.org/measure/convection-ovens) | 0 | No labor cost (installation will not vary between base & change) | 5646 | Regional Technical Forum for the Northwest Council (http://rtf.nwcouncil.org/measures/com/ComCookingConvectionOven_v2_0.xlsm) | 0 | No labor cost (installation will not vary between base & change) | 1191 | unit |  | 1191
Equipment | Energy Star Commercial Oven | One 12-Pan Combination Oven meeting ENERGY STAR® 2.0 Standards, 55% Efficient | One Standard Economy-Grade 12-Pan Combination Oven, 49% Efficient | Commercial | New | Grocery | FL Zone 2 | Per Unit | 0% | 18282 | 11914 | 6368 | 0.34832 | 12 | 1.0341 | 0.54113 | 4455 | Regional Technical Forum for the Northwest Council (https://rtf.nwcouncil.org/measure/convection-ovens) | 0 | No labor cost (installation will not vary between base & change) | 5646 | Regional Technical Forum for the Northwest Council (http://rtf.nwcouncil.org/measures/com/ComCookingConvectionOven_v2_0.xlsm) | 0 | No labor cost (installation will not vary between base & change) | 1191 | unit |  | 1191
Equipment | Energy Star Commercial Oven | One 12-Pan Combination Oven meeting ENERGY STAR® 2.0 Standards, 55% Efficient | One Standard Economy-Grade 12-Pan Combination Oven, 49% Efficient | Commercial | New | Healthcare | FL Zone 2 | Per Unit | 22.46% | 18282 | 11914 | 6368 | 0.34832 | 12 | 1.0341 | 0.54113 | 4455 | Regional Technical Forum for the Northwest Council (https://rtf.nwcouncil.org/measure/convection-ovens) | 0 | No labor cost (installation will not vary between base & change) | 5646 | Regional Technical Forum for the Northwest Council (http://rtf.nwcouncil.org/measures/com/ComCookingConvectionOven_v2_0.xlsm) | 0 | No labor cost (installation will not vary between base & change) | 1191 | unit |  | 1191
Equipment | Energy Star Commercial Oven | One 12-Pan Combination Oven meeting ENERGY STAR® 2.0 Standards, 55% Efficient | One Standard Economy-Grade 12-Pan Combination Oven, 49% Efficient | Commercial | New | Hospitals | FL Zone 2 | Per Unit | 22.46% | 18282 | 11914 | 6368 | 0.34832 | 12 | 1.0341 | 0.54113 | 4455 | Regional Technical Forum for the Northwest Council (https://rtf.nwcouncil.org/measure/convection-ovens) | 0 | No labor cost (installation will not vary between base & change) | 5646 | Regional Technical Forum for the Northwest Council (http://rtf.nwcouncil.org/measures/com/ComCookingConvectionOven_v2_0.xlsm) | 0 | No labor cost (installation will not vary between base & change) | 1191 | unit |  | 1191
Equipment | Energy Star Commercial Oven | One 12-Pan Combination Oven meeting ENERGY STAR® 2.0 Standards, 55% Efficient | One Standard Economy-Grade 12-Pan Combination Oven, 49% Efficient | Commercial | New | Institutional | FL Zone 2 | Per Unit | 0% | 18282 | 11914 | 6368 | 0.34832 | 12 | 1.0341 | 0.54113 | 4455 | Regional Technical Forum for the Northwest Council (https://rtf.nwcouncil.org/measure/convection-ovens) | 0 | No labor cost (installation will not vary between base & change) | 5646 | Regional Technical Forum for the Northwest Council (http://rtf.nwcouncil.org/measures/com/ComCookingConvectionOven_v2_0.xlsm) | 0 | No labor cost (installation will not vary between base & change) | 1191 | unit |  | 1191
Equipment | Energy Star Commercial Oven | One 12-Pan Combination Oven meeting ENERGY STAR® 2.0 Standards, 55% Efficient | One Standard Economy-Grade 12-Pan Combination Oven, 49% Efficient | Commercial | New | Lodging/Hospitality | FL Zone 2 | Per Unit | 22.46% | 18282 | 11914 | 6368 | 0.34832 | 12 | 1.0341 | 0.54113 | 4455 | Regional Technical Forum for the Northwest Council (https://rtf.nwcouncil.org/measure/convection-ovens) | 0 | No labor cost (installation will not vary between base & change) | 5646 | Regional Technical Forum for the Northwest Council (http://rtf.nwcouncil.org/measures/com/ComCookingConvectionOven_v2_0.xlsm) | 0 | No labor cost (installation will not vary between base & change) | 1191 | unit |  | 1191
Equipment | Energy Star Commercial Oven | One 12-Pan Combination Oven meeting ENERGY STAR® 2.0 Standards, 55% Efficient | One Standard Economy-Grade 12-Pan Combination Oven, 49% Efficient | Commercial | New | Miscellaneous | FL Zone 2 | Per Unit | 0% | 18282 | 11914 | 6368 | 0.34832 | 12 | 1.0341 | 0.54113 | 4455 | Regional Technical Forum for the Northwest Council (https://rtf.nwcouncil.org/measure/convection-ovens) | 0 | No labor cost (installation will not vary between base & change) | 5646 | Regional Technical Forum for the Northwest Council (http://rtf.nwcouncil.org/measures/com/ComCookingConvectionOven_v2_0.xlsm) | 0 | No labor cost (installation will not vary between base & change) | 1191 | unit |  | 1191
Equipment | Energy Star Commercial Oven | One 12-Pan Combination Oven meeting ENERGY STAR® 2.0 Standards, 55% Efficient | One Standard Economy-Grade 12-Pan Combination Oven, 49% Efficient | Commercial | New | Offices | FL Zone 2 | Per Unit | 0% | 18282 | 11914 | 6368 | 0.34832 | 12 | 1.0341 | 0.54113 | 4455 | Regional Technical Forum for the Northwest Council (https://rtf.nwcouncil.org/measure/convection-ovens) | 0 | No labor cost (installation will not vary between base & change) | 5646 | Regional Technical Forum for the Northwest Council (http://rtf.nwcouncil.org/measures/com/ComCookingConvectionOven_v2_0.xlsm) | 0 | No labor cost (installation will not vary between base & change) | 1191 | unit |  | 1191
Equipment | Energy Star Commercial Oven | One 12-Pan Combination Oven meeting ENERGY STAR® 2.0 Standards, 55% Efficient | One Standard Economy-Grade 12-Pan Combination Oven, 49% Efficient | Commercial | New | Restaurants | FL Zone 2 | Per Unit | 22.46% | 18282 | 11914 | 6368 | 0.34832 | 12 | 1.0341 | 0.54113 | 4455 | Regional Technical Forum for the Northwest Council (https://rtf.nwcouncil.org/measure/convection-ovens) | 0 | No labor cost (installation will not vary between base & change) | 5646 | Regional Technical Forum for the Northwest Council (http://rtf.nwcouncil.org/measures/com/ComCookingConvectionOven_v2_0.xlsm) | 0 | No labor cost (installation will not vary between base & change) | 1191 | unit |  | 1191
Equipment | Energy Star Commercial Oven | One 12-Pan Combination Oven meeting ENERGY STAR® 2.0 Standards, 55% Efficient | One Standard Economy-Grade 12-Pan Combination Oven, 49% Efficient | Commercial | New | Retail | FL Zone 2 | Per Unit | 0% | 18282 | 11914 | 6368 | 0.34832 | 12 | 1.0341 | 0.54113 | 4455 | Regional Technical Forum for the Northwest Council (https://rtf.nwcouncil.org/measure/convection-ovens) | 0 | No labor cost (installation will not vary between base & change) | 5646 | Regional Technical Forum for the Northwest Council (http://rtf.nwcouncil.org/measures/com/ComCookingConvectionOven_v2_0.xlsm) | 0 | No labor cost (installation will not vary between base & change) | 1191 | unit |  | 1191
Equipment | Energy Star Commercial Oven | One 12-Pan Combination Oven meeting ENERGY STAR® 2.0 Standards, 55% Efficient | One Standard Economy-Grade 12-Pan Combination Oven, 49% Efficient | Commercial | New | Schools K-12 | FL Zone 2 | Per Unit | 22.46% | 18282 | 11914 | 6368 | 0.34832 | 12 | 1.0341 | 0.54113 | 4455 | Regional Technical Forum for the Northwest Council (https://rtf.nwcouncil.org/measure/convection-ovens) | 0 | No labor cost (installation will not vary between base & change) | 5646 | Regional Technical Forum for the Northwest Council (http://rtf.nwcouncil.org/measures/com/ComCookingConvectionOven_v2_0.xlsm) | 0 | No labor cost (installation will not vary between base & change) | 1191 | unit |  | 1191
Equipment | Energy Star Commercial Oven | One 12-Pan Combination Oven meeting ENERGY STAR® 2.0 Standards, 55% Efficient | One Standard Economy-Grade 12-Pan Combination Oven, 49% Efficient | Commercial | New | Warehouse | FL Zone 2 | Per Unit | 0% | 18282 | 11914 | 6368 | 0.34832 | 12 | 1.0341 | 0.54113 | 4455 | Regional Technical Forum for the Northwest Council (https://rtf.nwcouncil.org/measure/convection-ovens) | 0 | No labor cost (installation will not vary between base & change) | 5646 | Regional Technical Forum for the Northwest Council (http://rtf.nwcouncil.org/measures/com/ComCookingConvectionOven_v2_0.xlsm) | 0 | No labor cost (installation will not vary between base & change) | 1191 | unit |  | 1191
Equipment | Energy Star Fryer | One Standard Vat Electric Fryer meeting ENERGY STAR® 2.0 Standards, 85% Efficient | One Standard Economy-Grade Standard Vat Electric Fryer, 75% Efficient | Commercial | Turnover | Assembly | FL Zone 2 | Per Unit | 0% | 5177.4536 | 4273.6313 | 903.8223 | 0.17457 | 12 | 0.14651 | 0.045305 | 3524 | Regional Technical Forum for the Northwest Council (https://rtf.nwcouncil.org/measure/fryers) | 0 | No labor cost (installation will not vary between base & change) | 5699 | Regional Technical Forum for the Northwest Council (https://rtf.nwcouncil.org/measure/fryers) | 0 | No labor cost (installation will not vary between base & change) | 2175 | unit |  | 2175
Equipment | Energy Star Fryer | One Standard Vat Electric Fryer meeting ENERGY STAR® 2.0 Standards, 85% Efficient | One Standard Economy-Grade Standard Vat Electric Fryer, 75% Efficient | Commercial | Turnover | College and University | FL Zone 2 | Per Unit | 29.2% | 5177.4536 | 4273.6313 | 903.8223 | 0.17457 | 12 | 0.14651 | 0.045305 | 3524 | Regional Technical Forum for the Northwest Council (https://rtf.nwcouncil.org/measure/fryers) | 0 | No labor cost (installation will not vary between base & change) | 5699 | Regional Technical Forum for the Northwest Council (https://rtf.nwcouncil.org/measure/fryers) | 0 | No labor cost (installation will not vary between base & change) | 2175 | unit |  | 2175
Equipment | Energy Star Fryer | One Standard Vat Electric Fryer meeting ENERGY STAR® 2.0 Standards, 85% Efficient | One Standard Economy-Grade Standard Vat Electric Fryer, 75% Efficient | Commercial | Turnover | Grocery | FL Zone 2 | Per Unit | 0% | 5177.4536 | 4273.6313 | 903.8223 | 0.17457 | 12 | 0.14651 | 0.045305 | 3524 | Regional Technical Forum for the Northwest Council (https://rtf.nwcouncil.org/measure/fryers) | 0 | No labor cost (installation will not vary between base & change) | 5699 | Regional Technical Forum for the Northwest Council (https://rtf.nwcouncil.org/measure/fryers) | 0 | No labor cost (installation will not vary between base & change) | 2175 | unit |  | 2175
Equipment | Energy Star Fryer | One Standard Vat Electric Fryer meeting ENERGY STAR® 2.0 Standards, 85% Efficient | One Standard Economy-Grade Standard Vat Electric Fryer, 75% Efficient | Commercial | Turnover | Healthcare | FL Zone 2 | Per Unit | 29.2% | 5177.4536 | 4273.6313 | 903.8223 | 0.17457 | 12 | 0.14651 | 0.045305 | 3524 | Regional Technical Forum for the Northwest Council (https://rtf.nwcouncil.org/measure/fryers) | 0 | No labor cost (installation will not vary between base & change) | 5699 | Regional Technical Forum for the Northwest Council (https://rtf.nwcouncil.org/measure/fryers) | 0 | No labor cost (installation will not vary between base & change) | 2175 | unit |  | 2175
Equipment | Energy Star Fryer | One Standard Vat Electric Fryer meeting ENERGY STAR® 2.0 Standards, 85% Efficient | One Standard Economy-Grade Standard Vat Electric Fryer, 75% Efficient | Commercial | Turnover | Hospitals | FL Zone 2 | Per Unit | 29.2% | 5177.4536 | 4273.6313 | 903.8223 | 0.17457 | 12 | 0.14651 | 0.045305 | 3524 | Regional Technical Forum for the Northwest Council (https://rtf.nwcouncil.org/measure/fryers) | 0 | No labor cost (installation will not vary between base & change) | 5699 | Regional Technical Forum for the Northwest Council (https://rtf.nwcouncil.org/measure/fryers) | 0 | No labor cost (installation will not vary between base & change) | 2175 | unit |  | 2175
Equipment | Energy Star Fryer | One Standard Vat Electric Fryer meeting ENERGY STAR® 2.0 Standards, 85% Efficient | One Standard Economy-Grade Standard Vat Electric Fryer, 75% Efficient | Commercial | Turnover | Institutional | FL Zone 2 | Per Unit | 0% | 5177.4536 | 4273.6313 | 903.8223 | 0.17457 | 12 | 0.14651 | 0.045305 | 3524 | Regional Technical Forum for the Northwest Council (https://rtf.nwcouncil.org/measure/fryers) | 0 | No labor cost (installation will not vary between base & change) | 5699 | Regional Technical Forum for the Northwest Council (https://rtf.nwcouncil.org/measure/fryers) | 0 | No labor cost (installation will not vary between base & change) | 2175 | unit |  | 2175
Equipment | Energy Star Fryer | One Standard Vat Electric Fryer meeting ENERGY STAR® 2.0 Standards, 85% Efficient | One Standard Economy-Grade Standard Vat Electric Fryer, 75% Efficient | Commercial | Turnover | Lodging/Hospitality | FL Zone 2 | Per Unit | 29.2% | 5177.4536 | 4273.6313 | 903.8223 | 0.17457 | 12 | 0.14651 | 0.045305 | 3524 | Regional Technical Forum for the Northwest Council (https://rtf.nwcouncil.org/measure/fryers) | 0 | No labor cost (installation will not vary between base & change) | 5699 | Regional Technical Forum for the Northwest Council (https://rtf.nwcouncil.org/measure/fryers) | 0 | No labor cost (installation will not vary between base & change) | 2175 | unit |  | 2175
Equipment | Energy Star Fryer | One Standard Vat Electric Fryer meeting ENERGY STAR® 2.0 Standards, 85% Efficient | One Standard Economy-Grade Standard Vat Electric Fryer, 75% Efficient | Commercial | Turnover | Miscellaneous | FL Zone 2 | Per Unit | 0% | 5177.4536 | 4273.6313 | 903.8223 | 0.17457 | 12 | 0.14651 | 0.045305 | 3524 | Regional Technical Forum for the Northwest Council (https://rtf.nwcouncil.org/measure/fryers) | 0 | No labor cost (installation will not vary between base & change) | 5699 | Regional Technical Forum for the Northwest Council (https://rtf.nwcouncil.org/measure/fryers) | 0 | No labor cost (installation will not vary between base & change) | 2175 | unit |  | 2175
Equipment | Energy Star Fryer | One Standard Vat Electric Fryer meeting ENERGY STAR® 2.0 Standards, 85% Efficient | One Standard Economy-Grade Standard Vat Electric Fryer, 75% Efficient | Commercial | Turnover | Offices | FL Zone 2 | Per Unit | 0% | 5177.4536 | 4273.6313 | 903.8223 | 0.17457 | 12 | 0.14651 | 0.045305 | 3524 | Regional Technical Forum for the Northwest Council (https://rtf.nwcouncil.org/measure/fryers) | 0 | No labor cost (installation will not vary between base & change) | 5699 | Regional Technical Forum for the Northwest Council (https://rtf.nwcouncil.org/measure/fryers) | 0 | No labor cost (installation will not vary between base & change) | 2175 | unit |  | 2175
Equipment | Energy Star Fryer | One Standard Vat Electric Fryer meeting ENERGY STAR® 2.0 Standards, 85% Efficient | One Standard Economy-Grade Standard Vat Electric Fryer, 75% Efficient | Commercial | Turnover | Restaurants | FL Zone 2 | Per Unit | 29.2% | 5177.4536 | 4273.6313 | 903.8223 | 0.17457 | 12 | 0.14651 | 0.045305 | 3524 | Regional Technical Forum for the Northwest Council (https://rtf.nwcouncil.org/measure/fryers) | 0 | No labor cost (installation will not vary between base & change) | 5699 | Regional Technical Forum for the Northwest Council (https://rtf.nwcouncil.org/measure/fryers) | 0 | No labor cost (installation will not vary between base & change) | 2175 | unit |  | 2175
Equipment | Energy Star Fryer | One Standard Vat Electric Fryer meeting ENERGY STAR® 2.0 Standards, 85% Efficient | One Standard Economy-Grade Standard Vat Electric Fryer, 75% Efficient | Commercial | Turnover | Retail | FL Zone 2 | Per Unit | 0% | 5177.4536 | 4273.6313 | 903.8223 | 0.17457 | 12 | 0.14651 | 0.045305 | 3524 | Regional Technical Forum for the Northwest Council (https://rtf.nwcouncil.org/measure/fryers) | 0 | No labor cost (installation will not vary between base & change) | 5699 | Regional Technical Forum for the Northwest Council (https://rtf.nwcouncil.org/measure/fryers) | 0 | No labor cost (installation will not vary between base & change) | 2175 | unit |  | 2175
Equipment | Energy Star Fryer | One Standard Vat Electric Fryer meeting ENERGY STAR® 2.0 Standards, 85% Efficient | One Standard Economy-Grade Standard Vat Electric Fryer, 75% Efficient | Commercial | Turnover | Schools K-12 | FL Zone 2 | Per Unit | 29.2% | 5177.4536 | 4273.6313 | 903.8223 | 0.17457 | 12 | 0.14651 | 0.045305 | 3524 | Regional Technical Forum for the Northwest Council (https://rtf.nwcouncil.org/measure/fryers) | 0 | No labor cost (installation will not vary between base & change) | 5699 | Regional Technical Forum for the Northwest Council (https://rtf.nwcouncil.org/measure/fryers) | 0 | No labor cost (installation will not vary between base & change) | 2175 | unit |  | 2175
Equipment | Energy Star Fryer | One Standard Vat Electric Fryer meeting ENERGY STAR® 2.0 Standards, 85% Efficient | One Standard Economy-Grade Standard Vat Electric Fryer, 75% Efficient | Commercial | Turnover | Warehouse | FL Zone 2 | Per Unit | 0% | 5177.4536 | 4273.6313 | 903.8223 | 0.17457 | 12 | 0.14651 | 0.045305 | 3524 | Regional Technical Forum for the Northwest Council (https://rtf.nwcouncil.org/measure/fryers) | 0 | No labor cost (installation will not vary between base & change) | 5699 | Regional Technical Forum for the Northwest Council (https://rtf.nwcouncil.org/measure/fryers) | 0 | No labor cost (installation will not vary between base & change) | 2175 | unit |  | 2175
Equipment | Energy Star Fryer | One Standard Vat Electric Fryer meeting ENERGY STAR® 2.0 Standards, 85% Efficient | One Standard Economy-Grade Standard Vat Electric Fryer, 75% Efficient | Commercial | New | Assembly | FL Zone 2 | Per Unit | 0% | 5177.4536 | 4273.6313 | 903.8223 | 0.17457 | 12 | 0.14651 | 0.045305 | 3524 | Regional Technical Forum for the Northwest Council (https://rtf.nwcouncil.org/measure/fryers) | 0 | No labor cost (installation will not vary between base & change) | 5699 | Regional Technical Forum for the Northwest Council (https://rtf.nwcouncil.org/measure/fryers) | 0 | No labor cost (installation will not vary between base & change) | 2175 | unit |  | 2175
Equipment | Energy Star Fryer | One Standard Vat Electric Fryer meeting ENERGY STAR® 2.0 Standards, 85% Efficient | One Standard Economy-Grade Standard Vat Electric Fryer, 75% Efficient | Commercial | New | College and University | FL Zone 2 | Per Unit | 29.2% | 5177.4536 | 4273.6313 | 903.8223 | 0.17457 | 12 | 0.14651 | 0.045305 | 3524 | Regional Technical Forum for the Northwest Council (https://rtf.nwcouncil.org/measure/fryers) | 0 | No labor cost (installation will not vary between base & change) | 5699 | Regional Technical Forum for the Northwest Council (https://rtf.nwcouncil.org/measure/fryers) | 0 | No labor cost (installation will not vary between base & change) | 2175 | unit |  | 2175
Equipment | Energy Star Fryer | One Standard Vat Electric Fryer meeting ENERGY STAR® 2.0 Standards, 85% Efficient | One Standard Economy-Grade Standard Vat Electric Fryer, 75% Efficient | Commercial | New | Grocery | FL Zone 2 | Per Unit | 0% | 5177.4536 | 4273.6313 | 903.8223 | 0.17457 | 12 | 0.14651 | 0.045305 | 3524 | Regional Technical Forum for the Northwest Council (https://rtf.nwcouncil.org/measure/fryers) | 0 | No labor cost (installation will not vary between base & change) | 5699 | Regional Technical Forum for the Northwest Council (https://rtf.nwcouncil.org/measure/fryers) | 0 | No labor cost (installation will not vary between base & change) | 2175 | unit |  | 2175
Equipment | Energy Star Fryer | One Standard Vat Electric Fryer meeting ENERGY STAR® 2.0 Standards, 85% Efficient | One Standard Economy-Grade Standard Vat Electric Fryer, 75% Efficient | Commercial | New | Healthcare | FL Zone 2 | Per Unit | 29.2% | 5177.4536 | 4273.6313 | 903.8223 | 0.17457 | 12 | 0.14651 | 0.045305 | 3524 | Regional Technical Forum for the Northwest Council (https://rtf.nwcouncil.org/measure/fryers) | 0 | No labor cost (installation will not vary between base & change) | 5699 | Regional Technical Forum for the Northwest Council (https://rtf.nwcouncil.org/measure/fryers) | 0 | No labor cost (installation will not vary between base & change) | 2175 | unit |  | 2175
Equipment | Energy Star Fryer | One Standard Vat Electric Fryer meeting ENERGY STAR® 2.0 Standards, 85% Efficient | One Standard Economy-Grade Standard Vat Electric Fryer, 75% Efficient | Commercial | New | Hospitals | FL Zone 2 | Per Unit | 29.2% | 5177.4536 | 4273.6313 | 903.8223 | 0.17457 | 12 | 0.14651 | 0.045305 | 3524 | Regional Technical Forum for the Northwest Council (https://rtf.nwcouncil.org/measure/fryers) | 0 | No labor cost (installation will not vary between base & change) | 5699 | Regional Technical Forum for the Northwest Council (https://rtf.nwcouncil.org/measure/fryers) | 0 | No labor cost (installation will not vary between base & change) | 2175 | unit |  | 2175
Equipment | Energy Star Fryer | One Standard Vat Electric Fryer meeting ENERGY STAR® 2.0 Standards, 85% Efficient | One Standard Economy-Grade Standard Vat Electric Fryer, 75% Efficient | Commercial | New | Institutional | FL Zone 2 | Per Unit | 0% | 5177.4536 | 4273.6313 | 903.8223 | 0.17457 | 12 | 0.14651 | 0.045305 | 3524 | Regional Technical Forum for the Northwest Council (https://rtf.nwcouncil.org/measure/fryers) | 0 | No labor cost (installation will not vary between base & change) | 5699 | Regional Technical Forum for the Northwest Council (https://rtf.nwcouncil.org/measure/fryers) | 0 | No labor cost (installation will not vary between base & change) | 2175 | unit |  | 2175
Equipment | Energy Star Fryer | One Standard Vat Electric Fryer meeting ENERGY STAR® 2.0 Standards, 85% Efficient | One Standard Economy-Grade Standard Vat Electric Fryer, 75% Efficient | Commercial | New | Lodging/Hospitality | FL Zone 2 | Per Unit | 29.2% | 5177.4536 | 4273.6313 | 903.8223 | 0.17457 | 12 | 0.14651 | 0.045305 | 3524 | Regional Technical Forum for the Northwest Council (https://rtf.nwcouncil.org/measure/fryers) | 0 | No labor cost (installation will not vary between base & change) | 5699 | Regional Technical Forum for the Northwest Council (https://rtf.nwcouncil.org/measure/fryers) | 0 | No labor cost (installation will not vary between base & change) | 2175 | unit |  | 2175
Equipment | Energy Star Fryer | One Standard Vat Electric Fryer meeting ENERGY STAR® 2.0 Standards, 85% Efficient | One Standard Economy-Grade Standard Vat Electric Fryer, 75% Efficient | Commercial | New | Miscellaneous | FL Zone 2 | Per Unit | 0% | 5177.4536 | 4273.6313 | 903.8223 | 0.17457 | 12 | 0.14651 | 0.045305 | 3524 | Regional Technical Forum for the Northwest Council (https://rtf.nwcouncil.org/measure/fryers) | 0 | No labor cost (installation will not vary between base & change) | 5699 | Regional Technical Forum for the Northwest Council (https://rtf.nwcouncil.org/measure/fryers) | 0 | No labor cost (installation will not vary between base & change) | 2175 | unit |  | 2175
Equipment | Energy Star Fryer | One Standard Vat Electric Fryer meeting ENERGY STAR® 2.0 Standards, 85% Efficient | One Standard Economy-Grade Standard Vat Electric Fryer, 75% Efficient | Commercial | New | Offices | FL Zone 2 | Per Unit | 0% | 5177.4536 | 4273.6313 | 903.8223 | 0.17457 | 12 | 0.14651 | 0.045305 | 3524 | Regional Technical Forum for the Northwest Council (https://rtf.nwcouncil.org/measure/fryers) | 0 | No labor cost (installation will not vary between base & change) | 5699 | Regional Technical Forum for the Northwest Council (https://rtf.nwcouncil.org/measure/fryers) | 0 | No labor cost (installation will not vary between base & change) | 2175 | unit |  | 2175
Equipment | Energy Star Fryer | One Standard Vat Electric Fryer meeting ENERGY STAR® 2.0 Standards, 85% Efficient | One Standard Economy-Grade Standard Vat Electric Fryer, 75% Efficient | Commercial | New | Restaurants | FL Zone 2 | Per Unit | 29.2% | 5177.4536 | 4273.6313 | 903.8223 | 0.17457 | 12 | 0.14651 | 0.045305 | 3524 | Regional Technical Forum for the Northwest Council (https://rtf.nwcouncil.org/measure/fryers) | 0 | No labor cost (installation will not vary between base & change) | 5699 | Regional Technical Forum for the Northwest Council (https://rtf.nwcouncil.org/measure/fryers) | 0 | No labor cost (installation will not vary between base & change) | 2175 | unit |  | 2175
Equipment | Energy Star Fryer | One Standard Vat Electric Fryer meeting ENERGY STAR® 2.0 Standards, 85% Efficient | One Standard Economy-Grade Standard Vat Electric Fryer, 75% Efficient | Commercial | New | Retail | FL Zone 2 | Per Unit | 0% | 5177.4536 | 4273.6313 | 903.8223 | 0.17457 | 12 | 0.14651 | 0.045305 | 3524 | Regional Technical Forum for the Northwest Council (https://rtf.nwcouncil.org/measure/fryers) | 0 | No labor cost (installation will not vary between base & change) | 5699 | Regional Technical Forum for the Northwest Council (https://rtf.nwcouncil.org/measure/fryers) | 0 | No labor cost (installation will not vary between base & change) | 2175 | unit |  | 2175
Equipment | Energy Star Fryer | One Standard Vat Electric Fryer meeting ENERGY STAR® 2.0 Standards, 85% Efficient | One Standard Economy-Grade Standard Vat Electric Fryer, 75% Efficient | Commercial | New | Schools K-12 | FL Zone 2 | Per Unit | 29.2% | 5177.4536 | 4273.6313 | 903.8223 | 0.17457 | 12 | 0.14651 | 0.045305 | 3524 | Regional Technical Forum for the Northwest Council (https://rtf.nwcouncil.org/measure/fryers) | 0 | No labor cost (installation will not vary between base & change) | 5699 | Regional Technical Forum for the Northwest Council (https://rtf.nwcouncil.org/measure/fryers) | 0 | No labor cost (installation will not vary between base & change) | 2175 | unit |  | 2175
Equipment | Energy Star Fryer | One Standard Vat Electric Fryer meeting ENERGY STAR® 2.0 Standards, 85% Efficient | One Standard Economy-Grade Standard Vat Electric Fryer, 75% Efficient | Commercial | New | Warehouse | FL Zone 2 | Per Unit | 0% | 5177.4536 | 4273.6313 | 903.8223 | 0.17457 | 12 | 0.14651 | 0.045305 | 3524 | Regional Technical Forum for the Northwest Council (https://rtf.nwcouncil.org/measure/fryers) | 0 | No labor cost (installation will not vary between base & change) | 5699 | Regional Technical Forum for the Northwest Council (https://rtf.nwcouncil.org/measure/fryers) | 0 | No labor cost (installation will not vary between base & change) | 2175 | unit |  | 2175
Equipment | Energy Star Griddle | One Griddle meeting ENERGY STAR® 1.2 Standards, 70% Efficient | One Conventional Griddle with 65% efficiency | Commercial | Turnover | Assembly | FL Zone 2 | Per Unit | 0% | 15815 | 13905 | 1910 | 0.12077 | 12 | 0.3156 | 0.080771 | 0 | Reference source included incremental cost only | 0 | No labor cost (installation will not vary between base & change) | 0 | Illinois 2018 Statewide TRM, Section 4.2.8 (incremental cost only) | 0 | No labor cost (installation will not vary between base & change) | 0 | unit |  | 0
Equipment | Energy Star Griddle | One Griddle meeting ENERGY STAR® 1.2 Standards, 70% Efficient | One Conventional Griddle with 65% efficiency | Commercial | Turnover | College and University | FL Zone 2 | Per Unit | 41% | 15815 | 13905 | 1910 | 0.12077 | 12 | 0.3156 | 0.080771 | 0 | Reference source included incremental cost only | 0 | No labor cost (installation will not vary between base & change) | 0 | Illinois 2018 Statewide TRM, Section 4.2.8 (incremental cost only) | 0 | No labor cost (installation will not vary between base & change) | 0 | unit |  | 0
Equipment | Energy Star Griddle | One Griddle meeting ENERGY STAR® 1.2 Standards, 70% Efficient | One Conventional Griddle with 65% efficiency | Commercial | Turnover | Grocery | FL Zone 2 | Per Unit | 0% | 15815 | 13905 | 1910 | 0.12077 | 12 | 0.3156 | 0.080771 | 0 | Reference source included incremental cost only | 0 | No labor cost (installation will not vary between base & change) | 0 | Illinois 2018 Statewide TRM, Section 4.2.8 (incremental cost only) | 0 | No labor cost (installation will not vary between base & change) | 0 | unit |  | 0
Equipment | Energy Star Griddle | One Griddle meeting ENERGY STAR® 1.2 Standards, 70% Efficient | One Conventional Griddle with 65% efficiency | Commercial | Turnover | Healthcare | FL Zone 2 | Per Unit | 41% | 15815 | 13905 | 1910 | 0.12077 | 12 | 0.3156 | 0.080771 | 0 | Reference source included incremental cost only | 0 | No labor cost (installation will not vary between base & change) | 0 | Illinois 2018 Statewide TRM, Section 4.2.8 (incremental cost only) | 0 | No labor cost (installation will not vary between base & change) | 0 | unit |  | 0
Equipment | Energy Star Griddle | One Griddle meeting ENERGY STAR® 1.2 Standards, 70% Efficient | One Conventional Griddle with 65% efficiency | Commercial | Turnover | Hospitals | FL Zone 2 | Per Unit | 41% | 15815 | 13905 | 1910 | 0.12077 | 12 | 0.3156 | 0.080771 | 0 | Reference source included incremental cost only | 0 | No labor cost (installation will not vary between base & change) | 0 | Illinois 2018 Statewide TRM, Section 4.2.8 (incremental cost only) | 0 | No labor cost (installation will not vary between base & change) | 0 | unit |  | 0
Equipment | Energy Star Griddle | One Griddle meeting ENERGY STAR® 1.2 Standards, 70% Efficient | One Conventional Griddle with 65% efficiency | Commercial | Turnover | Institutional | FL Zone 2 | Per Unit | 0% | 15815 | 13905 | 1910 | 0.12077 | 12 | 0.3156 | 0.080771 | 0 | Reference source included incremental cost only | 0 | No labor cost (installation will not vary between base & change) | 0 | Illinois 2018 Statewide TRM, Section 4.2.8 (incremental cost only) | 0 | No labor cost (installation will not vary between base & change) | 0 | unit |  | 0
Equipment | Energy Star Griddle | One Griddle meeting ENERGY STAR® 1.2 Standards, 70% Efficient | One Conventional Griddle with 65% efficiency | Commercial | Turnover | Lodging/Hospitality | FL Zone 2 | Per Unit | 41% | 15815 | 13905 | 1910 | 0.12077 | 12 | 0.3156 | 0.080771 | 0 | Reference source included incremental cost only | 0 | No labor cost (installation will not vary between base & change) | 0 | Illinois 2018 Statewide TRM, Section 4.2.8 (incremental cost only) | 0 | No labor cost (installation will not vary between base & change) | 0 | unit |  | 0
Equipment | Energy Star Griddle | One Griddle meeting ENERGY STAR® 1.2 Standards, 70% Efficient | One Conventional Griddle with 65% efficiency | Commercial | Turnover | Miscellaneous | FL Zone 2 | Per Unit | 0% | 15815 | 13905 | 1910 | 0.12077 | 12 | 0.3156 | 0.080771 | 0 | Reference source included incremental cost only | 0 | No labor cost (installation will not vary between base & change) | 0 | Illinois 2018 Statewide TRM, Section 4.2.8 (incremental cost only) | 0 | No labor cost (installation will not vary between base & change) | 0 | unit |  | 0
Equipment | Energy Star Griddle | One Griddle meeting ENERGY STAR® 1.2 Standards, 70% Efficient | One Conventional Griddle with 65% efficiency | Commercial | Turnover | Offices | FL Zone 2 | Per Unit | 0% | 15815 | 13905 | 1910 | 0.12077 | 12 | 0.3156 | 0.080771 | 0 | Reference source included incremental cost only | 0 | No labor cost (installation will not vary between base & change) | 0 | Illinois 2018 Statewide TRM, Section 4.2.8 (incremental cost only) | 0 | No labor cost (installation will not vary between base & change) | 0 | unit |  | 0
Equipment | Energy Star Griddle | One Griddle meeting ENERGY STAR® 1.2 Standards, 70% Efficient | One Conventional Griddle with 65% efficiency | Commercial | Turnover | Restaurants | FL Zone 2 | Per Unit | 41% | 15815 | 13905 | 1910 | 0.12077 | 12 | 0.3156 | 0.080771 | 0 | Reference source included incremental cost only | 0 | No labor cost (installation will not vary between base & change) | 0 | Illinois 2018 Statewide TRM, Section 4.2.8 (incremental cost only) | 0 | No labor cost (installation will not vary between base & change) | 0 | unit |  | 0
Equipment | Energy Star Griddle | One Griddle meeting ENERGY STAR® 1.2 Standards, 70% Efficient | One Conventional Griddle with 65% efficiency | Commercial | Turnover | Retail | FL Zone 2 | Per Unit | 0% | 15815 | 13905 | 1910 | 0.12077 | 12 | 0.3156 | 0.080771 | 0 | Reference source included incremental cost only | 0 | No labor cost (installation will not vary between base & change) | 0 | Illinois 2018 Statewide TRM, Section 4.2.8 (incremental cost only) | 0 | No labor cost (installation will not vary between base & change) | 0 | unit |  | 0
Equipment | Energy Star Griddle | One Griddle meeting ENERGY STAR® 1.2 Standards, 70% Efficient | One Conventional Griddle with 65% efficiency | Commercial | Turnover | Schools K-12 | FL Zone 2 | Per Unit | 41% | 15815 | 13905 | 1910 | 0.12077 | 12 | 0.3156 | 0.080771 | 0 | Reference source included incremental cost only | 0 | No labor cost (installation will not vary between base & change) | 0 | Illinois 2018 Statewide TRM, Section 4.2.8 (incremental cost only) | 0 | No labor cost (installation will not vary between base & change) | 0 | unit |  | 0
Equipment | Energy Star Griddle | One Griddle meeting ENERGY STAR® 1.2 Standards, 70% Efficient | One Conventional Griddle with 65% efficiency | Commercial | Turnover | Warehouse | FL Zone 2 | Per Unit | 0% | 15815 | 13905 | 1910 | 0.12077 | 12 | 0.3156 | 0.080771 | 0 | Reference source included incremental cost only | 0 | No labor cost (installation will not vary between base & change) | 0 | Illinois 2018 Statewide TRM, Section 4.2.8 (incremental cost only) | 0 | No labor cost (installation will not vary between base & change) | 0 | unit |  | 0
Equipment | Energy Star Griddle | One Griddle meeting ENERGY STAR® 1.2 Standards, 70% Efficient | One Conventional Griddle with 65% efficiency | Commercial | New | Assembly | FL Zone 2 | Per Unit | 0% | 15815 | 13905 | 1910 | 0.12077 | 12 | 0.3156 | 0.080771 | 0 | Reference source included incremental cost only | 0 | No labor cost (installation will not vary between base & change) | 0 | Illinois 2018 Statewide TRM, Section 4.2.8 (incremental cost only) | 0 | No labor cost (installation will not vary between base & change) | 0 | unit |  | 0
Equipment | Energy Star Griddle | One Griddle meeting ENERGY STAR® 1.2 Standards, 70% Efficient | One Conventional Griddle with 65% efficiency | Commercial | New | College and University | FL Zone 2 | Per Unit | 41% | 15815 | 13905 | 1910 | 0.12077 | 12 | 0.3156 | 0.080771 | 0 | Reference source included incremental cost only | 0 | No labor cost (installation will not vary between base & change) | 0 | Illinois 2018 Statewide TRM, Section 4.2.8 (incremental cost only) | 0 | No labor cost (installation will not vary between base & change) | 0 | unit |  | 0
Equipment | Energy Star Griddle | One Griddle meeting ENERGY STAR® 1.2 Standards, 70% Efficient | One Conventional Griddle with 65% efficiency | Commercial | New | Grocery | FL Zone 2 | Per Unit | 0% | 15815 | 13905 | 1910 | 0.12077 | 12 | 0.3156 | 0.080771 | 0 | Reference source included incremental cost only | 0 | No labor cost (installation will not vary between base & change) | 0 | Illinois 2018 Statewide TRM, Section 4.2.8 (incremental cost only) | 0 | No labor cost (installation will not vary between base & change) | 0 | unit |  | 0
Equipment | Energy Star Griddle | One Griddle meeting ENERGY STAR® 1.2 Standards, 70% Efficient | One Conventional Griddle with 65% efficiency | Commercial | New | Healthcare | FL Zone 2 | Per Unit | 41% | 15815 | 13905 | 1910 | 0.12077 | 12 | 0.3156 | 0.080771 | 0 | Reference source included incremental cost only | 0 | No labor cost (installation will not vary between base & change) | 0 | Illinois 2018 Statewide TRM, Section 4.2.8 (incremental cost only) | 0 | No labor cost (installation will not vary between base & change) | 0 | unit |  | 0
Equipment | Energy Star Griddle | One Griddle meeting ENERGY STAR® 1.2 Standards, 70% Efficient | One Conventional Griddle with 65% efficiency | Commercial | New | Hospitals | FL Zone 2 | Per Unit | 41% | 15815 | 13905 | 1910 | 0.12077 | 12 | 0.3156 | 0.080771 | 0 | Reference source included incremental cost only | 0 | No labor cost (installation will not vary between base & change) | 0 | Illinois 2018 Statewide TRM, Section 4.2.8 (incremental cost only) | 0 | No labor cost (installation will not vary between base & change) | 0 | unit |  | 0
Equipment | Energy Star Griddle | One Griddle meeting ENERGY STAR® 1.2 Standards, 70% Efficient | One Conventional Griddle with 65% efficiency | Commercial | New | Institutional | FL Zone 2 | Per Unit | 0% | 15815 | 13905 | 1910 | 0.12077 | 12 | 0.3156 | 0.080771 | 0 | Reference source included incremental cost only | 0 | No labor cost (installation will not vary between base & change) | 0 | Illinois 2018 Statewide TRM, Section 4.2.8 (incremental cost only) | 0 | No labor cost (installation will not vary between base & change) | 0 | unit |  | 0
Equipment | Energy Star Griddle | One Griddle meeting ENERGY STAR® 1.2 Standards, 70% Efficient | One Conventional Griddle with 65% efficiency | Commercial | New | Lodging/Hospitality | FL Zone 2 | Per Unit | 41% | 15815 | 13905 | 1910 | 0.12077 | 12 | 0.3156 | 0.080771 | 0 | Reference source included incremental cost only | 0 | No labor cost (installation will not vary between base & change) | 0 | Illinois 2018 Statewide TRM, Section 4.2.8 (incremental cost only) | 0 | No labor cost (installation will not vary between base & change) | 0 | unit |  | 0
Equipment | Energy Star Griddle | One Griddle meeting ENERGY STAR® 1.2 Standards, 70% Efficient | One Conventional Griddle with 65% efficiency | Commercial | New | Miscellaneous | FL Zone 2 | Per Unit | 0% | 15815 | 13905 | 1910 | 0.12077 | 12 | 0.3156 | 0.080771 | 0 | Reference source included incremental cost only | 0 | No labor cost (installation will not vary between base & change) | 0 | Illinois 2018 Statewide TRM, Section 4.2.8 (incremental cost only) | 0 | No labor cost (installation will not vary between base & change) | 0 | unit |  | 0
Equipment | Energy Star Griddle | One Griddle meeting ENERGY STAR® 1.2 Standards, 70% Efficient | One Conventional Griddle with 65% efficiency | Commercial | New | Offices | FL Zone 2 | Per Unit | 0% | 15815 | 13905 | 1910 | 0.12077 | 12 | 0.3156 | 0.080771 | 0 | Reference source included incremental cost only | 0 | No labor cost (installation will not vary between base & change) | 0 | Illinois 2018 Statewide TRM, Section 4.2.8 (incremental cost only) | 0 | No labor cost (installation will not vary between base & change) | 0 | unit |  | 0
Equipment | Energy Star Griddle | One Griddle meeting ENERGY STAR® 1.2 Standards, 70% Efficient | One Conventional Griddle with 65% efficiency | Commercial | New | Restaurants | FL Zone 2 | Per Unit | 41% | 15815 | 13905 | 1910 | 0.12077 | 12 | 0.3156 | 0.080771 | 0 | Reference source included incremental cost only | 0 | No labor cost (installation will not vary between base & change) | 0 | Illinois 2018 Statewide TRM, Section 4.2.8 (incremental cost only) | 0 | No labor cost (installation will not vary between base & change) | 0 | unit |  | 0
Equipment | Energy Star Griddle | One Griddle meeting ENERGY STAR® 1.2 Standards, 70% Efficient | One Conventional Griddle with 65% efficiency | Commercial | New | Retail | FL Zone 2 | Per Unit | 0% | 15815 | 13905 | 1910 | 0.12077 | 12 | 0.3156 | 0.080771 | 0 | Reference source included incremental cost only | 0 | No labor cost (installation will not vary between base & change) | 0 | Illinois 2018 Statewide TRM, Section 4.2.8 (incremental cost only) | 0 | No labor cost (installation will not vary between base & change) | 0 | unit |  | 0
Equipment | Energy Star Griddle | One Griddle meeting ENERGY STAR® 1.2 Standards, 70% Efficient | One Conventional Griddle with 65% efficiency | Commercial | New | Schools K-12 | FL Zone 2 | Per Unit | 41% | 15815 | 13905 | 1910 | 0.12077 | 12 | 0.3156 | 0.080771 | 0 | Reference source included incremental cost only | 0 | No labor cost (installation will not vary between base & change) | 0 | Illinois 2018 Statewide TRM, Section 4.2.8 (incremental cost only) | 0 | No labor cost (installation will not vary between base & change) | 0 | unit |  | 0
Equipment | Energy Star Griddle | One Griddle meeting ENERGY STAR® 1.2 Standards, 70% Efficient | One Conventional Griddle with 65% efficiency | Commercial | New | Warehouse | FL Zone 2 | Per Unit | 0% | 15815 | 13905 | 1910 | 0.12077 | 12 | 0.3156 | 0.080771 | 0 | Reference source included incremental cost only | 0 | No labor cost (installation will not vary between base & change) | 0 | Illinois 2018 Statewide TRM, Section 4.2.8 (incremental cost only) | 0 | No labor cost (installation will not vary between base & change) | 0 | unit |  | 0
Equipment | Energy Star Hot Food Holding Cabinet | One Hot Food Holding Cabinet meeting ENERGY STAR® 2.0 Standards | One Standard Hot Food Holding Cabinet | Commercial | Turnover | Assembly | FL Zone 2 | Per Unit | 0% | 3285 | 1554.9 | 1730.1 | 0.52667 | 12 | 0.31862 | 0.15417 | 3564 | Regional Technical Forum for the Northwest Council (https://rtf.nwcouncil.org/measure/hot-food-holding-cabinets) | 0 | No labor cost (installation will not vary between base & change) | 4375 | Regional Technical Forum for the Northwest Council (https://rtf.nwcouncil.org/measure/hot-food-holding-cabinets) | 0 | No labor cost (installation will not vary between base & change) | 811 | unit |  | 811
Equipment | Energy Star Hot Food Holding Cabinet | One Hot Food Holding Cabinet meeting ENERGY STAR® 2.0 Standards | One Standard Hot Food Holding Cabinet | Commercial | Turnover | College and University | FL Zone 2 | Per Unit | 26.95% | 3285 | 1554.9 | 1730.1 | 0.52667 | 12 | 0.31862 | 0.15417 | 3564 | Regional Technical Forum for the Northwest Council (https://rtf.nwcouncil.org/measure/hot-food-holding-cabinets) | 0 | No labor cost (installation will not vary between base & change) | 4375 | Regional Technical Forum for the Northwest Council (https://rtf.nwcouncil.org/measure/hot-food-holding-cabinets) | 0 | No labor cost (installation will not vary between base & change) | 811 | unit |  | 811
Equipment | Energy Star Hot Food Holding Cabinet | One Hot Food Holding Cabinet meeting ENERGY STAR® 2.0 Standards | One Standard Hot Food Holding Cabinet | Commercial | Turnover | Grocery | FL Zone 2 | Per Unit | 0% | 3285 | 1554.9 | 1730.1 | 0.52667 | 12 | 0.31862 | 0.15417 | 3564 | Regional Technical Forum for the Northwest Council (https://rtf.nwcouncil.org/measure/hot-food-holding-cabinets) | 0 | No labor cost (installation will not vary between base & change) | 4375 | Regional Technical Forum for the Northwest Council (https://rtf.nwcouncil.org/measure/hot-food-holding-cabinets) | 0 | No labor cost (installation will not vary between base & change) | 811 | unit |  | 811
Equipment | Energy Star Hot Food Holding Cabinet | One Hot Food Holding Cabinet meeting ENERGY STAR® 2.0 Standards | One Standard Hot Food Holding Cabinet | Commercial | Turnover | Healthcare | FL Zone 2 | Per Unit | 26.95% | 3285 | 1554.9 | 1730.1 | 0.52667 | 12 | 0.31862 | 0.15417 | 3564 | Regional Technical Forum for the Northwest Council (https://rtf.nwcouncil.org/measure/hot-food-holding-cabinets) | 0 | No labor cost (installation will not vary between base & change) | 4375 | Regional Technical Forum for the Northwest Council (https://rtf.nwcouncil.org/measure/hot-food-holding-cabinets) | 0 | No labor cost (installation will not vary between base & change) | 811 | unit |  | 811
Equipment | Energy Star Hot Food Holding Cabinet | One Hot Food Holding Cabinet meeting ENERGY STAR® 2.0 Standards | One Standard Hot Food Holding Cabinet | Commercial | Turnover | Hospitals | FL Zone 2 | Per Unit | 26.95% | 3285 | 1554.9 | 1730.1 | 0.52667 | 12 | 0.31862 | 0.15417 | 3564 | Regional Technical Forum for the Northwest Council (https://rtf.nwcouncil.org/measure/hot-food-holding-cabinets) | 0 | No labor cost (installation will not vary between base & change) | 4375 | Regional Technical Forum for the Northwest Council (https://rtf.nwcouncil.org/measure/hot-food-holding-cabinets) | 0 | No labor cost (installation will not vary between base & change) | 811 | unit |  | 811
Equipment | Energy Star Hot Food Holding Cabinet | One Hot Food Holding Cabinet meeting ENERGY STAR® 2.0 Standards | One Standard Hot Food Holding Cabinet | Commercial | Turnover | Institutional | FL Zone 2 | Per Unit | 0% | 3285 | 1554.9 | 1730.1 | 0.52667 | 12 | 0.31862 | 0.15417 | 3564 | Regional Technical Forum for the Northwest Council (https://rtf.nwcouncil.org/measure/hot-food-holding-cabinets) | 0 | No labor cost (installation will not vary between base & change) | 4375 | Regional Technical Forum for the Northwest Council (https://rtf.nwcouncil.org/measure/hot-food-holding-cabinets) | 0 | No labor cost (installation will not vary between base & change) | 811 | unit |  | 811
Equipment | Energy Star Hot Food Holding Cabinet | One Hot Food Holding Cabinet meeting ENERGY STAR® 2.0 Standards | One Standard Hot Food Holding Cabinet | Commercial | Turnover | Lodging/Hospitality | FL Zone 2 | Per Unit | 26.95% | 3285 | 1554.9 | 1730.1 | 0.52667 | 12 | 0.31862 | 0.15417 | 3564 | Regional Technical Forum for the Northwest Council (https://rtf.nwcouncil.org/measure/hot-food-holding-cabinets) | 0 | No labor cost (installation will not vary between base & change) | 4375 | Regional Technical Forum for the Northwest Council (https://rtf.nwcouncil.org/measure/hot-food-holding-cabinets) | 0 | No labor cost (installation will not vary between base & change) | 811 | unit |  | 811
Equipment | Energy Star Hot Food Holding Cabinet | One Hot Food Holding Cabinet meeting ENERGY STAR® 2.0 Standards | One Standard Hot Food Holding Cabinet | Commercial | Turnover | Miscellaneous | FL Zone 2 | Per Unit | 0% | 3285 | 1554.9 | 1730.1 | 0.52667 | 12 | 0.31862 | 0.15417 | 3564 | Regional Technical Forum for the Northwest Council (https://rtf.nwcouncil.org/measure/hot-food-holding-cabinets) | 0 | No labor cost (installation will not vary between base & change) | 4375 | Regional Technical Forum for the Northwest Council (https://rtf.nwcouncil.org/measure/hot-food-holding-cabinets) | 0 | No labor cost (installation will not vary between base & change) | 811 | unit |  | 811
Equipment | Energy Star Hot Food Holding Cabinet | One Hot Food Holding Cabinet meeting ENERGY STAR® 2.0 Standards | One Standard Hot Food Holding Cabinet | Commercial | Turnover | Offices | FL Zone 2 | Per Unit | 0% | 3285 | 1554.9 | 1730.1 | 0.52667 | 12 | 0.31862 | 0.15417 | 3564 | Regional Technical Forum for the Northwest Council (https://rtf.nwcouncil.org/measure/hot-food-holding-cabinets) | 0 | No labor cost (installation will not vary between base & change) | 4375 | Regional Technical Forum for the Northwest Council (https://rtf.nwcouncil.org/measure/hot-food-holding-cabinets) | 0 | No labor cost (installation will not vary between base & change) | 811 | unit |  | 811
Equipment | Energy Star Hot Food Holding Cabinet | One Hot Food Holding Cabinet meeting ENERGY STAR® 2.0 Standards | One Standard Hot Food Holding Cabinet | Commercial | Turnover | Restaurants | FL Zone 2 | Per Unit | 26.95% | 3285 | 1554.9 | 1730.1 | 0.52667 | 12 | 0.31862 | 0.15417 | 3564 | Regional Technical Forum for the Northwest Council (https://rtf.nwcouncil.org/measure/hot-food-holding-cabinets) | 0 | No labor cost (installation will not vary between base & change) | 4375 | Regional Technical Forum for the Northwest Council (https://rtf.nwcouncil.org/measure/hot-food-holding-cabinets) | 0 | No labor cost (installation will not vary between base & change) | 811 | unit |  | 811
Equipment | Energy Star Hot Food Holding Cabinet | One Hot Food Holding Cabinet meeting ENERGY STAR® 2.0 Standards | One Standard Hot Food Holding Cabinet | Commercial | Turnover | Retail | FL Zone 2 | Per Unit | 0% | 3285 | 1554.9 | 1730.1 | 0.52667 | 12 | 0.31862 | 0.15417 | 3564 | Regional Technical Forum for the Northwest Council (https://rtf.nwcouncil.org/measure/hot-food-holding-cabinets) | 0 | No labor cost (installation will not vary between base & change) | 4375 | Regional Technical Forum for the Northwest Council (https://rtf.nwcouncil.org/measure/hot-food-holding-cabinets) | 0 | No labor cost (installation will not vary between base & change) | 811 | unit |  | 811
Equipment | Energy Star Hot Food Holding Cabinet | One Hot Food Holding Cabinet meeting ENERGY STAR® 2.0 Standards | One Standard Hot Food Holding Cabinet | Commercial | Turnover | Schools K-12 | FL Zone 2 | Per Unit | 26.95% | 3285 | 1554.9 | 1730.1 | 0.52667 | 12 | 0.31862 | 0.15417 | 3564 | Regional Technical Forum for the Northwest Council (https://rtf.nwcouncil.org/measure/hot-food-holding-cabinets) | 0 | No labor cost (installation will not vary between base & change) | 4375 | Regional Technical Forum for the Northwest Council (https://rtf.nwcouncil.org/measure/hot-food-holding-cabinets) | 0 | No labor cost (installation will not vary between base & change) | 811 | unit |  | 811
Equipment | Energy Star Hot Food Holding Cabinet | One Hot Food Holding Cabinet meeting ENERGY STAR® 2.0 Standards | One Standard Hot Food Holding Cabinet | Commercial | Turnover | Warehouse | FL Zone 2 | Per Unit | 0% | 3285 | 1554.9 | 1730.1 | 0.52667 | 12 | 0.31862 | 0.15417 | 3564 | Regional Technical Forum for the Northwest Council (https://rtf.nwcouncil.org/measure/hot-food-holding-cabinets) | 0 | No labor cost (installation will not vary between base & change) | 4375 | Regional Technical Forum for the Northwest Council (https://rtf.nwcouncil.org/measure/hot-food-holding-cabinets) | 0 | No labor cost (installation will not vary between base & change) | 811 | unit |  | 811
Equipment | Energy Star Hot Food Holding Cabinet | One Hot Food Holding Cabinet meeting ENERGY STAR® 2.0 Standards | One Standard Hot Food Holding Cabinet | Commercial | New | Assembly | FL Zone 2 | Per Unit | 0% | 3285 | 1554.9 | 1730.1 | 0.52667 | 12 | 0.31862 | 0.15417 | 3564 | Regional Technical Forum for the Northwest Council (https://rtf.nwcouncil.org/measure/hot-food-holding-cabinets) | 0 | No labor cost (installation will not vary between base & change) | 4375 | Regional Technical Forum for the Northwest Council (https://rtf.nwcouncil.org/measure/hot-food-holding-cabinets) | 0 | No labor cost (installation will not vary between base & change) | 811 | unit |  | 811
Equipment | Energy Star Hot Food Holding Cabinet | One Hot Food Holding Cabinet meeting ENERGY STAR® 2.0 Standards | One Standard Hot Food Holding Cabinet | Commercial | New | College and University | FL Zone 2 | Per Unit | 26.95% | 3285 | 1554.9 | 1730.1 | 0.52667 | 12 | 0.31862 | 0.15417 | 3564 | Regional Technical Forum for the Northwest Council (https://rtf.nwcouncil.org/measure/hot-food-holding-cabinets) | 0 | No labor cost (installation will not vary between base & change) | 4375 | Regional Technical Forum for the Northwest Council (https://rtf.nwcouncil.org/measure/hot-food-holding-cabinets) | 0 | No labor cost (installation will not vary between base & change) | 811 | unit |  | 811
Equipment | Energy Star Hot Food Holding Cabinet | One Hot Food Holding Cabinet meeting ENERGY STAR® 2.0 Standards | One Standard Hot Food Holding Cabinet | Commercial | New | Grocery | FL Zone 2 | Per Unit | 0% | 3285 | 1554.9 | 1730.1 | 0.52667 | 12 | 0.31862 | 0.15417 | 3564 | Regional Technical Forum for the Northwest Council (https://rtf.nwcouncil.org/measure/hot-food-holding-cabinets) | 0 | No labor cost (installation will not vary between base & change) | 4375 | Regional Technical Forum for the Northwest Council (https://rtf.nwcouncil.org/measure/hot-food-holding-cabinets) | 0 | No labor cost (installation will not vary between base & change) | 811 | unit |  | 811
Equipment | Energy Star Hot Food Holding Cabinet | One Hot Food Holding Cabinet meeting ENERGY STAR® 2.0 Standards | One Standard Hot Food Holding Cabinet | Commercial | New | Healthcare | FL Zone 2 | Per Unit | 26.95% | 3285 | 1554.9 | 1730.1 | 0.52667 | 12 | 0.31862 | 0.15417 | 3564 | Regional Technical Forum for the Northwest Council (https://rtf.nwcouncil.org/measure/hot-food-holding-cabinets) | 0 | No labor cost (installation will not vary between base & change) | 4375 | Regional Technical Forum for the Northwest Council (https://rtf.nwcouncil.org/measure/hot-food-holding-cabinets) | 0 | No labor cost (installation will not vary between base & change) | 811 | unit |  | 811
Equipment | Energy Star Hot Food Holding Cabinet | One Hot Food Holding Cabinet meeting ENERGY STAR® 2.0 Standards | One Standard Hot Food Holding Cabinet | Commercial | New | Hospitals | FL Zone 2 | Per Unit | 26.95% | 3285 | 1554.9 | 1730.1 | 0.52667 | 12 | 0.31862 | 0.15417 | 3564 | Regional Technical Forum for the Northwest Council (https://rtf.nwcouncil.org/measure/hot-food-holding-cabinets) | 0 | No labor cost (installation will not vary between base & change) | 4375 | Regional Technical Forum for the Northwest Council (https://rtf.nwcouncil.org/measure/hot-food-holding-cabinets) | 0 | No labor cost (installation will not vary between base & change) | 811 | unit |  | 811
Equipment | Energy Star Hot Food Holding Cabinet | One Hot Food Holding Cabinet meeting ENERGY STAR® 2.0 Standards | One Standard Hot Food Holding Cabinet | Commercial | New | Institutional | FL Zone 2 | Per Unit | 0% | 3285 | 1554.9 | 1730.1 | 0.52667 | 12 | 0.31862 | 0.15417 | 3564 | Regional Technical Forum for the Northwest Council (https://rtf.nwcouncil.org/measure/hot-food-holding-cabinets) | 0 | No labor cost (installation will not vary between base & change) | 4375 | Regional Technical Forum for the Northwest Council (https://rtf.nwcouncil.org/measure/hot-food-holding-cabinets) | 0 | No labor cost (installation will not vary between base & change) | 811 | unit |  | 811
Equipment | Energy Star Hot Food Holding Cabinet | One Hot Food Holding Cabinet meeting ENERGY STAR® 2.0 Standards | One Standard Hot Food Holding Cabinet | Commercial | New | Lodging/Hospitality | FL Zone 2 | Per Unit | 26.95% | 3285 | 1554.9 | 1730.1 | 0.52667 | 12 | 0.31862 | 0.15417 | 3564 | Regional Technical Forum for the Northwest Council (https://rtf.nwcouncil.org/measure/hot-food-holding-cabinets) | 0 | No labor cost (installation will not vary between base & change) | 4375 | Regional Technical Forum for the Northwest Council (https://rtf.nwcouncil.org/measure/hot-food-holding-cabinets) | 0 | No labor cost (installation will not vary between base & change) | 811 | unit |  | 811
Equipment | Energy Star Hot Food Holding Cabinet | One Hot Food Holding Cabinet meeting ENERGY STAR® 2.0 Standards | One Standard Hot Food Holding Cabinet | Commercial | New | Miscellaneous | FL Zone 2 | Per Unit | 0% | 3285 | 1554.9 | 1730.1 | 0.52667 | 12 | 0.31862 | 0.15417 | 3564 | Regional Technical Forum for the Northwest Council (https://rtf.nwcouncil.org/measure/hot-food-holding-cabinets) | 0 | No labor cost (installation will not vary between base & change) | 4375 | Regional Technical Forum for the Northwest Council (https://rtf.nwcouncil.org/measure/hot-food-holding-cabinets) | 0 | No labor cost (installation will not vary between base & change) | 811 | unit |  | 811
Equipment | Energy Star Hot Food Holding Cabinet | One Hot Food Holding Cabinet meeting ENERGY STAR® 2.0 Standards | One Standard Hot Food Holding Cabinet | Commercial | New | Offices | FL Zone 2 | Per Unit | 0% | 3285 | 1554.9 | 1730.1 | 0.52667 | 12 | 0.31862 | 0.15417 | 3564 | Regional Technical Forum for the Northwest Council (https://rtf.nwcouncil.org/measure/hot-food-holding-cabinets) | 0 | No labor cost (installation will not vary between base & change) | 4375 | Regional Technical Forum for the Northwest Council (https://rtf.nwcouncil.org/measure/hot-food-holding-cabinets) | 0 | No labor cost (installation will not vary between base & change) | 811 | unit |  | 811
Equipment | Energy Star Hot Food Holding Cabinet | One Hot Food Holding Cabinet meeting ENERGY STAR® 2.0 Standards | One Standard Hot Food Holding Cabinet | Commercial | New | Restaurants | FL Zone 2 | Per Unit | 26.95% | 3285 | 1554.9 | 1730.1 | 0.52667 | 12 | 0.31862 | 0.15417 | 3564 | Regional Technical Forum for the Northwest Council (https://rtf.nwcouncil.org/measure/hot-food-holding-cabinets) | 0 | No labor cost (installation will not vary between base & change) | 4375 | Regional Technical Forum for the Northwest Council (https://rtf.nwcouncil.org/measure/hot-food-holding-cabinets) | 0 | No labor cost (installation will not vary between base & change) | 811 | unit |  | 811
Equipment | Energy Star Hot Food Holding Cabinet | One Hot Food Holding Cabinet meeting ENERGY STAR® 2.0 Standards | One Standard Hot Food Holding Cabinet | Commercial | New | Retail | FL Zone 2 | Per Unit | 0% | 3285 | 1554.9 | 1730.1 | 0.52667 | 12 | 0.31862 | 0.15417 | 3564 | Regional Technical Forum for the Northwest Council (https://rtf.nwcouncil.org/measure/hot-food-holding-cabinets) | 0 | No labor cost (installation will not vary between base & change) | 4375 | Regional Technical Forum for the Northwest Council (https://rtf.nwcouncil.org/measure/hot-food-holding-cabinets) | 0 | No labor cost (installation will not vary between base & change) | 811 | unit |  | 811
Equipment | Energy Star Hot Food Holding Cabinet | One Hot Food Holding Cabinet meeting ENERGY STAR® 2.0 Standards | One Standard Hot Food Holding Cabinet | Commercial | New | Schools K-12 | FL Zone 2 | Per Unit | 26.95% | 3285 | 1554.9 | 1730.1 | 0.52667 | 12 | 0.31862 | 0.15417 | 3564 | Regional Technical Forum for the Northwest Council (https://rtf.nwcouncil.org/measure/hot-food-holding-cabinets) | 0 | No labor cost (installation will not vary between base & change) | 4375 | Regional Technical Forum for the Northwest Council (https://rtf.nwcouncil.org/measure/hot-food-holding-cabinets) | 0 | No labor cost (installation will not vary between base & change) | 811 | unit |  | 811
Equipment | Energy Star Hot Food Holding Cabinet | One Hot Food Holding Cabinet meeting ENERGY STAR® 2.0 Standards | One Standard Hot Food Holding Cabinet | Commercial | New | Warehouse | FL Zone 2 | Per Unit | 0% | 3285 | 1554.9 | 1730.1 | 0.52667 | 12 | 0.31862 | 0.15417 | 3564 | Regional Technical Forum for the Northwest Council (https://rtf.nwcouncil.org/measure/hot-food-holding-cabinets) | 0 | No labor cost (installation will not vary between base & change) | 4375 | Regional Technical Forum for the Northwest Council (https://rtf.nwcouncil.org/measure/hot-food-holding-cabinets) | 0 | No labor cost (installation will not vary between base & change) | 811 | unit |  | 811
Equipment | Energy Star Steamer | One 4-Pan Electric Steamer meeting ENERGY STAR® 2.0 Standards, 68% Efficient | One Standard Economy-Grade 4-Pan Steamer, 26% Efficient | Commercial | Turnover | Assembly | FL Zone 2 | Per Unit | 0% | 17599 | 7632 | 9967 | 0.56634 | 12 | 1.4645 | 0.85037 | 5748.54 | Regional Technical Forum for the Northwest Council (https://nwcouncil.app.box.com/v/ComCookingSteamer3-0) | 0 | No labor cost (installation will not vary between base & change) | 6574.26 | Regional Technical Forum for the Northwest Council (https://nwcouncil.app.box.com/v/ComCookingSteamer3-0) | 0 | No labor cost (installation will not vary between base & change) | 825.72 | unit |  | 825.72
Equipment | Energy Star Steamer | One 4-Pan Electric Steamer meeting ENERGY STAR® 2.0 Standards, 68% Efficient | One Standard Economy-Grade 4-Pan Steamer, 26% Efficient | Commercial | Turnover | College and University | FL Zone 2 | Per Unit | 11.72% | 17599 | 7632 | 9967 | 0.56634 | 12 | 1.4645 | 0.85037 | 5748.54 | Regional Technical Forum for the Northwest Council (https://nwcouncil.app.box.com/v/ComCookingSteamer3-0) | 0 | No labor cost (installation will not vary between base & change) | 6574.26 | Regional Technical Forum for the Northwest Council (https://nwcouncil.app.box.com/v/ComCookingSteamer3-0) | 0 | No labor cost (installation will not vary between base & change) | 825.72 | unit |  | 825.72
Equipment | Energy Star Steamer | One 4-Pan Electric Steamer meeting ENERGY STAR® 2.0 Standards, 68% Efficient | One Standard Economy-Grade 4-Pan Steamer, 26% Efficient | Commercial | Turnover | Grocery | FL Zone 2 | Per Unit | 0% | 17599 | 7632 | 9967 | 0.56634 | 12 | 1.4645 | 0.85037 | 5748.54 | Regional Technical Forum for the Northwest Council (https://nwcouncil.app.box.com/v/ComCookingSteamer3-0) | 0 | No labor cost (installation will not vary between base & change) | 6574.26 | Regional Technical Forum for the Northwest Council (https://nwcouncil.app.box.com/v/ComCookingSteamer3-0) | 0 | No labor cost (installation will not vary between base & change) | 825.72 | unit |  | 825.72
Equipment | Energy Star Steamer | One 4-Pan Electric Steamer meeting ENERGY STAR® 2.0 Standards, 68% Efficient | One Standard Economy-Grade 4-Pan Steamer, 26% Efficient | Commercial | Turnover | Healthcare | FL Zone 2 | Per Unit | 11.72% | 17599 | 7632 | 9967 | 0.56634 | 12 | 1.4645 | 0.85037 | 5748.54 | Regional Technical Forum for the Northwest Council (https://nwcouncil.app.box.com/v/ComCookingSteamer3-0) | 0 | No labor cost (installation will not vary between base & change) | 6574.26 | Regional Technical Forum for the Northwest Council (https://nwcouncil.app.box.com/v/ComCookingSteamer3-0) | 0 | No labor cost (installation will not vary between base & change) | 825.72 | unit |  | 825.72
Equipment | Energy Star Steamer | One 4-Pan Electric Steamer meeting ENERGY STAR® 2.0 Standards, 68% Efficient | One Standard Economy-Grade 4-Pan Steamer, 26% Efficient | Commercial | Turnover | Hospitals | FL Zone 2 | Per Unit | 11.72% | 17599 | 7632 | 9967 | 0.56634 | 12 | 1.4645 | 0.85037 | 5748.54 | Regional Technical Forum for the Northwest Council (https://nwcouncil.app.box.com/v/ComCookingSteamer3-0) | 0 | No labor cost (installation will not vary between base & change) | 6574.26 | Regional Technical Forum for the Northwest Council (https://nwcouncil.app.box.com/v/ComCookingSteamer3-0) | 0 | No labor cost (installation will not vary between base & change) | 825.72 | unit |  | 825.72
Equipment | Energy Star Steamer | One 4-Pan Electric Steamer meeting ENERGY STAR® 2.0 Standards, 68% Efficient | One Standard Economy-Grade 4-Pan Steamer, 26% Efficient | Commercial | Turnover | Institutional | FL Zone 2 | Per Unit | 0% | 17599 | 7632 | 9967 | 0.56634 | 12 | 1.4645 | 0.85037 | 5748.54 | Regional Technical Forum for the Northwest Council (https://nwcouncil.app.box.com/v/ComCookingSteamer3-0) | 0 | No labor cost (installation will not vary between base & change) | 6574.26 | Regional Technical Forum for the Northwest Council (https://nwcouncil.app.box.com/v/ComCookingSteamer3-0) | 0 | No labor cost (installation will not vary between base & change) | 825.72 | unit |  | 825.72
Equipment | Energy Star Steamer | One 4-Pan Electric Steamer meeting ENERGY STAR® 2.0 Standards, 68% Efficient | One Standard Economy-Grade 4-Pan Steamer, 26% Efficient | Commercial | Turnover | Lodging/Hospitality | FL Zone 2 | Per Unit | 11.72% | 17599 | 7632 | 9967 | 0.56634 | 12 | 1.4645 | 0.85037 | 5748.54 | Regional Technical Forum for the Northwest Council (https://nwcouncil.app.box.com/v/ComCookingSteamer3-0) | 0 | No labor cost (installation will not vary between base & change) | 6574.26 | Regional Technical Forum for the Northwest Council (https://nwcouncil.app.box.com/v/ComCookingSteamer3-0) | 0 | No labor cost (installation will not vary between base & change) | 825.72 | unit |  | 825.72
Equipment | Energy Star Steamer | One 4-Pan Electric Steamer meeting ENERGY STAR® 2.0 Standards, 68% Efficient | One Standard Economy-Grade 4-Pan Steamer, 26% Efficient | Commercial | Turnover | Miscellaneous | FL Zone 2 | Per Unit | 0% | 17599 | 7632 | 9967 | 0.56634 | 12 | 1.4645 | 0.85037 | 5748.54 | Regional Technical Forum for the Northwest Council (https://nwcouncil.app.box.com/v/ComCookingSteamer3-0) | 0 | No labor cost (installation will not vary between base & change) | 6574.26 | Regional Technical Forum for the Northwest Council (https://nwcouncil.app.box.com/v/ComCookingSteamer3-0) | 0 | No labor cost (installation will not vary between base & change) | 825.72 | unit |  | 825.72
Equipment | Energy Star Steamer | One 4-Pan Electric Steamer meeting ENERGY STAR® 2.0 Standards, 68% Efficient | One Standard Economy-Grade 4-Pan Steamer, 26% Efficient | Commercial | Turnover | Offices | FL Zone 2 | Per Unit | 0% | 17599 | 7632 | 9967 | 0.56634 | 12 | 1.4645 | 0.85037 | 5748.54 | Regional Technical Forum for the Northwest Council (https://nwcouncil.app.box.com/v/ComCookingSteamer3-0) | 0 | No labor cost (installation will not vary between base & change) | 6574.26 | Regional Technical Forum for the Northwest Council (https://nwcouncil.app.box.com/v/ComCookingSteamer3-0) | 0 | No labor cost (installation will not vary between base & change) | 825.72 | unit |  | 825.72
Equipment | Energy Star Steamer | One 4-Pan Electric Steamer meeting ENERGY STAR® 2.0 Standards, 68% Efficient | One Standard Economy-Grade 4-Pan Steamer, 26% Efficient | Commercial | Turnover | Restaurants | FL Zone 2 | Per Unit | 11.72% | 17599 | 7632 | 9967 | 0.56634 | 12 | 1.4645 | 0.85037 | 5748.54 | Regional Technical Forum for the Northwest Council (https://nwcouncil.app.box.com/v/ComCookingSteamer3-0) | 0 | No labor cost (installation will not vary between base & change) | 6574.26 | Regional Technical Forum for the Northwest Council (https://nwcouncil.app.box.com/v/ComCookingSteamer3-0) | 0 | No labor cost (installation will not vary between base & change) | 825.72 | unit |  | 825.72
Equipment | Energy Star Steamer | One 4-Pan Electric Steamer meeting ENERGY STAR® 2.0 Standards, 68% Efficient | One Standard Economy-Grade 4-Pan Steamer, 26% Efficient | Commercial | Turnover | Retail | FL Zone 2 | Per Unit | 0% | 17599 | 7632 | 9967 | 0.56634 | 12 | 1.4645 | 0.85037 | 5748.54 | Regional Technical Forum for the Northwest Council (https://nwcouncil.app.box.com/v/ComCookingSteamer3-0) | 0 | No labor cost (installation will not vary between base & change) | 6574.26 | Regional Technical Forum for the Northwest Council (https://nwcouncil.app.box.com/v/ComCookingSteamer3-0) | 0 | No labor cost (installation will not vary between base & change) | 825.72 | unit |  | 825.72
Equipment | Energy Star Steamer | One 4-Pan Electric Steamer meeting ENERGY STAR® 2.0 Standards, 68% Efficient | One Standard Economy-Grade 4-Pan Steamer, 26% Efficient | Commercial | Turnover | Schools K-12 | FL Zone 2 | Per Unit | 11.72% | 17599 | 7632 | 9967 | 0.56634 | 12 | 1.4645 | 0.85037 | 5748.54 | Regional Technical Forum for the Northwest Council (https://nwcouncil.app.box.com/v/ComCookingSteamer3-0) | 0 | No labor cost (installation will not vary between base & change) | 6574.26 | Regional Technical Forum for the Northwest Council (https://nwcouncil.app.box.com/v/ComCookingSteamer3-0) | 0 | No labor cost (installation will not vary between base & change) | 825.72 | unit |  | 825.72
Equipment | Energy Star Steamer | One 4-Pan Electric Steamer meeting ENERGY STAR® 2.0 Standards, 68% Efficient | One Standard Economy-Grade 4-Pan Steamer, 26% Efficient | Commercial | Turnover | Warehouse | FL Zone 2 | Per Unit | 0% | 17599 | 7632 | 9967 | 0.56634 | 12 | 1.4645 | 0.85037 | 5748.54 | Regional Technical Forum for the Northwest Council (https://nwcouncil.app.box.com/v/ComCookingSteamer3-0) | 0 | No labor cost (installation will not vary between base & change) | 6574.26 | Regional Technical Forum for the Northwest Council (https://nwcouncil.app.box.com/v/ComCookingSteamer3-0) | 0 | No labor cost (installation will not vary between base & change) | 825.72 | unit |  | 825.72
Equipment | Energy Star Steamer | One 4-Pan Electric Steamer meeting ENERGY STAR® 2.0 Standards, 68% Efficient | One Standard Economy-Grade 4-Pan Steamer, 26% Efficient | Commercial | New | Assembly | FL Zone 2 | Per Unit | 0% | 17599 | 7632 | 9967 | 0.56634 | 12 | 1.4645 | 0.85037 | 5748.54 | Regional Technical Forum for the Northwest Council (https://nwcouncil.app.box.com/v/ComCookingSteamer3-0) | 0 | No labor cost (installation will not vary between base & change) | 6574.26 | Regional Technical Forum for the Northwest Council (https://nwcouncil.app.box.com/v/ComCookingSteamer3-0) | 0 | No labor cost (installation will not vary between base & change) | 825.72 | unit |  | 825.72
Equipment | Energy Star Steamer | One 4-Pan Electric Steamer meeting ENERGY STAR® 2.0 Standards, 68% Efficient | One Standard Economy-Grade 4-Pan Steamer, 26% Efficient | Commercial | New | College and University | FL Zone 2 | Per Unit | 11.72% | 17599 | 7632 | 9967 | 0.56634 | 12 | 1.4645 | 0.85037 | 5748.54 | Regional Technical Forum for the Northwest Council (https://nwcouncil.app.box.com/v/ComCookingSteamer3-0) | 0 | No labor cost (installation will not vary between base & change) | 6574.26 | Regional Technical Forum for the Northwest Council (https://nwcouncil.app.box.com/v/ComCookingSteamer3-0) | 0 | No labor cost (installation will not vary between base & change) | 825.72 | unit |  | 825.72
Equipment | Energy Star Steamer | One 4-Pan Electric Steamer meeting ENERGY STAR® 2.0 Standards, 68% Efficient | One Standard Economy-Grade 4-Pan Steamer, 26% Efficient | Commercial | New | Grocery | FL Zone 2 | Per Unit | 0% | 17599 | 7632 | 9967 | 0.56634 | 12 | 1.4645 | 0.85037 | 5748.54 | Regional Technical Forum for the Northwest Council (https://nwcouncil.app.box.com/v/ComCookingSteamer3-0) | 0 | No labor cost (installation will not vary between base & change) | 6574.26 | Regional Technical Forum for the Northwest Council (https://nwcouncil.app.box.com/v/ComCookingSteamer3-0) | 0 | No labor cost (installation will not vary between base & change) | 825.72 | unit |  | 825.72
Equipment | Energy Star Steamer | One 4-Pan Electric Steamer meeting ENERGY STAR® 2.0 Standards, 68% Efficient | One Standard Economy-Grade 4-Pan Steamer, 26% Efficient | Commercial | New | Healthcare | FL Zone 2 | Per Unit | 11.72% | 17599 | 7632 | 9967 | 0.56634 | 12 | 1.4645 | 0.85037 | 5748.54 | Regional Technical Forum for the Northwest Council (https://nwcouncil.app.box.com/v/ComCookingSteamer3-0) | 0 | No labor cost (installation will not vary between base & change) | 6574.26 | Regional Technical Forum for the Northwest Council (https://nwcouncil.app.box.com/v/ComCookingSteamer3-0) | 0 | No labor cost (installation will not vary between base & change) | 825.72 | unit |  | 825.72
Equipment | Energy Star Steamer | One 4-Pan Electric Steamer meeting ENERGY STAR® 2.0 Standards, 68% Efficient | One Standard Economy-Grade 4-Pan Steamer, 26% Efficient | Commercial | New | Hospitals | FL Zone 2 | Per Unit | 11.72% | 17599 | 7632 | 9967 | 0.56634 | 12 | 1.4645 | 0.85037 | 5748.54 | Regional Technical Forum for the Northwest Council (https://nwcouncil.app.box.com/v/ComCookingSteamer3-0) | 0 | No labor cost (installation will not vary between base & change) | 6574.26 | Regional Technical Forum for the Northwest Council (https://nwcouncil.app.box.com/v/ComCookingSteamer3-0) | 0 | No labor cost (installation will not vary between base & change) | 825.72 | unit |  | 825.72
Equipment | Energy Star Steamer | One 4-Pan Electric Steamer meeting ENERGY STAR® 2.0 Standards, 68% Efficient | One Standard Economy-Grade 4-Pan Steamer, 26% Efficient | Commercial | New | Institutional | FL Zone 2 | Per Unit | 0% | 17599 | 7632 | 9967 | 0.56634 | 12 | 1.4645 | 0.85037 | 5748.54 | Regional Technical Forum for the Northwest Council (https://nwcouncil.app.box.com/v/ComCookingSteamer3-0) | 0 | No labor cost (installation will not vary between base & change) | 6574.26 | Regional Technical Forum for the Northwest Council (https://nwcouncil.app.box.com/v/ComCookingSteamer3-0) | 0 | No labor cost (installation will not vary between base & change) | 825.72 | unit |  | 825.72
Equipment | Energy Star Steamer | One 4-Pan Electric Steamer meeting ENERGY STAR® 2.0 Standards, 68% Efficient | One Standard Economy-Grade 4-Pan Steamer, 26% Efficient | Commercial | New | Lodging/Hospitality | FL Zone 2 | Per Unit | 11.72% | 17599 | 7632 | 9967 | 0.56634 | 12 | 1.4645 | 0.85037 | 5748.54 | Regional Technical Forum for the Northwest Council (https://nwcouncil.app.box.com/v/ComCookingSteamer3-0) | 0 | No labor cost (installation will not vary between base & change) | 6574.26 | Regional Technical Forum for the Northwest Council (https://nwcouncil.app.box.com/v/ComCookingSteamer3-0) | 0 | No labor cost (installation will not vary between base & change) | 825.72 | unit |  | 825.72
Equipment | Energy Star Steamer | One 4-Pan Electric Steamer meeting ENERGY STAR® 2.0 Standards, 68% Efficient | One Standard Economy-Grade 4-Pan Steamer, 26% Efficient | Commercial | New | Miscellaneous | FL Zone 2 | Per Unit | 0% | 17599 | 7632 | 9967 | 0.56634 | 12 | 1.4645 | 0.85037 | 5748.54 | Regional Technical Forum for the Northwest Council (https://nwcouncil.app.box.com/v/ComCookingSteamer3-0) | 0 | No labor cost (installation will not vary between base & change) | 6574.26 | Regional Technical Forum for the Northwest Council (https://nwcouncil.app.box.com/v/ComCookingSteamer3-0) | 0 | No labor cost (installation will not vary between base & change) | 825.72 | unit |  | 825.72
Equipment | Energy Star Steamer | One 4-Pan Electric Steamer meeting ENERGY STAR® 2.0 Standards, 68% Efficient | One Standard Economy-Grade 4-Pan Steamer, 26% Efficient | Commercial | New | Offices | FL Zone 2 | Per Unit | 0% | 17599 | 7632 | 9967 | 0.56634 | 12 | 1.4645 | 0.85037 | 5748.54 | Regional Technical Forum for the Northwest Council (https://nwcouncil.app.box.com/v/ComCookingSteamer3-0) | 0 | No labor cost (installation will not vary between base & change) | 6574.26 | Regional Technical Forum for the Northwest Council (https://nwcouncil.app.box.com/v/ComCookingSteamer3-0) | 0 | No labor cost (installation will not vary between base & change) | 825.72 | unit |  | 825.72
Equipment | Energy Star Steamer | One 4-Pan Electric Steamer meeting ENERGY STAR® 2.0 Standards, 68% Efficient | One Standard Economy-Grade 4-Pan Steamer, 26% Efficient | Commercial | New | Restaurants | FL Zone 2 | Per Unit | 11.72% | 17599 | 7632 | 9967 | 0.56634 | 12 | 1.4645 | 0.85037 | 5748.54 | Regional Technical Forum for the Northwest Council (https://nwcouncil.app.box.com/v/ComCookingSteamer3-0) | 0 | No labor cost (installation will not vary between base & change) | 6574.26 | Regional Technical Forum for the Northwest Council (https://nwcouncil.app.box.com/v/ComCookingSteamer3-0) | 0 | No labor cost (installation will not vary between base & change) | 825.72 | unit |  | 825.72
Equipment | Energy Star Steamer | One 4-Pan Electric Steamer meeting ENERGY STAR® 2.0 Standards, 68% Efficient | One Standard Economy-Grade 4-Pan Steamer, 26% Efficient | Commercial | New | Retail | FL Zone 2 | Per Unit | 0% | 17599 | 7632 | 9967 | 0.56634 | 12 | 1.4645 | 0.85037 | 5748.54 | Regional Technical Forum for the Northwest Council (https://nwcouncil.app.box.com/v/ComCookingSteamer3-0) | 0 | No labor cost (installation will not vary between base & change) | 6574.26 | Regional Technical Forum for the Northwest Council (https://nwcouncil.app.box.com/v/ComCookingSteamer3-0) | 0 | No labor cost (installation will not vary between base & change) | 825.72 | unit |  | 825.72
Equipment | Energy Star Steamer | One 4-Pan Electric Steamer meeting ENERGY STAR® 2.0 Standards, 68% Efficient | One Standard Economy-Grade 4-Pan Steamer, 26% Efficient | Commercial | New | Schools K-12 | FL Zone 2 | Per Unit | 11.72% | 17599 | 7632 | 9967 | 0.56634 | 12 | 1.4645 | 0.85037 | 5748.54 | Regional Technical Forum for the Northwest Council (https://nwcouncil.app.box.com/v/ComCookingSteamer3-0) | 0 | No labor cost (installation will not vary between base & change) | 6574.26 | Regional Technical Forum for the Northwest Council (https://nwcouncil.app.box.com/v/ComCookingSteamer3-0) | 0 | No labor cost (installation will not vary between base & change) | 825.72 | unit |  | 825.72
Equipment | Energy Star Steamer | One 4-Pan Electric Steamer meeting ENERGY STAR® 2.0 Standards, 68% Efficient | One Standard Economy-Grade 4-Pan Steamer, 26% Efficient | Commercial | New | Warehouse | FL Zone 2 | Per Unit | 0% | 17599 | 7632 | 9967 | 0.56634 | 12 | 1.4645 | 0.85037 | 5748.54 | Regional Technical Forum for the Northwest Council (https://nwcouncil.app.box.com/v/ComCookingSteamer3-0) | 0 | No labor cost (installation will not vary between base & change) | 6574.26 | Regional Technical Forum for the Northwest Council (https://nwcouncil.app.box.com/v/ComCookingSteamer3-0) | 0 | No labor cost (installation will not vary between base & change) | 825.72 | unit |  | 825.72
Equipment | Induction Cooktops | Efficient Induction Cooktop | One Standard Electric Cooktop | Commercial | Turnover | Assembly | FL Zone 2 | Per Unit | 0% | 10488.15 | 8513.91 | 1974.24 | 0.18824 | 10 | 0.4257 | 0.17529 | 1270 | https://www.webstaurantstore.com/garland-ed-15hse-designer-series-15-two-solid-burner-electric-countertop-hot-plate-208v-1-phase-5-2-kw/372ED15HSEB.html | 0 | No labor cost (installation will not vary between base & change) | 3963.65 | https://www.webstaurantstore.com/vollrath-924himc-cayenne-four-hob-heavy-duty-induction-hot-plate-with-manual-controls-208-240v/922924HIMC%20%20208*240.html?utm_source=Google&utm_medium=cpc&utm_campaign=GoogleShopping&gclid=EAIaIQobChMI18375tCj2gIVE6vsCh065QlBEAkYASABEgLbWfD_BwE | 0 | No labor cost (installation will not vary between base & change) | 2693.65 | unit |  | 2693.65
Equipment | Induction Cooktops | Efficient Induction Cooktop | One Standard Electric Cooktop | Commercial | Turnover | College and University | FL Zone 2 | Per Unit | 4.728% | 10488.15 | 8513.91 | 1974.24 | 0.18824 | 10 | 0.4257 | 0.17529 | 1270 | https://www.webstaurantstore.com/garland-ed-15hse-designer-series-15-two-solid-burner-electric-countertop-hot-plate-208v-1-phase-5-2-kw/372ED15HSEB.html | 0 | No labor cost (installation will not vary between base & change) | 3963.65 | https://www.webstaurantstore.com/vollrath-924himc-cayenne-four-hob-heavy-duty-induction-hot-plate-with-manual-controls-208-240v/922924HIMC%20%20208*240.html?utm_source=Google&utm_medium=cpc&utm_campaign=GoogleShopping&gclid=EAIaIQobChMI18375tCj2gIVE6vsCh065QlBEAkYASABEgLbWfD_BwE | 0 | No labor cost (installation will not vary between base & change) | 2693.65 | unit |  | 2693.65
Equipment | Induction Cooktops | Efficient Induction Cooktop | One Standard Electric Cooktop | Commercial | Turnover | Grocery | FL Zone 2 | Per Unit | 0% | 10488.15 | 8513.91 | 1974.24 | 0.18824 | 10 | 0.4257 | 0.17529 | 1270 | https://www.webstaurantstore.com/garland-ed-15hse-designer-series-15-two-solid-burner-electric-countertop-hot-plate-208v-1-phase-5-2-kw/372ED15HSEB.html | 0 | No labor cost (installation will not vary between base & change) | 3963.65 | https://www.webstaurantstore.com/vollrath-924himc-cayenne-four-hob-heavy-duty-induction-hot-plate-with-manual-controls-208-240v/922924HIMC%20%20208*240.html?utm_source=Google&utm_medium=cpc&utm_campaign=GoogleShopping&gclid=EAIaIQobChMI18375tCj2gIVE6vsCh065QlBEAkYASABEgLbWfD_BwE | 0 | No labor cost (installation will not vary between base & change) | 2693.65 | unit |  | 2693.65
Equipment | Induction Cooktops | Efficient Induction Cooktop | One Standard Electric Cooktop | Commercial | Turnover | Healthcare | FL Zone 2 | Per Unit | 14.15% | 10488.15 | 8513.91 | 1974.24 | 0.18824 | 10 | 0.4257 | 0.17529 | 1270 | https://www.webstaurantstore.com/garland-ed-15hse-designer-series-15-two-solid-burner-electric-countertop-hot-plate-208v-1-phase-5-2-kw/372ED15HSEB.html | 0 | No labor cost (installation will not vary between base & change) | 3963.65 | https://www.webstaurantstore.com/vollrath-924himc-cayenne-four-hob-heavy-duty-induction-hot-plate-with-manual-controls-208-240v/922924HIMC%20%20208*240.html?utm_source=Google&utm_medium=cpc&utm_campaign=GoogleShopping&gclid=EAIaIQobChMI18375tCj2gIVE6vsCh065QlBEAkYASABEgLbWfD_BwE | 0 | No labor cost (installation will not vary between base & change) | 2693.65 | unit |  | 2693.65
Equipment | Induction Cooktops | Efficient Induction Cooktop | One Standard Electric Cooktop | Commercial | Turnover | Hospitals | FL Zone 2 | Per Unit | 4.728% | 10488.15 | 8513.91 | 1974.24 | 0.18824 | 10 | 0.4257 | 0.17529 | 1270 | https://www.webstaurantstore.com/garland-ed-15hse-designer-series-15-two-solid-burner-electric-countertop-hot-plate-208v-1-phase-5-2-kw/372ED15HSEB.html | 0 | No labor cost (installation will not vary between base & change) | 3963.65 | https://www.webstaurantstore.com/vollrath-924himc-cayenne-four-hob-heavy-duty-induction-hot-plate-with-manual-controls-208-240v/922924HIMC%20%20208*240.html?utm_source=Google&utm_medium=cpc&utm_campaign=GoogleShopping&gclid=EAIaIQobChMI18375tCj2gIVE6vsCh065QlBEAkYASABEgLbWfD_BwE | 0 | No labor cost (installation will not vary between base & change) | 2693.65 | unit |  | 2693.65
Equipment | Induction Cooktops | Efficient Induction Cooktop | One Standard Electric Cooktop | Commercial | Turnover | Institutional | FL Zone 2 | Per Unit | 0% | 10488.15 | 8513.91 | 1974.24 | 0.18824 | 10 | 0.4257 | 0.17529 | 1270 | https://www.webstaurantstore.com/garland-ed-15hse-designer-series-15-two-solid-burner-electric-countertop-hot-plate-208v-1-phase-5-2-kw/372ED15HSEB.html | 0 | No labor cost (installation will not vary between base & change) | 3963.65 | https://www.webstaurantstore.com/vollrath-924himc-cayenne-four-hob-heavy-duty-induction-hot-plate-with-manual-controls-208-240v/922924HIMC%20%20208*240.html?utm_source=Google&utm_medium=cpc&utm_campaign=GoogleShopping&gclid=EAIaIQobChMI18375tCj2gIVE6vsCh065QlBEAkYASABEgLbWfD_BwE | 0 | No labor cost (installation will not vary between base & change) | 2693.65 | unit |  | 2693.65
Equipment | Induction Cooktops | Efficient Induction Cooktop | One Standard Electric Cooktop | Commercial | Turnover | Lodging/Hospitality | FL Zone 2 | Per Unit | 14.15% | 10488.15 | 8513.91 | 1974.24 | 0.18824 | 10 | 0.4257 | 0.17529 | 1270 | https://www.webstaurantstore.com/garland-ed-15hse-designer-series-15-two-solid-burner-electric-countertop-hot-plate-208v-1-phase-5-2-kw/372ED15HSEB.html | 0 | No labor cost (installation will not vary between base & change) | 3963.65 | https://www.webstaurantstore.com/vollrath-924himc-cayenne-four-hob-heavy-duty-induction-hot-plate-with-manual-controls-208-240v/922924HIMC%20%20208*240.html?utm_source=Google&utm_medium=cpc&utm_campaign=GoogleShopping&gclid=EAIaIQobChMI18375tCj2gIVE6vsCh065QlBEAkYASABEgLbWfD_BwE | 0 | No labor cost (installation will not vary between base & change) | 2693.65 | unit |  | 2693.65
Equipment | Induction Cooktops | Efficient Induction Cooktop | One Standard Electric Cooktop | Commercial | Turnover | Miscellaneous | FL Zone 2 | Per Unit | 0% | 10488.15 | 8513.91 | 1974.24 | 0.18824 | 10 | 0.4257 | 0.17529 | 1270 | https://www.webstaurantstore.com/garland-ed-15hse-designer-series-15-two-solid-burner-electric-countertop-hot-plate-208v-1-phase-5-2-kw/372ED15HSEB.html | 0 | No labor cost (installation will not vary between base & change) | 3963.65 | https://www.webstaurantstore.com/vollrath-924himc-cayenne-four-hob-heavy-duty-induction-hot-plate-with-manual-controls-208-240v/922924HIMC%20%20208*240.html?utm_source=Google&utm_medium=cpc&utm_campaign=GoogleShopping&gclid=EAIaIQobChMI18375tCj2gIVE6vsCh065QlBEAkYASABEgLbWfD_BwE | 0 | No labor cost (installation will not vary between base & change) | 2693.65 | unit |  | 2693.65
Equipment | Induction Cooktops | Efficient Induction Cooktop | One Standard Electric Cooktop | Commercial | Turnover | Offices | FL Zone 2 | Per Unit | 0% | 10488.15 | 8513.91 | 1974.24 | 0.18824 | 10 | 0.4257 | 0.17529 | 1270 | https://www.webstaurantstore.com/garland-ed-15hse-designer-series-15-two-solid-burner-electric-countertop-hot-plate-208v-1-phase-5-2-kw/372ED15HSEB.html | 0 | No labor cost (installation will not vary between base & change) | 3963.65 | https://www.webstaurantstore.com/vollrath-924himc-cayenne-four-hob-heavy-duty-induction-hot-plate-with-manual-controls-208-240v/922924HIMC%20%20208*240.html?utm_source=Google&utm_medium=cpc&utm_campaign=GoogleShopping&gclid=EAIaIQobChMI18375tCj2gIVE6vsCh065QlBEAkYASABEgLbWfD_BwE | 0 | No labor cost (installation will not vary between base & change) | 2693.65 | unit |  | 2693.65
Equipment | Induction Cooktops | Efficient Induction Cooktop | One Standard Electric Cooktop | Commercial | Turnover | Restaurants | FL Zone 2 | Per Unit | 4.728% | 10488.15 | 8513.91 | 1974.24 | 0.18824 | 10 | 0.4257 | 0.17529 | 1270 | https://www.webstaurantstore.com/garland-ed-15hse-designer-series-15-two-solid-burner-electric-countertop-hot-plate-208v-1-phase-5-2-kw/372ED15HSEB.html | 0 | No labor cost (installation will not vary between base & change) | 3963.65 | https://www.webstaurantstore.com/vollrath-924himc-cayenne-four-hob-heavy-duty-induction-hot-plate-with-manual-controls-208-240v/922924HIMC%20%20208*240.html?utm_source=Google&utm_medium=cpc&utm_campaign=GoogleShopping&gclid=EAIaIQobChMI18375tCj2gIVE6vsCh065QlBEAkYASABEgLbWfD_BwE | 0 | No labor cost (installation will not vary between base & change) | 2693.65 | unit |  | 2693.65
Equipment | Induction Cooktops | Efficient Induction Cooktop | One Standard Electric Cooktop | Commercial | Turnover | Retail | FL Zone 2 | Per Unit | 0% | 10488.15 | 8513.91 | 1974.24 | 0.18824 | 10 | 0.4257 | 0.17529 | 1270 | https://www.webstaurantstore.com/garland-ed-15hse-designer-series-15-two-solid-burner-electric-countertop-hot-plate-208v-1-phase-5-2-kw/372ED15HSEB.html | 0 | No labor cost (installation will not vary between base & change) | 3963.65 | https://www.webstaurantstore.com/vollrath-924himc-cayenne-four-hob-heavy-duty-induction-hot-plate-with-manual-controls-208-240v/922924HIMC%20%20208*240.html?utm_source=Google&utm_medium=cpc&utm_campaign=GoogleShopping&gclid=EAIaIQobChMI18375tCj2gIVE6vsCh065QlBEAkYASABEgLbWfD_BwE | 0 | No labor cost (installation will not vary between base & change) | 2693.65 | unit |  | 2693.65
Equipment | Induction Cooktops | Efficient Induction Cooktop | One Standard Electric Cooktop | Commercial | Turnover | Schools K-12 | FL Zone 2 | Per Unit | 4.728% | 10488.15 | 8513.91 | 1974.24 | 0.18824 | 10 | 0.4257 | 0.17529 | 1270 | https://www.webstaurantstore.com/garland-ed-15hse-designer-series-15-two-solid-burner-electric-countertop-hot-plate-208v-1-phase-5-2-kw/372ED15HSEB.html | 0 | No labor cost (installation will not vary between base & change) | 3963.65 | https://www.webstaurantstore.com/vollrath-924himc-cayenne-four-hob-heavy-duty-induction-hot-plate-with-manual-controls-208-240v/922924HIMC%20%20208*240.html?utm_source=Google&utm_medium=cpc&utm_campaign=GoogleShopping&gclid=EAIaIQobChMI18375tCj2gIVE6vsCh065QlBEAkYASABEgLbWfD_BwE | 0 | No labor cost (installation will not vary between base & change) | 2693.65 | unit |  | 2693.65
Equipment | Induction Cooktops | Efficient Induction Cooktop | One Standard Electric Cooktop | Commercial | Turnover | Warehouse | FL Zone 2 | Per Unit | 0% | 10488.15 | 8513.91 | 1974.24 | 0.18824 | 10 | 0.4257 | 0.17529 | 1270 | https://www.webstaurantstore.com/garland-ed-15hse-designer-series-15-two-solid-burner-electric-countertop-hot-plate-208v-1-phase-5-2-kw/372ED15HSEB.html | 0 | No labor cost (installation will not vary between base & change) | 3963.65 | https://www.webstaurantstore.com/vollrath-924himc-cayenne-four-hob-heavy-duty-induction-hot-plate-with-manual-controls-208-240v/922924HIMC%20%20208*240.html?utm_source=Google&utm_medium=cpc&utm_campaign=GoogleShopping&gclid=EAIaIQobChMI18375tCj2gIVE6vsCh065QlBEAkYASABEgLbWfD_BwE | 0 | No labor cost (installation will not vary between base & change) | 2693.65 | unit |  | 2693.65
Equipment | Induction Cooktops | Efficient Induction Cooktop | One Standard Electric Cooktop | Commercial | New | Assembly | FL Zone 2 | Per Unit | 0% | 10488.15 | 8513.91 | 1974.24 | 0.18824 | 10 | 0.4257 | 0.17529 | 1270 | https://www.webstaurantstore.com/garland-ed-15hse-designer-series-15-two-solid-burner-electric-countertop-hot-plate-208v-1-phase-5-2-kw/372ED15HSEB.html | 0 | No labor cost (installation will not vary between base & change) | 3963.65 | https://www.webstaurantstore.com/vollrath-924himc-cayenne-four-hob-heavy-duty-induction-hot-plate-with-manual-controls-208-240v/922924HIMC%20%20208*240.html?utm_source=Google&utm_medium=cpc&utm_campaign=GoogleShopping&gclid=EAIaIQobChMI18375tCj2gIVE6vsCh065QlBEAkYASABEgLbWfD_BwE | 0 | No labor cost (installation will not vary between base & change) | 2693.65 | unit |  | 2693.65
Equipment | Induction Cooktops | Efficient Induction Cooktop | One Standard Electric Cooktop | Commercial | New | College and University | FL Zone 2 | Per Unit | 4.728% | 10488.15 | 8513.91 | 1974.24 | 0.18824 | 10 | 0.4257 | 0.17529 | 1270 | https://www.webstaurantstore.com/garland-ed-15hse-designer-series-15-two-solid-burner-electric-countertop-hot-plate-208v-1-phase-5-2-kw/372ED15HSEB.html | 0 | No labor cost (installation will not vary between base & change) | 3963.65 | https://www.webstaurantstore.com/vollrath-924himc-cayenne-four-hob-heavy-duty-induction-hot-plate-with-manual-controls-208-240v/922924HIMC%20%20208*240.html?utm_source=Google&utm_medium=cpc&utm_campaign=GoogleShopping&gclid=EAIaIQobChMI18375tCj2gIVE6vsCh065QlBEAkYASABEgLbWfD_BwE | 0 | No labor cost (installation will not vary between base & change) | 2693.65 | unit |  | 2693.65
Equipment | Induction Cooktops | Efficient Induction Cooktop | One Standard Electric Cooktop | Commercial | New | Grocery | FL Zone 2 | Per Unit | 0% | 10488.15 | 8513.91 | 1974.24 | 0.18824 | 10 | 0.4257 | 0.17529 | 1270 | https://www.webstaurantstore.com/garland-ed-15hse-designer-series-15-two-solid-burner-electric-countertop-hot-plate-208v-1-phase-5-2-kw/372ED15HSEB.html | 0 | No labor cost (installation will not vary between base & change) | 3963.65 | https://www.webstaurantstore.com/vollrath-924himc-cayenne-four-hob-heavy-duty-induction-hot-plate-with-manual-controls-208-240v/922924HIMC%20%20208*240.html?utm_source=Google&utm_medium=cpc&utm_campaign=GoogleShopping&gclid=EAIaIQobChMI18375tCj2gIVE6vsCh065QlBEAkYASABEgLbWfD_BwE | 0 | No labor cost (installation will not vary between base & change) | 2693.65 | unit |  | 2693.65
Equipment | Induction Cooktops | Efficient Induction Cooktop | One Standard Electric Cooktop | Commercial | New | Healthcare | FL Zone 2 | Per Unit | 14.15% | 10488.15 | 8513.91 | 1974.24 | 0.18824 | 10 | 0.4257 | 0.17529 | 1270 | https://www.webstaurantstore.com/garland-ed-15hse-designer-series-15-two-solid-burner-electric-countertop-hot-plate-208v-1-phase-5-2-kw/372ED15HSEB.html | 0 | No labor cost (installation will not vary between base & change) | 3963.65 | https://www.webstaurantstore.com/vollrath-924himc-cayenne-four-hob-heavy-duty-induction-hot-plate-with-manual-controls-208-240v/922924HIMC%20%20208*240.html?utm_source=Google&utm_medium=cpc&utm_campaign=GoogleShopping&gclid=EAIaIQobChMI18375tCj2gIVE6vsCh065QlBEAkYASABEgLbWfD_BwE | 0 | No labor cost (installation will not vary between base & change) | 2693.65 | unit |  | 2693.65
Equipment | Induction Cooktops | Efficient Induction Cooktop | One Standard Electric Cooktop | Commercial | New | Hospitals | FL Zone 2 | Per Unit | 4.728% | 10488.15 | 8513.91 | 1974.24 | 0.18824 | 10 | 0.4257 | 0.17529 | 1270 | https://www.webstaurantstore.com/garland-ed-15hse-designer-series-15-two-solid-burner-electric-countertop-hot-plate-208v-1-phase-5-2-kw/372ED15HSEB.html | 0 | No labor cost (installation will not vary between base & change) | 3963.65 | https://www.webstaurantstore.com/vollrath-924himc-cayenne-four-hob-heavy-duty-induction-hot-plate-with-manual-controls-208-240v/922924HIMC%20%20208*240.html?utm_source=Google&utm_medium=cpc&utm_campaign=GoogleShopping&gclid=EAIaIQobChMI18375tCj2gIVE6vsCh065QlBEAkYASABEgLbWfD_BwE | 0 | No labor cost (installation will not vary between base & change) | 2693.65 | unit |  | 2693.65
Equipment | Induction Cooktops | Efficient Induction Cooktop | One Standard Electric Cooktop | Commercial | New | Institutional | FL Zone 2 | Per Unit | 0% | 10488.15 | 8513.91 | 1974.24 | 0.18824 | 10 | 0.4257 | 0.17529 | 1270 | https://www.webstaurantstore.com/garland-ed-15hse-designer-series-15-two-solid-burner-electric-countertop-hot-plate-208v-1-phase-5-2-kw/372ED15HSEB.html | 0 | No labor cost (installation will not vary between base & change) | 3963.65 | https://www.webstaurantstore.com/vollrath-924himc-cayenne-four-hob-heavy-duty-induction-hot-plate-with-manual-controls-208-240v/922924HIMC%20%20208*240.html?utm_source=Google&utm_medium=cpc&utm_campaign=GoogleShopping&gclid=EAIaIQobChMI18375tCj2gIVE6vsCh065QlBEAkYASABEgLbWfD_BwE | 0 | No labor cost (installation will not vary between base & change) | 2693.65 | unit |  | 2693.65
Equipment | Induction Cooktops | Efficient Induction Cooktop | One Standard Electric Cooktop | Commercial | New | Lodging/Hospitality | FL Zone 2 | Per Unit | 14.15% | 10488.15 | 8513.91 | 1974.24 | 0.18824 | 10 | 0.4257 | 0.17529 | 1270 | https://www.webstaurantstore.com/garland-ed-15hse-designer-series-15-two-solid-burner-electric-countertop-hot-plate-208v-1-phase-5-2-kw/372ED15HSEB.html | 0 | No labor cost (installation will not vary between base & change) | 3963.65 | https://www.webstaurantstore.com/vollrath-924himc-cayenne-four-hob-heavy-duty-induction-hot-plate-with-manual-controls-208-240v/922924HIMC%20%20208*240.html?utm_source=Google&utm_medium=cpc&utm_campaign=GoogleShopping&gclid=EAIaIQobChMI18375tCj2gIVE6vsCh065QlBEAkYASABEgLbWfD_BwE | 0 | No labor cost (installation will not vary between base & change) | 2693.65 | unit |  | 2693.65
Equipment | Induction Cooktops | Efficient Induction Cooktop | One Standard Electric Cooktop | Commercial | New | Miscellaneous | FL Zone 2 | Per Unit | 0% | 10488.15 | 8513.91 | 1974.24 | 0.18824 | 10 | 0.4257 | 0.17529 | 1270 | https://www.webstaurantstore.com/garland-ed-15hse-designer-series-15-two-solid-burner-electric-countertop-hot-plate-208v-1-phase-5-2-kw/372ED15HSEB.html | 0 | No labor cost (installation will not vary between base & change) | 3963.65 | https://www.webstaurantstore.com/vollrath-924himc-cayenne-four-hob-heavy-duty-induction-hot-plate-with-manual-controls-208-240v/922924HIMC%20%20208*240.html?utm_source=Google&utm_medium=cpc&utm_campaign=GoogleShopping&gclid=EAIaIQobChMI18375tCj2gIVE6vsCh065QlBEAkYASABEgLbWfD_BwE | 0 | No labor cost (installation will not vary between base & change) | 2693.65 | unit |  | 2693.65
Equipment | Induction Cooktops | Efficient Induction Cooktop | One Standard Electric Cooktop | Commercial | New | Offices | FL Zone 2 | Per Unit | 0% | 10488.15 | 8513.91 | 1974.24 | 0.18824 | 10 | 0.4257 | 0.17529 | 1270 | https://www.webstaurantstore.com/garland-ed-15hse-designer-series-15-two-solid-burner-electric-countertop-hot-plate-208v-1-phase-5-2-kw/372ED15HSEB.html | 0 | No labor cost (installation will not vary between base & change) | 3963.65 | https://www.webstaurantstore.com/vollrath-924himc-cayenne-four-hob-heavy-duty-induction-hot-plate-with-manual-controls-208-240v/922924HIMC%20%20208*240.html?utm_source=Google&utm_medium=cpc&utm_campaign=GoogleShopping&gclid=EAIaIQobChMI18375tCj2gIVE6vsCh065QlBEAkYASABEgLbWfD_BwE | 0 | No labor cost (installation will not vary between base & change) | 2693.65 | unit |  | 2693.65
Equipment | Induction Cooktops | Efficient Induction Cooktop | One Standard Electric Cooktop | Commercial | New | Restaurants | FL Zone 2 | Per Unit | 47.28% | 10488.15 | 8513.91 | 1974.24 | 0.18824 | 10 | 0.4257 | 0.17529 | 1270 | https://www.webstaurantstore.com/garland-ed-15hse-designer-series-15-two-solid-burner-electric-countertop-hot-plate-208v-1-phase-5-2-kw/372ED15HSEB.html | 0 | No labor cost (installation will not vary between base & change) | 3963.65 | https://www.webstaurantstore.com/vollrath-924himc-cayenne-four-hob-heavy-duty-induction-hot-plate-with-manual-controls-208-240v/922924HIMC%20%20208*240.html?utm_source=Google&utm_medium=cpc&utm_campaign=GoogleShopping&gclid=EAIaIQobChMI18375tCj2gIVE6vsCh065QlBEAkYASABEgLbWfD_BwE | 0 | No labor cost (installation will not vary between base & change) | 2693.65 | unit |  | 2693.65
Equipment | Induction Cooktops | Efficient Induction Cooktop | One Standard Electric Cooktop | Commercial | New | Retail | FL Zone 2 | Per Unit | 0% | 10488.15 | 8513.91 | 1974.24 | 0.18824 | 10 | 0.4257 | 0.17529 | 1270 | https://www.webstaurantstore.com/garland-ed-15hse-designer-series-15-two-solid-burner-electric-countertop-hot-plate-208v-1-phase-5-2-kw/372ED15HSEB.html | 0 | No labor cost (installation will not vary between base & change) | 3963.65 | https://www.webstaurantstore.com/vollrath-924himc-cayenne-four-hob-heavy-duty-induction-hot-plate-with-manual-controls-208-240v/922924HIMC%20%20208*240.html?utm_source=Google&utm_medium=cpc&utm_campaign=GoogleShopping&gclid=EAIaIQobChMI18375tCj2gIVE6vsCh065QlBEAkYASABEgLbWfD_BwE | 0 | No labor cost (installation will not vary between base & change) | 2693.65 | unit |  | 2693.65
Equipment | Induction Cooktops | Efficient Induction Cooktop | One Standard Electric Cooktop | Commercial | New | Schools K-12 | FL Zone 2 | Per Unit | 4.728% | 10488.15 | 8513.91 | 1974.24 | 0.18824 | 10 | 0.4257 | 0.17529 | 1270 | https://www.webstaurantstore.com/garland-ed-15hse-designer-series-15-two-solid-burner-electric-countertop-hot-plate-208v-1-phase-5-2-kw/372ED15HSEB.html | 0 | No labor cost (installation will not vary between base & change) | 3963.65 | https://www.webstaurantstore.com/vollrath-924himc-cayenne-four-hob-heavy-duty-induction-hot-plate-with-manual-controls-208-240v/922924HIMC%20%20208*240.html?utm_source=Google&utm_medium=cpc&utm_campaign=GoogleShopping&gclid=EAIaIQobChMI18375tCj2gIVE6vsCh065QlBEAkYASABEgLbWfD_BwE | 0 | No labor cost (installation will not vary between base & change) | 2693.65 | unit |  | 2693.65
Equipment | Induction Cooktops | Efficient Induction Cooktop | One Standard Electric Cooktop | Commercial | New | Warehouse | FL Zone 2 | Per Unit | 0% | 10488.15 | 8513.91 | 1974.24 | 0.18824 | 10 | 0.4257 | 0.17529 | 1270 | https://www.webstaurantstore.com/garland-ed-15hse-designer-series-15-two-solid-burner-electric-countertop-hot-plate-208v-1-phase-5-2-kw/372ED15HSEB.html | 0 | No labor cost (installation will not vary between base & change) | 3963.65 | https://www.webstaurantstore.com/vollrath-924himc-cayenne-four-hob-heavy-duty-induction-hot-plate-with-manual-controls-208-240v/922924HIMC%20%20208*240.html?utm_source=Google&utm_medium=cpc&utm_campaign=GoogleShopping&gclid=EAIaIQobChMI18375tCj2gIVE6vsCh065QlBEAkYASABEgLbWfD_BwE | 0 | No labor cost (installation will not vary between base & change) | 2693.65 | unit |  | 2693.65
Equipment | Energy Star Commercial Dishwasher | One Dishwasher meeting ENERGY STAR® 5.2 Requirements | One Dishwasher meeting Federal Standard | Commercial | Turnover | Assembly | FL Zone 2 | Per Unit | 0% | 64581.259 | 45527.1321 | 19054.1268 | 0.29504 | 15 | 1.3826 | -0.0001471 | 0 | Reference source included incremental cost only | 0 | No labor cost (installation will not vary between base & change) | 737.7778 | Illinois 2018 Statewide TRM, Section 4.2.8 (incremental cost only; average of all DW types) | 0 | No labor cost (installation will not vary between base & change) | 737.7778 | unit |  | 737.7778
Equipment | Energy Star Commercial Dishwasher | One Dishwasher meeting ENERGY STAR® 5.2 Requirements | One Dishwasher meeting Federal Standard | Commercial | Turnover | College and University | FL Zone 2 | Per Unit | 29.7% | 64581.259 | 45527.1321 | 19054.1268 | 0.29504 | 15 | 1.3826 | -0.0001471 | 0 | Reference source included incremental cost only | 0 | No labor cost (installation will not vary between base & change) | 737.7778 | Illinois 2018 Statewide TRM, Section 4.2.8 (incremental cost only; average of all DW types) | 0 | No labor cost (installation will not vary between base & change) | 737.7778 | unit |  | 737.7778
Equipment | Energy Star Commercial Dishwasher | One Dishwasher meeting ENERGY STAR® 5.2 Requirements | One Dishwasher meeting Federal Standard | Commercial | Turnover | Grocery | FL Zone 2 | Per Unit | 0% | 64581.259 | 45527.1321 | 19054.1268 | 0.29504 | 15 | 1.3826 | -0.0001471 | 0 | Reference source included incremental cost only | 0 | No labor cost (installation will not vary between base & change) | 737.7778 | Illinois 2018 Statewide TRM, Section 4.2.8 (incremental cost only; average of all DW types) | 0 | No labor cost (installation will not vary between base & change) | 737.7778 | unit |  | 737.7778
Equipment | Energy Star Commercial Dishwasher | One Dishwasher meeting ENERGY STAR® 5.2 Requirements | One Dishwasher meeting Federal Standard | Commercial | Turnover | Healthcare | FL Zone 2 | Per Unit | 29.7% | 64581.259 | 45527.1321 | 19054.1268 | 0.29504 | 15 | 1.3826 | -0.0001471 | 0 | Reference source included incremental cost only | 0 | No labor cost (installation will not vary between base & change) | 737.7778 | Illinois 2018 Statewide TRM, Section 4.2.8 (incremental cost only; average of all DW types) | 0 | No labor cost (installation will not vary between base & change) | 737.7778 | unit |  | 737.7778
Equipment | Energy Star Commercial Dishwasher | One Dishwasher meeting ENERGY STAR® 5.2 Requirements | One Dishwasher meeting Federal Standard | Commercial | Turnover | Hospitals | FL Zone 2 | Per Unit | 29.7% | 64581.259 | 45527.1321 | 19054.1268 | 0.29504 | 15 | 1.3826 | -0.0001471 | 0 | Reference source included incremental cost only | 0 | No labor cost (installation will not vary between base & change) | 737.7778 | Illinois 2018 Statewide TRM, Section 4.2.8 (incremental cost only; average of all DW types) | 0 | No labor cost (installation will not vary between base & change) | 737.7778 | unit |  | 737.7778
Equipment | Energy Star Commercial Dishwasher | One Dishwasher meeting ENERGY STAR® 5.2 Requirements | One Dishwasher meeting Federal Standard | Commercial | Turnover | Institutional | FL Zone 2 | Per Unit | 0% | 64581.259 | 45527.1321 | 19054.1268 | 0.29504 | 15 | 1.3826 | -0.0001471 | 0 | Reference source included incremental cost only | 0 | No labor cost (installation will not vary between base & change) | 737.7778 | Illinois 2018 Statewide TRM, Section 4.2.8 (incremental cost only; average of all DW types) | 0 | No labor cost (installation will not vary between base & change) | 737.7778 | unit |  | 737.7778
Equipment | Energy Star Commercial Dishwasher | One Dishwasher meeting ENERGY STAR® 5.2 Requirements | One Dishwasher meeting Federal Standard | Commercial | Turnover | Lodging/Hospitality | FL Zone 2 | Per Unit | 29.7% | 64581.259 | 45527.1321 | 19054.1268 | 0.29504 | 15 | 1.3826 | -0.0001471 | 0 | Reference source included incremental cost only | 0 | No labor cost (installation will not vary between base & change) | 737.7778 | Illinois 2018 Statewide TRM, Section 4.2.8 (incremental cost only; average of all DW types) | 0 | No labor cost (installation will not vary between base & change) | 737.7778 | unit |  | 737.7778
Equipment | Energy Star Commercial Dishwasher | One Dishwasher meeting ENERGY STAR® 5.2 Requirements | One Dishwasher meeting Federal Standard | Commercial | Turnover | Miscellaneous | FL Zone 2 | Per Unit | 0% | 64581.259 | 45527.1321 | 19054.1268 | 0.29504 | 15 | 1.3826 | -0.0001471 | 0 | Reference source included incremental cost only | 0 | No labor cost (installation will not vary between base & change) | 737.7778 | Illinois 2018 Statewide TRM, Section 4.2.8 (incremental cost only; average of all DW types) | 0 | No labor cost (installation will not vary between base & change) | 737.7778 | unit |  | 737.7778
Equipment | Energy Star Commercial Dishwasher | One Dishwasher meeting ENERGY STAR® 5.2 Requirements | One Dishwasher meeting Federal Standard | Commercial | Turnover | Offices | FL Zone 2 | Per Unit | 0% | 64581.259 | 45527.1321 | 19054.1268 | 0.29504 | 15 | 1.3826 | -0.0001471 | 0 | Reference source included incremental cost only | 0 | No labor cost (installation will not vary between base & change) | 737.7778 | Illinois 2018 Statewide TRM, Section 4.2.8 (incremental cost only; average of all DW types) | 0 | No labor cost (installation will not vary between base & change) | 737.7778 | unit |  | 737.7778
Equipment | Energy Star Commercial Dishwasher | One Dishwasher meeting ENERGY STAR® 5.2 Requirements | One Dishwasher meeting Federal Standard | Commercial | Turnover | Restaurants | FL Zone 2 | Per Unit | 29.7% | 64581.259 | 45527.1321 | 19054.1268 | 0.29504 | 15 | 1.3826 | -0.0001471 | 0 | Reference source included incremental cost only | 0 | No labor cost (installation will not vary between base & change) | 737.7778 | Illinois 2018 Statewide TRM, Section 4.2.8 (incremental cost only; average of all DW types) | 0 | No labor cost (installation will not vary between base & change) | 737.7778 | unit |  | 737.7778
Equipment | Energy Star Commercial Dishwasher | One Dishwasher meeting ENERGY STAR® 5.2 Requirements | One Dishwasher meeting Federal Standard | Commercial | Turnover | Retail | FL Zone 2 | Per Unit | 0% | 64581.259 | 45527.1321 | 19054.1268 | 0.29504 | 15 | 1.3826 | -0.0001471 | 0 | Reference source included incremental cost only | 0 | No labor cost (installation will not vary between base & change) | 737.7778 | Illinois 2018 Statewide TRM, Section 4.2.8 (incremental cost only; average of all DW types) | 0 | No labor cost (installation will not vary between base & change) | 737.7778 | unit |  | 737.7778
Equipment | Energy Star Commercial Dishwasher | One Dishwasher meeting ENERGY STAR® 5.2 Requirements | One Dishwasher meeting Federal Standard | Commercial | Turnover | Schools K-12 | FL Zone 2 | Per Unit | 29.7% | 64581.259 | 45527.1321 | 19054.1268 | 0.29504 | 15 | 1.3826 | -0.0001471 | 0 | Reference source included incremental cost only | 0 | No labor cost (installation will not vary between base & change) | 737.7778 | Illinois 2018 Statewide TRM, Section 4.2.8 (incremental cost only; average of all DW types) | 0 | No labor cost (installation will not vary between base & change) | 737.7778 | unit |  | 737.7778
Equipment | Energy Star Commercial Dishwasher | One Dishwasher meeting ENERGY STAR® 5.2 Requirements | One Dishwasher meeting Federal Standard | Commercial | Turnover | Warehouse | FL Zone 2 | Per Unit | 0% | 64581.259 | 45527.1321 | 19054.1268 | 0.29504 | 15 | 1.3826 | -0.0001471 | 0 | Reference source included incremental cost only | 0 | No labor cost (installation will not vary between base & change) | 737.7778 | Illinois 2018 Statewide TRM, Section 4.2.8 (incremental cost only; average of all DW types) | 0 | No labor cost (installation will not vary between base & change) | 737.7778 | unit |  | 737.7778
Equipment | Energy Star Commercial Dishwasher | One Dishwasher meeting ENERGY STAR® 5.2 Requirements | One Dishwasher meeting Federal Standard | Commercial | New | Assembly | FL Zone 2 | Per Unit | 0% | 64581.259 | 45527.1321 | 19054.1268 | 0.29504 | 15 | 1.3826 | -0.0001471 | 0 | Reference source included incremental cost only | 0 | No labor cost (installation will not vary between base & change) | 737.7778 | Illinois 2018 Statewide TRM, Section 4.2.8 (incremental cost only; average of all DW types) | 0 | No labor cost (installation will not vary between base & change) | 737.7778 | unit |  | 737.7778
Equipment | Energy Star Commercial Dishwasher | One Dishwasher meeting ENERGY STAR® 5.2 Requirements | One Dishwasher meeting Federal Standard | Commercial | New | College and University | FL Zone 2 | Per Unit | 29.7% | 64581.259 | 45527.1321 | 19054.1268 | 0.29504 | 15 | 1.3826 | -0.0001471 | 0 | Reference source included incremental cost only | 0 | No labor cost (installation will not vary between base & change) | 737.7778 | Illinois 2018 Statewide TRM, Section 4.2.8 (incremental cost only; average of all DW types) | 0 | No labor cost (installation will not vary between base & change) | 737.7778 | unit |  | 737.7778
Equipment | Energy Star Commercial Dishwasher | One Dishwasher meeting ENERGY STAR® 5.2 Requirements | One Dishwasher meeting Federal Standard | Commercial | New | Grocery | FL Zone 2 | Per Unit | 0% | 64581.259 | 45527.1321 | 19054.1268 | 0.29504 | 15 | 1.3826 | -0.0001471 | 0 | Reference source included incremental cost only | 0 | No labor cost (installation will not vary between base & change) | 737.7778 | Illinois 2018 Statewide TRM, Section 4.2.8 (incremental cost only; average of all DW types) | 0 | No labor cost (installation will not vary between base & change) | 737.7778 | unit |  | 737.7778
Equipment | Energy Star Commercial Dishwasher | One Dishwasher meeting ENERGY STAR® 5.2 Requirements | One Dishwasher meeting Federal Standard | Commercial | New | Healthcare | FL Zone 2 | Per Unit | 29.7% | 64581.259 | 45527.1321 | 19054.1268 | 0.29504 | 15 | 1.3826 | -0.0001471 | 0 | Reference source included incremental cost only | 0 | No labor cost (installation will not vary between base & change) | 737.7778 | Illinois 2018 Statewide TRM, Section 4.2.8 (incremental cost only; average of all DW types) | 0 | No labor cost (installation will not vary between base & change) | 737.7778 | unit |  | 737.7778
Equipment | Energy Star Commercial Dishwasher | One Dishwasher meeting ENERGY STAR® 5.2 Requirements | One Dishwasher meeting Federal Standard | Commercial | New | Hospitals | FL Zone 2 | Per Unit | 29.7% | 64581.259 | 45527.1321 | 19054.1268 | 0.29504 | 15 | 1.3826 | -0.0001471 | 0 | Reference source included incremental cost only | 0 | No labor cost (installation will not vary between base & change) | 737.7778 | Illinois 2018 Statewide TRM, Section 4.2.8 (incremental cost only; average of all DW types) | 0 | No labor cost (installation will not vary between base & change) | 737.7778 | unit |  | 737.7778
Equipment | Energy Star Commercial Dishwasher | One Dishwasher meeting ENERGY STAR® 5.2 Requirements | One Dishwasher meeting Federal Standard | Commercial | New | Institutional | FL Zone 2 | Per Unit | 0% | 64581.259 | 45527.1321 | 19054.1268 | 0.29504 | 15 | 1.3826 | -0.0001471 | 0 | Reference source included incremental cost only | 0 | No labor cost (installation will not vary between base & change) | 737.7778 | Illinois 2018 Statewide TRM, Section 4.2.8 (incremental cost only; average of all DW types) | 0 | No labor cost (installation will not vary between base & change) | 737.7778 | unit |  | 737.7778
Equipment | Energy Star Commercial Dishwasher | One Dishwasher meeting ENERGY STAR® 5.2 Requirements | One Dishwasher meeting Federal Standard | Commercial | New | Lodging/Hospitality | FL Zone 2 | Per Unit | 29.7% | 64581.259 | 45527.1321 | 19054.1268 | 0.29504 | 15 | 1.3826 | -0.0001471 | 0 | Reference source included incremental cost only | 0 | No labor cost (installation will not vary between base & change) | 737.7778 | Illinois 2018 Statewide TRM, Section 4.2.8 (incremental cost only; average of all DW types) | 0 | No labor cost (installation will not vary between base & change) | 737.7778 | unit |  | 737.7778
Equipment | Energy Star Commercial Dishwasher | One Dishwasher meeting ENERGY STAR® 5.2 Requirements | One Dishwasher meeting Federal Standard | Commercial | New | Miscellaneous | FL Zone 2 | Per Unit | 0% | 64581.259 | 45527.1321 | 19054.1268 | 0.29504 | 15 | 1.3826 | -0.0001471 | 0 | Reference source included incremental cost only | 0 | No labor cost (installation will not vary between base & change) | 737.7778 | Illinois 2018 Statewide TRM, Section 4.2.8 (incremental cost only; average of all DW types) | 0 | No labor cost (installation will not vary between base & change) | 737.7778 | unit |  | 737.7778
Equipment | Energy Star Commercial Dishwasher | One Dishwasher meeting ENERGY STAR® 5.2 Requirements | One Dishwasher meeting Federal Standard | Commercial | New | Offices | FL Zone 2 | Per Unit | 0% | 64581.259 | 45527.1321 | 19054.1268 | 0.29504 | 15 | 1.3826 | -0.0001471 | 0 | Reference source included incremental cost only | 0 | No labor cost (installation will not vary between base & change) | 737.7778 | Illinois 2018 Statewide TRM, Section 4.2.8 (incremental cost only; average of all DW types) | 0 | No labor cost (installation will not vary between base & change) | 737.7778 | unit |  | 737.7778
Equipment | Energy Star Commercial Dishwasher | One Dishwasher meeting ENERGY STAR® 5.2 Requirements | One Dishwasher meeting Federal Standard | Commercial | New | Restaurants | FL Zone 2 | Per Unit | 29.7% | 64581.259 | 45527.1321 | 19054.1268 | 0.29504 | 15 | 1.3826 | -0.0001471 | 0 | Reference source included incremental cost only | 0 | No labor cost (installation will not vary between base & change) | 737.7778 | Illinois 2018 Statewide TRM, Section 4.2.8 (incremental cost only; average of all DW types) | 0 | No labor cost (installation will not vary between base & change) | 737.7778 | unit |  | 737.7778
Equipment | Energy Star Commercial Dishwasher | One Dishwasher meeting ENERGY STAR® 5.2 Requirements | One Dishwasher meeting Federal Standard | Commercial | New | Retail | FL Zone 2 | Per Unit | 0% | 64581.259 | 45527.1321 | 19054.1268 | 0.29504 | 15 | 1.3826 | -0.0001471 | 0 | Reference source included incremental cost only | 0 | No labor cost (installation will not vary between base & change) | 737.7778 | Illinois 2018 Statewide TRM, Section 4.2.8 (incremental cost only; average of all DW types) | 0 | No labor cost (installation will not vary between base & change) | 737.7778 | unit |  | 737.7778
Equipment | Energy Star Commercial Dishwasher | One Dishwasher meeting ENERGY STAR® 5.2 Requirements | One Dishwasher meeting Federal Standard | Commercial | New | Schools K-12 | FL Zone 2 | Per Unit | 29.7% | 64581.259 | 45527.1321 | 19054.1268 | 0.29504 | 15 | 1.3826 | -0.0001471 | 0 | Reference source included incremental cost only | 0 | No labor cost (installation will not vary between base & change) | 737.7778 | Illinois 2018 Statewide TRM, Section 4.2.8 (incremental cost only; average of all DW types) | 0 | No labor cost (installation will not vary between base & change) | 737.7778 | unit |  | 737.7778
Equipment | Energy Star Commercial Dishwasher | One Dishwasher meeting ENERGY STAR® 5.2 Requirements | One Dishwasher meeting Federal Standard | Commercial | New | Warehouse | FL Zone 2 | Per Unit | 0% | 64581.259 | 45527.1321 | 19054.1268 | 0.29504 | 15 | 1.3826 | -0.0001471 | 0 | Reference source included incremental cost only | 0 | No labor cost (installation will not vary between base & change) | 737.7778 | Illinois 2018 Statewide TRM, Section 4.2.8 (incremental cost only; average of all DW types) | 0 | No labor cost (installation will not vary between base & change) | 737.7778 | unit |  | 737.7778
Equipment | Heat Pump Water Heater | Efficient 50 Gallon Electric Heat Pump Water Heater (EF = 2.5) | Code-Compliant 50 Gallon Electric Heat Pump Water Heater (EF = 0.95) | Commercial | Turnover | Assembly | FL Zone 2 | Per Unit | 33.74% | 7192.4897 | 2494.2763 | 4698.2135 | 0.65321 | 10 | 0.79397 | 0.52808 | 419 | Baseline 50-gallon electric water heater: https://www.lowes.com/pd/A-O-Smith-Signature-50-Gallon-Short-6-year-Limited-4500-Watt-Double-Element-Electric-Water-Heater/1000216833 | 714 | Estimate at $105 per labor hour, assume 6.8 hours work, reference: http://www.serviskey.net/support/rate-estimator?s4=FL; https://www.homewyse.com/costs/cost_of_instant_hot_water_heaters.html (direct fit/replacement) | 1299 | https://www.homedepot.com/p/Rheem-Performance-Platinum-50-gal-10-Year-Hybrid-High-Efficiency-Smart-Tank-Electric-Water-Heater-XE50T10HD50U1/303419574 | 840 | Estimate at $105 per labor hour, assume 8 hours work, reference: http://www.serviskey.net/support/rate-estimator?s4=FL; https://www.homewyse.com/costs/cost_of_instant_hot_water_heaters.html (minor fit change) | 1006 | unit | 1 | 1006
Equipment | Heat Pump Water Heater | Efficient 50 Gallon Electric Heat Pump Water Heater (EF = 2.5) | Code-Compliant 50 Gallon Electric Heat Pump Water Heater (EF = 0.95) | Commercial | Turnover | College and University | FL Zone 2 | Per Unit | 28.07% | 165427.2641 | 57368.354 | 108058.9101 | 0.65321 | 10 | 5.7477 | 31.0919 | 419 | Baseline 50-gallon electric water heater: https://www.lowes.com/pd/A-O-Smith-Signature-50-Gallon-Short-6-year-Limited-4500-Watt-Double-Element-Electric-Water-Heater/1000216833 | 714 | Estimate at $105 per labor hour, assume 6.8 hours work, reference: http://www.serviskey.net/support/rate-estimator?s4=FL; https://www.homewyse.com/costs/cost_of_instant_hot_water_heaters.html (direct fit/replacement) | 1299 | https://www.homedepot.com/p/Rheem-Performance-Platinum-50-gal-10-Year-Hybrid-High-Efficiency-Smart-Tank-Electric-Water-Heater-XE50T10HD50U1/303419574 | 840 | Estimate at $105 per labor hour, assume 8 hours work, reference: http://www.serviskey.net/support/rate-estimator?s4=FL; https://www.homewyse.com/costs/cost_of_instant_hot_water_heaters.html (minor fit change) | 1006 | unit | 10 | 10060
Equipment | Heat Pump Water Heater | Efficient 50 Gallon Electric Heat Pump Water Heater (EF = 2.5) | Code-Compliant 50 Gallon Electric Heat Pump Water Heater (EF = 0.95) | Commercial | Turnover | Grocery | FL Zone 2 | Per Unit | 18.61% | 14384.9795 | 4988.5525 | 9396.427 | 0.65321 | 10 | 0.65925 | 3.4586 | 419 | Baseline 50-gallon electric water heater: https://www.lowes.com/pd/A-O-Smith-Signature-50-Gallon-Short-6-year-Limited-4500-Watt-Double-Element-Electric-Water-Heater/1000216833 | 714 | Estimate at $105 per labor hour, assume 6.8 hours work, reference: http://www.serviskey.net/support/rate-estimator?s4=FL; https://www.homewyse.com/costs/cost_of_instant_hot_water_heaters.html (direct fit/replacement) | 1299 | https://www.homedepot.com/p/Rheem-Performance-Platinum-50-gal-10-Year-Hybrid-High-Efficiency-Smart-Tank-Electric-Water-Heater-XE50T10HD50U1/303419574 | 840 | Estimate at $105 per labor hour, assume 8 hours work, reference: http://www.serviskey.net/support/rate-estimator?s4=FL; https://www.homewyse.com/costs/cost_of_instant_hot_water_heaters.html (minor fit change) | 1006 | unit | 1 | 1006
Equipment | Heat Pump Water Heater | Efficient 50 Gallon Electric Heat Pump Water Heater (EF = 2.5) | Code-Compliant 50 Gallon Electric Heat Pump Water Heater (EF = 0.95) | Commercial | Turnover | Healthcare | FL Zone 2 | Per Unit | 38.47% | 9589.9863 | 3325.7017 | 6264.2846 | 0.65321 | 10 | 1.0586 | 0.70411 | 419 | Baseline 50-gallon electric water heater: https://www.lowes.com/pd/A-O-Smith-Signature-50-Gallon-Short-6-year-Limited-4500-Watt-Double-Element-Electric-Water-Heater/1000216833 | 714 | Estimate at $105 per labor hour, assume 6.8 hours work, reference: http://www.serviskey.net/support/rate-estimator?s4=FL; https://www.homewyse.com/costs/cost_of_instant_hot_water_heaters.html (direct fit/replacement) | 1299 | https://www.homedepot.com/p/Rheem-Performance-Platinum-50-gal-10-Year-Hybrid-High-Efficiency-Smart-Tank-Electric-Water-Heater-XE50T10HD50U1/303419574 | 840 | Estimate at $105 per labor hour, assume 8 hours work, reference: http://www.serviskey.net/support/rate-estimator?s4=FL; https://www.homewyse.com/costs/cost_of_instant_hot_water_heaters.html (minor fit change) | 1006 | unit | 1 | 1006
Equipment | Heat Pump Water Heater | Efficient 50 Gallon Electric Heat Pump Water Heater (EF = 2.5) | Code-Compliant 50 Gallon Electric Heat Pump Water Heater (EF = 0.95) | Commercial | Turnover | Hospitals | FL Zone 2 | Per Unit | 42.25% | 290097.0863 | 100602.4758 | 189494.6105 | 0.65321 | 10 | 10.0793 | 54.5234 | 419 | Baseline 50-gallon electric water heater: https://www.lowes.com/pd/A-O-Smith-Signature-50-Gallon-Short-6-year-Limited-4500-Watt-Double-Element-Electric-Water-Heater/1000216833 | 714 | Estimate at $105 per labor hour, assume 6.8 hours work, reference: http://www.serviskey.net/support/rate-estimator?s4=FL; https://www.homewyse.com/costs/cost_of_instant_hot_water_heaters.html (direct fit/replacement) | 1299 | https://www.homedepot.com/p/Rheem-Performance-Platinum-50-gal-10-Year-Hybrid-High-Efficiency-Smart-Tank-Electric-Water-Heater-XE50T10HD50U1/303419574 | 840 | Estimate at $105 per labor hour, assume 8 hours work, reference: http://www.serviskey.net/support/rate-estimator?s4=FL; https://www.homewyse.com/costs/cost_of_instant_hot_water_heaters.html (minor fit change) | 1006 | unit | 15 | 15090
Equipment | Heat Pump Water Heater | Efficient 50 Gallon Electric Heat Pump Water Heater (EF = 2.5) | Code-Compliant 50 Gallon Electric Heat Pump Water Heater (EF = 0.95) | Commercial | Turnover | Institutional | FL Zone 2 | Per Unit | 33.74% | 575399.1794 | 199542.1007 | 375857.0786 | 0.65321 | 10 | 63.5174 | 42.2467 | 419 | Baseline 50-gallon electric water heater: https://www.lowes.com/pd/A-O-Smith-Signature-50-Gallon-Short-6-year-Limited-4500-Watt-Double-Element-Electric-Water-Heater/1000216833 | 714 | Estimate at $105 per labor hour, assume 6.8 hours work, reference: http://www.serviskey.net/support/rate-estimator?s4=FL; https://www.homewyse.com/costs/cost_of_instant_hot_water_heaters.html (direct fit/replacement) | 1299 | https://www.homedepot.com/p/Rheem-Performance-Platinum-50-gal-10-Year-Hybrid-High-Efficiency-Smart-Tank-Electric-Water-Heater-XE50T10HD50U1/303419574 | 840 | Estimate at $105 per labor hour, assume 8 hours work, reference: http://www.serviskey.net/support/rate-estimator?s4=FL; https://www.homewyse.com/costs/cost_of_instant_hot_water_heaters.html (minor fit change) | 1006 | unit | 25 | 25150
Equipment | Heat Pump Water Heater | Efficient 50 Gallon Electric Heat Pump Water Heater (EF = 2.5) | Code-Compliant 50 Gallon Electric Heat Pump Water Heater (EF = 0.95) | Commercial | Turnover | Lodging/Hospitality | FL Zone 2 | Per Unit | 41.31% | 69047.9015 | 23945.0521 | 45102.8494 | 0.65321 | 10 | 3.1644 | 16.6011 | 419 | Baseline 50-gallon electric water heater: https://www.lowes.com/pd/A-O-Smith-Signature-50-Gallon-Short-6-year-Limited-4500-Watt-Double-Element-Electric-Water-Heater/1000216833 | 714 | Estimate at $105 per labor hour, assume 6.8 hours work, reference: http://www.serviskey.net/support/rate-estimator?s4=FL; https://www.homewyse.com/costs/cost_of_instant_hot_water_heaters.html (direct fit/replacement) | 1299 | https://www.homedepot.com/p/Rheem-Performance-Platinum-50-gal-10-Year-Hybrid-High-Efficiency-Smart-Tank-Electric-Water-Heater-XE50T10HD50U1/303419574 | 840 | Estimate at $105 per labor hour, assume 8 hours work, reference: http://www.serviskey.net/support/rate-estimator?s4=FL; https://www.homewyse.com/costs/cost_of_instant_hot_water_heaters.html (minor fit change) | 1006 | unit | 3 | 3018
Equipment | Heat Pump Water Heater | Efficient 50 Gallon Electric Heat Pump Water Heater (EF = 2.5) | Code-Compliant 50 Gallon Electric Heat Pump Water Heater (EF = 0.95) | Commercial | Turnover | Miscellaneous | FL Zone 2 | Per Unit | 33.74% | 431549.3845 | 149656.5756 | 281892.809 | 0.65321 | 10 | 47.638 | 31.685 | 419 | Baseline 50-gallon electric water heater: https://www.lowes.com/pd/A-O-Smith-Signature-50-Gallon-Short-6-year-Limited-4500-Watt-Double-Element-Electric-Water-Heater/1000216833 | 714 | Estimate at $105 per labor hour, assume 6.8 hours work, reference: http://www.serviskey.net/support/rate-estimator?s4=FL; https://www.homewyse.com/costs/cost_of_instant_hot_water_heaters.html (direct fit/replacement) | 1299 | https://www.homedepot.com/p/Rheem-Performance-Platinum-50-gal-10-Year-Hybrid-High-Efficiency-Smart-Tank-Electric-Water-Heater-XE50T10HD50U1/303419574 | 840 | Estimate at $105 per labor hour, assume 8 hours work, reference: http://www.serviskey.net/support/rate-estimator?s4=FL; https://www.homewyse.com/costs/cost_of_instant_hot_water_heaters.html (minor fit change) | 1006 | unit | 20 | 20120
Equipment | Heat Pump Water Heater | Efficient 50 Gallon Electric Heat Pump Water Heater (EF = 2.5) | Code-Compliant 50 Gallon Electric Heat Pump Water Heater (EF = 0.95) | Commercial | Turnover | Offices | FL Zone 2 | Per Unit | 40.36% | 59937.4145 | 20785.6355 | 39151.779 | 0.65321 | 10 | 6.6164 | 4.4007 | 419 | Baseline 50-gallon electric water heater: https://www.lowes.com/pd/A-O-Smith-Signature-50-Gallon-Short-6-year-Limited-4500-Watt-Double-Element-Electric-Water-Heater/1000216833 | 714 | Estimate at $105 per labor hour, assume 6.8 hours work, reference: http://www.serviskey.net/support/rate-estimator?s4=FL; https://www.homewyse.com/costs/cost_of_instant_hot_water_heaters.html (direct fit/replacement) | 1299 | https://www.homedepot.com/p/Rheem-Performance-Platinum-50-gal-10-Year-Hybrid-High-Efficiency-Smart-Tank-Electric-Water-Heater-XE50T10HD50U1/303419574 | 840 | Estimate at $105 per labor hour, assume 8 hours work, reference: http://www.serviskey.net/support/rate-estimator?s4=FL; https://www.homewyse.com/costs/cost_of_instant_hot_water_heaters.html (minor fit change) | 1006 | unit | 3 | 3018
Equipment | Heat Pump Water Heater | Efficient 50 Gallon Electric Heat Pump Water Heater (EF = 2.5) | Code-Compliant 50 Gallon Electric Heat Pump Water Heater (EF = 0.95) | Commercial | Turnover | Restaurants | FL Zone 2 | Per Unit | 19.56% | 23974.9658 | 8314.2542 | 15660.7116 | 0.65321 | 10 | 1.0987 | 5.7643 | 419 | Baseline 50-gallon electric water heater: https://www.lowes.com/pd/A-O-Smith-Signature-50-Gallon-Short-6-year-Limited-4500-Watt-Double-Element-Electric-Water-Heater/1000216833 | 714 | Estimate at $105 per labor hour, assume 6.8 hours work, reference: http://www.serviskey.net/support/rate-estimator?s4=FL; https://www.homewyse.com/costs/cost_of_instant_hot_water_heaters.html (direct fit/replacement) | 1299 | https://www.homedepot.com/p/Rheem-Performance-Platinum-50-gal-10-Year-Hybrid-High-Efficiency-Smart-Tank-Electric-Water-Heater-XE50T10HD50U1/303419574 | 840 | Estimate at $105 per labor hour, assume 8 hours work, reference: http://www.serviskey.net/support/rate-estimator?s4=FL; https://www.homewyse.com/costs/cost_of_instant_hot_water_heaters.html (minor fit change) | 1006 | unit | 2 | 2012
Equipment | Heat Pump Water Heater | Efficient 50 Gallon Electric Heat Pump Water Heater (EF = 2.5) | Code-Compliant 50 Gallon Electric Heat Pump Water Heater (EF = 0.95) | Commercial | Turnover | Retail | FL Zone 2 | Per Unit | 17.67% | 42723.3891 | 14816.001 | 27907.3881 | 0.65321 | 10 | 1.958 | 10.2719 | 419 | Baseline 50-gallon electric water heater: https://www.lowes.com/pd/A-O-Smith-Signature-50-Gallon-Short-6-year-Limited-4500-Watt-Double-Element-Electric-Water-Heater/1000216833 | 714 | Estimate at $105 per labor hour, assume 6.8 hours work, reference: http://www.serviskey.net/support/rate-estimator?s4=FL; https://www.homewyse.com/costs/cost_of_instant_hot_water_heaters.html (direct fit/replacement) | 1299 | https://www.homedepot.com/p/Rheem-Performance-Platinum-50-gal-10-Year-Hybrid-High-Efficiency-Smart-Tank-Electric-Water-Heater-XE50T10HD50U1/303419574 | 840 | Estimate at $105 per labor hour, assume 8 hours work, reference: http://www.serviskey.net/support/rate-estimator?s4=FL; https://www.homewyse.com/costs/cost_of_instant_hot_water_heaters.html (minor fit change) | 1006 | unit | 3 | 3018
Equipment | Heat Pump Water Heater | Efficient 50 Gallon Electric Heat Pump Water Heater (EF = 2.5) | Code-Compliant 50 Gallon Electric Heat Pump Water Heater (EF = 0.95) | Commercial | Turnover | Schools K-12 | FL Zone 2 | Per Unit | 28.07% | 2996.9364 | 1039.3046 | 1957.6319 | 0.65321 | 10 | 0.33083 | 0.22004 | 419 | Baseline 50-gallon electric water heater: https://www.lowes.com/pd/A-O-Smith-Signature-50-Gallon-Short-6-year-Limited-4500-Watt-Double-Element-Electric-Water-Heater/1000216833 | 714 | Estimate at $105 per labor hour, assume 6.8 hours work, reference: http://www.serviskey.net/support/rate-estimator?s4=FL; https://www.homewyse.com/costs/cost_of_instant_hot_water_heaters.html (direct fit/replacement) | 1299 | https://www.homedepot.com/p/Rheem-Performance-Platinum-50-gal-10-Year-Hybrid-High-Efficiency-Smart-Tank-Electric-Water-Heater-XE50T10HD50U1/303419574 | 840 | Estimate at $105 per labor hour, assume 8 hours work, reference: http://www.serviskey.net/support/rate-estimator?s4=FL; https://www.homewyse.com/costs/cost_of_instant_hot_water_heaters.html (minor fit change) | 1006 | unit | 1 | 1006
Equipment | Heat Pump Water Heater | Efficient 50 Gallon Electric Heat Pump Water Heater (EF = 2.5) | Code-Compliant 50 Gallon Electric Heat Pump Water Heater (EF = 0.95) | Commercial | Turnover | Warehouse | FL Zone 2 | Per Unit | 19.56% | 14384.9795 | 4988.5525 | 9396.427 | 0.65321 | 10 | 1.5879 | 1.0562 | 419 | Baseline 50-gallon electric water heater: https://www.lowes.com/pd/A-O-Smith-Signature-50-Gallon-Short-6-year-Limited-4500-Watt-Double-Element-Electric-Water-Heater/1000216833 | 714 | Estimate at $105 per labor hour, assume 6.8 hours work, reference: http://www.serviskey.net/support/rate-estimator?s4=FL; https://www.homewyse.com/costs/cost_of_instant_hot_water_heaters.html (direct fit/replacement) | 1299 | https://www.homedepot.com/p/Rheem-Performance-Platinum-50-gal-10-Year-Hybrid-High-Efficiency-Smart-Tank-Electric-Water-Heater-XE50T10HD50U1/303419574 | 840 | Estimate at $105 per labor hour, assume 8 hours work, reference: http://www.serviskey.net/support/rate-estimator?s4=FL; https://www.homewyse.com/costs/cost_of_instant_hot_water_heaters.html (minor fit change) | 1006 | unit | 1 | 1006
Equipment | Heat Pump Water Heater | Efficient 50 Gallon Electric Heat Pump Water Heater (EF = 2.5) | Code-Compliant 50 Gallon Electric Heat Pump Water Heater (EF = 0.95) | Commercial | New | Assembly | FL Zone 2 | Per Unit | 33.74% | 7192.4897 | 2494.2763 | 4698.2135 | 0.65321 | 10 | 0.79397 | 0.52808 | 419 | Baseline 50-gallon electric water heater: https://www.lowes.com/pd/A-O-Smith-Signature-50-Gallon-Short-6-year-Limited-4500-Watt-Double-Element-Electric-Water-Heater/1000216833 | 714 | Estimate at $105 per labor hour, assume 6.8 hours work, reference: http://www.serviskey.net/support/rate-estimator?s4=FL; https://www.homewyse.com/costs/cost_of_instant_hot_water_heaters.html (direct fit/replacement) | 1299 | https://www.homedepot.com/p/Rheem-Performance-Platinum-50-gal-10-Year-Hybrid-High-Efficiency-Smart-Tank-Electric-Water-Heater-XE50T10HD50U1/303419574 | 840 | Estimate at $105 per labor hour, assume 8 hours work, reference: http://www.serviskey.net/support/rate-estimator?s4=FL; https://www.homewyse.com/costs/cost_of_instant_hot_water_heaters.html (minor fit change) | 1006 | unit | 1 | 1006
Equipment | Heat Pump Water Heater | Efficient 50 Gallon Electric Heat Pump Water Heater (EF = 2.5) | Code-Compliant 50 Gallon Electric Heat Pump Water Heater (EF = 0.95) | Commercial | New | College and University | FL Zone 2 | Per Unit | 28.07% | 165427.2641 | 57368.354 | 108058.9101 | 0.65321 | 10 | 5.7477 | 31.0919 | 419 | Baseline 50-gallon electric water heater: https://www.lowes.com/pd/A-O-Smith-Signature-50-Gallon-Short-6-year-Limited-4500-Watt-Double-Element-Electric-Water-Heater/1000216833 | 714 | Estimate at $105 per labor hour, assume 6.8 hours work, reference: http://www.serviskey.net/support/rate-estimator?s4=FL; https://www.homewyse.com/costs/cost_of_instant_hot_water_heaters.html (direct fit/replacement) | 1299 | https://www.homedepot.com/p/Rheem-Performance-Platinum-50-gal-10-Year-Hybrid-High-Efficiency-Smart-Tank-Electric-Water-Heater-XE50T10HD50U1/303419574 | 840 | Estimate at $105 per labor hour, assume 8 hours work, reference: http://www.serviskey.net/support/rate-estimator?s4=FL; https://www.homewyse.com/costs/cost_of_instant_hot_water_heaters.html (minor fit change) | 1006 | unit | 10 | 10060
Equipment | Heat Pump Water Heater | Efficient 50 Gallon Electric Heat Pump Water Heater (EF = 2.5) | Code-Compliant 50 Gallon Electric Heat Pump Water Heater (EF = 0.95) | Commercial | New | Grocery | FL Zone 2 | Per Unit | 18.61% | 14384.9795 | 4988.5525 | 9396.427 | 0.65321 | 10 | 0.65925 | 3.4586 | 419 | Baseline 50-gallon electric water heater: https://www.lowes.com/pd/A-O-Smith-Signature-50-Gallon-Short-6-year-Limited-4500-Watt-Double-Element-Electric-Water-Heater/1000216833 | 714 | Estimate at $105 per labor hour, assume 6.8 hours work, reference: http://www.serviskey.net/support/rate-estimator?s4=FL; https://www.homewyse.com/costs/cost_of_instant_hot_water_heaters.html (direct fit/replacement) | 1299 | https://www.homedepot.com/p/Rheem-Performance-Platinum-50-gal-10-Year-Hybrid-High-Efficiency-Smart-Tank-Electric-Water-Heater-XE50T10HD50U1/303419574 | 840 | Estimate at $105 per labor hour, assume 8 hours work, reference: http://www.serviskey.net/support/rate-estimator?s4=FL; https://www.homewyse.com/costs/cost_of_instant_hot_water_heaters.html (minor fit change) | 1006 | unit | 1 | 1006
Equipment | Heat Pump Water Heater | Efficient 50 Gallon Electric Heat Pump Water Heater (EF = 2.5) | Code-Compliant 50 Gallon Electric Heat Pump Water Heater (EF = 0.95) | Commercial | New | Healthcare | FL Zone 2 | Per Unit | 38.47% | 9589.9863 | 3325.7017 | 6264.2846 | 0.65321 | 10 | 1.0586 | 0.70411 | 419 | Baseline 50-gallon electric water heater: https://www.lowes.com/pd/A-O-Smith-Signature-50-Gallon-Short-6-year-Limited-4500-Watt-Double-Element-Electric-Water-Heater/1000216833 | 714 | Estimate at $105 per labor hour, assume 6.8 hours work, reference: http://www.serviskey.net/support/rate-estimator?s4=FL; https://www.homewyse.com/costs/cost_of_instant_hot_water_heaters.html (direct fit/replacement) | 1299 | https://www.homedepot.com/p/Rheem-Performance-Platinum-50-gal-10-Year-Hybrid-High-Efficiency-Smart-Tank-Electric-Water-Heater-XE50T10HD50U1/303419574 | 840 | Estimate at $105 per labor hour, assume 8 hours work, reference: http://www.serviskey.net/support/rate-estimator?s4=FL; https://www.homewyse.com/costs/cost_of_instant_hot_water_heaters.html (minor fit change) | 1006 | unit | 1 | 1006
Equipment | Heat Pump Water Heater | Efficient 50 Gallon Electric Heat Pump Water Heater (EF = 2.5) | Code-Compliant 50 Gallon Electric Heat Pump Water Heater (EF = 0.95) | Commercial | New | Hospitals | FL Zone 2 | Per Unit | 42.25% | 290097.0863 | 100602.4758 | 189494.6105 | 0.65321 | 10 | 10.0793 | 54.5234 | 419 | Baseline 50-gallon electric water heater: https://www.lowes.com/pd/A-O-Smith-Signature-50-Gallon-Short-6-year-Limited-4500-Watt-Double-Element-Electric-Water-Heater/1000216833 | 714 | Estimate at $105 per labor hour, assume 6.8 hours work, reference: http://www.serviskey.net/support/rate-estimator?s4=FL; https://www.homewyse.com/costs/cost_of_instant_hot_water_heaters.html (direct fit/replacement) | 1299 | https://www.homedepot.com/p/Rheem-Performance-Platinum-50-gal-10-Year-Hybrid-High-Efficiency-Smart-Tank-Electric-Water-Heater-XE50T10HD50U1/303419574 | 840 | Estimate at $105 per labor hour, assume 8 hours work, reference: http://www.serviskey.net/support/rate-estimator?s4=FL; https://www.homewyse.com/costs/cost_of_instant_hot_water_heaters.html (minor fit change) | 1006 | unit | 15 | 15090
Equipment | Heat Pump Water Heater | Efficient 50 Gallon Electric Heat Pump Water Heater (EF = 2.5) | Code-Compliant 50 Gallon Electric Heat Pump Water Heater (EF = 0.95) | Commercial | New | Institutional | FL Zone 2 | Per Unit | 33.74% | 575399.1794 | 199542.1007 | 375857.0786 | 0.65321 | 10 | 63.5174 | 42.2467 | 419 | Baseline 50-gallon electric water heater: https://www.lowes.com/pd/A-O-Smith-Signature-50-Gallon-Short-6-year-Limited-4500-Watt-Double-Element-Electric-Water-Heater/1000216833 | 714 | Estimate at $105 per labor hour, assume 6.8 hours work, reference: http://www.serviskey.net/support/rate-estimator?s4=FL; https://www.homewyse.com/costs/cost_of_instant_hot_water_heaters.html (direct fit/replacement) | 1299 | https://www.homedepot.com/p/Rheem-Performance-Platinum-50-gal-10-Year-Hybrid-High-Efficiency-Smart-Tank-Electric-Water-Heater-XE50T10HD50U1/303419574 | 840 | Estimate at $105 per labor hour, assume 8 hours work, reference: http://www.serviskey.net/support/rate-estimator?s4=FL; https://www.homewyse.com/costs/cost_of_instant_hot_water_heaters.html (minor fit change) | 1006 | unit | 25 | 25150
Equipment | Heat Pump Water Heater | Efficient 50 Gallon Electric Heat Pump Water Heater (EF = 2.5) | Code-Compliant 50 Gallon Electric Heat Pump Water Heater (EF = 0.95) | Commercial | New | Lodging/Hospitality | FL Zone 2 | Per Unit | 41.31% | 69047.9015 | 23945.0521 | 45102.8494 | 0.65321 | 10 | 3.1644 | 16.6011 | 419 | Baseline 50-gallon electric water heater: https://www.lowes.com/pd/A-O-Smith-Signature-50-Gallon-Short-6-year-Limited-4500-Watt-Double-Element-Electric-Water-Heater/1000216833 | 714 | Estimate at $105 per labor hour, assume 6.8 hours work, reference: http://www.serviskey.net/support/rate-estimator?s4=FL; https://www.homewyse.com/costs/cost_of_instant_hot_water_heaters.html (direct fit/replacement) | 1299 | https://www.homedepot.com/p/Rheem-Performance-Platinum-50-gal-10-Year-Hybrid-High-Efficiency-Smart-Tank-Electric-Water-Heater-XE50T10HD50U1/303419574 | 840 | Estimate at $105 per labor hour, assume 8 hours work, reference: http://www.serviskey.net/support/rate-estimator?s4=FL; https://www.homewyse.com/costs/cost_of_instant_hot_water_heaters.html (minor fit change) | 1006 | unit | 3 | 3018
Equipment | Heat Pump Water Heater | Efficient 50 Gallon Electric Heat Pump Water Heater (EF = 2.5) | Code-Compliant 50 Gallon Electric Heat Pump Water Heater (EF = 0.95) | Commercial | New | Miscellaneous | FL Zone 2 | Per Unit | 33.74% | 431549.3845 | 149656.5756 | 281892.809 | 0.65321 | 10 | 47.638 | 31.685 | 419 | Baseline 50-gallon electric water heater: https://www.lowes.com/pd/A-O-Smith-Signature-50-Gallon-Short-6-year-Limited-4500-Watt-Double-Element-Electric-Water-Heater/1000216833 | 714 | Estimate at $105 per labor hour, assume 6.8 hours work, reference: http://www.serviskey.net/support/rate-estimator?s4=FL; https://www.homewyse.com/costs/cost_of_instant_hot_water_heaters.html (direct fit/replacement) | 1299 | https://www.homedepot.com/p/Rheem-Performance-Platinum-50-gal-10-Year-Hybrid-High-Efficiency-Smart-Tank-Electric-Water-Heater-XE50T10HD50U1/303419574 | 840 | Estimate at $105 per labor hour, assume 8 hours work, reference: http://www.serviskey.net/support/rate-estimator?s4=FL; https://www.homewyse.com/costs/cost_of_instant_hot_water_heaters.html (minor fit change) | 1006 | unit | 20 | 20120
Equipment | Heat Pump Water Heater | Efficient 50 Gallon Electric Heat Pump Water Heater (EF = 2.5) | Code-Compliant 50 Gallon Electric Heat Pump Water Heater (EF = 0.95) | Commercial | New | Offices | FL Zone 2 | Per Unit | 40.36% | 59937.4145 | 20785.6355 | 39151.779 | 0.65321 | 10 | 6.6164 | 4.4007 | 419 | Baseline 50-gallon electric water heater: https://www.lowes.com/pd/A-O-Smith-Signature-50-Gallon-Short-6-year-Limited-4500-Watt-Double-Element-Electric-Water-Heater/1000216833 | 714 | Estimate at $105 per labor hour, assume 6.8 hours work, reference: http://www.serviskey.net/support/rate-estimator?s4=FL; https://www.homewyse.com/costs/cost_of_instant_hot_water_heaters.html (direct fit/replacement) | 1299 | https://www.homedepot.com/p/Rheem-Performance-Platinum-50-gal-10-Year-Hybrid-High-Efficiency-Smart-Tank-Electric-Water-Heater-XE50T10HD50U1/303419574 | 840 | Estimate at $105 per labor hour, assume 8 hours work, reference: http://www.serviskey.net/support/rate-estimator?s4=FL; https://www.homewyse.com/costs/cost_of_instant_hot_water_heaters.html (minor fit change) | 1006 | unit | 3 | 3018
Equipment | Heat Pump Water Heater | Efficient 50 Gallon Electric Heat Pump Water Heater (EF = 2.5) | Code-Compliant 50 Gallon Electric Heat Pump Water Heater (EF = 0.95) | Commercial | New | Restaurants | FL Zone 2 | Per Unit | 19.56% | 23974.9658 | 8314.2542 | 15660.7116 | 0.65321 | 10 | 1.0987 | 5.7643 | 419 | Baseline 50-gallon electric water heater: https://www.lowes.com/pd/A-O-Smith-Signature-50-Gallon-Short-6-year-Limited-4500-Watt-Double-Element-Electric-Water-Heater/1000216833 | 714 | Estimate at $105 per labor hour, assume 6.8 hours work, reference: http://www.serviskey.net/support/rate-estimator?s4=FL; https://www.homewyse.com/costs/cost_of_instant_hot_water_heaters.html (direct fit/replacement) | 1299 | https://www.homedepot.com/p/Rheem-Performance-Platinum-50-gal-10-Year-Hybrid-High-Efficiency-Smart-Tank-Electric-Water-Heater-XE50T10HD50U1/303419574 | 840 | Estimate at $105 per labor hour, assume 8 hours work, reference: http://www.serviskey.net/support/rate-estimator?s4=FL; https://www.homewyse.com/costs/cost_of_instant_hot_water_heaters.html (minor fit change) | 1006 | unit | 2 | 2012
Equipment | Heat Pump Water Heater | Efficient 50 Gallon Electric Heat Pump Water Heater (EF = 2.5) | Code-Compliant 50 Gallon Electric Heat Pump Water Heater (EF = 0.95) | Commercial | New | Retail | FL Zone 2 | Per Unit | 17.67% | 42723.3891 | 14816.001 | 27907.3881 | 0.65321 | 10 | 1.958 | 10.2719 | 419 | Baseline 50-gallon electric water heater: https://www.lowes.com/pd/A-O-Smith-Signature-50-Gallon-Short-6-year-Limited-4500-Watt-Double-Element-Electric-Water-Heater/1000216833 | 714 | Estimate at $105 per labor hour, assume 6.8 hours work, reference: http://www.serviskey.net/support/rate-estimator?s4=FL; https://www.homewyse.com/costs/cost_of_instant_hot_water_heaters.html (direct fit/replacement) | 1299 | https://www.homedepot.com/p/Rheem-Performance-Platinum-50-gal-10-Year-Hybrid-High-Efficiency-Smart-Tank-Electric-Water-Heater-XE50T10HD50U1/303419574 | 840 | Estimate at $105 per labor hour, assume 8 hours work, reference: http://www.serviskey.net/support/rate-estimator?s4=FL; https://www.homewyse.com/costs/cost_of_instant_hot_water_heaters.html (minor fit change) | 1006 | unit | 3 | 3018
Equipment | Heat Pump Water Heater | Efficient 50 Gallon Electric Heat Pump Water Heater (EF = 2.5) | Code-Compliant 50 Gallon Electric Heat Pump Water Heater (EF = 0.95) | Commercial | New | Schools K-12 | FL Zone 2 | Per Unit | 28.07% | 2996.9364 | 1039.3046 | 1957.6319 | 0.65321 | 10 | 0.33083 | 0.22004 | 419 | Baseline 50-gallon electric water heater: https://www.lowes.com/pd/A-O-Smith-Signature-50-Gallon-Short-6-year-Limited-4500-Watt-Double-Element-Electric-Water-Heater/1000216833 | 714 | Estimate at $105 per labor hour, assume 6.8 hours work, reference: http://www.serviskey.net/support/rate-estimator?s4=FL; https://www.homewyse.com/costs/cost_of_instant_hot_water_heaters.html (direct fit/replacement) | 1299 | https://www.homedepot.com/p/Rheem-Performance-Platinum-50-gal-10-Year-Hybrid-High-Efficiency-Smart-Tank-Electric-Water-Heater-XE50T10HD50U1/303419574 | 840 | Estimate at $105 per labor hour, assume 8 hours work, reference: http://www.serviskey.net/support/rate-estimator?s4=FL; https://www.homewyse.com/costs/cost_of_instant_hot_water_heaters.html (minor fit change) | 1006 | unit | 1 | 1006
Equipment | Heat Pump Water Heater | Efficient 50 Gallon Electric Heat Pump Water Heater (EF = 2.5) | Code-Compliant 50 Gallon Electric Heat Pump Water Heater (EF = 0.95) | Commercial | New | Warehouse | FL Zone 2 | Per Unit | 19.56% | 14384.9795 | 4988.5525 | 9396.427 | 0.65321 | 10 | 1.5879 | 1.0562 | 419 | Baseline 50-gallon electric water heater: https://www.lowes.com/pd/A-O-Smith-Signature-50-Gallon-Short-6-year-Limited-4500-Watt-Double-Element-Electric-Water-Heater/1000216833 | 714 | Estimate at $105 per labor hour, assume 6.8 hours work, reference: http://www.serviskey.net/support/rate-estimator?s4=FL; https://www.homewyse.com/costs/cost_of_instant_hot_water_heaters.html (direct fit/replacement) | 1299 | https://www.homedepot.com/p/Rheem-Performance-Platinum-50-gal-10-Year-Hybrid-High-Efficiency-Smart-Tank-Electric-Water-Heater-XE50T10HD50U1/303419574 | 840 | Estimate at $105 per labor hour, assume 8 hours work, reference: http://www.serviskey.net/support/rate-estimator?s4=FL; https://www.homewyse.com/costs/cost_of_instant_hot_water_heaters.html (minor fit change) | 1006 | unit | 1 | 1006
Equipment | Instantaneous Hot Water System | Instantaneous Hot Water System | 0 | Commercial | Turnover | Assembly | FL Zone 2 | Per Water Heater | 94.56% | 6497.1371 | 6117.2534 | 379.8836 | 0.058469 | 20 | 0.042084 | 0.048493 | 0 | Reference source included incremental cost only | 714 | Estimate at $105 per labor hour, assume 6.8 hours work, reference: http://www.serviskey.net/support/rate-estimator?s4=FL; https://www.homewyse.com/costs/cost_of_instant_hot_water_heaters.html (direct fit/replacement) | 1350 | Illinois 2018 Statewide TRM, Section 4.3.5 (average incremental cost of sizes listed) | 2331 | Estimate at $105 per labor hour, assume 11.1 hours work per WH (assume additional 50% of time for 2nd & 3rd for wiring, breakers, etc), reference: http://www.serviskey.net/support/rate-estimator?s4=FL; https://www.homewyse.com/costs/cost_of_instant_hot_water_heaters.html (major fit/position change) | 2967 | unit | 1 | 2967
Equipment | Instantaneous Hot Water System | Instantaneous Hot Water System | 0 | Commercial | Turnover | College and University | FL Zone 2 | Per Water Heater | 94.56% | 149434.1526 | 140696.8292 | 8737.3234 | 0.058469 | 20 | 0.82565 | 1.9915 | 0 | Reference source included incremental cost only | 714 | Estimate at $105 per labor hour, assume 6.8 hours work, reference: http://www.serviskey.net/support/rate-estimator?s4=FL; https://www.homewyse.com/costs/cost_of_instant_hot_water_heaters.html (direct fit/replacement) | 1350 | Illinois 2018 Statewide TRM, Section 4.3.5 (average incremental cost of sizes listed) | 2331 | Estimate at $105 per labor hour, assume 11.1 hours work per WH (assume additional 50% of time for 2nd & 3rd for wiring, breakers, etc), reference: http://www.serviskey.net/support/rate-estimator?s4=FL; https://www.homewyse.com/costs/cost_of_instant_hot_water_heaters.html (major fit/position change) | 2967 | unit | 10 | 29670
Equipment | Instantaneous Hot Water System | Instantaneous Hot Water System | 0 | Commercial | Turnover | Grocery | FL Zone 2 | Per Water Heater | 94.56% | 12994.2741 | 12234.5069 | 759.7673 | 0.058469 | 20 | 0.084523 | 0.088194 | 0 | Reference source included incremental cost only | 714 | Estimate at $105 per labor hour, assume 6.8 hours work, reference: http://www.serviskey.net/support/rate-estimator?s4=FL; https://www.homewyse.com/costs/cost_of_instant_hot_water_heaters.html (direct fit/replacement) | 1350 | Illinois 2018 Statewide TRM, Section 4.3.5 (average incremental cost of sizes listed) | 2331 | Estimate at $105 per labor hour, assume 11.1 hours work per WH (assume additional 50% of time for 2nd & 3rd for wiring, breakers, etc), reference: http://www.serviskey.net/support/rate-estimator?s4=FL; https://www.homewyse.com/costs/cost_of_instant_hot_water_heaters.html (major fit/position change) | 2967 | unit | 1 | 2967
Equipment | Instantaneous Hot Water System | Instantaneous Hot Water System | 0 | Commercial | Turnover | Healthcare | FL Zone 2 | Per Water Heater | 94.56% | 8662.8494 | 8156.3379 | 506.5115 | 0.058469 | 20 | 0.056112 | 0.064657 | 0 | Reference source included incremental cost only | 714 | Estimate at $105 per labor hour, assume 6.8 hours work, reference: http://www.serviskey.net/support/rate-estimator?s4=FL; https://www.homewyse.com/costs/cost_of_instant_hot_water_heaters.html (direct fit/replacement) | 1350 | Illinois 2018 Statewide TRM, Section 4.3.5 (average incremental cost of sizes listed) | 2331 | Estimate at $105 per labor hour, assume 11.1 hours work per WH (assume additional 50% of time for 2nd & 3rd for wiring, breakers, etc), reference: http://www.serviskey.net/support/rate-estimator?s4=FL; https://www.homewyse.com/costs/cost_of_instant_hot_water_heaters.html (major fit/position change) | 2967 | unit | 1 | 2967
Equipment | Instantaneous Hot Water System | Instantaneous Hot Water System | 0 | Commercial | Turnover | Hospitals | FL Zone 2 | Per Water Heater | 94.56% | 262051.1952 | 246729.2222 | 15321.9729 | 0.058469 | 20 | 1.4479 | 3.4923 | 0 | Reference source included incremental cost only | 714 | Estimate at $105 per labor hour, assume 6.8 hours work, reference: http://www.serviskey.net/support/rate-estimator?s4=FL; https://www.homewyse.com/costs/cost_of_instant_hot_water_heaters.html (direct fit/replacement) | 1350 | Illinois 2018 Statewide TRM, Section 4.3.5 (average incremental cost of sizes listed) | 2331 | Estimate at $105 per labor hour, assume 11.1 hours work per WH (assume additional 50% of time for 2nd & 3rd for wiring, breakers, etc), reference: http://www.serviskey.net/support/rate-estimator?s4=FL; https://www.homewyse.com/costs/cost_of_instant_hot_water_heaters.html (major fit/position change) | 2967 | unit | 15 | 44505
Equipment | Instantaneous Hot Water System | Instantaneous Hot Water System | 0 | Commercial | Turnover | Institutional | FL Zone 2 | Per Water Heater | 94.56% | 519770.9656 | 489380.2755 | 30390.6901 | 0.058469 | 20 | 3.3667 | 3.8794 | 0 | Reference source included incremental cost only | 714 | Estimate at $105 per labor hour, assume 6.8 hours work, reference: http://www.serviskey.net/support/rate-estimator?s4=FL; https://www.homewyse.com/costs/cost_of_instant_hot_water_heaters.html (direct fit/replacement) | 1350 | Illinois 2018 Statewide TRM, Section 4.3.5 (average incremental cost of sizes listed) | 2331 | Estimate at $105 per labor hour, assume 11.1 hours work per WH (assume additional 50% of time for 2nd & 3rd for wiring, breakers, etc), reference: http://www.serviskey.net/support/rate-estimator?s4=FL; https://www.homewyse.com/costs/cost_of_instant_hot_water_heaters.html (major fit/position change) | 2967 | unit | 25 | 74175
Equipment | Instantaneous Hot Water System | Instantaneous Hot Water System | 0 | Commercial | Turnover | Lodging/Hospitality | FL Zone 2 | Per Water Heater | 94.56% | 62372.5159 | 58725.6331 | 3646.8828 | 0.058469 | 20 | 0.40571 | 0.42333 | 0 | Reference source included incremental cost only | 714 | Estimate at $105 per labor hour, assume 6.8 hours work, reference: http://www.serviskey.net/support/rate-estimator?s4=FL; https://www.homewyse.com/costs/cost_of_instant_hot_water_heaters.html (direct fit/replacement) | 1350 | Illinois 2018 Statewide TRM, Section 4.3.5 (average incremental cost of sizes listed) | 2331 | Estimate at $105 per labor hour, assume 11.1 hours work per WH (assume additional 50% of time for 2nd & 3rd for wiring, breakers, etc), reference: http://www.serviskey.net/support/rate-estimator?s4=FL; https://www.homewyse.com/costs/cost_of_instant_hot_water_heaters.html (major fit/position change) | 2967 | unit | 3 | 8901
Equipment | Instantaneous Hot Water System | Instantaneous Hot Water System | 0 | Commercial | Turnover | Miscellaneous | FL Zone 2 | Per Water Heater | 94.56% | 389828.2242 | 367035.2066 | 22793.0176 | 0.058469 | 20 | 2.525 | 2.9096 | 0 | Reference source included incremental cost only | 714 | Estimate at $105 per labor hour, assume 6.8 hours work, reference: http://www.serviskey.net/support/rate-estimator?s4=FL; https://www.homewyse.com/costs/cost_of_instant_hot_water_heaters.html (direct fit/replacement) | 1350 | Illinois 2018 Statewide TRM, Section 4.3.5 (average incremental cost of sizes listed) | 2331 | Estimate at $105 per labor hour, assume 11.1 hours work per WH (assume additional 50% of time for 2nd & 3rd for wiring, breakers, etc), reference: http://www.serviskey.net/support/rate-estimator?s4=FL; https://www.homewyse.com/costs/cost_of_instant_hot_water_heaters.html (major fit/position change) | 2967 | unit | 20 | 59340
Equipment | Instantaneous Hot Water System | Instantaneous Hot Water System | 0 | Commercial | Turnover | Offices | FL Zone 2 | Per Water Heater | 94.56% | 54142.8089 | 50977.112 | 3165.6969 | 0.058469 | 20 | 0.3507 | 0.4041 | 0 | Reference source included incremental cost only | 714 | Estimate at $105 per labor hour, assume 6.8 hours work, reference: http://www.serviskey.net/support/rate-estimator?s4=FL; https://www.homewyse.com/costs/cost_of_instant_hot_water_heaters.html (direct fit/replacement) | 1350 | Illinois 2018 Statewide TRM, Section 4.3.5 (average incremental cost of sizes listed) | 2331 | Estimate at $105 per labor hour, assume 11.1 hours work per WH (assume additional 50% of time for 2nd & 3rd for wiring, breakers, etc), reference: http://www.serviskey.net/support/rate-estimator?s4=FL; https://www.homewyse.com/costs/cost_of_instant_hot_water_heaters.html (major fit/position change) | 2967 | unit | 3 | 8901
Equipment | Instantaneous Hot Water System | Instantaneous Hot Water System | 0 | Commercial | Turnover | Restaurants | FL Zone 2 | Per Water Heater | 94.56% | 21657.1236 | 20390.8448 | 1266.2788 | 0.058469 | 20 | 0.14087 | 0.14699 | 0 | Reference source included incremental cost only | 714 | Estimate at $105 per labor hour, assume 6.8 hours work, reference: http://www.serviskey.net/support/rate-estimator?s4=FL; https://www.homewyse.com/costs/cost_of_instant_hot_water_heaters.html (direct fit/replacement) | 1350 | Illinois 2018 Statewide TRM, Section 4.3.5 (average incremental cost of sizes listed) | 2331 | Estimate at $105 per labor hour, assume 11.1 hours work per WH (assume additional 50% of time for 2nd & 3rd for wiring, breakers, etc), reference: http://www.serviskey.net/support/rate-estimator?s4=FL; https://www.homewyse.com/costs/cost_of_instant_hot_water_heaters.html (major fit/position change) | 2967 | unit | 2 | 5934
Equipment | Instantaneous Hot Water System | Instantaneous Hot Water System | 0 | Commercial | Turnover | Retail | FL Zone 2 | Per Water Heater | 94.56% | 38592.9942 | 36336.4855 | 2256.5087 | 0.058469 | 20 | 0.25103 | 0.26194 | 0 | Reference source included incremental cost only | 714 | Estimate at $105 per labor hour, assume 6.8 hours work, reference: http://www.serviskey.net/support/rate-estimator?s4=FL; https://www.homewyse.com/costs/cost_of_instant_hot_water_heaters.html (direct fit/replacement) | 1350 | Illinois 2018 Statewide TRM, Section 4.3.5 (average incremental cost of sizes listed) | 2331 | Estimate at $105 per labor hour, assume 11.1 hours work per WH (assume additional 50% of time for 2nd & 3rd for wiring, breakers, etc), reference: http://www.serviskey.net/support/rate-estimator?s4=FL; https://www.homewyse.com/costs/cost_of_instant_hot_water_heaters.html (major fit/position change) | 2967 | unit | 3 | 8901
Equipment | Instantaneous Hot Water System | Instantaneous Hot Water System | 0 | Commercial | Turnover | Schools K-12 | FL Zone 2 | Per Water Heater | 94.56% | 2707.1998 | 2548.9115 | 158.2883 | 0.058469 | 20 | 0.017535 | 0.020206 | 0 | Reference source included incremental cost only | 714 | Estimate at $105 per labor hour, assume 6.8 hours work, reference: http://www.serviskey.net/support/rate-estimator?s4=FL; https://www.homewyse.com/costs/cost_of_instant_hot_water_heaters.html (direct fit/replacement) | 1350 | Illinois 2018 Statewide TRM, Section 4.3.5 (average incremental cost of sizes listed) | 2331 | Estimate at $105 per labor hour, assume 11.1 hours work per WH (assume additional 50% of time for 2nd & 3rd for wiring, breakers, etc), reference: http://www.serviskey.net/support/rate-estimator?s4=FL; https://www.homewyse.com/costs/cost_of_instant_hot_water_heaters.html (major fit/position change) | 2967 | unit | 1 | 2967
Equipment | Instantaneous Hot Water System | Instantaneous Hot Water System | 0 | Commercial | Turnover | Warehouse | FL Zone 2 | Per Water Heater | 94.56% | 12994.2741 | 12234.5069 | 759.7673 | 0.058469 | 20 | 0.084168 | 0.096985 | 0 | Reference source included incremental cost only | 714 | Estimate at $105 per labor hour, assume 6.8 hours work, reference: http://www.serviskey.net/support/rate-estimator?s4=FL; https://www.homewyse.com/costs/cost_of_instant_hot_water_heaters.html (direct fit/replacement) | 1350 | Illinois 2018 Statewide TRM, Section 4.3.5 (average incremental cost of sizes listed) | 2331 | Estimate at $105 per labor hour, assume 11.1 hours work per WH (assume additional 50% of time for 2nd & 3rd for wiring, breakers, etc), reference: http://www.serviskey.net/support/rate-estimator?s4=FL; https://www.homewyse.com/costs/cost_of_instant_hot_water_heaters.html (major fit/position change) | 2967 | unit | 1 | 2967
Equipment | Instantaneous Hot Water System | Instantaneous Hot Water System | 0 | Commercial | New | Assembly | FL Zone 2 | Per Water Heater | 94.56% | 6497.1371 | 6117.2534 | 379.8836 | 0.058469 | 20 | 0.042084 | 0.048493 | 0 | Reference source included incremental cost only | 714 | Estimate at $105 per labor hour, assume 6.8 hours work, reference: http://www.serviskey.net/support/rate-estimator?s4=FL; https://www.homewyse.com/costs/cost_of_instant_hot_water_heaters.html (direct fit/replacement) | 1350 | Illinois 2018 Statewide TRM, Section 4.3.5 (average incremental cost of sizes listed) | 2331 | Estimate at $105 per labor hour, assume 11.1 hours work per WH (assume additional 50% of time for 2nd & 3rd for wiring, breakers, etc), reference: http://www.serviskey.net/support/rate-estimator?s4=FL; https://www.homewyse.com/costs/cost_of_instant_hot_water_heaters.html (major fit/position change) | 2967 | unit | 1 | 2967
Equipment | Instantaneous Hot Water System | Instantaneous Hot Water System | 0 | Commercial | New | College and University | FL Zone 2 | Per Water Heater | 94.56% | 149434.1526 | 140696.8292 | 8737.3234 | 0.058469 | 20 | 0.82565 | 1.9915 | 0 | Reference source included incremental cost only | 714 | Estimate at $105 per labor hour, assume 6.8 hours work, reference: http://www.serviskey.net/support/rate-estimator?s4=FL; https://www.homewyse.com/costs/cost_of_instant_hot_water_heaters.html (direct fit/replacement) | 1350 | Illinois 2018 Statewide TRM, Section 4.3.5 (average incremental cost of sizes listed) | 2331 | Estimate at $105 per labor hour, assume 11.1 hours work per WH (assume additional 50% of time for 2nd & 3rd for wiring, breakers, etc), reference: http://www.serviskey.net/support/rate-estimator?s4=FL; https://www.homewyse.com/costs/cost_of_instant_hot_water_heaters.html (major fit/position change) | 2967 | unit | 10 | 29670
Equipment | Instantaneous Hot Water System | Instantaneous Hot Water System | 0 | Commercial | New | Grocery | FL Zone 2 | Per Water Heater | 94.56% | 12994.2741 | 12234.5069 | 759.7673 | 0.058469 | 20 | 0.084523 | 0.088194 | 0 | Reference source included incremental cost only | 714 | Estimate at $105 per labor hour, assume 6.8 hours work, reference: http://www.serviskey.net/support/rate-estimator?s4=FL; https://www.homewyse.com/costs/cost_of_instant_hot_water_heaters.html (direct fit/replacement) | 1350 | Illinois 2018 Statewide TRM, Section 4.3.5 (average incremental cost of sizes listed) | 2331 | Estimate at $105 per labor hour, assume 11.1 hours work per WH (assume additional 50% of time for 2nd & 3rd for wiring, breakers, etc), reference: http://www.serviskey.net/support/rate-estimator?s4=FL; https://www.homewyse.com/costs/cost_of_instant_hot_water_heaters.html (major fit/position change) | 2967 | unit | 1 | 2967
Equipment | Instantaneous Hot Water System | Instantaneous Hot Water System | 0 | Commercial | New | Healthcare | FL Zone 2 | Per Water Heater | 94.56% | 8662.8494 | 8156.3379 | 506.5115 | 0.058469 | 20 | 0.056112 | 0.064657 | 0 | Reference source included incremental cost only | 714 | Estimate at $105 per labor hour, assume 6.8 hours work, reference: http://www.serviskey.net/support/rate-estimator?s4=FL; https://www.homewyse.com/costs/cost_of_instant_hot_water_heaters.html (direct fit/replacement) | 1350 | Illinois 2018 Statewide TRM, Section 4.3.5 (average incremental cost of sizes listed) | 2331 | Estimate at $105 per labor hour, assume 11.1 hours work per WH (assume additional 50% of time for 2nd & 3rd for wiring, breakers, etc), reference: http://www.serviskey.net/support/rate-estimator?s4=FL; https://www.homewyse.com/costs/cost_of_instant_hot_water_heaters.html (major fit/position change) | 2967 | unit | 1 | 2967
Equipment | Instantaneous Hot Water System | Instantaneous Hot Water System | 0 | Commercial | New | Hospitals | FL Zone 2 | Per Water Heater | 94.56% | 262051.1952 | 246729.2222 | 15321.9729 | 0.058469 | 20 | 1.4479 | 3.4923 | 0 | Reference source included incremental cost only | 714 | Estimate at $105 per labor hour, assume 6.8 hours work, reference: http://www.serviskey.net/support/rate-estimator?s4=FL; https://www.homewyse.com/costs/cost_of_instant_hot_water_heaters.html (direct fit/replacement) | 1350 | Illinois 2018 Statewide TRM, Section 4.3.5 (average incremental cost of sizes listed) | 2331 | Estimate at $105 per labor hour, assume 11.1 hours work per WH (assume additional 50% of time for 2nd & 3rd for wiring, breakers, etc), reference: http://www.serviskey.net/support/rate-estimator?s4=FL; https://www.homewyse.com/costs/cost_of_instant_hot_water_heaters.html (major fit/position change) | 2967 | unit | 15 | 44505
Equipment | Instantaneous Hot Water System | Instantaneous Hot Water System | 0 | Commercial | New | Institutional | FL Zone 2 | Per Water Heater | 94.56% | 519770.9656 | 489380.2755 | 30390.6901 | 0.058469 | 20 | 3.3667 | 3.8794 | 0 | Reference source included incremental cost only | 714 | Estimate at $105 per labor hour, assume 6.8 hours work, reference: http://www.serviskey.net/support/rate-estimator?s4=FL; https://www.homewyse.com/costs/cost_of_instant_hot_water_heaters.html (direct fit/replacement) | 1350 | Illinois 2018 Statewide TRM, Section 4.3.5 (average incremental cost of sizes listed) | 2331 | Estimate at $105 per labor hour, assume 11.1 hours work per WH (assume additional 50% of time for 2nd & 3rd for wiring, breakers, etc), reference: http://www.serviskey.net/support/rate-estimator?s4=FL; https://www.homewyse.com/costs/cost_of_instant_hot_water_heaters.html (major fit/position change) | 2967 | unit | 25 | 74175
Equipment | Instantaneous Hot Water System | Instantaneous Hot Water System | 0 | Commercial | New | Lodging/Hospitality | FL Zone 2 | Per Water Heater | 94.56% | 62372.5159 | 58725.6331 | 3646.8828 | 0.058469 | 20 | 0.40571 | 0.42333 | 0 | Reference source included incremental cost only | 714 | Estimate at $105 per labor hour, assume 6.8 hours work, reference: http://www.serviskey.net/support/rate-estimator?s4=FL; https://www.homewyse.com/costs/cost_of_instant_hot_water_heaters.html (direct fit/replacement) | 1350 | Illinois 2018 Statewide TRM, Section 4.3.5 (average incremental cost of sizes listed) | 2331 | Estimate at $105 per labor hour, assume 11.1 hours work per WH (assume additional 50% of time for 2nd & 3rd for wiring, breakers, etc), reference: http://www.serviskey.net/support/rate-estimator?s4=FL; https://www.homewyse.com/costs/cost_of_instant_hot_water_heaters.html (major fit/position change) | 2967 | unit | 3 | 8901
Equipment | Instantaneous Hot Water System | Instantaneous Hot Water System | 0 | Commercial | New | Miscellaneous | FL Zone 2 | Per Water Heater | 94.56% | 389828.2242 | 367035.2066 | 22793.0176 | 0.058469 | 20 | 2.525 | 2.9096 | 0 | Reference source included incremental cost only | 714 | Estimate at $105 per labor hour, assume 6.8 hours work, reference: http://www.serviskey.net/support/rate-estimator?s4=FL; https://www.homewyse.com/costs/cost_of_instant_hot_water_heaters.html (direct fit/replacement) | 1350 | Illinois 2018 Statewide TRM, Section 4.3.5 (average incremental cost of sizes listed) | 2331 | Estimate at $105 per labor hour, assume 11.1 hours work per WH (assume additional 50% of time for 2nd & 3rd for wiring, breakers, etc), reference: http://www.serviskey.net/support/rate-estimator?s4=FL; https://www.homewyse.com/costs/cost_of_instant_hot_water_heaters.html (major fit/position change) | 2967 | unit | 20 | 59340
Equipment | Instantaneous Hot Water System | Instantaneous Hot Water System | 0 | Commercial | New | Offices | FL Zone 2 | Per Water Heater | 94.56% | 54142.8089 | 50977.112 | 3165.6969 | 0.058469 | 20 | 0.3507 | 0.4041 | 0 | Reference source included incremental cost only | 714 | Estimate at $105 per labor hour, assume 6.8 hours work, reference: http://www.serviskey.net/support/rate-estimator?s4=FL; https://www.homewyse.com/costs/cost_of_instant_hot_water_heaters.html (direct fit/replacement) | 1350 | Illinois 2018 Statewide TRM, Section 4.3.5 (average incremental cost of sizes listed) | 2331 | Estimate at $105 per labor hour, assume 11.1 hours work per WH (assume additional 50% of time for 2nd & 3rd for wiring, breakers, etc), reference: http://www.serviskey.net/support/rate-estimator?s4=FL; https://www.homewyse.com/costs/cost_of_instant_hot_water_heaters.html (major fit/position change) | 2967 | unit | 3 | 8901
Equipment | Instantaneous Hot Water System | Instantaneous Hot Water System | 0 | Commercial | New | Restaurants | FL Zone 2 | Per Water Heater | 94.56% | 21657.1236 | 20390.8448 | 1266.2788 | 0.058469 | 20 | 0.14087 | 0.14699 | 0 | Reference source included incremental cost only | 714 | Estimate at $105 per labor hour, assume 6.8 hours work, reference: http://www.serviskey.net/support/rate-estimator?s4=FL; https://www.homewyse.com/costs/cost_of_instant_hot_water_heaters.html (direct fit/replacement) | 1350 | Illinois 2018 Statewide TRM, Section 4.3.5 (average incremental cost of sizes listed) | 2331 | Estimate at $105 per labor hour, assume 11.1 hours work per WH (assume additional 50% of time for 2nd & 3rd for wiring, breakers, etc), reference: http://www.serviskey.net/support/rate-estimator?s4=FL; https://www.homewyse.com/costs/cost_of_instant_hot_water_heaters.html (major fit/position change) | 2967 | unit | 2 | 5934
Equipment | Instantaneous Hot Water System | Instantaneous Hot Water System | 0 | Commercial | New | Retail | FL Zone 2 | Per Water Heater | 94.56% | 38592.9942 | 36336.4855 | 2256.5087 | 0.058469 | 20 | 0.25103 | 0.26194 | 0 | Reference source included incremental cost only | 714 | Estimate at $105 per labor hour, assume 6.8 hours work, reference: http://www.serviskey.net/support/rate-estimator?s4=FL; https://www.homewyse.com/costs/cost_of_instant_hot_water_heaters.html (direct fit/replacement) | 1350 | Illinois 2018 Statewide TRM, Section 4.3.5 (average incremental cost of sizes listed) | 2331 | Estimate at $105 per labor hour, assume 11.1 hours work per WH (assume additional 50% of time for 2nd & 3rd for wiring, breakers, etc), reference: http://www.serviskey.net/support/rate-estimator?s4=FL; https://www.homewyse.com/costs/cost_of_instant_hot_water_heaters.html (major fit/position change) | 2967 | unit | 3 | 8901
Equipment | Instantaneous Hot Water System | Instantaneous Hot Water System | 0 | Commercial | New | Schools K-12 | FL Zone 2 | Per Water Heater | 94.56% | 2707.1998 | 2548.9115 | 158.2883 | 0.058469 | 20 | 0.017535 | 0.020206 | 0 | Reference source included incremental cost only | 714 | Estimate at $105 per labor hour, assume 6.8 hours work, reference: http://www.serviskey.net/support/rate-estimator?s4=FL; https://www.homewyse.com/costs/cost_of_instant_hot_water_heaters.html (direct fit/replacement) | 1350 | Illinois 2018 Statewide TRM, Section 4.3.5 (average incremental cost of sizes listed) | 2331 | Estimate at $105 per labor hour, assume 11.1 hours work per WH (assume additional 50% of time for 2nd & 3rd for wiring, breakers, etc), reference: http://www.serviskey.net/support/rate-estimator?s4=FL; https://www.homewyse.com/costs/cost_of_instant_hot_water_heaters.html (major fit/position change) | 2967 | unit | 1 | 2967
Equipment | Instantaneous Hot Water System | Instantaneous Hot Water System | 0 | Commercial | New | Warehouse | FL Zone 2 | Per Water Heater | 94.56% | 12994.2741 | 12234.5069 | 759.7673 | 0.058469 | 20 | 0.084168 | 0.096985 | 0 | Reference source included incremental cost only | 714 | Estimate at $105 per labor hour, assume 6.8 hours work, reference: http://www.serviskey.net/support/rate-estimator?s4=FL; https://www.homewyse.com/costs/cost_of_instant_hot_water_heaters.html (direct fit/replacement) | 1350 | Illinois 2018 Statewide TRM, Section 4.3.5 (average incremental cost of sizes listed) | 2331 | Estimate at $105 per labor hour, assume 11.1 hours work per WH (assume additional 50% of time for 2nd & 3rd for wiring, breakers, etc), reference: http://www.serviskey.net/support/rate-estimator?s4=FL; https://www.homewyse.com/costs/cost_of_instant_hot_water_heaters.html (major fit/position change) | 2967 | unit | 1 | 2967
Equipment | Solar Water Heater | Solar Powered 50 Gallon Electric Resistance Water Heater (EF = 4.05) | Code-Compliant 50 Gallon Electric Resistance Water Heater (EF = 0.95) | Commercial | Turnover | Assembly | FL Zone 2 | Per Unit | 13.24% | 7192.4897 | 1678.2476 | 5514.2421 | 0.76667 | 15 | 0.41215 | 0.057863 | 419 | Baseline 50-gallon electric water heater: https://www.lowes.com/pd/A-O-Smith-Signature-50-Gallon-Short-6-year-Limited-4500-Watt-Double-Element-Electric-Water-Heater/1000216833 | 714 | Estimate at $105 per labor hour, assume 6.8 hours work, reference: http://www.serviskey.net/support/rate-estimator?s4=FL; https://www.homewyse.com/costs/cost_of_instant_hot_water_heaters.html (direct fit/replacement) | 7900 | Average installed cost for FPL Pilot Offering | 0 | reference source did not distinguish material and labor costs | 6767 | unit | 1 | 6767
Equipment | Solar Water Heater | Solar Powered 50 Gallon Electric Resistance Water Heater (EF = 4.05) | Code-Compliant 50 Gallon Electric Resistance Water Heater (EF = 0.95) | Commercial | Turnover | College and University | FL Zone 2 | Per Unit | 18.91% | 165427.2641 | 38599.6949 | 126827.5691 | 0.76667 | 15 | 9.4793 | 1.3308 | 419 | Baseline 50-gallon electric water heater: https://www.lowes.com/pd/A-O-Smith-Signature-50-Gallon-Short-6-year-Limited-4500-Watt-Double-Element-Electric-Water-Heater/1000216833 | 714 | Estimate at $105 per labor hour, assume 6.8 hours work, reference: http://www.serviskey.net/support/rate-estimator?s4=FL; https://www.homewyse.com/costs/cost_of_instant_hot_water_heaters.html (direct fit/replacement) | 7900 | Average installed cost for FPL Pilot Offering | 0 | reference source did not distinguish material and labor costs | 6767 | unit | 10 | 67670
Equipment | Solar Water Heater | Solar Powered 50 Gallon Electric Resistance Water Heater (EF = 4.05) | Code-Compliant 50 Gallon Electric Resistance Water Heater (EF = 0.95) | Commercial | Turnover | Grocery | FL Zone 2 | Per Unit | 28.37% | 14384.9795 | 3356.4952 | 11028.4843 | 0.76667 | 15 | 0.82429 | 0.11573 | 419 | Baseline 50-gallon electric water heater: https://www.lowes.com/pd/A-O-Smith-Signature-50-Gallon-Short-6-year-Limited-4500-Watt-Double-Element-Electric-Water-Heater/1000216833 | 714 | Estimate at $105 per labor hour, assume 6.8 hours work, reference: http://www.serviskey.net/support/rate-estimator?s4=FL; https://www.homewyse.com/costs/cost_of_instant_hot_water_heaters.html (direct fit/replacement) | 7900 | Average installed cost for FPL Pilot Offering | 0 | reference source did not distinguish material and labor costs | 6767 | unit | 1 | 6767
Equipment | Solar Water Heater | Solar Powered 50 Gallon Electric Resistance Water Heater (EF = 4.05) | Code-Compliant 50 Gallon Electric Resistance Water Heater (EF = 0.95) | Commercial | Turnover | Healthcare | FL Zone 2 | Per Unit | 8.511% | 9589.9863 | 2237.6635 | 7352.3228 | 0.76667 | 15 | 0.54953 | 0.07715 | 419 | Baseline 50-gallon electric water heater: https://www.lowes.com/pd/A-O-Smith-Signature-50-Gallon-Short-6-year-Limited-4500-Watt-Double-Element-Electric-Water-Heater/1000216833 | 714 | Estimate at $105 per labor hour, assume 6.8 hours work, reference: http://www.serviskey.net/support/rate-estimator?s4=FL; https://www.homewyse.com/costs/cost_of_instant_hot_water_heaters.html (direct fit/replacement) | 7900 | Average installed cost for FPL Pilot Offering | 0 | reference source did not distinguish material and labor costs | 6767 | unit | 1 | 6767
Equipment | Solar Water Heater | Solar Powered 50 Gallon Electric Resistance Water Heater (EF = 4.05) | Code-Compliant 50 Gallon Electric Resistance Water Heater (EF = 0.95) | Commercial | Turnover | Hospitals | FL Zone 2 | Per Unit | 4.728% | 290097.0863 | 67689.3201 | 222407.7661 | 0.76667 | 15 | 16.6232 | 2.3338 | 419 | Baseline 50-gallon electric water heater: https://www.lowes.com/pd/A-O-Smith-Signature-50-Gallon-Short-6-year-Limited-4500-Watt-Double-Element-Electric-Water-Heater/1000216833 | 714 | Estimate at $105 per labor hour, assume 6.8 hours work, reference: http://www.serviskey.net/support/rate-estimator?s4=FL; https://www.homewyse.com/costs/cost_of_instant_hot_water_heaters.html (direct fit/replacement) | 7900 | Average installed cost for FPL Pilot Offering | 0 | reference source did not distinguish material and labor costs | 6767 | unit | 15 | 101505
Equipment | Solar Water Heater | Solar Powered 50 Gallon Electric Resistance Water Heater (EF = 4.05) | Code-Compliant 50 Gallon Electric Resistance Water Heater (EF = 0.95) | Commercial | Turnover | Institutional | FL Zone 2 | Per Unit | 13.24% | 575399.1794 | 134259.8085 | 441139.3708 | 0.76667 | 15 | 32.9716 | 4.629 | 419 | Baseline 50-gallon electric water heater: https://www.lowes.com/pd/A-O-Smith-Signature-50-Gallon-Short-6-year-Limited-4500-Watt-Double-Element-Electric-Water-Heater/1000216833 | 714 | Estimate at $105 per labor hour, assume 6.8 hours work, reference: http://www.serviskey.net/support/rate-estimator?s4=FL; https://www.homewyse.com/costs/cost_of_instant_hot_water_heaters.html (direct fit/replacement) | 7900 | Average installed cost for FPL Pilot Offering | 0 | reference source did not distinguish material and labor costs | 6767 | unit | 25 | 169175
Equipment | Solar Water Heater | Solar Powered 50 Gallon Electric Resistance Water Heater (EF = 4.05) | Code-Compliant 50 Gallon Electric Resistance Water Heater (EF = 0.95) | Commercial | Turnover | Lodging/Hospitality | FL Zone 2 | Per Unit | 5.674% | 69047.9015 | 16111.177 | 52936.7245 | 0.76667 | 15 | 3.9566 | 0.55548 | 419 | Baseline 50-gallon electric water heater: https://www.lowes.com/pd/A-O-Smith-Signature-50-Gallon-Short-6-year-Limited-4500-Watt-Double-Element-Electric-Water-Heater/1000216833 | 714 | Estimate at $105 per labor hour, assume 6.8 hours work, reference: http://www.serviskey.net/support/rate-estimator?s4=FL; https://www.homewyse.com/costs/cost_of_instant_hot_water_heaters.html (direct fit/replacement) | 7900 | Average installed cost for FPL Pilot Offering | 0 | reference source did not distinguish material and labor costs | 6767 | unit | 3 | 20301
Equipment | Solar Water Heater | Solar Powered 50 Gallon Electric Resistance Water Heater (EF = 4.05) | Code-Compliant 50 Gallon Electric Resistance Water Heater (EF = 0.95) | Commercial | Turnover | Miscellaneous | FL Zone 2 | Per Unit | 13.24% | 431549.3845 | 100694.8564 | 330854.5281 | 0.76667 | 15 | 24.7287 | 3.4718 | 419 | Baseline 50-gallon electric water heater: https://www.lowes.com/pd/A-O-Smith-Signature-50-Gallon-Short-6-year-Limited-4500-Watt-Double-Element-Electric-Water-Heater/1000216833 | 714 | Estimate at $105 per labor hour, assume 6.8 hours work, reference: http://www.serviskey.net/support/rate-estimator?s4=FL; https://www.homewyse.com/costs/cost_of_instant_hot_water_heaters.html (direct fit/replacement) | 7900 | Average installed cost for FPL Pilot Offering | 0 | reference source did not distinguish material and labor costs | 6767 | unit | 20 | 135340
Equipment | Solar Water Heater | Solar Powered 50 Gallon Electric Resistance Water Heater (EF = 4.05) | Code-Compliant 50 Gallon Electric Resistance Water Heater (EF = 0.95) | Commercial | Turnover | Offices | FL Zone 2 | Per Unit | 6.619% | 59937.4145 | 13985.3967 | 45952.0178 | 0.76667 | 15 | 3.4345 | 0.48219 | 419 | Baseline 50-gallon electric water heater: https://www.lowes.com/pd/A-O-Smith-Signature-50-Gallon-Short-6-year-Limited-4500-Watt-Double-Element-Electric-Water-Heater/1000216833 | 714 | Estimate at $105 per labor hour, assume 6.8 hours work, reference: http://www.serviskey.net/support/rate-estimator?s4=FL; https://www.homewyse.com/costs/cost_of_instant_hot_water_heaters.html (direct fit/replacement) | 7900 | Average installed cost for FPL Pilot Offering | 0 | reference source did not distinguish material and labor costs | 6767 | unit | 3 | 20301
Equipment | Solar Water Heater | Solar Powered 50 Gallon Electric Resistance Water Heater (EF = 4.05) | Code-Compliant 50 Gallon Electric Resistance Water Heater (EF = 0.95) | Commercial | Turnover | Restaurants | FL Zone 2 | Per Unit | 27.42% | 23974.9658 | 5594.1587 | 18380.8071 | 0.76667 | 15 | 1.3738 | 0.19288 | 419 | Baseline 50-gallon electric water heater: https://www.lowes.com/pd/A-O-Smith-Signature-50-Gallon-Short-6-year-Limited-4500-Watt-Double-Element-Electric-Water-Heater/1000216833 | 714 | Estimate at $105 per labor hour, assume 6.8 hours work, reference: http://www.serviskey.net/support/rate-estimator?s4=FL; https://www.homewyse.com/costs/cost_of_instant_hot_water_heaters.html (direct fit/replacement) | 7900 | Average installed cost for FPL Pilot Offering | 0 | reference source did not distinguish material and labor costs | 6767 | unit | 2 | 13534
Equipment | Solar Water Heater | Solar Powered 50 Gallon Electric Resistance Water Heater (EF = 4.05) | Code-Compliant 50 Gallon Electric Resistance Water Heater (EF = 0.95) | Commercial | Turnover | Retail | FL Zone 2 | Per Unit | 29.31% | 42723.3891 | 9968.7908 | 32754.5983 | 0.76667 | 15 | 2.4481 | 0.3437 | 419 | Baseline 50-gallon electric water heater: https://www.lowes.com/pd/A-O-Smith-Signature-50-Gallon-Short-6-year-Limited-4500-Watt-Double-Element-Electric-Water-Heater/1000216833 | 714 | Estimate at $105 per labor hour, assume 6.8 hours work, reference: http://www.serviskey.net/support/rate-estimator?s4=FL; https://www.homewyse.com/costs/cost_of_instant_hot_water_heaters.html (direct fit/replacement) | 7900 | Average installed cost for FPL Pilot Offering | 0 | reference source did not distinguish material and labor costs | 6767 | unit | 3 | 20301
Equipment | Solar Water Heater | Solar Powered 50 Gallon Electric Resistance Water Heater (EF = 4.05) | Code-Compliant 50 Gallon Electric Resistance Water Heater (EF = 0.95) | Commercial | Turnover | Schools K-12 | FL Zone 2 | Per Unit | 18.91% | 2996.9364 | 699.2852 | 2297.6512 | 0.76667 | 15 | 0.17173 | 0.02411 | 419 | Baseline 50-gallon electric water heater: https://www.lowes.com/pd/A-O-Smith-Signature-50-Gallon-Short-6-year-Limited-4500-Watt-Double-Element-Electric-Water-Heater/1000216833 | 714 | Estimate at $105 per labor hour, assume 6.8 hours work, reference: http://www.serviskey.net/support/rate-estimator?s4=FL; https://www.homewyse.com/costs/cost_of_instant_hot_water_heaters.html (direct fit/replacement) | 7900 | Average installed cost for FPL Pilot Offering | 0 | reference source did not distinguish material and labor costs | 6767 | unit | 1 | 6767
Equipment | Solar Water Heater | Solar Powered 50 Gallon Electric Resistance Water Heater (EF = 4.05) | Code-Compliant 50 Gallon Electric Resistance Water Heater (EF = 0.95) | Commercial | Turnover | Warehouse | FL Zone 2 | Per Unit | 27.42% | 14384.9795 | 3356.4952 | 11028.4843 | 0.76667 | 15 | 0.82429 | 0.11573 | 419 | Baseline 50-gallon electric water heater: https://www.lowes.com/pd/A-O-Smith-Signature-50-Gallon-Short-6-year-Limited-4500-Watt-Double-Element-Electric-Water-Heater/1000216833 | 714 | Estimate at $105 per labor hour, assume 6.8 hours work, reference: http://www.serviskey.net/support/rate-estimator?s4=FL; https://www.homewyse.com/costs/cost_of_instant_hot_water_heaters.html (direct fit/replacement) | 7900 | Average installed cost for FPL Pilot Offering | 0 | reference source did not distinguish material and labor costs | 6767 | unit | 1 | 6767
Equipment | Solar Water Heater | Solar Powered 50 Gallon Electric Resistance Water Heater (EF = 4.05) | Code-Compliant 50 Gallon Electric Resistance Water Heater (EF = 0.95) | Commercial | New | Assembly | FL Zone 2 | Per Unit | 13.24% | 7192.4897 | 1678.2476 | 5514.2421 | 0.76667 | 15 | 0.41215 | 0.057863 | 419 | Baseline 50-gallon electric water heater: https://www.lowes.com/pd/A-O-Smith-Signature-50-Gallon-Short-6-year-Limited-4500-Watt-Double-Element-Electric-Water-Heater/1000216833 | 714 | Estimate at $105 per labor hour, assume 6.8 hours work, reference: http://www.serviskey.net/support/rate-estimator?s4=FL; https://www.homewyse.com/costs/cost_of_instant_hot_water_heaters.html (direct fit/replacement) | 7900 | Average installed cost for FPL Pilot Offering | 0 | reference source did not distinguish material and labor costs | 6767 | unit | 1 | 6767
Equipment | Solar Water Heater | Solar Powered 50 Gallon Electric Resistance Water Heater (EF = 4.05) | Code-Compliant 50 Gallon Electric Resistance Water Heater (EF = 0.95) | Commercial | New | College and University | FL Zone 2 | Per Unit | 18.91% | 165427.2641 | 38599.6949 | 126827.5691 | 0.76667 | 15 | 9.4793 | 1.3308 | 419 | Baseline 50-gallon electric water heater: https://www.lowes.com/pd/A-O-Smith-Signature-50-Gallon-Short-6-year-Limited-4500-Watt-Double-Element-Electric-Water-Heater/1000216833 | 714 | Estimate at $105 per labor hour, assume 6.8 hours work, reference: http://www.serviskey.net/support/rate-estimator?s4=FL; https://www.homewyse.com/costs/cost_of_instant_hot_water_heaters.html (direct fit/replacement) | 7900 | Average installed cost for FPL Pilot Offering | 0 | reference source did not distinguish material and labor costs | 6767 | unit | 10 | 67670
Equipment | Solar Water Heater | Solar Powered 50 Gallon Electric Resistance Water Heater (EF = 4.05) | Code-Compliant 50 Gallon Electric Resistance Water Heater (EF = 0.95) | Commercial | New | Grocery | FL Zone 2 | Per Unit | 28.37% | 14384.9795 | 3356.4952 | 11028.4843 | 0.76667 | 15 | 0.82429 | 0.11573 | 419 | Baseline 50-gallon electric water heater: https://www.lowes.com/pd/A-O-Smith-Signature-50-Gallon-Short-6-year-Limited-4500-Watt-Double-Element-Electric-Water-Heater/1000216833 | 714 | Estimate at $105 per labor hour, assume 6.8 hours work, reference: http://www.serviskey.net/support/rate-estimator?s4=FL; https://www.homewyse.com/costs/cost_of_instant_hot_water_heaters.html (direct fit/replacement) | 7900 | Average installed cost for FPL Pilot Offering | 0 | reference source did not distinguish material and labor costs | 6767 | unit | 1 | 6767
Equipment | Solar Water Heater | Solar Powered 50 Gallon Electric Resistance Water Heater (EF = 4.05) | Code-Compliant 50 Gallon Electric Resistance Water Heater (EF = 0.95) | Commercial | New | Healthcare | FL Zone 2 | Per Unit | 8.511% | 9589.9863 | 2237.6635 | 7352.3228 | 0.76667 | 15 | 0.54953 | 0.07715 | 419 | Baseline 50-gallon electric water heater: https://www.lowes.com/pd/A-O-Smith-Signature-50-Gallon-Short-6-year-Limited-4500-Watt-Double-Element-Electric-Water-Heater/1000216833 | 714 | Estimate at $105 per labor hour, assume 6.8 hours work, reference: http://www.serviskey.net/support/rate-estimator?s4=FL; https://www.homewyse.com/costs/cost_of_instant_hot_water_heaters.html (direct fit/replacement) | 7900 | Average installed cost for FPL Pilot Offering | 0 | reference source did not distinguish material and labor costs | 6767 | unit | 1 | 6767
Equipment | Solar Water Heater | Solar Powered 50 Gallon Electric Resistance Water Heater (EF = 4.05) | Code-Compliant 50 Gallon Electric Resistance Water Heater (EF = 0.95) | Commercial | New | Hospitals | FL Zone 2 | Per Unit | 4.728% | 290097.0863 | 67689.3201 | 222407.7661 | 0.76667 | 15 | 16.6232 | 2.3338 | 419 | Baseline 50-gallon electric water heater: https://www.lowes.com/pd/A-O-Smith-Signature-50-Gallon-Short-6-year-Limited-4500-Watt-Double-Element-Electric-Water-Heater/1000216833 | 714 | Estimate at $105 per labor hour, assume 6.8 hours work, reference: http://www.serviskey.net/support/rate-estimator?s4=FL; https://www.homewyse.com/costs/cost_of_instant_hot_water_heaters.html (direct fit/replacement) | 7900 | Average installed cost for FPL Pilot Offering | 0 | reference source did not distinguish material and labor costs | 6767 | unit | 15 | 101505
Equipment | Solar Water Heater | Solar Powered 50 Gallon Electric Resistance Water Heater (EF = 4.05) | Code-Compliant 50 Gallon Electric Resistance Water Heater (EF = 0.95) | Commercial | New | Institutional | FL Zone 2 | Per Unit | 13.24% | 575399.1794 | 134259.8085 | 441139.3708 | 0.76667 | 15 | 32.9716 | 4.629 | 419 | Baseline 50-gallon electric water heater: https://www.lowes.com/pd/A-O-Smith-Signature-50-Gallon-Short-6-year-Limited-4500-Watt-Double-Element-Electric-Water-Heater/1000216833 | 714 | Estimate at $105 per labor hour, assume 6.8 hours work, reference: http://www.serviskey.net/support/rate-estimator?s4=FL; https://www.homewyse.com/costs/cost_of_instant_hot_water_heaters.html (direct fit/replacement) | 7900 | Average installed cost for FPL Pilot Offering | 0 | reference source did not distinguish material and labor costs | 6767 | unit | 25 | 169175
Equipment | Solar Water Heater | Solar Powered 50 Gallon Electric Resistance Water Heater (EF = 4.05) | Code-Compliant 50 Gallon Electric Resistance Water Heater (EF = 0.95) | Commercial | New | Lodging/Hospitality | FL Zone 2 | Per Unit | 5.674% | 69047.9015 | 16111.177 | 52936.7245 | 0.76667 | 15 | 3.9566 | 0.55548 | 419 | Baseline 50-gallon electric water heater: https://www.lowes.com/pd/A-O-Smith-Signature-50-Gallon-Short-6-year-Limited-4500-Watt-Double-Element-Electric-Water-Heater/1000216833 | 714 | Estimate at $105 per labor hour, assume 6.8 hours work, reference: http://www.serviskey.net/support/rate-estimator?s4=FL; https://www.homewyse.com/costs/cost_of_instant_hot_water_heaters.html (direct fit/replacement) | 7900 | Average installed cost for FPL Pilot Offering | 0 | reference source did not distinguish material and labor costs | 6767 | unit | 3 | 20301
Equipment | Solar Water Heater | Solar Powered 50 Gallon Electric Resistance Water Heater (EF = 4.05) | Code-Compliant 50 Gallon Electric Resistance Water Heater (EF = 0.95) | Commercial | New | Miscellaneous | FL Zone 2 | Per Unit | 13.24% | 431549.3845 | 100694.8564 | 330854.5281 | 0.76667 | 15 | 24.7287 | 3.4718 | 419 | Baseline 50-gallon electric water heater: https://www.lowes.com/pd/A-O-Smith-Signature-50-Gallon-Short-6-year-Limited-4500-Watt-Double-Element-Electric-Water-Heater/1000216833 | 714 | Estimate at $105 per labor hour, assume 6.8 hours work, reference: http://www.serviskey.net/support/rate-estimator?s4=FL; https://www.homewyse.com/costs/cost_of_instant_hot_water_heaters.html (direct fit/replacement) | 7900 | Average installed cost for FPL Pilot Offering | 0 | reference source did not distinguish material and labor costs | 6767 | unit | 20 | 135340
Equipment | Solar Water Heater | Solar Powered 50 Gallon Electric Resistance Water Heater (EF = 4.05) | Code-Compliant 50 Gallon Electric Resistance Water Heater (EF = 0.95) | Commercial | New | Offices | FL Zone 2 | Per Unit | 6.619% | 59937.4145 | 13985.3967 | 45952.0178 | 0.76667 | 15 | 3.4345 | 0.48219 | 419 | Baseline 50-gallon electric water heater: https://www.lowes.com/pd/A-O-Smith-Signature-50-Gallon-Short-6-year-Limited-4500-Watt-Double-Element-Electric-Water-Heater/1000216833 | 714 | Estimate at $105 per labor hour, assume 6.8 hours work, reference: http://www.serviskey.net/support/rate-estimator?s4=FL; https://www.homewyse.com/costs/cost_of_instant_hot_water_heaters.html (direct fit/replacement) | 7900 | Average installed cost for FPL Pilot Offering | 0 | reference source did not distinguish material and labor costs | 6767 | unit | 3 | 20301
Equipment | Solar Water Heater | Solar Powered 50 Gallon Electric Resistance Water Heater (EF = 4.05) | Code-Compliant 50 Gallon Electric Resistance Water Heater (EF = 0.95) | Commercial | New | Restaurants | FL Zone 2 | Per Unit | 27.42% | 23974.9658 | 5594.1587 | 18380.8071 | 0.76667 | 15 | 1.3738 | 0.19288 | 419 | Baseline 50-gallon electric water heater: https://www.lowes.com/pd/A-O-Smith-Signature-50-Gallon-Short-6-year-Limited-4500-Watt-Double-Element-Electric-Water-Heater/1000216833 | 714 | Estimate at $105 per labor hour, assume 6.8 hours work, reference: http://www.serviskey.net/support/rate-estimator?s4=FL; https://www.homewyse.com/costs/cost_of_instant_hot_water_heaters.html (direct fit/replacement) | 7900 | Average installed cost for FPL Pilot Offering | 0 | reference source did not distinguish material and labor costs | 6767 | unit | 2 | 13534
Equipment | Solar Water Heater | Solar Powered 50 Gallon Electric Resistance Water Heater (EF = 4.05) | Code-Compliant 50 Gallon Electric Resistance Water Heater (EF = 0.95) | Commercial | New | Retail | FL Zone 2 | Per Unit | 29.31% | 42723.3891 | 9968.7908 | 32754.5983 | 0.76667 | 15 | 2.4481 | 0.3437 | 419 | Baseline 50-gallon electric water heater: https://www.lowes.com/pd/A-O-Smith-Signature-50-Gallon-Short-6-year-Limited-4500-Watt-Double-Element-Electric-Water-Heater/1000216833 | 714 | Estimate at $105 per labor hour, assume 6.8 hours work, reference: http://www.serviskey.net/support/rate-estimator?s4=FL; https://www.homewyse.com/costs/cost_of_instant_hot_water_heaters.html (direct fit/replacement) | 7900 | Average installed cost for FPL Pilot Offering | 0 | reference source did not distinguish material and labor costs | 6767 | unit | 3 | 20301
Equipment | Solar Water Heater | Solar Powered 50 Gallon Electric Resistance Water Heater (EF = 4.05) | Code-Compliant 50 Gallon Electric Resistance Water Heater (EF = 0.95) | Commercial | New | Schools K-12 | FL Zone 2 | Per Unit | 18.91% | 2996.9364 | 699.2852 | 2297.6512 | 0.76667 | 15 | 0.17173 | 0.02411 | 419 | Baseline 50-gallon electric water heater: https://www.lowes.com/pd/A-O-Smith-Signature-50-Gallon-Short-6-year-Limited-4500-Watt-Double-Element-Electric-Water-Heater/1000216833 | 714 | Estimate at $105 per labor hour, assume 6.8 hours work, reference: http://www.serviskey.net/support/rate-estimator?s4=FL; https://www.homewyse.com/costs/cost_of_instant_hot_water_heaters.html (direct fit/replacement) | 7900 | Average installed cost for FPL Pilot Offering | 0 | reference source did not distinguish material and labor costs | 6767 | unit | 1 | 6767
Equipment | Solar Water Heater | Solar Powered 50 Gallon Electric Resistance Water Heater (EF = 4.05) | Code-Compliant 50 Gallon Electric Resistance Water Heater (EF = 0.95) | Commercial | New | Warehouse | FL Zone 2 | Per Unit | 27.42% | 14384.9795 | 3356.4952 | 11028.4843 | 0.76667 | 15 | 0.82429 | 0.11573 | 419 | Baseline 50-gallon electric water heater: https://www.lowes.com/pd/A-O-Smith-Signature-50-Gallon-Short-6-year-Limited-4500-Watt-Double-Element-Electric-Water-Heater/1000216833 | 714 | Estimate at $105 per labor hour, assume 6.8 hours work, reference: http://www.serviskey.net/support/rate-estimator?s4=FL; https://www.homewyse.com/costs/cost_of_instant_hot_water_heaters.html (direct fit/replacement) | 7900 | Average installed cost for FPL Pilot Offering | 0 | reference source did not distinguish material and labor costs | 6767 | unit | 1 | 6767
Equipment | CFL - 15W Flood | 15W CFL | EISA-2020 compliant baseline lamp (65W flood) | Commercial | Turnover | Assembly | FL Zone 2 | Per Lamp | 0% | 261.17 | 60.27 | 200.9 | 0.76923 | 7.8 | 0 | 0 | 1.85 | https://www.homedepot.com/p/Philips-65-Watt-Incandescent-BR30-Flood-Light-Bulb-12-Pack-per-Case-248872/100560688 | 0 | No Labor Cost | 5.77 | https://www.1000bulbs.com/product/1644/FC15-FER3015W27.html | 0 | No Labor Cost | 3.92 | bulb |  | 3.92
Equipment | CFL - 15W Flood | 15W CFL | EISA-2020 compliant baseline lamp (65W flood) | Commercial | Turnover | College and University | FL Zone 2 | Per Lamp | 0% | 261.17 | 60.27 | 200.9 | 0.76923 | 7.8 | 0 | 0 | 1.85 | https://www.homedepot.com/p/Philips-65-Watt-Incandescent-BR30-Flood-Light-Bulb-12-Pack-per-Case-248872/100560688 | 0 | No Labor Cost | 5.77 | https://www.1000bulbs.com/product/1644/FC15-FER3015W27.html | 0 | No Labor Cost | 3.92 | bulb |  | 3.92
Equipment | CFL - 15W Flood | 15W CFL | EISA-2020 compliant baseline lamp (65W flood) | Commercial | Turnover | Grocery | FL Zone 2 | Per Lamp | 0% | 261.17 | 60.27 | 200.9 | 0.76923 | 7.8 | 0 | 0 | 1.85 | https://www.homedepot.com/p/Philips-65-Watt-Incandescent-BR30-Flood-Light-Bulb-12-Pack-per-Case-248872/100560688 | 0 | No Labor Cost | 5.77 | https://www.1000bulbs.com/product/1644/FC15-FER3015W27.html | 0 | No Labor Cost | 3.92 | bulb |  | 3.92
Equipment | CFL - 15W Flood | 15W CFL | EISA-2020 compliant baseline lamp (65W flood) | Commercial | Turnover | Healthcare | FL Zone 2 | Per Lamp | 0% | 261.17 | 60.27 | 200.9 | 0.76923 | 7.8 | 0 | 0 | 1.85 | https://www.homedepot.com/p/Philips-65-Watt-Incandescent-BR30-Flood-Light-Bulb-12-Pack-per-Case-248872/100560688 | 0 | No Labor Cost | 5.77 | https://www.1000bulbs.com/product/1644/FC15-FER3015W27.html | 0 | No Labor Cost | 3.92 | bulb |  | 3.92
Equipment | CFL - 15W Flood | 15W CFL | EISA-2020 compliant baseline lamp (65W flood) | Commercial | Turnover | Hospitals | FL Zone 2 | Per Lamp | 0% | 261.17 | 60.27 | 200.9 | 0.76923 | 7.8 | 0 | 0 | 1.85 | https://www.homedepot.com/p/Philips-65-Watt-Incandescent-BR30-Flood-Light-Bulb-12-Pack-per-Case-248872/100560688 | 0 | No Labor Cost | 5.77 | https://www.1000bulbs.com/product/1644/FC15-FER3015W27.html | 0 | No Labor Cost | 3.92 | bulb |  | 3.92
Equipment | CFL - 15W Flood | 15W CFL | EISA-2020 compliant baseline lamp (65W flood) | Commercial | Turnover | Institutional | FL Zone 2 | Per Lamp | 0% | 261.17 | 60.27 | 200.9 | 0.76923 | 7.8 | 0 | 0 | 1.85 | https://www.homedepot.com/p/Philips-65-Watt-Incandescent-BR30-Flood-Light-Bulb-12-Pack-per-Case-248872/100560688 | 0 | No Labor Cost | 5.77 | https://www.1000bulbs.com/product/1644/FC15-FER3015W27.html | 0 | No Labor Cost | 3.92 | bulb |  | 3.92
Equipment | CFL - 15W Flood | 15W CFL | EISA-2020 compliant baseline lamp (65W flood) | Commercial | Turnover | Lodging/Hospitality | FL Zone 2 | Per Lamp | 0% | 261.17 | 60.27 | 200.9 | 0.76923 | 7.8 | 0 | 0 | 1.85 | https://www.homedepot.com/p/Philips-65-Watt-Incandescent-BR30-Flood-Light-Bulb-12-Pack-per-Case-248872/100560688 | 0 | No Labor Cost | 5.77 | https://www.1000bulbs.com/product/1644/FC15-FER3015W27.html | 0 | No Labor Cost | 3.92 | bulb |  | 3.92
Equipment | CFL - 15W Flood | 15W CFL | EISA-2020 compliant baseline lamp (65W flood) | Commercial | Turnover | Miscellaneous | FL Zone 2 | Per Lamp | 0% | 261.17 | 60.27 | 200.9 | 0.76923 | 7.8 | 0 | 0 | 1.85 | https://www.homedepot.com/p/Philips-65-Watt-Incandescent-BR30-Flood-Light-Bulb-12-Pack-per-Case-248872/100560688 | 0 | No Labor Cost | 5.77 | https://www.1000bulbs.com/product/1644/FC15-FER3015W27.html | 0 | No Labor Cost | 3.92 | bulb |  | 3.92
Equipment | CFL - 15W Flood | 15W CFL | EISA-2020 compliant baseline lamp (65W flood) | Commercial | Turnover | Offices | FL Zone 2 | Per Lamp | 0% | 261.17 | 60.27 | 200.9 | 0.76923 | 7.8 | 0 | 0 | 1.85 | https://www.homedepot.com/p/Philips-65-Watt-Incandescent-BR30-Flood-Light-Bulb-12-Pack-per-Case-248872/100560688 | 0 | No Labor Cost | 5.77 | https://www.1000bulbs.com/product/1644/FC15-FER3015W27.html | 0 | No Labor Cost | 3.92 | bulb |  | 3.92
Equipment | CFL - 15W Flood | 15W CFL | EISA-2020 compliant baseline lamp (65W flood) | Commercial | Turnover | Restaurants | FL Zone 2 | Per Lamp | 0% | 261.17 | 60.27 | 200.9 | 0.76923 | 7.8 | 0 | 0 | 1.85 | https://www.homedepot.com/p/Philips-65-Watt-Incandescent-BR30-Flood-Light-Bulb-12-Pack-per-Case-248872/100560688 | 0 | No Labor Cost | 5.77 | https://www.1000bulbs.com/product/1644/FC15-FER3015W27.html | 0 | No Labor Cost | 3.92 | bulb |  | 3.92
Equipment | CFL - 15W Flood | 15W CFL | EISA-2020 compliant baseline lamp (65W flood) | Commercial | Turnover | Retail | FL Zone 2 | Per Lamp | 0% | 261.17 | 60.27 | 200.9 | 0.76923 | 7.8 | 0 | 0 | 1.85 | https://www.homedepot.com/p/Philips-65-Watt-Incandescent-BR30-Flood-Light-Bulb-12-Pack-per-Case-248872/100560688 | 0 | No Labor Cost | 5.77 | https://www.1000bulbs.com/product/1644/FC15-FER3015W27.html | 0 | No Labor Cost | 3.92 | bulb |  | 3.92
Equipment | CFL - 15W Flood | 15W CFL | EISA-2020 compliant baseline lamp (65W flood) | Commercial | Turnover | Schools K-12 | FL Zone 2 | Per Lamp | 0% | 261.17 | 60.27 | 200.9 | 0.76923 | 7.8 | 0 | 0 | 1.85 | https://www.homedepot.com/p/Philips-65-Watt-Incandescent-BR30-Flood-Light-Bulb-12-Pack-per-Case-248872/100560688 | 0 | No Labor Cost | 5.77 | https://www.1000bulbs.com/product/1644/FC15-FER3015W27.html | 0 | No Labor Cost | 3.92 | bulb |  | 3.92
Equipment | CFL - 15W Flood | 15W CFL | EISA-2020 compliant baseline lamp (65W flood) | Commercial | Turnover | Warehouse | FL Zone 2 | Per Lamp | 0% | 261.17 | 60.27 | 200.9 | 0.76923 | 7.8 | 0 | 0 | 1.85 | https://www.homedepot.com/p/Philips-65-Watt-Incandescent-BR30-Flood-Light-Bulb-12-Pack-per-Case-248872/100560688 | 0 | No Labor Cost | 5.77 | https://www.1000bulbs.com/product/1644/FC15-FER3015W27.html | 0 | No Labor Cost | 3.92 | bulb |  | 3.92
Equipment | CFL - 15W Flood | 15W CFL | EISA-2020 compliant baseline lamp (65W flood) | Commercial | New | Assembly | FL Zone 2 | Per Lamp | 0% | 261.17 | 60.27 | 200.9 | 0.76923 | 7.8 | 0 | 0 | 1.85 | https://www.homedepot.com/p/Philips-65-Watt-Incandescent-BR30-Flood-Light-Bulb-12-Pack-per-Case-248872/100560688 | 0 | No Labor Cost | 5.77 | https://www.1000bulbs.com/product/1644/FC15-FER3015W27.html | 0 | No Labor Cost | 3.92 | bulb |  | 3.92
Equipment | CFL - 15W Flood | 15W CFL | EISA-2020 compliant baseline lamp (65W flood) | Commercial | New | College and University | FL Zone 2 | Per Lamp | 0% | 261.17 | 60.27 | 200.9 | 0.76923 | 7.8 | 0 | 0 | 1.85 | https://www.homedepot.com/p/Philips-65-Watt-Incandescent-BR30-Flood-Light-Bulb-12-Pack-per-Case-248872/100560688 | 0 | No Labor Cost | 5.77 | https://www.1000bulbs.com/product/1644/FC15-FER3015W27.html | 0 | No Labor Cost | 3.92 | bulb |  | 3.92
Equipment | CFL - 15W Flood | 15W CFL | EISA-2020 compliant baseline lamp (65W flood) | Commercial | New | Grocery | FL Zone 2 | Per Lamp | 0% | 261.17 | 60.27 | 200.9 | 0.76923 | 7.8 | 0 | 0 | 1.85 | https://www.homedepot.com/p/Philips-65-Watt-Incandescent-BR30-Flood-Light-Bulb-12-Pack-per-Case-248872/100560688 | 0 | No Labor Cost | 5.77 | https://www.1000bulbs.com/product/1644/FC15-FER3015W27.html | 0 | No Labor Cost | 3.92 | bulb |  | 3.92
Equipment | CFL - 15W Flood | 15W CFL | EISA-2020 compliant baseline lamp (65W flood) | Commercial | New | Healthcare | FL Zone 2 | Per Lamp | 0% | 261.17 | 60.27 | 200.9 | 0.76923 | 7.8 | 0 | 0 | 1.85 | https://www.homedepot.com/p/Philips-65-Watt-Incandescent-BR30-Flood-Light-Bulb-12-Pack-per-Case-248872/100560688 | 0 | No Labor Cost | 5.77 | https://www.1000bulbs.com/product/1644/FC15-FER3015W27.html | 0 | No Labor Cost | 3.92 | bulb |  | 3.92
Equipment | CFL - 15W Flood | 15W CFL | EISA-2020 compliant baseline lamp (65W flood) | Commercial | New | Hospitals | FL Zone 2 | Per Lamp | 0% | 261.17 | 60.27 | 200.9 | 0.76923 | 7.8 | 0 | 0 | 1.85 | https://www.homedepot.com/p/Philips-65-Watt-Incandescent-BR30-Flood-Light-Bulb-12-Pack-per-Case-248872/100560688 | 0 | No Labor Cost | 5.77 | https://www.1000bulbs.com/product/1644/FC15-FER3015W27.html | 0 | No Labor Cost | 3.92 | bulb |  | 3.92
Equipment | CFL - 15W Flood | 15W CFL | EISA-2020 compliant baseline lamp (65W flood) | Commercial | New | Institutional | FL Zone 2 | Per Lamp | 0% | 261.17 | 60.27 | 200.9 | 0.76923 | 7.8 | 0 | 0 | 1.85 | https://www.homedepot.com/p/Philips-65-Watt-Incandescent-BR30-Flood-Light-Bulb-12-Pack-per-Case-248872/100560688 | 0 | No Labor Cost | 5.77 | https://www.1000bulbs.com/product/1644/FC15-FER3015W27.html | 0 | No Labor Cost | 3.92 | bulb |  | 3.92
Equipment | CFL - 15W Flood | 15W CFL | EISA-2020 compliant baseline lamp (65W flood) | Commercial | New | Lodging/Hospitality | FL Zone 2 | Per Lamp | 0% | 261.17 | 60.27 | 200.9 | 0.76923 | 7.8 | 0 | 0 | 1.85 | https://www.homedepot.com/p/Philips-65-Watt-Incandescent-BR30-Flood-Light-Bulb-12-Pack-per-Case-248872/100560688 | 0 | No Labor Cost | 5.77 | https://www.1000bulbs.com/product/1644/FC15-FER3015W27.html | 0 | No Labor Cost | 3.92 | bulb |  | 3.92
Equipment | CFL - 15W Flood | 15W CFL | EISA-2020 compliant baseline lamp (65W flood) | Commercial | New | Miscellaneous | FL Zone 2 | Per Lamp | 0% | 261.17 | 60.27 | 200.9 | 0.76923 | 7.8 | 0 | 0 | 1.85 | https://www.homedepot.com/p/Philips-65-Watt-Incandescent-BR30-Flood-Light-Bulb-12-Pack-per-Case-248872/100560688 | 0 | No Labor Cost | 5.77 | https://www.1000bulbs.com/product/1644/FC15-FER3015W27.html | 0 | No Labor Cost | 3.92 | bulb |  | 3.92
Equipment | CFL - 15W Flood | 15W CFL | EISA-2020 compliant baseline lamp (65W flood) | Commercial | New | Offices | FL Zone 2 | Per Lamp | 0% | 261.17 | 60.27 | 200.9 | 0.76923 | 7.8 | 0 | 0 | 1.85 | https://www.homedepot.com/p/Philips-65-Watt-Incandescent-BR30-Flood-Light-Bulb-12-Pack-per-Case-248872/100560688 | 0 | No Labor Cost | 5.77 | https://www.1000bulbs.com/product/1644/FC15-FER3015W27.html | 0 | No Labor Cost | 3.92 | bulb |  | 3.92
Equipment | CFL - 15W Flood | 15W CFL | EISA-2020 compliant baseline lamp (65W flood) | Commercial | New | Restaurants | FL Zone 2 | Per Lamp | 0% | 261.17 | 60.27 | 200.9 | 0.76923 | 7.8 | 0 | 0 | 1.85 | https://www.homedepot.com/p/Philips-65-Watt-Incandescent-BR30-Flood-Light-Bulb-12-Pack-per-Case-248872/100560688 | 0 | No Labor Cost | 5.77 | https://www.1000bulbs.com/product/1644/FC15-FER3015W27.html | 0 | No Labor Cost | 3.92 | bulb |  | 3.92
Equipment | CFL - 15W Flood | 15W CFL | EISA-2020 compliant baseline lamp (65W flood) | Commercial | New | Retail | FL Zone 2 | Per Lamp | 0% | 261.17 | 60.27 | 200.9 | 0.76923 | 7.8 | 0 | 0 | 1.85 | https://www.homedepot.com/p/Philips-65-Watt-Incandescent-BR30-Flood-Light-Bulb-12-Pack-per-Case-248872/100560688 | 0 | No Labor Cost | 5.77 | https://www.1000bulbs.com/product/1644/FC15-FER3015W27.html | 0 | No Labor Cost | 3.92 | bulb |  | 3.92
Equipment | CFL - 15W Flood | 15W CFL | EISA-2020 compliant baseline lamp (65W flood) | Commercial | New | Schools K-12 | FL Zone 2 | Per Lamp | 0% | 261.17 | 60.27 | 200.9 | 0.76923 | 7.8 | 0 | 0 | 1.85 | https://www.homedepot.com/p/Philips-65-Watt-Incandescent-BR30-Flood-Light-Bulb-12-Pack-per-Case-248872/100560688 | 0 | No Labor Cost | 5.77 | https://www.1000bulbs.com/product/1644/FC15-FER3015W27.html | 0 | No Labor Cost | 3.92 | bulb |  | 3.92
Equipment | CFL - 15W Flood | 15W CFL | EISA-2020 compliant baseline lamp (65W flood) | Commercial | New | Warehouse | FL Zone 2 | Per Lamp | 0% | 261.17 | 60.27 | 200.9 | 0.76923 | 7.8 | 0 | 0 | 1.85 | https://www.homedepot.com/p/Philips-65-Watt-Incandescent-BR30-Flood-Light-Bulb-12-Pack-per-Case-248872/100560688 | 0 | No Labor Cost | 5.77 | https://www.1000bulbs.com/product/1644/FC15-FER3015W27.html | 0 | No Labor Cost | 3.92 | bulb |  | 3.92
Equipment | High Efficiency HID Lighting | One Pulse Start Metal Halide 200W | Average Lumen Equivalent High Intensity Discharge Fixture | Commercial | Turnover | Assembly | FL Zone 2 | Per Fixture | 0% | 1416.345 | 932.176 | 484.169 | 0.34184 | 13 | 0 | 0 | 106.78 | https://www.amazon.com/Hubbell-Outdoor-WGL250S-250-watt-Pressure/dp/B0092Q6ZPW/ref=asc_df_B0092Q6ZPW/?tag=hyprod-20&linkCode=df0&hvadid=222189693293&hvpos=1o6&hvnetw=g&hvrand=5938126234860207798&hvpone=&hvptwo=&hvqmt=&hvdev=c&hvdvcmdl=&hvlocint=&hvlocphy=9009673&hvtargid=pla-441788680757&psc=1 | 82.76 | rate at $82.76/per labor hour assume 1 hours work, https://www.homewyse.com/services/cost_to_install_lighting_control_system.html | 300.22 | https://www.amazon.com/RAB-Lighting-MEGH200PSQ-PCS-Photocell/dp/B005PTOBSS/ref=sr_1_36?s=hi&ie=UTF8&qid=1538488477&sr=1-36&keywords=200+watt+pulse+start+metal+halide | 82.76 | rate at $82.76/per labor hour assume 1 hours work, https://www.homewyse.com/services/cost_to_install_lighting_control_system.html | 193.44 | fixture |  | 193.44
Equipment | High Efficiency HID Lighting | One Pulse Start Metal Halide 200W | Average Lumen Equivalent High Intensity Discharge Fixture | Commercial | Turnover | College and University | FL Zone 2 | Per Fixture | 0% | 1416.345 | 932.176 | 484.169 | 0.34184 | 13 | 0 | 0 | 106.78 | https://www.amazon.com/Hubbell-Outdoor-WGL250S-250-watt-Pressure/dp/B0092Q6ZPW/ref=asc_df_B0092Q6ZPW/?tag=hyprod-20&linkCode=df0&hvadid=222189693293&hvpos=1o6&hvnetw=g&hvrand=5938126234860207798&hvpone=&hvptwo=&hvqmt=&hvdev=c&hvdvcmdl=&hvlocint=&hvlocphy=9009673&hvtargid=pla-441788680757&psc=1 | 82.76 | rate at $82.76/per labor hour assume 1 hours work, https://www.homewyse.com/services/cost_to_install_lighting_control_system.html | 300.22 | https://www.amazon.com/RAB-Lighting-MEGH200PSQ-PCS-Photocell/dp/B005PTOBSS/ref=sr_1_36?s=hi&ie=UTF8&qid=1538488477&sr=1-36&keywords=200+watt+pulse+start+metal+halide | 82.76 | rate at $82.76/per labor hour assume 1 hours work, https://www.homewyse.com/services/cost_to_install_lighting_control_system.html | 193.44 | fixture |  | 193.44
Equipment | High Efficiency HID Lighting | One Pulse Start Metal Halide 200W | Average Lumen Equivalent High Intensity Discharge Fixture | Commercial | Turnover | Grocery | FL Zone 2 | Per Fixture | 0% | 1416.345 | 932.176 | 484.169 | 0.34184 | 13 | 0 | 0 | 106.78 | https://www.amazon.com/Hubbell-Outdoor-WGL250S-250-watt-Pressure/dp/B0092Q6ZPW/ref=asc_df_B0092Q6ZPW/?tag=hyprod-20&linkCode=df0&hvadid=222189693293&hvpos=1o6&hvnetw=g&hvrand=5938126234860207798&hvpone=&hvptwo=&hvqmt=&hvdev=c&hvdvcmdl=&hvlocint=&hvlocphy=9009673&hvtargid=pla-441788680757&psc=1 | 82.76 | rate at $82.76/per labor hour assume 1 hours work, https://www.homewyse.com/services/cost_to_install_lighting_control_system.html | 300.22 | https://www.amazon.com/RAB-Lighting-MEGH200PSQ-PCS-Photocell/dp/B005PTOBSS/ref=sr_1_36?s=hi&ie=UTF8&qid=1538488477&sr=1-36&keywords=200+watt+pulse+start+metal+halide | 82.76 | rate at $82.76/per labor hour assume 1 hours work, https://www.homewyse.com/services/cost_to_install_lighting_control_system.html | 193.44 | fixture |  | 193.44
Equipment | High Efficiency HID Lighting | One Pulse Start Metal Halide 200W | Average Lumen Equivalent High Intensity Discharge Fixture | Commercial | Turnover | Healthcare | FL Zone 2 | Per Fixture | 0% | 1416.345 | 932.176 | 484.169 | 0.34184 | 13 | 0 | 0 | 106.78 | https://www.amazon.com/Hubbell-Outdoor-WGL250S-250-watt-Pressure/dp/B0092Q6ZPW/ref=asc_df_B0092Q6ZPW/?tag=hyprod-20&linkCode=df0&hvadid=222189693293&hvpos=1o6&hvnetw=g&hvrand=5938126234860207798&hvpone=&hvptwo=&hvqmt=&hvdev=c&hvdvcmdl=&hvlocint=&hvlocphy=9009673&hvtargid=pla-441788680757&psc=1 | 82.76 | rate at $82.76/per labor hour assume 1 hours work, https://www.homewyse.com/services/cost_to_install_lighting_control_system.html | 300.22 | https://www.amazon.com/RAB-Lighting-MEGH200PSQ-PCS-Photocell/dp/B005PTOBSS/ref=sr_1_36?s=hi&ie=UTF8&qid=1538488477&sr=1-36&keywords=200+watt+pulse+start+metal+halide | 82.76 | rate at $82.76/per labor hour assume 1 hours work, https://www.homewyse.com/services/cost_to_install_lighting_control_system.html | 193.44 | fixture |  | 193.44
Equipment | High Efficiency HID Lighting | One Pulse Start Metal Halide 200W | Average Lumen Equivalent High Intensity Discharge Fixture | Commercial | Turnover | Hospitals | FL Zone 2 | Per Fixture | 0% | 1416.345 | 932.176 | 484.169 | 0.34184 | 13 | 0 | 0 | 106.78 | https://www.amazon.com/Hubbell-Outdoor-WGL250S-250-watt-Pressure/dp/B0092Q6ZPW/ref=asc_df_B0092Q6ZPW/?tag=hyprod-20&linkCode=df0&hvadid=222189693293&hvpos=1o6&hvnetw=g&hvrand=5938126234860207798&hvpone=&hvptwo=&hvqmt=&hvdev=c&hvdvcmdl=&hvlocint=&hvlocphy=9009673&hvtargid=pla-441788680757&psc=1 | 82.76 | rate at $82.76/per labor hour assume 1 hours work, https://www.homewyse.com/services/cost_to_install_lighting_control_system.html | 300.22 | https://www.amazon.com/RAB-Lighting-MEGH200PSQ-PCS-Photocell/dp/B005PTOBSS/ref=sr_1_36?s=hi&ie=UTF8&qid=1538488477&sr=1-36&keywords=200+watt+pulse+start+metal+halide | 82.76 | rate at $82.76/per labor hour assume 1 hours work, https://www.homewyse.com/services/cost_to_install_lighting_control_system.html | 193.44 | fixture |  | 193.44
Equipment | High Efficiency HID Lighting | One Pulse Start Metal Halide 200W | Average Lumen Equivalent High Intensity Discharge Fixture | Commercial | Turnover | Institutional | FL Zone 2 | Per Fixture | 0% | 1416.345 | 932.176 | 484.169 | 0.34184 | 13 | 0 | 0 | 106.78 | https://www.amazon.com/Hubbell-Outdoor-WGL250S-250-watt-Pressure/dp/B0092Q6ZPW/ref=asc_df_B0092Q6ZPW/?tag=hyprod-20&linkCode=df0&hvadid=222189693293&hvpos=1o6&hvnetw=g&hvrand=5938126234860207798&hvpone=&hvptwo=&hvqmt=&hvdev=c&hvdvcmdl=&hvlocint=&hvlocphy=9009673&hvtargid=pla-441788680757&psc=1 | 82.76 | rate at $82.76/per labor hour assume 1 hours work, https://www.homewyse.com/services/cost_to_install_lighting_control_system.html | 300.22 | https://www.amazon.com/RAB-Lighting-MEGH200PSQ-PCS-Photocell/dp/B005PTOBSS/ref=sr_1_36?s=hi&ie=UTF8&qid=1538488477&sr=1-36&keywords=200+watt+pulse+start+metal+halide | 82.76 | rate at $82.76/per labor hour assume 1 hours work, https://www.homewyse.com/services/cost_to_install_lighting_control_system.html | 193.44 | fixture |  | 193.44
Equipment | High Efficiency HID Lighting | One Pulse Start Metal Halide 200W | Average Lumen Equivalent High Intensity Discharge Fixture | Commercial | Turnover | Lodging/Hospitality | FL Zone 2 | Per Fixture | 0% | 1416.345 | 932.176 | 484.169 | 0.34184 | 13 | 0 | 0 | 106.78 | https://www.amazon.com/Hubbell-Outdoor-WGL250S-250-watt-Pressure/dp/B0092Q6ZPW/ref=asc_df_B0092Q6ZPW/?tag=hyprod-20&linkCode=df0&hvadid=222189693293&hvpos=1o6&hvnetw=g&hvrand=5938126234860207798&hvpone=&hvptwo=&hvqmt=&hvdev=c&hvdvcmdl=&hvlocint=&hvlocphy=9009673&hvtargid=pla-441788680757&psc=1 | 82.76 | rate at $82.76/per labor hour assume 1 hours work, https://www.homewyse.com/services/cost_to_install_lighting_control_system.html | 300.22 | https://www.amazon.com/RAB-Lighting-MEGH200PSQ-PCS-Photocell/dp/B005PTOBSS/ref=sr_1_36?s=hi&ie=UTF8&qid=1538488477&sr=1-36&keywords=200+watt+pulse+start+metal+halide | 82.76 | rate at $82.76/per labor hour assume 1 hours work, https://www.homewyse.com/services/cost_to_install_lighting_control_system.html | 193.44 | fixture |  | 193.44
Equipment | High Efficiency HID Lighting | One Pulse Start Metal Halide 200W | Average Lumen Equivalent High Intensity Discharge Fixture | Commercial | Turnover | Miscellaneous | FL Zone 2 | Per Fixture | 0% | 1416.345 | 932.176 | 484.169 | 0.34184 | 13 | 0 | 0 | 106.78 | https://www.amazon.com/Hubbell-Outdoor-WGL250S-250-watt-Pressure/dp/B0092Q6ZPW/ref=asc_df_B0092Q6ZPW/?tag=hyprod-20&linkCode=df0&hvadid=222189693293&hvpos=1o6&hvnetw=g&hvrand=5938126234860207798&hvpone=&hvptwo=&hvqmt=&hvdev=c&hvdvcmdl=&hvlocint=&hvlocphy=9009673&hvtargid=pla-441788680757&psc=1 | 82.76 | rate at $82.76/per labor hour assume 1 hours work, https://www.homewyse.com/services/cost_to_install_lighting_control_system.html | 300.22 | https://www.amazon.com/RAB-Lighting-MEGH200PSQ-PCS-Photocell/dp/B005PTOBSS/ref=sr_1_36?s=hi&ie=UTF8&qid=1538488477&sr=1-36&keywords=200+watt+pulse+start+metal+halide | 82.76 | rate at $82.76/per labor hour assume 1 hours work, https://www.homewyse.com/services/cost_to_install_lighting_control_system.html | 193.44 | fixture |  | 193.44
Equipment | High Efficiency HID Lighting | One Pulse Start Metal Halide 200W | Average Lumen Equivalent High Intensity Discharge Fixture | Commercial | Turnover | Offices | FL Zone 2 | Per Fixture | 0% | 1416.345 | 932.176 | 484.169 | 0.34184 | 13 | 0 | 0 | 106.78 | https://www.amazon.com/Hubbell-Outdoor-WGL250S-250-watt-Pressure/dp/B0092Q6ZPW/ref=asc_df_B0092Q6ZPW/?tag=hyprod-20&linkCode=df0&hvadid=222189693293&hvpos=1o6&hvnetw=g&hvrand=5938126234860207798&hvpone=&hvptwo=&hvqmt=&hvdev=c&hvdvcmdl=&hvlocint=&hvlocphy=9009673&hvtargid=pla-441788680757&psc=1 | 82.76 | rate at $82.76/per labor hour assume 1 hours work, https://www.homewyse.com/services/cost_to_install_lighting_control_system.html | 300.22 | https://www.amazon.com/RAB-Lighting-MEGH200PSQ-PCS-Photocell/dp/B005PTOBSS/ref=sr_1_36?s=hi&ie=UTF8&qid=1538488477&sr=1-36&keywords=200+watt+pulse+start+metal+halide | 82.76 | rate at $82.76/per labor hour assume 1 hours work, https://www.homewyse.com/services/cost_to_install_lighting_control_system.html | 193.44 | fixture |  | 193.44
Equipment | High Efficiency HID Lighting | One Pulse Start Metal Halide 200W | Average Lumen Equivalent High Intensity Discharge Fixture | Commercial | Turnover | Restaurants | FL Zone 2 | Per Fixture | 0% | 1416.345 | 932.176 | 484.169 | 0.34184 | 13 | 0 | 0 | 106.78 | https://www.amazon.com/Hubbell-Outdoor-WGL250S-250-watt-Pressure/dp/B0092Q6ZPW/ref=asc_df_B0092Q6ZPW/?tag=hyprod-20&linkCode=df0&hvadid=222189693293&hvpos=1o6&hvnetw=g&hvrand=5938126234860207798&hvpone=&hvptwo=&hvqmt=&hvdev=c&hvdvcmdl=&hvlocint=&hvlocphy=9009673&hvtargid=pla-441788680757&psc=1 | 82.76 | rate at $82.76/per labor hour assume 1 hours work, https://www.homewyse.com/services/cost_to_install_lighting_control_system.html | 300.22 | https://www.amazon.com/RAB-Lighting-MEGH200PSQ-PCS-Photocell/dp/B005PTOBSS/ref=sr_1_36?s=hi&ie=UTF8&qid=1538488477&sr=1-36&keywords=200+watt+pulse+start+metal+halide | 82.76 | rate at $82.76/per labor hour assume 1 hours work, https://www.homewyse.com/services/cost_to_install_lighting_control_system.html | 193.44 | fixture |  | 193.44
Equipment | High Efficiency HID Lighting | One Pulse Start Metal Halide 200W | Average Lumen Equivalent High Intensity Discharge Fixture | Commercial | Turnover | Retail | FL Zone 2 | Per Fixture | 0% | 1416.345 | 932.176 | 484.169 | 0.34184 | 13 | 0 | 0 | 106.78 | https://www.amazon.com/Hubbell-Outdoor-WGL250S-250-watt-Pressure/dp/B0092Q6ZPW/ref=asc_df_B0092Q6ZPW/?tag=hyprod-20&linkCode=df0&hvadid=222189693293&hvpos=1o6&hvnetw=g&hvrand=5938126234860207798&hvpone=&hvptwo=&hvqmt=&hvdev=c&hvdvcmdl=&hvlocint=&hvlocphy=9009673&hvtargid=pla-441788680757&psc=1 | 82.76 | rate at $82.76/per labor hour assume 1 hours work, https://www.homewyse.com/services/cost_to_install_lighting_control_system.html | 300.22 | https://www.amazon.com/RAB-Lighting-MEGH200PSQ-PCS-Photocell/dp/B005PTOBSS/ref=sr_1_36?s=hi&ie=UTF8&qid=1538488477&sr=1-36&keywords=200+watt+pulse+start+metal+halide | 82.76 | rate at $82.76/per labor hour assume 1 hours work, https://www.homewyse.com/services/cost_to_install_lighting_control_system.html | 193.44 | fixture |  | 193.44
Equipment | High Efficiency HID Lighting | One Pulse Start Metal Halide 200W | Average Lumen Equivalent High Intensity Discharge Fixture | Commercial | Turnover | Schools K-12 | FL Zone 2 | Per Fixture | 0% | 1416.345 | 932.176 | 484.169 | 0.34184 | 13 | 0 | 0 | 106.78 | https://www.amazon.com/Hubbell-Outdoor-WGL250S-250-watt-Pressure/dp/B0092Q6ZPW/ref=asc_df_B0092Q6ZPW/?tag=hyprod-20&linkCode=df0&hvadid=222189693293&hvpos=1o6&hvnetw=g&hvrand=5938126234860207798&hvpone=&hvptwo=&hvqmt=&hvdev=c&hvdvcmdl=&hvlocint=&hvlocphy=9009673&hvtargid=pla-441788680757&psc=1 | 82.76 | rate at $82.76/per labor hour assume 1 hours work, https://www.homewyse.com/services/cost_to_install_lighting_control_system.html | 300.22 | https://www.amazon.com/RAB-Lighting-MEGH200PSQ-PCS-Photocell/dp/B005PTOBSS/ref=sr_1_36?s=hi&ie=UTF8&qid=1538488477&sr=1-36&keywords=200+watt+pulse+start+metal+halide | 82.76 | rate at $82.76/per labor hour assume 1 hours work, https://www.homewyse.com/services/cost_to_install_lighting_control_system.html | 193.44 | fixture |  | 193.44
Equipment | High Efficiency HID Lighting | One Pulse Start Metal Halide 200W | Average Lumen Equivalent High Intensity Discharge Fixture | Commercial | Turnover | Warehouse | FL Zone 2 | Per Fixture | 0% | 1416.345 | 932.176 | 484.169 | 0.34184 | 13 | 0 | 0 | 106.78 | https://www.amazon.com/Hubbell-Outdoor-WGL250S-250-watt-Pressure/dp/B0092Q6ZPW/ref=asc_df_B0092Q6ZPW/?tag=hyprod-20&linkCode=df0&hvadid=222189693293&hvpos=1o6&hvnetw=g&hvrand=5938126234860207798&hvpone=&hvptwo=&hvqmt=&hvdev=c&hvdvcmdl=&hvlocint=&hvlocphy=9009673&hvtargid=pla-441788680757&psc=1 | 82.76 | rate at $82.76/per labor hour assume 1 hours work, https://www.homewyse.com/services/cost_to_install_lighting_control_system.html | 300.22 | https://www.amazon.com/RAB-Lighting-MEGH200PSQ-PCS-Photocell/dp/B005PTOBSS/ref=sr_1_36?s=hi&ie=UTF8&qid=1538488477&sr=1-36&keywords=200+watt+pulse+start+metal+halide | 82.76 | rate at $82.76/per labor hour assume 1 hours work, https://www.homewyse.com/services/cost_to_install_lighting_control_system.html | 193.44 | fixture |  | 193.44
Equipment | High Efficiency HID Lighting | One Pulse Start Metal Halide 200W | Average Lumen Equivalent High Intensity Discharge Fixture | Commercial | New | Assembly | FL Zone 2 | Per Fixture | 0% | 1416.345 | 932.176 | 484.169 | 0.34184 | 13 | 0 | 0 | 106.78 | https://www.amazon.com/Hubbell-Outdoor-WGL250S-250-watt-Pressure/dp/B0092Q6ZPW/ref=asc_df_B0092Q6ZPW/?tag=hyprod-20&linkCode=df0&hvadid=222189693293&hvpos=1o6&hvnetw=g&hvrand=5938126234860207798&hvpone=&hvptwo=&hvqmt=&hvdev=c&hvdvcmdl=&hvlocint=&hvlocphy=9009673&hvtargid=pla-441788680757&psc=1 | 82.76 | rate at $82.76/per labor hour assume 1 hours work, https://www.homewyse.com/services/cost_to_install_lighting_control_system.html | 300.22 | https://www.amazon.com/RAB-Lighting-MEGH200PSQ-PCS-Photocell/dp/B005PTOBSS/ref=sr_1_36?s=hi&ie=UTF8&qid=1538488477&sr=1-36&keywords=200+watt+pulse+start+metal+halide | 82.76 | rate at $82.76/per labor hour assume 1 hours work, https://www.homewyse.com/services/cost_to_install_lighting_control_system.html | 193.44 | fixture |  | 193.44
Equipment | High Efficiency HID Lighting | One Pulse Start Metal Halide 200W | Average Lumen Equivalent High Intensity Discharge Fixture | Commercial | New | College and University | FL Zone 2 | Per Fixture | 0% | 1416.345 | 932.176 | 484.169 | 0.34184 | 13 | 0 | 0 | 106.78 | https://www.amazon.com/Hubbell-Outdoor-WGL250S-250-watt-Pressure/dp/B0092Q6ZPW/ref=asc_df_B0092Q6ZPW/?tag=hyprod-20&linkCode=df0&hvadid=222189693293&hvpos=1o6&hvnetw=g&hvrand=5938126234860207798&hvpone=&hvptwo=&hvqmt=&hvdev=c&hvdvcmdl=&hvlocint=&hvlocphy=9009673&hvtargid=pla-441788680757&psc=1 | 82.76 | rate at $82.76/per labor hour assume 1 hours work, https://www.homewyse.com/services/cost_to_install_lighting_control_system.html | 300.22 | https://www.amazon.com/RAB-Lighting-MEGH200PSQ-PCS-Photocell/dp/B005PTOBSS/ref=sr_1_36?s=hi&ie=UTF8&qid=1538488477&sr=1-36&keywords=200+watt+pulse+start+metal+halide | 82.76 | rate at $82.76/per labor hour assume 1 hours work, https://www.homewyse.com/services/cost_to_install_lighting_control_system.html | 193.44 | fixture |  | 193.44
Equipment | High Efficiency HID Lighting | One Pulse Start Metal Halide 200W | Average Lumen Equivalent High Intensity Discharge Fixture | Commercial | New | Grocery | FL Zone 2 | Per Fixture | 0% | 1416.345 | 932.176 | 484.169 | 0.34184 | 13 | 0 | 0 | 106.78 | https://www.amazon.com/Hubbell-Outdoor-WGL250S-250-watt-Pressure/dp/B0092Q6ZPW/ref=asc_df_B0092Q6ZPW/?tag=hyprod-20&linkCode=df0&hvadid=222189693293&hvpos=1o6&hvnetw=g&hvrand=5938126234860207798&hvpone=&hvptwo=&hvqmt=&hvdev=c&hvdvcmdl=&hvlocint=&hvlocphy=9009673&hvtargid=pla-441788680757&psc=1 | 82.76 | rate at $82.76/per labor hour assume 1 hours work, https://www.homewyse.com/services/cost_to_install_lighting_control_system.html | 300.22 | https://www.amazon.com/RAB-Lighting-MEGH200PSQ-PCS-Photocell/dp/B005PTOBSS/ref=sr_1_36?s=hi&ie=UTF8&qid=1538488477&sr=1-36&keywords=200+watt+pulse+start+metal+halide | 82.76 | rate at $82.76/per labor hour assume 1 hours work, https://www.homewyse.com/services/cost_to_install_lighting_control_system.html | 193.44 | fixture |  | 193.44
Equipment | High Efficiency HID Lighting | One Pulse Start Metal Halide 200W | Average Lumen Equivalent High Intensity Discharge Fixture | Commercial | New | Healthcare | FL Zone 2 | Per Fixture | 0% | 1416.345 | 932.176 | 484.169 | 0.34184 | 13 | 0 | 0 | 106.78 | https://www.amazon.com/Hubbell-Outdoor-WGL250S-250-watt-Pressure/dp/B0092Q6ZPW/ref=asc_df_B0092Q6ZPW/?tag=hyprod-20&linkCode=df0&hvadid=222189693293&hvpos=1o6&hvnetw=g&hvrand=5938126234860207798&hvpone=&hvptwo=&hvqmt=&hvdev=c&hvdvcmdl=&hvlocint=&hvlocphy=9009673&hvtargid=pla-441788680757&psc=1 | 82.76 | rate at $82.76/per labor hour assume 1 hours work, https://www.homewyse.com/services/cost_to_install_lighting_control_system.html | 300.22 | https://www.amazon.com/RAB-Lighting-MEGH200PSQ-PCS-Photocell/dp/B005PTOBSS/ref=sr_1_36?s=hi&ie=UTF8&qid=1538488477&sr=1-36&keywords=200+watt+pulse+start+metal+halide | 82.76 | rate at $82.76/per labor hour assume 1 hours work, https://www.homewyse.com/services/cost_to_install_lighting_control_system.html | 193.44 | fixture |  | 193.44
Equipment | High Efficiency HID Lighting | One Pulse Start Metal Halide 200W | Average Lumen Equivalent High Intensity Discharge Fixture | Commercial | New | Hospitals | FL Zone 2 | Per Fixture | 0% | 1416.345 | 932.176 | 484.169 | 0.34184 | 13 | 0 | 0 | 106.78 | https://www.amazon.com/Hubbell-Outdoor-WGL250S-250-watt-Pressure/dp/B0092Q6ZPW/ref=asc_df_B0092Q6ZPW/?tag=hyprod-20&linkCode=df0&hvadid=222189693293&hvpos=1o6&hvnetw=g&hvrand=5938126234860207798&hvpone=&hvptwo=&hvqmt=&hvdev=c&hvdvcmdl=&hvlocint=&hvlocphy=9009673&hvtargid=pla-441788680757&psc=1 | 82.76 | rate at $82.76/per labor hour assume 1 hours work, https://www.homewyse.com/services/cost_to_install_lighting_control_system.html | 300.22 | https://www.amazon.com/RAB-Lighting-MEGH200PSQ-PCS-Photocell/dp/B005PTOBSS/ref=sr_1_36?s=hi&ie=UTF8&qid=1538488477&sr=1-36&keywords=200+watt+pulse+start+metal+halide | 82.76 | rate at $82.76/per labor hour assume 1 hours work, https://www.homewyse.com/services/cost_to_install_lighting_control_system.html | 193.44 | fixture |  | 193.44
Equipment | High Efficiency HID Lighting | One Pulse Start Metal Halide 200W | Average Lumen Equivalent High Intensity Discharge Fixture | Commercial | New | Institutional | FL Zone 2 | Per Fixture | 0% | 1416.345 | 932.176 | 484.169 | 0.34184 | 13 | 0 | 0 | 106.78 | https://www.amazon.com/Hubbell-Outdoor-WGL250S-250-watt-Pressure/dp/B0092Q6ZPW/ref=asc_df_B0092Q6ZPW/?tag=hyprod-20&linkCode=df0&hvadid=222189693293&hvpos=1o6&hvnetw=g&hvrand=5938126234860207798&hvpone=&hvptwo=&hvqmt=&hvdev=c&hvdvcmdl=&hvlocint=&hvlocphy=9009673&hvtargid=pla-441788680757&psc=1 | 82.76 | rate at $82.76/per labor hour assume 1 hours work, https://www.homewyse.com/services/cost_to_install_lighting_control_system.html | 300.22 | https://www.amazon.com/RAB-Lighting-MEGH200PSQ-PCS-Photocell/dp/B005PTOBSS/ref=sr_1_36?s=hi&ie=UTF8&qid=1538488477&sr=1-36&keywords=200+watt+pulse+start+metal+halide | 82.76 | rate at $82.76/per labor hour assume 1 hours work, https://www.homewyse.com/services/cost_to_install_lighting_control_system.html | 193.44 | fixture |  | 193.44
Equipment | High Efficiency HID Lighting | One Pulse Start Metal Halide 200W | Average Lumen Equivalent High Intensity Discharge Fixture | Commercial | New | Lodging/Hospitality | FL Zone 2 | Per Fixture | 0% | 1416.345 | 932.176 | 484.169 | 0.34184 | 13 | 0 | 0 | 106.78 | https://www.amazon.com/Hubbell-Outdoor-WGL250S-250-watt-Pressure/dp/B0092Q6ZPW/ref=asc_df_B0092Q6ZPW/?tag=hyprod-20&linkCode=df0&hvadid=222189693293&hvpos=1o6&hvnetw=g&hvrand=5938126234860207798&hvpone=&hvptwo=&hvqmt=&hvdev=c&hvdvcmdl=&hvlocint=&hvlocphy=9009673&hvtargid=pla-441788680757&psc=1 | 82.76 | rate at $82.76/per labor hour assume 1 hours work, https://www.homewyse.com/services/cost_to_install_lighting_control_system.html | 300.22 | https://www.amazon.com/RAB-Lighting-MEGH200PSQ-PCS-Photocell/dp/B005PTOBSS/ref=sr_1_36?s=hi&ie=UTF8&qid=1538488477&sr=1-36&keywords=200+watt+pulse+start+metal+halide | 82.76 | rate at $82.76/per labor hour assume 1 hours work, https://www.homewyse.com/services/cost_to_install_lighting_control_system.html | 193.44 | fixture |  | 193.44
Equipment | High Efficiency HID Lighting | One Pulse Start Metal Halide 200W | Average Lumen Equivalent High Intensity Discharge Fixture | Commercial | New | Miscellaneous | FL Zone 2 | Per Fixture | 0% | 1416.345 | 932.176 | 484.169 | 0.34184 | 13 | 0 | 0 | 106.78 | https://www.amazon.com/Hubbell-Outdoor-WGL250S-250-watt-Pressure/dp/B0092Q6ZPW/ref=asc_df_B0092Q6ZPW/?tag=hyprod-20&linkCode=df0&hvadid=222189693293&hvpos=1o6&hvnetw=g&hvrand=5938126234860207798&hvpone=&hvptwo=&hvqmt=&hvdev=c&hvdvcmdl=&hvlocint=&hvlocphy=9009673&hvtargid=pla-441788680757&psc=1 | 82.76 | rate at $82.76/per labor hour assume 1 hours work, https://www.homewyse.com/services/cost_to_install_lighting_control_system.html | 300.22 | https://www.amazon.com/RAB-Lighting-MEGH200PSQ-PCS-Photocell/dp/B005PTOBSS/ref=sr_1_36?s=hi&ie=UTF8&qid=1538488477&sr=1-36&keywords=200+watt+pulse+start+metal+halide | 82.76 | rate at $82.76/per labor hour assume 1 hours work, https://www.homewyse.com/services/cost_to_install_lighting_control_system.html | 193.44 | fixture |  | 193.44
Equipment | High Efficiency HID Lighting | One Pulse Start Metal Halide 200W | Average Lumen Equivalent High Intensity Discharge Fixture | Commercial | New | Offices | FL Zone 2 | Per Fixture | 0% | 1416.345 | 932.176 | 484.169 | 0.34184 | 13 | 0 | 0 | 106.78 | https://www.amazon.com/Hubbell-Outdoor-WGL250S-250-watt-Pressure/dp/B0092Q6ZPW/ref=asc_df_B0092Q6ZPW/?tag=hyprod-20&linkCode=df0&hvadid=222189693293&hvpos=1o6&hvnetw=g&hvrand=5938126234860207798&hvpone=&hvptwo=&hvqmt=&hvdev=c&hvdvcmdl=&hvlocint=&hvlocphy=9009673&hvtargid=pla-441788680757&psc=1 | 82.76 | rate at $82.76/per labor hour assume 1 hours work, https://www.homewyse.com/services/cost_to_install_lighting_control_system.html | 300.22 | https://www.amazon.com/RAB-Lighting-MEGH200PSQ-PCS-Photocell/dp/B005PTOBSS/ref=sr_1_36?s=hi&ie=UTF8&qid=1538488477&sr=1-36&keywords=200+watt+pulse+start+metal+halide | 82.76 | rate at $82.76/per labor hour assume 1 hours work, https://www.homewyse.com/services/cost_to_install_lighting_control_system.html | 193.44 | fixture |  | 193.44
Equipment | High Efficiency HID Lighting | One Pulse Start Metal Halide 200W | Average Lumen Equivalent High Intensity Discharge Fixture | Commercial | New | Restaurants | FL Zone 2 | Per Fixture | 0% | 1416.345 | 932.176 | 484.169 | 0.34184 | 13 | 0 | 0 | 106.78 | https://www.amazon.com/Hubbell-Outdoor-WGL250S-250-watt-Pressure/dp/B0092Q6ZPW/ref=asc_df_B0092Q6ZPW/?tag=hyprod-20&linkCode=df0&hvadid=222189693293&hvpos=1o6&hvnetw=g&hvrand=5938126234860207798&hvpone=&hvptwo=&hvqmt=&hvdev=c&hvdvcmdl=&hvlocint=&hvlocphy=9009673&hvtargid=pla-441788680757&psc=1 | 82.76 | rate at $82.76/per labor hour assume 1 hours work, https://www.homewyse.com/services/cost_to_install_lighting_control_system.html | 300.22 | https://www.amazon.com/RAB-Lighting-MEGH200PSQ-PCS-Photocell/dp/B005PTOBSS/ref=sr_1_36?s=hi&ie=UTF8&qid=1538488477&sr=1-36&keywords=200+watt+pulse+start+metal+halide | 82.76 | rate at $82.76/per labor hour assume 1 hours work, https://www.homewyse.com/services/cost_to_install_lighting_control_system.html | 193.44 | fixture |  | 193.44
Equipment | High Efficiency HID Lighting | One Pulse Start Metal Halide 200W | Average Lumen Equivalent High Intensity Discharge Fixture | Commercial | New | Retail | FL Zone 2 | Per Fixture | 0% | 1416.345 | 932.176 | 484.169 | 0.34184 | 13 | 0 | 0 | 106.78 | https://www.amazon.com/Hubbell-Outdoor-WGL250S-250-watt-Pressure/dp/B0092Q6ZPW/ref=asc_df_B0092Q6ZPW/?tag=hyprod-20&linkCode=df0&hvadid=222189693293&hvpos=1o6&hvnetw=g&hvrand=5938126234860207798&hvpone=&hvptwo=&hvqmt=&hvdev=c&hvdvcmdl=&hvlocint=&hvlocphy=9009673&hvtargid=pla-441788680757&psc=1 | 82.76 | rate at $82.76/per labor hour assume 1 hours work, https://www.homewyse.com/services/cost_to_install_lighting_control_system.html | 300.22 | https://www.amazon.com/RAB-Lighting-MEGH200PSQ-PCS-Photocell/dp/B005PTOBSS/ref=sr_1_36?s=hi&ie=UTF8&qid=1538488477&sr=1-36&keywords=200+watt+pulse+start+metal+halide | 82.76 | rate at $82.76/per labor hour assume 1 hours work, https://www.homewyse.com/services/cost_to_install_lighting_control_system.html | 193.44 | fixture |  | 193.44
Equipment | High Efficiency HID Lighting | One Pulse Start Metal Halide 200W | Average Lumen Equivalent High Intensity Discharge Fixture | Commercial | New | Schools K-12 | FL Zone 2 | Per Fixture | 0% | 1416.345 | 932.176 | 484.169 | 0.34184 | 13 | 0 | 0 | 106.78 | https://www.amazon.com/Hubbell-Outdoor-WGL250S-250-watt-Pressure/dp/B0092Q6ZPW/ref=asc_df_B0092Q6ZPW/?tag=hyprod-20&linkCode=df0&hvadid=222189693293&hvpos=1o6&hvnetw=g&hvrand=5938126234860207798&hvpone=&hvptwo=&hvqmt=&hvdev=c&hvdvcmdl=&hvlocint=&hvlocphy=9009673&hvtargid=pla-441788680757&psc=1 | 82.76 | rate at $82.76/per labor hour assume 1 hours work, https://www.homewyse.com/services/cost_to_install_lighting_control_system.html | 300.22 | https://www.amazon.com/RAB-Lighting-MEGH200PSQ-PCS-Photocell/dp/B005PTOBSS/ref=sr_1_36?s=hi&ie=UTF8&qid=1538488477&sr=1-36&keywords=200+watt+pulse+start+metal+halide | 82.76 | rate at $82.76/per labor hour assume 1 hours work, https://www.homewyse.com/services/cost_to_install_lighting_control_system.html | 193.44 | fixture |  | 193.44
Equipment | High Efficiency HID Lighting | One Pulse Start Metal Halide 200W | Average Lumen Equivalent High Intensity Discharge Fixture | Commercial | New | Warehouse | FL Zone 2 | Per Fixture | 0% | 1416.345 | 932.176 | 484.169 | 0.34184 | 13 | 0 | 0 | 106.78 | https://www.amazon.com/Hubbell-Outdoor-WGL250S-250-watt-Pressure/dp/B0092Q6ZPW/ref=asc_df_B0092Q6ZPW/?tag=hyprod-20&linkCode=df0&hvadid=222189693293&hvpos=1o6&hvnetw=g&hvrand=5938126234860207798&hvpone=&hvptwo=&hvqmt=&hvdev=c&hvdvcmdl=&hvlocint=&hvlocphy=9009673&hvtargid=pla-441788680757&psc=1 | 82.76 | rate at $82.76/per labor hour assume 1 hours work, https://www.homewyse.com/services/cost_to_install_lighting_control_system.html | 300.22 | https://www.amazon.com/RAB-Lighting-MEGH200PSQ-PCS-Photocell/dp/B005PTOBSS/ref=sr_1_36?s=hi&ie=UTF8&qid=1538488477&sr=1-36&keywords=200+watt+pulse+start+metal+halide | 82.76 | rate at $82.76/per labor hour assume 1 hours work, https://www.homewyse.com/services/cost_to_install_lighting_control_system.html | 193.44 | fixture |  | 193.44
Equipment | LED - 9W Flood | ENERGY STAR Qualified 9W Screw-In LED | 4018W EISA Compliant Halogen Lamp | Commercial | Turnover | Assembly | FL Zone 2 | Per Lamp | 13.31% | 261.17 | 36.162 | 225.008 | 0.86154 | 15 | 0 | 0 | 1.85 | https://www.homedepot.com/p/Philips-65-Watt-Incandescent-BR30-Flood-Light-Bulb-12-Pack-per-Case-248872/100560688 | 0 | No Labor Cost | 4.99 | https://www.homedepot.com/p/Cree-65W-Equivalent-Soft-White-2700K-BR30-Dimmable-Exceptional-Light-Quality-LED-Light-Bulb-2-Pack-TBR30-06527FLFH25-12DE26-1-12/304006396 | 0 | No Labor Cost | 3.14 | bulb |  | 3.14
Equipment | LED - 9W Flood | ENERGY STAR Qualified 9W Screw-In LED | 4018W EISA Compliant Halogen Lamp | Commercial | Turnover | College and University | FL Zone 2 | Per Lamp | 13.31% | 261.17 | 36.162 | 225.008 | 0.86154 | 15 | 0 | 0 | 1.85 | https://www.homedepot.com/p/Philips-65-Watt-Incandescent-BR30-Flood-Light-Bulb-12-Pack-per-Case-248872/100560688 | 0 | No Labor Cost | 4.99 | https://www.homedepot.com/p/Cree-65W-Equivalent-Soft-White-2700K-BR30-Dimmable-Exceptional-Light-Quality-LED-Light-Bulb-2-Pack-TBR30-06527FLFH25-12DE26-1-12/304006396 | 0 | No Labor Cost | 3.14 | bulb |  | 3.14
Equipment | LED - 9W Flood | ENERGY STAR Qualified 9W Screw-In LED | 4018W EISA Compliant Halogen Lamp | Commercial | Turnover | Grocery | FL Zone 2 | Per Lamp | 13.31% | 261.17 | 36.162 | 225.008 | 0.86154 | 15 | 0 | 0 | 1.85 | https://www.homedepot.com/p/Philips-65-Watt-Incandescent-BR30-Flood-Light-Bulb-12-Pack-per-Case-248872/100560688 | 0 | No Labor Cost | 4.99 | https://www.homedepot.com/p/Cree-65W-Equivalent-Soft-White-2700K-BR30-Dimmable-Exceptional-Light-Quality-LED-Light-Bulb-2-Pack-TBR30-06527FLFH25-12DE26-1-12/304006396 | 0 | No Labor Cost | 3.14 | bulb |  | 3.14
Equipment | LED - 9W Flood | ENERGY STAR Qualified 9W Screw-In LED | 4018W EISA Compliant Halogen Lamp | Commercial | Turnover | Healthcare | FL Zone 2 | Per Lamp | 13.31% | 261.17 | 36.162 | 225.008 | 0.86154 | 15 | 0 | 0 | 1.85 | https://www.homedepot.com/p/Philips-65-Watt-Incandescent-BR30-Flood-Light-Bulb-12-Pack-per-Case-248872/100560688 | 0 | No Labor Cost | 4.99 | https://www.homedepot.com/p/Cree-65W-Equivalent-Soft-White-2700K-BR30-Dimmable-Exceptional-Light-Quality-LED-Light-Bulb-2-Pack-TBR30-06527FLFH25-12DE26-1-12/304006396 | 0 | No Labor Cost | 3.14 | bulb |  | 3.14
Equipment | LED - 9W Flood | ENERGY STAR Qualified 9W Screw-In LED | 4018W EISA Compliant Halogen Lamp | Commercial | Turnover | Hospitals | FL Zone 2 | Per Lamp | 13.31% | 261.17 | 36.162 | 225.008 | 0.86154 | 15 | 0 | 0 | 1.85 | https://www.homedepot.com/p/Philips-65-Watt-Incandescent-BR30-Flood-Light-Bulb-12-Pack-per-Case-248872/100560688 | 0 | No Labor Cost | 4.99 | https://www.homedepot.com/p/Cree-65W-Equivalent-Soft-White-2700K-BR30-Dimmable-Exceptional-Light-Quality-LED-Light-Bulb-2-Pack-TBR30-06527FLFH25-12DE26-1-12/304006396 | 0 | No Labor Cost | 3.14 | bulb |  | 3.14
Equipment | LED - 9W Flood | ENERGY STAR Qualified 9W Screw-In LED | 4018W EISA Compliant Halogen Lamp | Commercial | Turnover | Institutional | FL Zone 2 | Per Lamp | 13.31% | 261.17 | 36.162 | 225.008 | 0.86154 | 15 | 0 | 0 | 1.85 | https://www.homedepot.com/p/Philips-65-Watt-Incandescent-BR30-Flood-Light-Bulb-12-Pack-per-Case-248872/100560688 | 0 | No Labor Cost | 4.99 | https://www.homedepot.com/p/Cree-65W-Equivalent-Soft-White-2700K-BR30-Dimmable-Exceptional-Light-Quality-LED-Light-Bulb-2-Pack-TBR30-06527FLFH25-12DE26-1-12/304006396 | 0 | No Labor Cost | 3.14 | bulb |  | 3.14
Equipment | LED - 9W Flood | ENERGY STAR Qualified 9W Screw-In LED | 4018W EISA Compliant Halogen Lamp | Commercial | Turnover | Lodging/Hospitality | FL Zone 2 | Per Lamp | 13.31% | 261.17 | 36.162 | 225.008 | 0.86154 | 15 | 0 | 0 | 1.85 | https://www.homedepot.com/p/Philips-65-Watt-Incandescent-BR30-Flood-Light-Bulb-12-Pack-per-Case-248872/100560688 | 0 | No Labor Cost | 4.99 | https://www.homedepot.com/p/Cree-65W-Equivalent-Soft-White-2700K-BR30-Dimmable-Exceptional-Light-Quality-LED-Light-Bulb-2-Pack-TBR30-06527FLFH25-12DE26-1-12/304006396 | 0 | No Labor Cost | 3.14 | bulb |  | 3.14
Equipment | LED - 9W Flood | ENERGY STAR Qualified 9W Screw-In LED | 4018W EISA Compliant Halogen Lamp | Commercial | Turnover | Miscellaneous | FL Zone 2 | Per Lamp | 13.49% | 261.17 | 36.162 | 225.008 | 0.86154 | 15 | 0 | 0 | 1.85 | https://www.homedepot.com/p/Philips-65-Watt-Incandescent-BR30-Flood-Light-Bulb-12-Pack-per-Case-248872/100560688 | 0 | No Labor Cost | 4.99 | https://www.homedepot.com/p/Cree-65W-Equivalent-Soft-White-2700K-BR30-Dimmable-Exceptional-Light-Quality-LED-Light-Bulb-2-Pack-TBR30-06527FLFH25-12DE26-1-12/304006396 | 0 | No Labor Cost | 3.14 | bulb |  | 3.14
Equipment | LED - 9W Flood | ENERGY STAR Qualified 9W Screw-In LED | 4018W EISA Compliant Halogen Lamp | Commercial | Turnover | Offices | FL Zone 2 | Per Lamp | 13.31% | 261.17 | 36.162 | 225.008 | 0.86154 | 15 | 0 | 0 | 1.85 | https://www.homedepot.com/p/Philips-65-Watt-Incandescent-BR30-Flood-Light-Bulb-12-Pack-per-Case-248872/100560688 | 0 | No Labor Cost | 4.99 | https://www.homedepot.com/p/Cree-65W-Equivalent-Soft-White-2700K-BR30-Dimmable-Exceptional-Light-Quality-LED-Light-Bulb-2-Pack-TBR30-06527FLFH25-12DE26-1-12/304006396 | 0 | No Labor Cost | 3.14 | bulb |  | 3.14
Equipment | LED - 9W Flood | ENERGY STAR Qualified 9W Screw-In LED | 4018W EISA Compliant Halogen Lamp | Commercial | Turnover | Restaurants | FL Zone 2 | Per Lamp | 13.31% | 261.17 | 36.162 | 225.008 | 0.86154 | 15 | 0 | 0 | 1.85 | https://www.homedepot.com/p/Philips-65-Watt-Incandescent-BR30-Flood-Light-Bulb-12-Pack-per-Case-248872/100560688 | 0 | No Labor Cost | 4.99 | https://www.homedepot.com/p/Cree-65W-Equivalent-Soft-White-2700K-BR30-Dimmable-Exceptional-Light-Quality-LED-Light-Bulb-2-Pack-TBR30-06527FLFH25-12DE26-1-12/304006396 | 0 | No Labor Cost | 3.14 | bulb |  | 3.14
Equipment | LED - 9W Flood | ENERGY STAR Qualified 9W Screw-In LED | 4018W EISA Compliant Halogen Lamp | Commercial | Turnover | Retail | FL Zone 2 | Per Lamp | 13.31% | 261.17 | 36.162 | 225.008 | 0.86154 | 15 | 0 | 0 | 1.85 | https://www.homedepot.com/p/Philips-65-Watt-Incandescent-BR30-Flood-Light-Bulb-12-Pack-per-Case-248872/100560688 | 0 | No Labor Cost | 4.99 | https://www.homedepot.com/p/Cree-65W-Equivalent-Soft-White-2700K-BR30-Dimmable-Exceptional-Light-Quality-LED-Light-Bulb-2-Pack-TBR30-06527FLFH25-12DE26-1-12/304006396 | 0 | No Labor Cost | 3.14 | bulb |  | 3.14
Equipment | LED - 9W Flood | ENERGY STAR Qualified 9W Screw-In LED | 4018W EISA Compliant Halogen Lamp | Commercial | Turnover | Schools K-12 | FL Zone 2 | Per Lamp | 13.31% | 261.17 | 36.162 | 225.008 | 0.86154 | 15 | 0 | 0 | 1.85 | https://www.homedepot.com/p/Philips-65-Watt-Incandescent-BR30-Flood-Light-Bulb-12-Pack-per-Case-248872/100560688 | 0 | No Labor Cost | 4.99 | https://www.homedepot.com/p/Cree-65W-Equivalent-Soft-White-2700K-BR30-Dimmable-Exceptional-Light-Quality-LED-Light-Bulb-2-Pack-TBR30-06527FLFH25-12DE26-1-12/304006396 | 0 | No Labor Cost | 3.14 | bulb |  | 3.14
Equipment | LED - 9W Flood | ENERGY STAR Qualified 9W Screw-In LED | 4018W EISA Compliant Halogen Lamp | Commercial | Turnover | Warehouse | FL Zone 2 | Per Lamp | 13.31% | 261.17 | 36.162 | 225.008 | 0.86154 | 15 | 0 | 0 | 1.85 | https://www.homedepot.com/p/Philips-65-Watt-Incandescent-BR30-Flood-Light-Bulb-12-Pack-per-Case-248872/100560688 | 0 | No Labor Cost | 4.99 | https://www.homedepot.com/p/Cree-65W-Equivalent-Soft-White-2700K-BR30-Dimmable-Exceptional-Light-Quality-LED-Light-Bulb-2-Pack-TBR30-06527FLFH25-12DE26-1-12/304006396 | 0 | No Labor Cost | 3.14 | bulb |  | 3.14
Equipment | LED - 9W Flood | ENERGY STAR Qualified 9W Screw-In LED | 4018W EISA Compliant Halogen Lamp | Commercial | New | Assembly | FL Zone 2 | Per Lamp | 86.42% | 261.17 | 36.162 | 225.008 | 0.86154 | 15 | 0 | 0 | 1.85 | https://www.homedepot.com/p/Philips-65-Watt-Incandescent-BR30-Flood-Light-Bulb-12-Pack-per-Case-248872/100560688 | 0 | No Labor Cost | 4.99 | https://www.homedepot.com/p/Cree-65W-Equivalent-Soft-White-2700K-BR30-Dimmable-Exceptional-Light-Quality-LED-Light-Bulb-2-Pack-TBR30-06527FLFH25-12DE26-1-12/304006396 | 0 | No Labor Cost | 3.14 | bulb |  | 3.14
Equipment | LED - 9W Flood | ENERGY STAR Qualified 9W Screw-In LED | 4018W EISA Compliant Halogen Lamp | Commercial | New | College and University | FL Zone 2 | Per Lamp | 86.42% | 261.17 | 36.162 | 225.008 | 0.86154 | 15 | 0 | 0 | 1.85 | https://www.homedepot.com/p/Philips-65-Watt-Incandescent-BR30-Flood-Light-Bulb-12-Pack-per-Case-248872/100560688 | 0 | No Labor Cost | 4.99 | https://www.homedepot.com/p/Cree-65W-Equivalent-Soft-White-2700K-BR30-Dimmable-Exceptional-Light-Quality-LED-Light-Bulb-2-Pack-TBR30-06527FLFH25-12DE26-1-12/304006396 | 0 | No Labor Cost | 3.14 | bulb |  | 3.14
Equipment | LED - 9W Flood | ENERGY STAR Qualified 9W Screw-In LED | 4018W EISA Compliant Halogen Lamp | Commercial | New | Grocery | FL Zone 2 | Per Lamp | 86.42% | 261.17 | 36.162 | 225.008 | 0.86154 | 15 | 0 | 0 | 1.85 | https://www.homedepot.com/p/Philips-65-Watt-Incandescent-BR30-Flood-Light-Bulb-12-Pack-per-Case-248872/100560688 | 0 | No Labor Cost | 4.99 | https://www.homedepot.com/p/Cree-65W-Equivalent-Soft-White-2700K-BR30-Dimmable-Exceptional-Light-Quality-LED-Light-Bulb-2-Pack-TBR30-06527FLFH25-12DE26-1-12/304006396 | 0 | No Labor Cost | 3.14 | bulb |  | 3.14
Equipment | LED - 9W Flood | ENERGY STAR Qualified 9W Screw-In LED | 4018W EISA Compliant Halogen Lamp | Commercial | New | Healthcare | FL Zone 2 | Per Lamp | 86.42% | 261.17 | 36.162 | 225.008 | 0.86154 | 15 | 0 | 0 | 1.85 | https://www.homedepot.com/p/Philips-65-Watt-Incandescent-BR30-Flood-Light-Bulb-12-Pack-per-Case-248872/100560688 | 0 | No Labor Cost | 4.99 | https://www.homedepot.com/p/Cree-65W-Equivalent-Soft-White-2700K-BR30-Dimmable-Exceptional-Light-Quality-LED-Light-Bulb-2-Pack-TBR30-06527FLFH25-12DE26-1-12/304006396 | 0 | No Labor Cost | 3.14 | bulb |  | 3.14
Equipment | LED - 9W Flood | ENERGY STAR Qualified 9W Screw-In LED | 4018W EISA Compliant Halogen Lamp | Commercial | New | Hospitals | FL Zone 2 | Per Lamp | 86.42% | 261.17 | 36.162 | 225.008 | 0.86154 | 15 | 0 | 0 | 1.85 | https://www.homedepot.com/p/Philips-65-Watt-Incandescent-BR30-Flood-Light-Bulb-12-Pack-per-Case-248872/100560688 | 0 | No Labor Cost | 4.99 | https://www.homedepot.com/p/Cree-65W-Equivalent-Soft-White-2700K-BR30-Dimmable-Exceptional-Light-Quality-LED-Light-Bulb-2-Pack-TBR30-06527FLFH25-12DE26-1-12/304006396 | 0 | No Labor Cost | 3.14 | bulb |  | 3.14
Equipment | LED - 9W Flood | ENERGY STAR Qualified 9W Screw-In LED | 4018W EISA Compliant Halogen Lamp | Commercial | New | Institutional | FL Zone 2 | Per Lamp | 86.42% | 261.17 | 36.162 | 225.008 | 0.86154 | 15 | 0 | 0 | 1.85 | https://www.homedepot.com/p/Philips-65-Watt-Incandescent-BR30-Flood-Light-Bulb-12-Pack-per-Case-248872/100560688 | 0 | No Labor Cost | 4.99 | https://www.homedepot.com/p/Cree-65W-Equivalent-Soft-White-2700K-BR30-Dimmable-Exceptional-Light-Quality-LED-Light-Bulb-2-Pack-TBR30-06527FLFH25-12DE26-1-12/304006396 | 0 | No Labor Cost | 3.14 | bulb |  | 3.14
Equipment | LED - 9W Flood | ENERGY STAR Qualified 9W Screw-In LED | 4018W EISA Compliant Halogen Lamp | Commercial | New | Lodging/Hospitality | FL Zone 2 | Per Lamp | 86.42% | 261.17 | 36.162 | 225.008 | 0.86154 | 15 | 0 | 0 | 1.85 | https://www.homedepot.com/p/Philips-65-Watt-Incandescent-BR30-Flood-Light-Bulb-12-Pack-per-Case-248872/100560688 | 0 | No Labor Cost | 4.99 | https://www.homedepot.com/p/Cree-65W-Equivalent-Soft-White-2700K-BR30-Dimmable-Exceptional-Light-Quality-LED-Light-Bulb-2-Pack-TBR30-06527FLFH25-12DE26-1-12/304006396 | 0 | No Labor Cost | 3.14 | bulb |  | 3.14
Equipment | LED - 9W Flood | ENERGY STAR Qualified 9W Screw-In LED | 4018W EISA Compliant Halogen Lamp | Commercial | New | Miscellaneous | FL Zone 2 | Per Lamp | 13.49% | 261.17 | 36.162 | 225.008 | 0.86154 | 15 | 0 | 0 | 1.85 | https://www.homedepot.com/p/Philips-65-Watt-Incandescent-BR30-Flood-Light-Bulb-12-Pack-per-Case-248872/100560688 | 0 | No Labor Cost | 4.99 | https://www.homedepot.com/p/Cree-65W-Equivalent-Soft-White-2700K-BR30-Dimmable-Exceptional-Light-Quality-LED-Light-Bulb-2-Pack-TBR30-06527FLFH25-12DE26-1-12/304006396 | 0 | No Labor Cost | 3.14 | bulb |  | 3.14
Equipment | LED - 9W Flood | ENERGY STAR Qualified 9W Screw-In LED | 4018W EISA Compliant Halogen Lamp | Commercial | New | Offices | FL Zone 2 | Per Lamp | 86.42% | 261.17 | 36.162 | 225.008 | 0.86154 | 15 | 0 | 0 | 1.85 | https://www.homedepot.com/p/Philips-65-Watt-Incandescent-BR30-Flood-Light-Bulb-12-Pack-per-Case-248872/100560688 | 0 | No Labor Cost | 4.99 | https://www.homedepot.com/p/Cree-65W-Equivalent-Soft-White-2700K-BR30-Dimmable-Exceptional-Light-Quality-LED-Light-Bulb-2-Pack-TBR30-06527FLFH25-12DE26-1-12/304006396 | 0 | No Labor Cost | 3.14 | bulb |  | 3.14
Equipment | LED - 9W Flood | ENERGY STAR Qualified 9W Screw-In LED | 4018W EISA Compliant Halogen Lamp | Commercial | New | Restaurants | FL Zone 2 | Per Lamp | 61.73% | 261.17 | 36.162 | 225.008 | 0.86154 | 15 | 0 | 0 | 1.85 | https://www.homedepot.com/p/Philips-65-Watt-Incandescent-BR30-Flood-Light-Bulb-12-Pack-per-Case-248872/100560688 | 0 | No Labor Cost | 4.99 | https://www.homedepot.com/p/Cree-65W-Equivalent-Soft-White-2700K-BR30-Dimmable-Exceptional-Light-Quality-LED-Light-Bulb-2-Pack-TBR30-06527FLFH25-12DE26-1-12/304006396 | 0 | No Labor Cost | 3.14 | bulb |  | 3.14
Equipment | LED - 9W Flood | ENERGY STAR Qualified 9W Screw-In LED | 4018W EISA Compliant Halogen Lamp | Commercial | New | Retail | FL Zone 2 | Per Lamp | 61.73% | 261.17 | 36.162 | 225.008 | 0.86154 | 15 | 0 | 0 | 1.85 | https://www.homedepot.com/p/Philips-65-Watt-Incandescent-BR30-Flood-Light-Bulb-12-Pack-per-Case-248872/100560688 | 0 | No Labor Cost | 4.99 | https://www.homedepot.com/p/Cree-65W-Equivalent-Soft-White-2700K-BR30-Dimmable-Exceptional-Light-Quality-LED-Light-Bulb-2-Pack-TBR30-06527FLFH25-12DE26-1-12/304006396 | 0 | No Labor Cost | 3.14 | bulb |  | 3.14
Equipment | LED - 9W Flood | ENERGY STAR Qualified 9W Screw-In LED | 4018W EISA Compliant Halogen Lamp | Commercial | New | Schools K-12 | FL Zone 2 | Per Lamp | 86.42% | 261.17 | 36.162 | 225.008 | 0.86154 | 15 | 0 | 0 | 1.85 | https://www.homedepot.com/p/Philips-65-Watt-Incandescent-BR30-Flood-Light-Bulb-12-Pack-per-Case-248872/100560688 | 0 | No Labor Cost | 4.99 | https://www.homedepot.com/p/Cree-65W-Equivalent-Soft-White-2700K-BR30-Dimmable-Exceptional-Light-Quality-LED-Light-Bulb-2-Pack-TBR30-06527FLFH25-12DE26-1-12/304006396 | 0 | No Labor Cost | 3.14 | bulb |  | 3.14
Equipment | LED - 9W Flood | ENERGY STAR Qualified 9W Screw-In LED | 4018W EISA Compliant Halogen Lamp | Commercial | New | Warehouse | FL Zone 2 | Per Lamp | 86.42% | 261.17 | 36.162 | 225.008 | 0.86154 | 15 | 0 | 0 | 1.85 | https://www.homedepot.com/p/Philips-65-Watt-Incandescent-BR30-Flood-Light-Bulb-12-Pack-per-Case-248872/100560688 | 0 | No Labor Cost | 4.99 | https://www.homedepot.com/p/Cree-65W-Equivalent-Soft-White-2700K-BR30-Dimmable-Exceptional-Light-Quality-LED-Light-Bulb-2-Pack-TBR30-06527FLFH25-12DE26-1-12/304006396 | 0 | No Labor Cost | 3.14 | bulb |  | 3.14
Equipment | LED Display Lighting (Exterior) | One Letter of LED Signage, < 2ft in Height | One Letter of Neon or Argon-mercury Signage, < 2ft in Height | Commercial | Turnover | Assembly | FL Zone 2 | Per Fixture | 4.268% | 433.944 | 56.252 | 377.692 | 0.87037 | 15 | 0 | 0 | 295 | Market Research, 2014, Grainger | 0 | 0 | 330 | Pennsylvania Public Utility Commission 2013 Incremental Cost Database | 0 | 0 | 35 | fixture |  | 35
Equipment | LED Display Lighting (Exterior) | One Letter of LED Signage, < 2ft in Height | One Letter of Neon or Argon-mercury Signage, < 2ft in Height | Commercial | Turnover | College and University | FL Zone 2 | Per Fixture | 4.624% | 433.944 | 56.252 | 377.692 | 0.87037 | 15 | 0 | 0 | 295 | Market Research, 2014, Grainger | 0 | 0 | 330 | Pennsylvania Public Utility Commission 2013 Incremental Cost Database | 0 | 0 | 35 | fixture |  | 35
Equipment | LED Display Lighting (Exterior) | One Letter of LED Signage, < 2ft in Height | One Letter of Neon or Argon-mercury Signage, < 2ft in Height | Commercial | Turnover | Grocery | FL Zone 2 | Per Fixture | 4.268% | 433.944 | 56.252 | 377.692 | 0.87037 | 15 | 0 | 0 | 295 | Market Research, 2014, Grainger | 0 | 0 | 330 | Pennsylvania Public Utility Commission 2013 Incremental Cost Database | 0 | 0 | 35 | fixture |  | 35
Equipment | LED Display Lighting (Exterior) | One Letter of LED Signage, < 2ft in Height | One Letter of Neon or Argon-mercury Signage, < 2ft in Height | Commercial | Turnover | Healthcare | FL Zone 2 | Per Fixture | 4.624% | 433.944 | 56.252 | 377.692 | 0.87037 | 15 | 0 | 0 | 295 | Market Research, 2014, Grainger | 0 | 0 | 330 | Pennsylvania Public Utility Commission 2013 Incremental Cost Database | 0 | 0 | 35 | fixture |  | 35
Equipment | LED Display Lighting (Exterior) | One Letter of LED Signage, < 2ft in Height | One Letter of Neon or Argon-mercury Signage, < 2ft in Height | Commercial | Turnover | Hospitals | FL Zone 2 | Per Fixture | 4.268% | 433.944 | 56.252 | 377.692 | 0.87037 | 15 | 0 | 0 | 295 | Market Research, 2014, Grainger | 0 | 0 | 330 | Pennsylvania Public Utility Commission 2013 Incremental Cost Database | 0 | 0 | 35 | fixture |  | 35
Equipment | LED Display Lighting (Exterior) | One Letter of LED Signage, < 2ft in Height | One Letter of Neon or Argon-mercury Signage, < 2ft in Height | Commercial | Turnover | Institutional | FL Zone 2 | Per Fixture | 4.624% | 433.944 | 56.252 | 377.692 | 0.87037 | 15 | 0 | 0 | 295 | Market Research, 2014, Grainger | 0 | 0 | 330 | Pennsylvania Public Utility Commission 2013 Incremental Cost Database | 0 | 0 | 35 | fixture |  | 35
Equipment | LED Display Lighting (Exterior) | One Letter of LED Signage, < 2ft in Height | One Letter of Neon or Argon-mercury Signage, < 2ft in Height | Commercial | Turnover | Lodging/Hospitality | FL Zone 2 | Per Fixture | 4.268% | 433.944 | 56.252 | 377.692 | 0.87037 | 15 | 0 | 0 | 295 | Market Research, 2014, Grainger | 0 | 0 | 330 | Pennsylvania Public Utility Commission 2013 Incremental Cost Database | 0 | 0 | 35 | fixture |  | 35
Equipment | LED Display Lighting (Exterior) | One Letter of LED Signage, < 2ft in Height | One Letter of Neon or Argon-mercury Signage, < 2ft in Height | Commercial | Turnover | Miscellaneous | FL Zone 2 | Per Fixture | 4.624% | 433.944 | 56.252 | 377.692 | 0.87037 | 15 | 0 | 0 | 295 | Market Research, 2014, Grainger | 0 | 0 | 330 | Pennsylvania Public Utility Commission 2013 Incremental Cost Database | 0 | 0 | 35 | fixture |  | 35
Equipment | LED Display Lighting (Exterior) | One Letter of LED Signage, < 2ft in Height | One Letter of Neon or Argon-mercury Signage, < 2ft in Height | Commercial | Turnover | Offices | FL Zone 2 | Per Fixture | 4.268% | 433.944 | 56.252 | 377.692 | 0.87037 | 15 | 0 | 0 | 295 | Market Research, 2014, Grainger | 0 | 0 | 330 | Pennsylvania Public Utility Commission 2013 Incremental Cost Database | 0 | 0 | 35 | fixture |  | 35
Equipment | LED Display Lighting (Exterior) | One Letter of LED Signage, < 2ft in Height | One Letter of Neon or Argon-mercury Signage, < 2ft in Height | Commercial | Turnover | Restaurants | FL Zone 2 | Per Fixture | 4.268% | 433.944 | 56.252 | 377.692 | 0.87037 | 15 | 0 | 0 | 295 | Market Research, 2014, Grainger | 0 | 0 | 330 | Pennsylvania Public Utility Commission 2013 Incremental Cost Database | 0 | 0 | 35 | fixture |  | 35
Equipment | LED Display Lighting (Exterior) | One Letter of LED Signage, < 2ft in Height | One Letter of Neon or Argon-mercury Signage, < 2ft in Height | Commercial | Turnover | Retail | FL Zone 2 | Per Fixture | 4.268% | 433.944 | 56.252 | 377.692 | 0.87037 | 15 | 0 | 0 | 295 | Market Research, 2014, Grainger | 0 | 0 | 330 | Pennsylvania Public Utility Commission 2013 Incremental Cost Database | 0 | 0 | 35 | fixture |  | 35
Equipment | LED Display Lighting (Exterior) | One Letter of LED Signage, < 2ft in Height | One Letter of Neon or Argon-mercury Signage, < 2ft in Height | Commercial | Turnover | Schools K-12 | FL Zone 2 | Per Fixture | 4.624% | 433.944 | 56.252 | 377.692 | 0.87037 | 15 | 0 | 0 | 295 | Market Research, 2014, Grainger | 0 | 0 | 330 | Pennsylvania Public Utility Commission 2013 Incremental Cost Database | 0 | 0 | 35 | fixture |  | 35
Equipment | LED Display Lighting (Exterior) | One Letter of LED Signage, < 2ft in Height | One Letter of Neon or Argon-mercury Signage, < 2ft in Height | Commercial | Turnover | Warehouse | FL Zone 2 | Per Fixture | 4.624% | 433.944 | 56.252 | 377.692 | 0.87037 | 15 | 0 | 0 | 295 | Market Research, 2014, Grainger | 0 | 0 | 330 | Pennsylvania Public Utility Commission 2013 Incremental Cost Database | 0 | 0 | 35 | fixture |  | 35
Equipment | LED Display Lighting (Exterior) | One Letter of LED Signage, < 2ft in Height | One Letter of Neon or Argon-mercury Signage, < 2ft in Height | Commercial | New | Assembly | FL Zone 2 | Per Fixture | 4.624% | 433.944 | 56.252 | 377.692 | 0.87037 | 15 | 0 | 0 | 295 | Market Research, 2014, Grainger | 0 | 0 | 330 | Pennsylvania Public Utility Commission 2013 Incremental Cost Database | 0 | 0 | 35 | fixture |  | 35
Equipment | LED Display Lighting (Exterior) | One Letter of LED Signage, < 2ft in Height | One Letter of Neon or Argon-mercury Signage, < 2ft in Height | Commercial | New | College and University | FL Zone 2 | Per Fixture | 4.624% | 433.944 | 56.252 | 377.692 | 0.87037 | 15 | 0 | 0 | 295 | Market Research, 2014, Grainger | 0 | 0 | 330 | Pennsylvania Public Utility Commission 2013 Incremental Cost Database | 0 | 0 | 35 | fixture |  | 35
Equipment | LED Display Lighting (Exterior) | One Letter of LED Signage, < 2ft in Height | One Letter of Neon or Argon-mercury Signage, < 2ft in Height | Commercial | New | Grocery | FL Zone 2 | Per Fixture | 4.624% | 433.944 | 56.252 | 377.692 | 0.87037 | 15 | 0 | 0 | 295 | Market Research, 2014, Grainger | 0 | 0 | 330 | Pennsylvania Public Utility Commission 2013 Incremental Cost Database | 0 | 0 | 35 | fixture |  | 35
Equipment | LED Display Lighting (Exterior) | One Letter of LED Signage, < 2ft in Height | One Letter of Neon or Argon-mercury Signage, < 2ft in Height | Commercial | New | Healthcare | FL Zone 2 | Per Fixture | 4.624% | 433.944 | 56.252 | 377.692 | 0.87037 | 15 | 0 | 0 | 295 | Market Research, 2014, Grainger | 0 | 0 | 330 | Pennsylvania Public Utility Commission 2013 Incremental Cost Database | 0 | 0 | 35 | fixture |  | 35
Equipment | LED Display Lighting (Exterior) | One Letter of LED Signage, < 2ft in Height | One Letter of Neon or Argon-mercury Signage, < 2ft in Height | Commercial | New | Hospitals | FL Zone 2 | Per Fixture | 4.624% | 433.944 | 56.252 | 377.692 | 0.87037 | 15 | 0 | 0 | 295 | Market Research, 2014, Grainger | 0 | 0 | 330 | Pennsylvania Public Utility Commission 2013 Incremental Cost Database | 0 | 0 | 35 | fixture |  | 35
Equipment | LED Display Lighting (Exterior) | One Letter of LED Signage, < 2ft in Height | One Letter of Neon or Argon-mercury Signage, < 2ft in Height | Commercial | New | Institutional | FL Zone 2 | Per Fixture | 4.624% | 433.944 | 56.252 | 377.692 | 0.87037 | 15 | 0 | 0 | 295 | Market Research, 2014, Grainger | 0 | 0 | 330 | Pennsylvania Public Utility Commission 2013 Incremental Cost Database | 0 | 0 | 35 | fixture |  | 35
Equipment | LED Display Lighting (Exterior) | One Letter of LED Signage, < 2ft in Height | One Letter of Neon or Argon-mercury Signage, < 2ft in Height | Commercial | New | Lodging/Hospitality | FL Zone 2 | Per Fixture | 4.624% | 433.944 | 56.252 | 377.692 | 0.87037 | 15 | 0 | 0 | 295 | Market Research, 2014, Grainger | 0 | 0 | 330 | Pennsylvania Public Utility Commission 2013 Incremental Cost Database | 0 | 0 | 35 | fixture |  | 35
Equipment | LED Display Lighting (Exterior) | One Letter of LED Signage, < 2ft in Height | One Letter of Neon or Argon-mercury Signage, < 2ft in Height | Commercial | New | Miscellaneous | FL Zone 2 | Per Fixture | 4.624% | 433.944 | 56.252 | 377.692 | 0.87037 | 15 | 0 | 0 | 295 | Market Research, 2014, Grainger | 0 | 0 | 330 | Pennsylvania Public Utility Commission 2013 Incremental Cost Database | 0 | 0 | 35 | fixture |  | 35
Equipment | LED Display Lighting (Exterior) | One Letter of LED Signage, < 2ft in Height | One Letter of Neon or Argon-mercury Signage, < 2ft in Height | Commercial | New | Offices | FL Zone 2 | Per Fixture | 4.624% | 433.944 | 56.252 | 377.692 | 0.87037 | 15 | 0 | 0 | 295 | Market Research, 2014, Grainger | 0 | 0 | 330 | Pennsylvania Public Utility Commission 2013 Incremental Cost Database | 0 | 0 | 35 | fixture |  | 35
Equipment | LED Display Lighting (Exterior) | One Letter of LED Signage, < 2ft in Height | One Letter of Neon or Argon-mercury Signage, < 2ft in Height | Commercial | New | Restaurants | FL Zone 2 | Per Fixture | 4.624% | 433.944 | 56.252 | 377.692 | 0.87037 | 15 | 0 | 0 | 295 | Market Research, 2014, Grainger | 0 | 0 | 330 | Pennsylvania Public Utility Commission 2013 Incremental Cost Database | 0 | 0 | 35 | fixture |  | 35
Equipment | LED Display Lighting (Exterior) | One Letter of LED Signage, < 2ft in Height | One Letter of Neon or Argon-mercury Signage, < 2ft in Height | Commercial | New | Retail | FL Zone 2 | Per Fixture | 4.624% | 433.944 | 56.252 | 377.692 | 0.87037 | 15 | 0 | 0 | 295 | Market Research, 2014, Grainger | 0 | 0 | 330 | Pennsylvania Public Utility Commission 2013 Incremental Cost Database | 0 | 0 | 35 | fixture |  | 35
Equipment | LED Display Lighting (Exterior) | One Letter of LED Signage, < 2ft in Height | One Letter of Neon or Argon-mercury Signage, < 2ft in Height | Commercial | New | Schools K-12 | FL Zone 2 | Per Fixture | 4.624% | 433.944 | 56.252 | 377.692 | 0.87037 | 15 | 0 | 0 | 295 | Market Research, 2014, Grainger | 0 | 0 | 330 | Pennsylvania Public Utility Commission 2013 Incremental Cost Database | 0 | 0 | 35 | fixture |  | 35
Equipment | LED Display Lighting (Exterior) | One Letter of LED Signage, < 2ft in Height | One Letter of Neon or Argon-mercury Signage, < 2ft in Height | Commercial | New | Warehouse | FL Zone 2 | Per Fixture | 4.624% | 433.944 | 56.252 | 377.692 | 0.87037 | 15 | 0 | 0 | 295 | Market Research, 2014, Grainger | 0 | 0 | 330 | Pennsylvania Public Utility Commission 2013 Incremental Cost Database | 0 | 0 | 35 | fixture |  | 35
Equipment | LED Exterior Lighting | One 65W LED Canopy Light | Equipment 1: Average Lumen Equivalent Exterior HID Area Lighting Equipment 2: Average Lumen Equivalent Exterior Incandescent Area Light | Commercial | Turnover | Assembly | FL Zone 2 | Per Unit | 4.268% | 1261.652 | 498.232 | 763.42 | 0.6051 | 13 | 0 | 0 | 0 | Reference source included incremental cost only | 0 | 0 | 287 | Illinois 2018 Statewide TRM, Section 4.5.4 | 0 | 0 | 287 | fixture |  | 287
Equipment | LED Exterior Lighting | One 65W LED Canopy Light | Equipment 1: Average Lumen Equivalent Exterior HID Area Lighting Equipment 2: Average Lumen Equivalent Exterior Incandescent Area Light | Commercial | Turnover | College and University | FL Zone 2 | Per Unit | 4.624% | 1261.652 | 498.232 | 763.42 | 0.6051 | 13 | 0 | 0 | 0 | Reference source included incremental cost only | 0 | 0 | 287 | Illinois 2018 Statewide TRM, Section 4.5.4 | 0 | 0 | 287 | fixture |  | 287
Equipment | LED Exterior Lighting | One 65W LED Canopy Light | Equipment 1: Average Lumen Equivalent Exterior HID Area Lighting Equipment 2: Average Lumen Equivalent Exterior Incandescent Area Light | Commercial | Turnover | Grocery | FL Zone 2 | Per Unit | 4.268% | 1261.652 | 498.232 | 763.42 | 0.6051 | 13 | 0 | 0 | 0 | Reference source included incremental cost only | 0 | 0 | 287 | Illinois 2018 Statewide TRM, Section 4.5.4 | 0 | 0 | 287 | fixture |  | 287
Equipment | LED Exterior Lighting | One 65W LED Canopy Light | Equipment 1: Average Lumen Equivalent Exterior HID Area Lighting Equipment 2: Average Lumen Equivalent Exterior Incandescent Area Light | Commercial | Turnover | Healthcare | FL Zone 2 | Per Unit | 4.624% | 1261.652 | 498.232 | 763.42 | 0.6051 | 13 | 0 | 0 | 0 | Reference source included incremental cost only | 0 | 0 | 287 | Illinois 2018 Statewide TRM, Section 4.5.4 | 0 | 0 | 287 | fixture |  | 287
Equipment | LED Exterior Lighting | One 65W LED Canopy Light | Equipment 1: Average Lumen Equivalent Exterior HID Area Lighting Equipment 2: Average Lumen Equivalent Exterior Incandescent Area Light | Commercial | Turnover | Hospitals | FL Zone 2 | Per Unit | 4.268% | 1261.652 | 498.232 | 763.42 | 0.6051 | 13 | 0 | 0 | 0 | Reference source included incremental cost only | 0 | 0 | 287 | Illinois 2018 Statewide TRM, Section 4.5.4 | 0 | 0 | 287 | fixture |  | 287
Equipment | LED Exterior Lighting | One 65W LED Canopy Light | Equipment 1: Average Lumen Equivalent Exterior HID Area Lighting Equipment 2: Average Lumen Equivalent Exterior Incandescent Area Light | Commercial | Turnover | Institutional | FL Zone 2 | Per Unit | 4.624% | 1261.652 | 498.232 | 763.42 | 0.6051 | 13 | 0 | 0 | 0 | Reference source included incremental cost only | 0 | 0 | 287 | Illinois 2018 Statewide TRM, Section 4.5.4 | 0 | 0 | 287 | fixture |  | 287
Equipment | LED Exterior Lighting | One 65W LED Canopy Light | Equipment 1: Average Lumen Equivalent Exterior HID Area Lighting Equipment 2: Average Lumen Equivalent Exterior Incandescent Area Light | Commercial | Turnover | Lodging/Hospitality | FL Zone 2 | Per Unit | 4.268% | 1261.652 | 498.232 | 763.42 | 0.6051 | 13 | 0 | 0 | 0 | Reference source included incremental cost only | 0 | 0 | 287 | Illinois 2018 Statewide TRM, Section 4.5.4 | 0 | 0 | 287 | fixture |  | 287
Equipment | LED Exterior Lighting | One 65W LED Canopy Light | Equipment 1: Average Lumen Equivalent Exterior HID Area Lighting Equipment 2: Average Lumen Equivalent Exterior Incandescent Area Light | Commercial | Turnover | Miscellaneous | FL Zone 2 | Per Unit | 4.624% | 1261.652 | 498.232 | 763.42 | 0.6051 | 13 | 0 | 0 | 0 | Reference source included incremental cost only | 0 | 0 | 287 | Illinois 2018 Statewide TRM, Section 4.5.4 | 0 | 0 | 287 | fixture |  | 287
Equipment | LED Exterior Lighting | One 65W LED Canopy Light | Equipment 1: Average Lumen Equivalent Exterior HID Area Lighting Equipment 2: Average Lumen Equivalent Exterior Incandescent Area Light | Commercial | Turnover | Offices | FL Zone 2 | Per Unit | 4.268% | 1261.652 | 498.232 | 763.42 | 0.6051 | 13 | 0 | 0 | 0 | Reference source included incremental cost only | 0 | 0 | 287 | Illinois 2018 Statewide TRM, Section 4.5.4 | 0 | 0 | 287 | fixture |  | 287
Equipment | LED Exterior Lighting | One 65W LED Canopy Light | Equipment 1: Average Lumen Equivalent Exterior HID Area Lighting Equipment 2: Average Lumen Equivalent Exterior Incandescent Area Light | Commercial | Turnover | Restaurants | FL Zone 2 | Per Unit | 4.268% | 1261.652 | 498.232 | 763.42 | 0.6051 | 13 | 0 | 0 | 0 | Reference source included incremental cost only | 0 | 0 | 287 | Illinois 2018 Statewide TRM, Section 4.5.4 | 0 | 0 | 287 | fixture |  | 287
Equipment | LED Exterior Lighting | One 65W LED Canopy Light | Equipment 1: Average Lumen Equivalent Exterior HID Area Lighting Equipment 2: Average Lumen Equivalent Exterior Incandescent Area Light | Commercial | Turnover | Retail | FL Zone 2 | Per Unit | 4.268% | 1261.652 | 498.232 | 763.42 | 0.6051 | 13 | 0 | 0 | 0 | Reference source included incremental cost only | 0 | 0 | 287 | Illinois 2018 Statewide TRM, Section 4.5.4 | 0 | 0 | 287 | fixture |  | 287
Equipment | LED Exterior Lighting | One 65W LED Canopy Light | Equipment 1: Average Lumen Equivalent Exterior HID Area Lighting Equipment 2: Average Lumen Equivalent Exterior Incandescent Area Light | Commercial | Turnover | Schools K-12 | FL Zone 2 | Per Unit | 4.624% | 1261.652 | 498.232 | 763.42 | 0.6051 | 13 | 0 | 0 | 0 | Reference source included incremental cost only | 0 | 0 | 287 | Illinois 2018 Statewide TRM, Section 4.5.4 | 0 | 0 | 287 | fixture |  | 287
Equipment | LED Exterior Lighting | One 65W LED Canopy Light | Equipment 1: Average Lumen Equivalent Exterior HID Area Lighting Equipment 2: Average Lumen Equivalent Exterior Incandescent Area Light | Commercial | Turnover | Warehouse | FL Zone 2 | Per Unit | 4.624% | 1261.652 | 498.232 | 763.42 | 0.6051 | 13 | 0 | 0 | 0 | Reference source included incremental cost only | 0 | 0 | 287 | Illinois 2018 Statewide TRM, Section 4.5.4 | 0 | 0 | 287 | fixture |  | 287
Equipment | LED Exterior Lighting | One 65W LED Canopy Light | Equipment 1: Average Lumen Equivalent Exterior HID Area Lighting Equipment 2: Average Lumen Equivalent Exterior Incandescent Area Light | Commercial | New | Assembly | FL Zone 2 | Per Unit | 4.624% | 1261.652 | 498.232 | 763.42 | 0.6051 | 13 | 0 | 0 | 0 | Reference source included incremental cost only | 0 | 0 | 287 | Illinois 2018 Statewide TRM, Section 4.5.4 | 0 | 0 | 287 | fixture |  | 287
Equipment | LED Exterior Lighting | One 65W LED Canopy Light | Equipment 1: Average Lumen Equivalent Exterior HID Area Lighting Equipment 2: Average Lumen Equivalent Exterior Incandescent Area Light | Commercial | New | College and University | FL Zone 2 | Per Unit | 4.624% | 1261.652 | 498.232 | 763.42 | 0.6051 | 13 | 0 | 0 | 0 | Reference source included incremental cost only | 0 | 0 | 287 | Illinois 2018 Statewide TRM, Section 4.5.4 | 0 | 0 | 287 | fixture |  | 287
Equipment | LED Exterior Lighting | One 65W LED Canopy Light | Equipment 1: Average Lumen Equivalent Exterior HID Area Lighting Equipment 2: Average Lumen Equivalent Exterior Incandescent Area Light | Commercial | New | Grocery | FL Zone 2 | Per Unit | 4.624% | 1261.652 | 498.232 | 763.42 | 0.6051 | 13 | 0 | 0 | 0 | Reference source included incremental cost only | 0 | 0 | 287 | Illinois 2018 Statewide TRM, Section 4.5.4 | 0 | 0 | 287 | fixture |  | 287
Equipment | LED Exterior Lighting | One 65W LED Canopy Light | Equipment 1: Average Lumen Equivalent Exterior HID Area Lighting Equipment 2: Average Lumen Equivalent Exterior Incandescent Area Light | Commercial | New | Healthcare | FL Zone 2 | Per Unit | 4.624% | 1261.652 | 498.232 | 763.42 | 0.6051 | 13 | 0 | 0 | 0 | Reference source included incremental cost only | 0 | 0 | 287 | Illinois 2018 Statewide TRM, Section 4.5.4 | 0 | 0 | 287 | fixture |  | 287
Equipment | LED Exterior Lighting | One 65W LED Canopy Light | Equipment 1: Average Lumen Equivalent Exterior HID Area Lighting Equipment 2: Average Lumen Equivalent Exterior Incandescent Area Light | Commercial | New | Hospitals | FL Zone 2 | Per Unit | 4.624% | 1261.652 | 498.232 | 763.42 | 0.6051 | 13 | 0 | 0 | 0 | Reference source included incremental cost only | 0 | 0 | 287 | Illinois 2018 Statewide TRM, Section 4.5.4 | 0 | 0 | 287 | fixture |  | 287
Equipment | LED Exterior Lighting | One 65W LED Canopy Light | Equipment 1: Average Lumen Equivalent Exterior HID Area Lighting Equipment 2: Average Lumen Equivalent Exterior Incandescent Area Light | Commercial | New | Institutional | FL Zone 2 | Per Unit | 4.624% | 1261.652 | 498.232 | 763.42 | 0.6051 | 13 | 0 | 0 | 0 | Reference source included incremental cost only | 0 | 0 | 287 | Illinois 2018 Statewide TRM, Section 4.5.4 | 0 | 0 | 287 | fixture |  | 287
Equipment | LED Exterior Lighting | One 65W LED Canopy Light | Equipment 1: Average Lumen Equivalent Exterior HID Area Lighting Equipment 2: Average Lumen Equivalent Exterior Incandescent Area Light | Commercial | New | Lodging/Hospitality | FL Zone 2 | Per Unit | 4.624% | 1261.652 | 498.232 | 763.42 | 0.6051 | 13 | 0 | 0 | 0 | Reference source included incremental cost only | 0 | 0 | 287 | Illinois 2018 Statewide TRM, Section 4.5.4 | 0 | 0 | 287 | fixture |  | 287
Equipment | LED Exterior Lighting | One 65W LED Canopy Light | Equipment 1: Average Lumen Equivalent Exterior HID Area Lighting Equipment 2: Average Lumen Equivalent Exterior Incandescent Area Light | Commercial | New | Miscellaneous | FL Zone 2 | Per Unit | 4.624% | 1261.652 | 498.232 | 763.42 | 0.6051 | 13 | 0 | 0 | 0 | Reference source included incremental cost only | 0 | 0 | 287 | Illinois 2018 Statewide TRM, Section 4.5.4 | 0 | 0 | 287 | fixture |  | 287
Equipment | LED Exterior Lighting | One 65W LED Canopy Light | Equipment 1: Average Lumen Equivalent Exterior HID Area Lighting Equipment 2: Average Lumen Equivalent Exterior Incandescent Area Light | Commercial | New | Offices | FL Zone 2 | Per Unit | 4.624% | 1261.652 | 498.232 | 763.42 | 0.6051 | 13 | 0 | 0 | 0 | Reference source included incremental cost only | 0 | 0 | 287 | Illinois 2018 Statewide TRM, Section 4.5.4 | 0 | 0 | 287 | fixture |  | 287
Equipment | LED Exterior Lighting | One 65W LED Canopy Light | Equipment 1: Average Lumen Equivalent Exterior HID Area Lighting Equipment 2: Average Lumen Equivalent Exterior Incandescent Area Light | Commercial | New | Restaurants | FL Zone 2 | Per Unit | 4.624% | 1261.652 | 498.232 | 763.42 | 0.6051 | 13 | 0 | 0 | 0 | Reference source included incremental cost only | 0 | 0 | 287 | Illinois 2018 Statewide TRM, Section 4.5.4 | 0 | 0 | 287 | fixture |  | 287
Equipment | LED Exterior Lighting | One 65W LED Canopy Light | Equipment 1: Average Lumen Equivalent Exterior HID Area Lighting Equipment 2: Average Lumen Equivalent Exterior Incandescent Area Light | Commercial | New | Retail | FL Zone 2 | Per Unit | 4.624% | 1261.652 | 498.232 | 763.42 | 0.6051 | 13 | 0 | 0 | 0 | Reference source included incremental cost only | 0 | 0 | 287 | Illinois 2018 Statewide TRM, Section 4.5.4 | 0 | 0 | 287 | fixture |  | 287
Equipment | LED Exterior Lighting | One 65W LED Canopy Light | Equipment 1: Average Lumen Equivalent Exterior HID Area Lighting Equipment 2: Average Lumen Equivalent Exterior Incandescent Area Light | Commercial | New | Schools K-12 | FL Zone 2 | Per Unit | 4.624% | 1261.652 | 498.232 | 763.42 | 0.6051 | 13 | 0 | 0 | 0 | Reference source included incremental cost only | 0 | 0 | 287 | Illinois 2018 Statewide TRM, Section 4.5.4 | 0 | 0 | 287 | fixture |  | 287
Equipment | LED Exterior Lighting | One 65W LED Canopy Light | Equipment 1: Average Lumen Equivalent Exterior HID Area Lighting Equipment 2: Average Lumen Equivalent Exterior Incandescent Area Light | Commercial | New | Warehouse | FL Zone 2 | Per Unit | 4.624% | 1261.652 | 498.232 | 763.42 | 0.6051 | 13 | 0 | 0 | 0 | Reference source included incremental cost only | 0 | 0 | 287 | Illinois 2018 Statewide TRM, Section 4.5.4 | 0 | 0 | 287 | fixture |  | 287
Equipment | LED Parking Lighting | One 160W LED Area Light | Equipment 1: Average Lumen Equivalent Exterior Incandescent Area Lighting Equipment 2: One Average Lumen Equivalent Exterior HID Area Light | Commercial | Turnover | Assembly | FL Zone 2 | Per Fixture | 6.728% | 4018 | 642.88 | 3375.12 | 0.84 | 18 | 0 | 0 | 271.43 | Market Research, 2016, RAB Lighting | 0 | 0 | 433.28 | Market Research, 2016, RAB Lighting | 0 | 0 | 161.85 | fixture |  | 161.85
Equipment | LED Parking Lighting | One 160W LED Area Light | Equipment 1: Average Lumen Equivalent Exterior Incandescent Area Lighting Equipment 2: One Average Lumen Equivalent Exterior HID Area Light | Commercial | Turnover | College and University | FL Zone 2 | Per Fixture | 7.084% | 4018 | 642.88 | 3375.12 | 0.84 | 18 | 0 | 0 | 271.43 | Market Research, 2016, RAB Lighting | 0 | 0 | 433.28 | Market Research, 2016, RAB Lighting | 0 | 0 | 161.85 | fixture |  | 161.85
Equipment | LED Parking Lighting | One 160W LED Area Light | Equipment 1: Average Lumen Equivalent Exterior Incandescent Area Lighting Equipment 2: One Average Lumen Equivalent Exterior HID Area Light | Commercial | Turnover | Grocery | FL Zone 2 | Per Fixture | 6.728% | 4018 | 642.88 | 3375.12 | 0.84 | 18 | 0 | 0 | 271.43 | Market Research, 2016, RAB Lighting | 0 | 0 | 433.28 | Market Research, 2016, RAB Lighting | 0 | 0 | 161.85 | fixture |  | 161.85
Equipment | LED Parking Lighting | One 160W LED Area Light | Equipment 1: Average Lumen Equivalent Exterior Incandescent Area Lighting Equipment 2: One Average Lumen Equivalent Exterior HID Area Light | Commercial | Turnover | Healthcare | FL Zone 2 | Per Fixture | 7.084% | 4018 | 642.88 | 3375.12 | 0.84 | 18 | 0 | 0 | 271.43 | Market Research, 2016, RAB Lighting | 0 | 0 | 433.28 | Market Research, 2016, RAB Lighting | 0 | 0 | 161.85 | fixture |  | 161.85
Equipment | LED Parking Lighting | One 160W LED Area Light | Equipment 1: Average Lumen Equivalent Exterior Incandescent Area Lighting Equipment 2: One Average Lumen Equivalent Exterior HID Area Light | Commercial | Turnover | Hospitals | FL Zone 2 | Per Fixture | 6.728% | 4018 | 642.88 | 3375.12 | 0.84 | 18 | 0 | 0 | 271.43 | Market Research, 2016, RAB Lighting | 0 | 0 | 433.28 | Market Research, 2016, RAB Lighting | 0 | 0 | 161.85 | fixture |  | 161.85
Equipment | LED Parking Lighting | One 160W LED Area Light | Equipment 1: Average Lumen Equivalent Exterior Incandescent Area Lighting Equipment 2: One Average Lumen Equivalent Exterior HID Area Light | Commercial | Turnover | Institutional | FL Zone 2 | Per Fixture | 7.084% | 4018 | 642.88 | 3375.12 | 0.84 | 18 | 0 | 0 | 271.43 | Market Research, 2016, RAB Lighting | 0 | 0 | 433.28 | Market Research, 2016, RAB Lighting | 0 | 0 | 161.85 | fixture |  | 161.85
Equipment | LED Parking Lighting | One 160W LED Area Light | Equipment 1: Average Lumen Equivalent Exterior Incandescent Area Lighting Equipment 2: One Average Lumen Equivalent Exterior HID Area Light | Commercial | Turnover | Lodging/Hospitality | FL Zone 2 | Per Fixture | 6.728% | 4018 | 642.88 | 3375.12 | 0.84 | 18 | 0 | 0 | 271.43 | Market Research, 2016, RAB Lighting | 0 | 0 | 433.28 | Market Research, 2016, RAB Lighting | 0 | 0 | 161.85 | fixture |  | 161.85
Equipment | LED Parking Lighting | One 160W LED Area Light | Equipment 1: Average Lumen Equivalent Exterior Incandescent Area Lighting Equipment 2: One Average Lumen Equivalent Exterior HID Area Light | Commercial | Turnover | Miscellaneous | FL Zone 2 | Per Fixture | 7.084% | 4018 | 642.88 | 3375.12 | 0.84 | 18 | 0 | 0 | 271.43 | Market Research, 2016, RAB Lighting | 0 | 0 | 433.28 | Market Research, 2016, RAB Lighting | 0 | 0 | 161.85 | fixture |  | 161.85
Equipment | LED Parking Lighting | One 160W LED Area Light | Equipment 1: Average Lumen Equivalent Exterior Incandescent Area Lighting Equipment 2: One Average Lumen Equivalent Exterior HID Area Light | Commercial | Turnover | Offices | FL Zone 2 | Per Fixture | 6.728% | 4018 | 642.88 | 3375.12 | 0.84 | 18 | 0 | 0 | 271.43 | Market Research, 2016, RAB Lighting | 0 | 0 | 433.28 | Market Research, 2016, RAB Lighting | 0 | 0 | 161.85 | fixture |  | 161.85
Equipment | LED Parking Lighting | One 160W LED Area Light | Equipment 1: Average Lumen Equivalent Exterior Incandescent Area Lighting Equipment 2: One Average Lumen Equivalent Exterior HID Area Light | Commercial | Turnover | Restaurants | FL Zone 2 | Per Fixture | 6.728% | 4018 | 642.88 | 3375.12 | 0.84 | 18 | 0 | 0 | 271.43 | Market Research, 2016, RAB Lighting | 0 | 0 | 433.28 | Market Research, 2016, RAB Lighting | 0 | 0 | 161.85 | fixture |  | 161.85
Equipment | LED Parking Lighting | One 160W LED Area Light | Equipment 1: Average Lumen Equivalent Exterior Incandescent Area Lighting Equipment 2: One Average Lumen Equivalent Exterior HID Area Light | Commercial | Turnover | Retail | FL Zone 2 | Per Fixture | 6.728% | 4018 | 642.88 | 3375.12 | 0.84 | 18 | 0 | 0 | 271.43 | Market Research, 2016, RAB Lighting | 0 | 0 | 433.28 | Market Research, 2016, RAB Lighting | 0 | 0 | 161.85 | fixture |  | 161.85
Equipment | LED Parking Lighting | One 160W LED Area Light | Equipment 1: Average Lumen Equivalent Exterior Incandescent Area Lighting Equipment 2: One Average Lumen Equivalent Exterior HID Area Light | Commercial | Turnover | Schools K-12 | FL Zone 2 | Per Fixture | 7.084% | 4018 | 642.88 | 3375.12 | 0.84 | 18 | 0 | 0 | 271.43 | Market Research, 2016, RAB Lighting | 0 | 0 | 433.28 | Market Research, 2016, RAB Lighting | 0 | 0 | 161.85 | fixture |  | 161.85
Equipment | LED Parking Lighting | One 160W LED Area Light | Equipment 1: Average Lumen Equivalent Exterior Incandescent Area Lighting Equipment 2: One Average Lumen Equivalent Exterior HID Area Light | Commercial | Turnover | Warehouse | FL Zone 2 | Per Fixture | 7.978% | 4018 | 642.88 | 3375.12 | 0.84 | 18 | 0 | 0 | 271.43 | Market Research, 2016, RAB Lighting | 0 | 0 | 433.28 | Market Research, 2016, RAB Lighting | 0 | 0 | 161.85 | fixture |  | 161.85
Equipment | LED Parking Lighting | One 160W LED Area Light | Equipment 1: Average Lumen Equivalent Exterior Incandescent Area Lighting Equipment 2: One Average Lumen Equivalent Exterior HID Area Light | Commercial | New | Assembly | FL Zone 2 | Per Fixture | 94.94% | 4018 | 642.88 | 3375.12 | 0.84 | 18 | 0 | 0 | 271.43 | Market Research, 2016, RAB Lighting | 0 | 0 | 433.28 | Market Research, 2016, RAB Lighting | 0 | 0 | 161.85 | fixture |  | 161.85
Equipment | LED Parking Lighting | One 160W LED Area Light | Equipment 1: Average Lumen Equivalent Exterior Incandescent Area Lighting Equipment 2: One Average Lumen Equivalent Exterior HID Area Light | Commercial | New | College and University | FL Zone 2 | Per Fixture | 7.084% | 4018 | 642.88 | 3375.12 | 0.84 | 18 | 0 | 0 | 271.43 | Market Research, 2016, RAB Lighting | 0 | 0 | 433.28 | Market Research, 2016, RAB Lighting | 0 | 0 | 161.85 | fixture |  | 161.85
Equipment | LED Parking Lighting | One 160W LED Area Light | Equipment 1: Average Lumen Equivalent Exterior Incandescent Area Lighting Equipment 2: One Average Lumen Equivalent Exterior HID Area Light | Commercial | New | Grocery | FL Zone 2 | Per Fixture | 94.94% | 4018 | 642.88 | 3375.12 | 0.84 | 18 | 0 | 0 | 271.43 | Market Research, 2016, RAB Lighting | 0 | 0 | 433.28 | Market Research, 2016, RAB Lighting | 0 | 0 | 161.85 | fixture |  | 161.85
Equipment | LED Parking Lighting | One 160W LED Area Light | Equipment 1: Average Lumen Equivalent Exterior Incandescent Area Lighting Equipment 2: One Average Lumen Equivalent Exterior HID Area Light | Commercial | New | Healthcare | FL Zone 2 | Per Fixture | 7.084% | 4018 | 642.88 | 3375.12 | 0.84 | 18 | 0 | 0 | 271.43 | Market Research, 2016, RAB Lighting | 0 | 0 | 433.28 | Market Research, 2016, RAB Lighting | 0 | 0 | 161.85 | fixture |  | 161.85
Equipment | LED Parking Lighting | One 160W LED Area Light | Equipment 1: Average Lumen Equivalent Exterior Incandescent Area Lighting Equipment 2: One Average Lumen Equivalent Exterior HID Area Light | Commercial | New | Hospitals | FL Zone 2 | Per Fixture | 94.94% | 4018 | 642.88 | 3375.12 | 0.84 | 18 | 0 | 0 | 271.43 | Market Research, 2016, RAB Lighting | 0 | 0 | 433.28 | Market Research, 2016, RAB Lighting | 0 | 0 | 161.85 | fixture |  | 161.85
Equipment | LED Parking Lighting | One 160W LED Area Light | Equipment 1: Average Lumen Equivalent Exterior Incandescent Area Lighting Equipment 2: One Average Lumen Equivalent Exterior HID Area Light | Commercial | New | Institutional | FL Zone 2 | Per Fixture | 7.084% | 4018 | 642.88 | 3375.12 | 0.84 | 18 | 0 | 0 | 271.43 | Market Research, 2016, RAB Lighting | 0 | 0 | 433.28 | Market Research, 2016, RAB Lighting | 0 | 0 | 161.85 | fixture |  | 161.85
Equipment | LED Parking Lighting | One 160W LED Area Light | Equipment 1: Average Lumen Equivalent Exterior Incandescent Area Lighting Equipment 2: One Average Lumen Equivalent Exterior HID Area Light | Commercial | New | Lodging/Hospitality | FL Zone 2 | Per Fixture | 94.94% | 4018 | 642.88 | 3375.12 | 0.84 | 18 | 0 | 0 | 271.43 | Market Research, 2016, RAB Lighting | 0 | 0 | 433.28 | Market Research, 2016, RAB Lighting | 0 | 0 | 161.85 | fixture |  | 161.85
Equipment | LED Parking Lighting | One 160W LED Area Light | Equipment 1: Average Lumen Equivalent Exterior Incandescent Area Lighting Equipment 2: One Average Lumen Equivalent Exterior HID Area Light | Commercial | New | Miscellaneous | FL Zone 2 | Per Fixture | 7.084% | 4018 | 642.88 | 3375.12 | 0.84 | 18 | 0 | 0 | 271.43 | Market Research, 2016, RAB Lighting | 0 | 0 | 433.28 | Market Research, 2016, RAB Lighting | 0 | 0 | 161.85 | fixture |  | 161.85
Equipment | LED Parking Lighting | One 160W LED Area Light | Equipment 1: Average Lumen Equivalent Exterior Incandescent Area Lighting Equipment 2: One Average Lumen Equivalent Exterior HID Area Light | Commercial | New | Offices | FL Zone 2 | Per Fixture | 94.94% | 4018 | 642.88 | 3375.12 | 0.84 | 18 | 0 | 0 | 271.43 | Market Research, 2016, RAB Lighting | 0 | 0 | 433.28 | Market Research, 2016, RAB Lighting | 0 | 0 | 161.85 | fixture |  | 161.85
Equipment | LED Parking Lighting | One 160W LED Area Light | Equipment 1: Average Lumen Equivalent Exterior Incandescent Area Lighting Equipment 2: One Average Lumen Equivalent Exterior HID Area Light | Commercial | New | Restaurants | FL Zone 2 | Per Fixture | 94.94% | 4018 | 642.88 | 3375.12 | 0.84 | 18 | 0 | 0 | 271.43 | Market Research, 2016, RAB Lighting | 0 | 0 | 433.28 | Market Research, 2016, RAB Lighting | 0 | 0 | 161.85 | fixture |  | 161.85
Equipment | LED Parking Lighting | One 160W LED Area Light | Equipment 1: Average Lumen Equivalent Exterior Incandescent Area Lighting Equipment 2: One Average Lumen Equivalent Exterior HID Area Light | Commercial | New | Retail | FL Zone 2 | Per Fixture | 94.94% | 4018 | 642.88 | 3375.12 | 0.84 | 18 | 0 | 0 | 271.43 | Market Research, 2016, RAB Lighting | 0 | 0 | 433.28 | Market Research, 2016, RAB Lighting | 0 | 0 | 161.85 | fixture |  | 161.85
Equipment | LED Parking Lighting | One 160W LED Area Light | Equipment 1: Average Lumen Equivalent Exterior Incandescent Area Lighting Equipment 2: One Average Lumen Equivalent Exterior HID Area Light | Commercial | New | Schools K-12 | FL Zone 2 | Per Fixture | 7.084% | 4018 | 642.88 | 3375.12 | 0.84 | 18 | 0 | 0 | 271.43 | Market Research, 2016, RAB Lighting | 0 | 0 | 433.28 | Market Research, 2016, RAB Lighting | 0 | 0 | 161.85 | fixture |  | 161.85
Equipment | LED Parking Lighting | One 160W LED Area Light | Equipment 1: Average Lumen Equivalent Exterior Incandescent Area Lighting Equipment 2: One Average Lumen Equivalent Exterior HID Area Light | Commercial | New | Warehouse | FL Zone 2 | Per Fixture | 7.978% | 4018 | 642.88 | 3375.12 | 0.84 | 18 | 0 | 0 | 271.43 | Market Research, 2016, RAB Lighting | 0 | 0 | 433.28 | Market Research, 2016, RAB Lighting | 0 | 0 | 161.85 | fixture |  | 161.85
Equipment | LED Street Lights | One 210W LED Area Light | Equipment 1: Average Lumen Equivalent Exterior Incandescent Area Lighting Equipment 2: One Average Lumen Equivalent Exterior HID Area Light | Commercial | Turnover | Assembly | FL Zone 2 | Per Fixture | 0% | 2542.0547 | 850.932 | 1691.1226 | 0.66526 | 18 | 0 | 0 | 271.43 | Market Research, 2016, RAB Lighting | 0 | 0 | 510 | https://hangarlights.com/led-parking-lot-flood-lights.html | 0 | 0 | 238.57 | fixture |  | 238.57
Equipment | LED Street Lights | One 210W LED Area Light | Equipment 1: Average Lumen Equivalent Exterior Incandescent Area Lighting Equipment 2: One Average Lumen Equivalent Exterior HID Area Light | Commercial | Turnover | College and University | FL Zone 2 | Per Fixture | 0% | 2542.0547 | 850.932 | 1691.1226 | 0.66526 | 18 | 0 | 0 | 271.43 | Market Research, 2016, RAB Lighting | 0 | 0 | 510 | https://hangarlights.com/led-parking-lot-flood-lights.html | 0 | 0 | 238.57 | fixture |  | 238.57
Equipment | LED Street Lights | One 210W LED Area Light | Equipment 1: Average Lumen Equivalent Exterior Incandescent Area Lighting Equipment 2: One Average Lumen Equivalent Exterior HID Area Light | Commercial | Turnover | Grocery | FL Zone 2 | Per Fixture | 0% | 2542.0547 | 850.932 | 1691.1226 | 0.66526 | 18 | 0 | 0 | 271.43 | Market Research, 2016, RAB Lighting | 0 | 0 | 510 | https://hangarlights.com/led-parking-lot-flood-lights.html | 0 | 0 | 238.57 | fixture |  | 238.57
Equipment | LED Street Lights | One 210W LED Area Light | Equipment 1: Average Lumen Equivalent Exterior Incandescent Area Lighting Equipment 2: One Average Lumen Equivalent Exterior HID Area Light | Commercial | Turnover | Healthcare | FL Zone 2 | Per Fixture | 0% | 2542.0547 | 850.932 | 1691.1226 | 0.66526 | 18 | 0 | 0 | 271.43 | Market Research, 2016, RAB Lighting | 0 | 0 | 510 | https://hangarlights.com/led-parking-lot-flood-lights.html | 0 | 0 | 238.57 | fixture |  | 238.57
Equipment | LED Street Lights | One 210W LED Area Light | Equipment 1: Average Lumen Equivalent Exterior Incandescent Area Lighting Equipment 2: One Average Lumen Equivalent Exterior HID Area Light | Commercial | Turnover | Hospitals | FL Zone 2 | Per Fixture | 0% | 2542.0547 | 850.932 | 1691.1226 | 0.66526 | 18 | 0 | 0 | 271.43 | Market Research, 2016, RAB Lighting | 0 | 0 | 510 | https://hangarlights.com/led-parking-lot-flood-lights.html | 0 | 0 | 238.57 | fixture |  | 238.57
Equipment | LED Street Lights | One 210W LED Area Light | Equipment 1: Average Lumen Equivalent Exterior Incandescent Area Lighting Equipment 2: One Average Lumen Equivalent Exterior HID Area Light | Commercial | Turnover | Institutional | FL Zone 2 | Per Fixture | 21.49% | 2542.0547 | 850.932 | 1691.1226 | 0.66526 | 18 | 0 | 0 | 271.43 | Market Research, 2016, RAB Lighting | 0 | 0 | 510 | https://hangarlights.com/led-parking-lot-flood-lights.html | 0 | 0 | 238.57 | fixture |  | 238.57
Equipment | LED Street Lights | One 210W LED Area Light | Equipment 1: Average Lumen Equivalent Exterior Incandescent Area Lighting Equipment 2: One Average Lumen Equivalent Exterior HID Area Light | Commercial | Turnover | Lodging/Hospitality | FL Zone 2 | Per Fixture | 0% | 2542.0547 | 850.932 | 1691.1226 | 0.66526 | 18 | 0 | 0 | 271.43 | Market Research, 2016, RAB Lighting | 0 | 0 | 510 | https://hangarlights.com/led-parking-lot-flood-lights.html | 0 | 0 | 238.57 | fixture |  | 238.57
Equipment | LED Street Lights | One 210W LED Area Light | Equipment 1: Average Lumen Equivalent Exterior Incandescent Area Lighting Equipment 2: One Average Lumen Equivalent Exterior HID Area Light | Commercial | Turnover | Miscellaneous | FL Zone 2 | Per Fixture | 0% | 2542.0547 | 850.932 | 1691.1226 | 0.66526 | 18 | 0 | 0 | 271.43 | Market Research, 2016, RAB Lighting | 0 | 0 | 510 | https://hangarlights.com/led-parking-lot-flood-lights.html | 0 | 0 | 238.57 | fixture |  | 238.57
Equipment | LED Street Lights | One 210W LED Area Light | Equipment 1: Average Lumen Equivalent Exterior Incandescent Area Lighting Equipment 2: One Average Lumen Equivalent Exterior HID Area Light | Commercial | Turnover | Offices | FL Zone 2 | Per Fixture | 0% | 2542.0547 | 850.932 | 1691.1226 | 0.66526 | 18 | 0 | 0 | 271.43 | Market Research, 2016, RAB Lighting | 0 | 0 | 510 | https://hangarlights.com/led-parking-lot-flood-lights.html | 0 | 0 | 238.57 | fixture |  | 238.57
Equipment | LED Street Lights | One 210W LED Area Light | Equipment 1: Average Lumen Equivalent Exterior Incandescent Area Lighting Equipment 2: One Average Lumen Equivalent Exterior HID Area Light | Commercial | Turnover | Restaurants | FL Zone 2 | Per Fixture | 0% | 2542.0547 | 850.932 | 1691.1226 | 0.66526 | 18 | 0 | 0 | 271.43 | Market Research, 2016, RAB Lighting | 0 | 0 | 510 | https://hangarlights.com/led-parking-lot-flood-lights.html | 0 | 0 | 238.57 | fixture |  | 238.57
Equipment | LED Street Lights | One 210W LED Area Light | Equipment 1: Average Lumen Equivalent Exterior Incandescent Area Lighting Equipment 2: One Average Lumen Equivalent Exterior HID Area Light | Commercial | Turnover | Retail | FL Zone 2 | Per Fixture | 0% | 2542.0547 | 850.932 | 1691.1226 | 0.66526 | 18 | 0 | 0 | 271.43 | Market Research, 2016, RAB Lighting | 0 | 0 | 510 | https://hangarlights.com/led-parking-lot-flood-lights.html | 0 | 0 | 238.57 | fixture |  | 238.57
Equipment | LED Street Lights | One 210W LED Area Light | Equipment 1: Average Lumen Equivalent Exterior Incandescent Area Lighting Equipment 2: One Average Lumen Equivalent Exterior HID Area Light | Commercial | Turnover | Schools K-12 | FL Zone 2 | Per Fixture | 0% | 2542.0547 | 850.932 | 1691.1226 | 0.66526 | 18 | 0 | 0 | 271.43 | Market Research, 2016, RAB Lighting | 0 | 0 | 510 | https://hangarlights.com/led-parking-lot-flood-lights.html | 0 | 0 | 238.57 | fixture |  | 238.57
Equipment | LED Street Lights | One 210W LED Area Light | Equipment 1: Average Lumen Equivalent Exterior Incandescent Area Lighting Equipment 2: One Average Lumen Equivalent Exterior HID Area Light | Commercial | Turnover | Warehouse | FL Zone 2 | Per Fixture | 0% | 2542.0547 | 850.932 | 1691.1226 | 0.66526 | 18 | 0 | 0 | 271.43 | Market Research, 2016, RAB Lighting | 0 | 0 | 510 | https://hangarlights.com/led-parking-lot-flood-lights.html | 0 | 0 | 238.57 | fixture |  | 238.57
Equipment | LED Street Lights | One 210W LED Area Light | Equipment 1: Average Lumen Equivalent Exterior Incandescent Area Lighting Equipment 2: One Average Lumen Equivalent Exterior HID Area Light | Commercial | New | Assembly | FL Zone 2 | Per Fixture | 0% | 2542.0547 | 850.932 | 1691.1226 | 0.66526 | 18 | 0 | 0 | 271.43 | Market Research, 2016, RAB Lighting | 0 | 0 | 510 | https://hangarlights.com/led-parking-lot-flood-lights.html | 0 | 0 | 238.57 | fixture |  | 238.57
Equipment | LED Street Lights | One 210W LED Area Light | Equipment 1: Average Lumen Equivalent Exterior Incandescent Area Lighting Equipment 2: One Average Lumen Equivalent Exterior HID Area Light | Commercial | New | College and University | FL Zone 2 | Per Fixture | 0% | 2542.0547 | 850.932 | 1691.1226 | 0.66526 | 18 | 0 | 0 | 271.43 | Market Research, 2016, RAB Lighting | 0 | 0 | 510 | https://hangarlights.com/led-parking-lot-flood-lights.html | 0 | 0 | 238.57 | fixture |  | 238.57
Equipment | LED Street Lights | One 210W LED Area Light | Equipment 1: Average Lumen Equivalent Exterior Incandescent Area Lighting Equipment 2: One Average Lumen Equivalent Exterior HID Area Light | Commercial | New | Grocery | FL Zone 2 | Per Fixture | 0% | 2542.0547 | 850.932 | 1691.1226 | 0.66526 | 18 | 0 | 0 | 271.43 | Market Research, 2016, RAB Lighting | 0 | 0 | 510 | https://hangarlights.com/led-parking-lot-flood-lights.html | 0 | 0 | 238.57 | fixture |  | 238.57
Equipment | LED Street Lights | One 210W LED Area Light | Equipment 1: Average Lumen Equivalent Exterior Incandescent Area Lighting Equipment 2: One Average Lumen Equivalent Exterior HID Area Light | Commercial | New | Healthcare | FL Zone 2 | Per Fixture | 0% | 2542.0547 | 850.932 | 1691.1226 | 0.66526 | 18 | 0 | 0 | 271.43 | Market Research, 2016, RAB Lighting | 0 | 0 | 510 | https://hangarlights.com/led-parking-lot-flood-lights.html | 0 | 0 | 238.57 | fixture |  | 238.57
Equipment | LED Street Lights | One 210W LED Area Light | Equipment 1: Average Lumen Equivalent Exterior Incandescent Area Lighting Equipment 2: One Average Lumen Equivalent Exterior HID Area Light | Commercial | New | Hospitals | FL Zone 2 | Per Fixture | 0% | 2542.0547 | 850.932 | 1691.1226 | 0.66526 | 18 | 0 | 0 | 271.43 | Market Research, 2016, RAB Lighting | 0 | 0 | 510 | https://hangarlights.com/led-parking-lot-flood-lights.html | 0 | 0 | 238.57 | fixture |  | 238.57
Equipment | LED Street Lights | One 210W LED Area Light | Equipment 1: Average Lumen Equivalent Exterior Incandescent Area Lighting Equipment 2: One Average Lumen Equivalent Exterior HID Area Light | Commercial | New | Institutional | FL Zone 2 | Per Fixture | 21.49% | 2542.0547 | 850.932 | 1691.1226 | 0.66526 | 18 | 0 | 0 | 271.43 | Market Research, 2016, RAB Lighting | 0 | 0 | 510 | https://hangarlights.com/led-parking-lot-flood-lights.html | 0 | 0 | 238.57 | fixture |  | 238.57
Equipment | LED Street Lights | One 210W LED Area Light | Equipment 1: Average Lumen Equivalent Exterior Incandescent Area Lighting Equipment 2: One Average Lumen Equivalent Exterior HID Area Light | Commercial | New | Lodging/Hospitality | FL Zone 2 | Per Fixture | 0% | 2542.0547 | 850.932 | 1691.1226 | 0.66526 | 18 | 0 | 0 | 271.43 | Market Research, 2016, RAB Lighting | 0 | 0 | 510 | https://hangarlights.com/led-parking-lot-flood-lights.html | 0 | 0 | 238.57 | fixture |  | 238.57
Equipment | LED Street Lights | One 210W LED Area Light | Equipment 1: Average Lumen Equivalent Exterior Incandescent Area Lighting Equipment 2: One Average Lumen Equivalent Exterior HID Area Light | Commercial | New | Miscellaneous | FL Zone 2 | Per Fixture | 0% | 2542.0547 | 850.932 | 1691.1226 | 0.66526 | 18 | 0 | 0 | 271.43 | Market Research, 2016, RAB Lighting | 0 | 0 | 510 | https://hangarlights.com/led-parking-lot-flood-lights.html | 0 | 0 | 238.57 | fixture |  | 238.57
Equipment | LED Street Lights | One 210W LED Area Light | Equipment 1: Average Lumen Equivalent Exterior Incandescent Area Lighting Equipment 2: One Average Lumen Equivalent Exterior HID Area Light | Commercial | New | Offices | FL Zone 2 | Per Fixture | 0% | 2542.0547 | 850.932 | 1691.1226 | 0.66526 | 18 | 0 | 0 | 271.43 | Market Research, 2016, RAB Lighting | 0 | 0 | 510 | https://hangarlights.com/led-parking-lot-flood-lights.html | 0 | 0 | 238.57 | fixture |  | 238.57
Equipment | LED Street Lights | One 210W LED Area Light | Equipment 1: Average Lumen Equivalent Exterior Incandescent Area Lighting Equipment 2: One Average Lumen Equivalent Exterior HID Area Light | Commercial | New | Restaurants | FL Zone 2 | Per Fixture | 0% | 2542.0547 | 850.932 | 1691.1226 | 0.66526 | 18 | 0 | 0 | 271.43 | Market Research, 2016, RAB Lighting | 0 | 0 | 510 | https://hangarlights.com/led-parking-lot-flood-lights.html | 0 | 0 | 238.57 | fixture |  | 238.57
Equipment | LED Street Lights | One 210W LED Area Light | Equipment 1: Average Lumen Equivalent Exterior Incandescent Area Lighting Equipment 2: One Average Lumen Equivalent Exterior HID Area Light | Commercial | New | Retail | FL Zone 2 | Per Fixture | 0% | 2542.0547 | 850.932 | 1691.1226 | 0.66526 | 18 | 0 | 0 | 271.43 | Market Research, 2016, RAB Lighting | 0 | 0 | 510 | https://hangarlights.com/led-parking-lot-flood-lights.html | 0 | 0 | 238.57 | fixture |  | 238.57
Equipment | LED Street Lights | One 210W LED Area Light | Equipment 1: Average Lumen Equivalent Exterior Incandescent Area Lighting Equipment 2: One Average Lumen Equivalent Exterior HID Area Light | Commercial | New | Schools K-12 | FL Zone 2 | Per Fixture | 0% | 2542.0547 | 850.932 | 1691.1226 | 0.66526 | 18 | 0 | 0 | 271.43 | Market Research, 2016, RAB Lighting | 0 | 0 | 510 | https://hangarlights.com/led-parking-lot-flood-lights.html | 0 | 0 | 238.57 | fixture |  | 238.57
Equipment | LED Street Lights | One 210W LED Area Light | Equipment 1: Average Lumen Equivalent Exterior Incandescent Area Lighting Equipment 2: One Average Lumen Equivalent Exterior HID Area Light | Commercial | New | Warehouse | FL Zone 2 | Per Fixture | 0% | 2542.0547 | 850.932 | 1691.1226 | 0.66526 | 18 | 0 | 0 | 271.43 | Market Research, 2016, RAB Lighting | 0 | 0 | 510 | https://hangarlights.com/led-parking-lot-flood-lights.html | 0 | 0 | 238.57 | fixture |  | 238.57
Equipment | LED Traffic and Crosswalk Lighting | LED Crosswalk Sign | Energy Star Qualifying Crosswalk Sign | Commercial | Turnover | Assembly | FL Zone 2 | Per Fixture | 0% | 102.2 | 64.24 | 37.96 | 0.37143 | 10 | 0 | 0 | 74 | Pennsylvania Public Utility Commission 2013 Incremental Cost Database | 0 | 0 | 145 | Pennsylvania Public Utility Commission 2013 Incremental Cost Database | 0 | 0 | 71 | fixture |  | 71
Equipment | LED Traffic and Crosswalk Lighting | LED Crosswalk Sign | Energy Star Qualifying Crosswalk Sign | Commercial | Turnover | College and University | FL Zone 2 | Per Fixture | 0% | 102.2 | 64.24 | 37.96 | 0.37143 | 10 | 0 | 0 | 74 | Pennsylvania Public Utility Commission 2013 Incremental Cost Database | 0 | 0 | 145 | Pennsylvania Public Utility Commission 2013 Incremental Cost Database | 0 | 0 | 71 | fixture |  | 71
Equipment | LED Traffic and Crosswalk Lighting | LED Crosswalk Sign | Energy Star Qualifying Crosswalk Sign | Commercial | Turnover | Grocery | FL Zone 2 | Per Fixture | 0% | 102.2 | 64.24 | 37.96 | 0.37143 | 10 | 0 | 0 | 74 | Pennsylvania Public Utility Commission 2013 Incremental Cost Database | 0 | 0 | 145 | Pennsylvania Public Utility Commission 2013 Incremental Cost Database | 0 | 0 | 71 | fixture |  | 71
Equipment | LED Traffic and Crosswalk Lighting | LED Crosswalk Sign | Energy Star Qualifying Crosswalk Sign | Commercial | Turnover | Healthcare | FL Zone 2 | Per Fixture | 0% | 102.2 | 64.24 | 37.96 | 0.37143 | 10 | 0 | 0 | 74 | Pennsylvania Public Utility Commission 2013 Incremental Cost Database | 0 | 0 | 145 | Pennsylvania Public Utility Commission 2013 Incremental Cost Database | 0 | 0 | 71 | fixture |  | 71
Equipment | LED Traffic and Crosswalk Lighting | LED Crosswalk Sign | Energy Star Qualifying Crosswalk Sign | Commercial | Turnover | Hospitals | FL Zone 2 | Per Fixture | 0% | 102.2 | 64.24 | 37.96 | 0.37143 | 10 | 0 | 0 | 74 | Pennsylvania Public Utility Commission 2013 Incremental Cost Database | 0 | 0 | 145 | Pennsylvania Public Utility Commission 2013 Incremental Cost Database | 0 | 0 | 71 | fixture |  | 71
Equipment | LED Traffic and Crosswalk Lighting | LED Crosswalk Sign | Energy Star Qualifying Crosswalk Sign | Commercial | Turnover | Institutional | FL Zone 2 | Per Fixture | 21.49% | 102.2 | 64.24 | 37.96 | 0.37143 | 10 | 0 | 0 | 74 | Pennsylvania Public Utility Commission 2013 Incremental Cost Database | 0 | 0 | 145 | Pennsylvania Public Utility Commission 2013 Incremental Cost Database | 0 | 0 | 71 | fixture |  | 71
Equipment | LED Traffic and Crosswalk Lighting | LED Crosswalk Sign | Energy Star Qualifying Crosswalk Sign | Commercial | Turnover | Lodging/Hospitality | FL Zone 2 | Per Fixture | 0% | 102.2 | 64.24 | 37.96 | 0.37143 | 10 | 0 | 0 | 74 | Pennsylvania Public Utility Commission 2013 Incremental Cost Database | 0 | 0 | 145 | Pennsylvania Public Utility Commission 2013 Incremental Cost Database | 0 | 0 | 71 | fixture |  | 71
Equipment | LED Traffic and Crosswalk Lighting | LED Crosswalk Sign | Energy Star Qualifying Crosswalk Sign | Commercial | Turnover | Miscellaneous | FL Zone 2 | Per Fixture | 0% | 102.2 | 64.24 | 37.96 | 0.37143 | 10 | 0 | 0 | 74 | Pennsylvania Public Utility Commission 2013 Incremental Cost Database | 0 | 0 | 145 | Pennsylvania Public Utility Commission 2013 Incremental Cost Database | 0 | 0 | 71 | fixture |  | 71
Equipment | LED Traffic and Crosswalk Lighting | LED Crosswalk Sign | Energy Star Qualifying Crosswalk Sign | Commercial | Turnover | Offices | FL Zone 2 | Per Fixture | 0% | 102.2 | 64.24 | 37.96 | 0.37143 | 10 | 0 | 0 | 74 | Pennsylvania Public Utility Commission 2013 Incremental Cost Database | 0 | 0 | 145 | Pennsylvania Public Utility Commission 2013 Incremental Cost Database | 0 | 0 | 71 | fixture |  | 71
Equipment | LED Traffic and Crosswalk Lighting | LED Crosswalk Sign | Energy Star Qualifying Crosswalk Sign | Commercial | Turnover | Restaurants | FL Zone 2 | Per Fixture | 0% | 102.2 | 64.24 | 37.96 | 0.37143 | 10 | 0 | 0 | 74 | Pennsylvania Public Utility Commission 2013 Incremental Cost Database | 0 | 0 | 145 | Pennsylvania Public Utility Commission 2013 Incremental Cost Database | 0 | 0 | 71 | fixture |  | 71
Equipment | LED Traffic and Crosswalk Lighting | LED Crosswalk Sign | Energy Star Qualifying Crosswalk Sign | Commercial | Turnover | Retail | FL Zone 2 | Per Fixture | 0% | 102.2 | 64.24 | 37.96 | 0.37143 | 10 | 0 | 0 | 74 | Pennsylvania Public Utility Commission 2013 Incremental Cost Database | 0 | 0 | 145 | Pennsylvania Public Utility Commission 2013 Incremental Cost Database | 0 | 0 | 71 | fixture |  | 71
Equipment | LED Traffic and Crosswalk Lighting | LED Crosswalk Sign | Energy Star Qualifying Crosswalk Sign | Commercial | Turnover | Schools K-12 | FL Zone 2 | Per Fixture | 0% | 102.2 | 64.24 | 37.96 | 0.37143 | 10 | 0 | 0 | 74 | Pennsylvania Public Utility Commission 2013 Incremental Cost Database | 0 | 0 | 145 | Pennsylvania Public Utility Commission 2013 Incremental Cost Database | 0 | 0 | 71 | fixture |  | 71
Equipment | LED Traffic and Crosswalk Lighting | LED Crosswalk Sign | Energy Star Qualifying Crosswalk Sign | Commercial | Turnover | Warehouse | FL Zone 2 | Per Fixture | 0% | 102.2 | 64.24 | 37.96 | 0.37143 | 10 | 0 | 0 | 74 | Pennsylvania Public Utility Commission 2013 Incremental Cost Database | 0 | 0 | 145 | Pennsylvania Public Utility Commission 2013 Incremental Cost Database | 0 | 0 | 71 | fixture |  | 71
Equipment | LED Traffic and Crosswalk Lighting | LED Crosswalk Sign | Energy Star Qualifying Crosswalk Sign | Commercial | New | Assembly | FL Zone 2 | Per Fixture | 0% | 102.2 | 64.24 | 37.96 | 0.37143 | 10 | 0 | 0 | 74 | Pennsylvania Public Utility Commission 2013 Incremental Cost Database | 0 | 0 | 145 | Pennsylvania Public Utility Commission 2013 Incremental Cost Database | 0 | 0 | 71 | fixture |  | 71
Equipment | LED Traffic and Crosswalk Lighting | LED Crosswalk Sign | Energy Star Qualifying Crosswalk Sign | Commercial | New | College and University | FL Zone 2 | Per Fixture | 0% | 102.2 | 64.24 | 37.96 | 0.37143 | 10 | 0 | 0 | 74 | Pennsylvania Public Utility Commission 2013 Incremental Cost Database | 0 | 0 | 145 | Pennsylvania Public Utility Commission 2013 Incremental Cost Database | 0 | 0 | 71 | fixture |  | 71
Equipment | LED Traffic and Crosswalk Lighting | LED Crosswalk Sign | Energy Star Qualifying Crosswalk Sign | Commercial | New | Grocery | FL Zone 2 | Per Fixture | 0% | 102.2 | 64.24 | 37.96 | 0.37143 | 10 | 0 | 0 | 74 | Pennsylvania Public Utility Commission 2013 Incremental Cost Database | 0 | 0 | 145 | Pennsylvania Public Utility Commission 2013 Incremental Cost Database | 0 | 0 | 71 | fixture |  | 71
Equipment | LED Traffic and Crosswalk Lighting | LED Crosswalk Sign | Energy Star Qualifying Crosswalk Sign | Commercial | New | Healthcare | FL Zone 2 | Per Fixture | 0% | 102.2 | 64.24 | 37.96 | 0.37143 | 10 | 0 | 0 | 74 | Pennsylvania Public Utility Commission 2013 Incremental Cost Database | 0 | 0 | 145 | Pennsylvania Public Utility Commission 2013 Incremental Cost Database | 0 | 0 | 71 | fixture |  | 71
Equipment | LED Traffic and Crosswalk Lighting | LED Crosswalk Sign | Energy Star Qualifying Crosswalk Sign | Commercial | New | Hospitals | FL Zone 2 | Per Fixture | 0% | 102.2 | 64.24 | 37.96 | 0.37143 | 10 | 0 | 0 | 74 | Pennsylvania Public Utility Commission 2013 Incremental Cost Database | 0 | 0 | 145 | Pennsylvania Public Utility Commission 2013 Incremental Cost Database | 0 | 0 | 71 | fixture |  | 71
Equipment | LED Traffic and Crosswalk Lighting | LED Crosswalk Sign | Energy Star Qualifying Crosswalk Sign | Commercial | New | Institutional | FL Zone 2 | Per Fixture | 21.49% | 102.2 | 64.24 | 37.96 | 0.37143 | 10 | 0 | 0 | 74 | Pennsylvania Public Utility Commission 2013 Incremental Cost Database | 0 | 0 | 145 | Pennsylvania Public Utility Commission 2013 Incremental Cost Database | 0 | 0 | 71 | fixture |  | 71
Equipment | LED Traffic and Crosswalk Lighting | LED Crosswalk Sign | Energy Star Qualifying Crosswalk Sign | Commercial | New | Lodging/Hospitality | FL Zone 2 | Per Fixture | 0% | 102.2 | 64.24 | 37.96 | 0.37143 | 10 | 0 | 0 | 74 | Pennsylvania Public Utility Commission 2013 Incremental Cost Database | 0 | 0 | 145 | Pennsylvania Public Utility Commission 2013 Incremental Cost Database | 0 | 0 | 71 | fixture |  | 71
Equipment | LED Traffic and Crosswalk Lighting | LED Crosswalk Sign | Energy Star Qualifying Crosswalk Sign | Commercial | New | Miscellaneous | FL Zone 2 | Per Fixture | 0% | 102.2 | 64.24 | 37.96 | 0.37143 | 10 | 0 | 0 | 74 | Pennsylvania Public Utility Commission 2013 Incremental Cost Database | 0 | 0 | 145 | Pennsylvania Public Utility Commission 2013 Incremental Cost Database | 0 | 0 | 71 | fixture |  | 71
Equipment | LED Traffic and Crosswalk Lighting | LED Crosswalk Sign | Energy Star Qualifying Crosswalk Sign | Commercial | New | Offices | FL Zone 2 | Per Fixture | 0% | 102.2 | 64.24 | 37.96 | 0.37143 | 10 | 0 | 0 | 74 | Pennsylvania Public Utility Commission 2013 Incremental Cost Database | 0 | 0 | 145 | Pennsylvania Public Utility Commission 2013 Incremental Cost Database | 0 | 0 | 71 | fixture |  | 71
Equipment | LED Traffic and Crosswalk Lighting | LED Crosswalk Sign | Energy Star Qualifying Crosswalk Sign | Commercial | New | Restaurants | FL Zone 2 | Per Fixture | 0% | 102.2 | 64.24 | 37.96 | 0.37143 | 10 | 0 | 0 | 74 | Pennsylvania Public Utility Commission 2013 Incremental Cost Database | 0 | 0 | 145 | Pennsylvania Public Utility Commission 2013 Incremental Cost Database | 0 | 0 | 71 | fixture |  | 71
Equipment | LED Traffic and Crosswalk Lighting | LED Crosswalk Sign | Energy Star Qualifying Crosswalk Sign | Commercial | New | Retail | FL Zone 2 | Per Fixture | 0% | 102.2 | 64.24 | 37.96 | 0.37143 | 10 | 0 | 0 | 74 | Pennsylvania Public Utility Commission 2013 Incremental Cost Database | 0 | 0 | 145 | Pennsylvania Public Utility Commission 2013 Incremental Cost Database | 0 | 0 | 71 | fixture |  | 71
Equipment | LED Traffic and Crosswalk Lighting | LED Crosswalk Sign | Energy Star Qualifying Crosswalk Sign | Commercial | New | Schools K-12 | FL Zone 2 | Per Fixture | 0% | 102.2 | 64.24 | 37.96 | 0.37143 | 10 | 0 | 0 | 74 | Pennsylvania Public Utility Commission 2013 Incremental Cost Database | 0 | 0 | 145 | Pennsylvania Public Utility Commission 2013 Incremental Cost Database | 0 | 0 | 71 | fixture |  | 71
Equipment | LED Traffic and Crosswalk Lighting | LED Crosswalk Sign | Energy Star Qualifying Crosswalk Sign | Commercial | New | Warehouse | FL Zone 2 | Per Fixture | 0% | 102.2 | 64.24 | 37.96 | 0.37143 | 10 | 0 | 0 | 74 | Pennsylvania Public Utility Commission 2013 Incremental Cost Database | 0 | 0 | 145 | Pennsylvania Public Utility Commission 2013 Incremental Cost Database | 0 | 0 | 71 | fixture |  | 71
Equipment | Geothermal Heat Pump | Geothermal Heat Pump, 10 tons | Code-Compliant New Construction PTHP, 10 Tons, 13.4 SEER, COP | Commercial | Turnover | Assembly | FL Zone 2 | Per Unit | 30.5% | 13782.4284 | 10986.2603 | 2796.1681 | 0.20288 | 15 | 1.2025 | 0.9236 | 707.1 | 14 SEER split system heat pump, rate at $707.1/ton, reference: https://www.theacoutlet.com/rp1536aj1na-rh1p3617stanja-3-ton-14-seer-rheem-ruud-heat-pump-system.html | 419.728 | rate at $85.08/per labor hour, assume 14.8 hour work for 3 ton system, reference: https://www.homewyse.com/costs/cost_of_heat_pump_systems.html | 1506.67 | rate at $1506.67/ton, reference: https://iwae.com/shop/3-ton-22-3-eer-2-stage-climatemaster-tranquility-22-geothermal-heat-pump-vertical-package-unit-ha16163.html | 4500 | https://www.remodelingcalculator.org/geothermal-heating-cooling-costs/ | 4879.842 | ton | 10 | 48798.42
Equipment | Geothermal Heat Pump | Geothermal Heat Pump, 10 tons | Code-Compliant New Construction PTHP, 10 Tons, 13.4 SEER, COP | Commercial | Turnover | College and University | FL Zone 2 | Per Unit | 30.5% | 15216.8981 | 12116.96 | 3099.9381 | 0.20372 | 15 | 0.545 | 0.51001 | 707.1 | 14 SEER split system heat pump, rate at $707.1/ton, reference: https://www.theacoutlet.com/rp1536aj1na-rh1p3617stanja-3-ton-14-seer-rheem-ruud-heat-pump-system.html | 419.728 | rate at $85.08/per labor hour, assume 14.8 hour work for 3 ton system, reference: https://www.homewyse.com/costs/cost_of_heat_pump_systems.html | 1506.67 | rate at $1506.67/ton, reference: https://iwae.com/shop/3-ton-22-3-eer-2-stage-climatemaster-tranquility-22-geothermal-heat-pump-vertical-package-unit-ha16163.html | 4500 | https://www.remodelingcalculator.org/geothermal-heating-cooling-costs/ | 4879.842 | ton | 10 | 48798.42
Equipment | Geothermal Heat Pump | Geothermal Heat Pump, 10 tons | Code-Compliant New Construction PTHP, 10 Tons, 13.4 SEER, COP | Commercial | Turnover | Grocery | FL Zone 2 | Per Unit | 30.5% | 8397.6778 | 6829.9838 | 1567.694 | 0.18668 | 15 | 0.67418 | 0.51782 | 707.1 | 14 SEER split system heat pump, rate at $707.1/ton, reference: https://www.theacoutlet.com/rp1536aj1na-rh1p3617stanja-3-ton-14-seer-rheem-ruud-heat-pump-system.html | 419.728 | rate at $85.08/per labor hour, assume 14.8 hour work for 3 ton system, reference: https://www.homewyse.com/costs/cost_of_heat_pump_systems.html | 1506.67 | rate at $1506.67/ton, reference: https://iwae.com/shop/3-ton-22-3-eer-2-stage-climatemaster-tranquility-22-geothermal-heat-pump-vertical-package-unit-ha16163.html | 4500 | https://www.remodelingcalculator.org/geothermal-heating-cooling-costs/ | 4879.842 | ton | 10 | 48798.42
Equipment | Geothermal Heat Pump | Geothermal Heat Pump, 10 tons | Code-Compliant New Construction PTHP, 10 Tons, 13.4 SEER, COP | Commercial | Turnover | Healthcare | FL Zone 2 | Per Unit | 30.5% | 29581.9251 | 23509.5407 | 6072.3844 | 0.20527 | 15 | 2.6114 | 2.0058 | 707.1 | 14 SEER split system heat pump, rate at $707.1/ton, reference: https://www.theacoutlet.com/rp1536aj1na-rh1p3617stanja-3-ton-14-seer-rheem-ruud-heat-pump-system.html | 419.728 | rate at $85.08/per labor hour, assume 14.8 hour work for 3 ton system, reference: https://www.homewyse.com/costs/cost_of_heat_pump_systems.html | 1506.67 | rate at $1506.67/ton, reference: https://iwae.com/shop/3-ton-22-3-eer-2-stage-climatemaster-tranquility-22-geothermal-heat-pump-vertical-package-unit-ha16163.html | 4500 | https://www.remodelingcalculator.org/geothermal-heating-cooling-costs/ | 4879.842 | ton | 10 | 48798.42
Equipment | Geothermal Heat Pump | Geothermal Heat Pump, 10 tons | Code-Compliant New Construction PTHP, 10 Tons, 13.4 SEER, COP | Commercial | Turnover | Hospitals | FL Zone 2 | Per Unit | 30.5% | 28222.297 | 22464.286 | 5758.0109 | 0.20402 | 15 | 1.0123 | 0.94732 | 707.1 | 14 SEER split system heat pump, rate at $707.1/ton, reference: https://www.theacoutlet.com/rp1536aj1na-rh1p3617stanja-3-ton-14-seer-rheem-ruud-heat-pump-system.html | 419.728 | rate at $85.08/per labor hour, assume 14.8 hour work for 3 ton system, reference: https://www.homewyse.com/costs/cost_of_heat_pump_systems.html | 1506.67 | rate at $1506.67/ton, reference: https://iwae.com/shop/3-ton-22-3-eer-2-stage-climatemaster-tranquility-22-geothermal-heat-pump-vertical-package-unit-ha16163.html | 4500 | https://www.remodelingcalculator.org/geothermal-heating-cooling-costs/ | 4879.842 | ton | 10 | 48798.42
Equipment | Geothermal Heat Pump | Geothermal Heat Pump, 10 tons | Code-Compliant New Construction PTHP, 10 Tons, 13.4 SEER, COP | Commercial | Turnover | Institutional | FL Zone 2 | Per Unit | 30.5% | 7667.6814 | 6150.7256 | 1516.9558 | 0.19784 | 15 | 0.65236 | 0.50106 | 707.1 | 14 SEER split system heat pump, rate at $707.1/ton, reference: https://www.theacoutlet.com/rp1536aj1na-rh1p3617stanja-3-ton-14-seer-rheem-ruud-heat-pump-system.html | 419.728 | rate at $85.08/per labor hour, assume 14.8 hour work for 3 ton system, reference: https://www.homewyse.com/costs/cost_of_heat_pump_systems.html | 1506.67 | rate at $1506.67/ton, reference: https://iwae.com/shop/3-ton-22-3-eer-2-stage-climatemaster-tranquility-22-geothermal-heat-pump-vertical-package-unit-ha16163.html | 4500 | https://www.remodelingcalculator.org/geothermal-heating-cooling-costs/ | 4879.842 | ton | 10 | 48798.42
Equipment | Geothermal Heat Pump | Geothermal Heat Pump, 10 tons | Code-Compliant New Construction PTHP, 10 Tons, 13.4 SEER, COP | Commercial | Turnover | Lodging/Hospitality | FL Zone 2 | Per Unit | 30.5% | 22366.6674 | 17759.5185 | 4607.1489 | 0.20598 | 15 | 1.9813 | 1.5218 | 707.1 | 14 SEER split system heat pump, rate at $707.1/ton, reference: https://www.theacoutlet.com/rp1536aj1na-rh1p3617stanja-3-ton-14-seer-rheem-ruud-heat-pump-system.html | 419.728 | rate at $85.08/per labor hour, assume 14.8 hour work for 3 ton system, reference: https://www.homewyse.com/costs/cost_of_heat_pump_systems.html | 1506.67 | rate at $1506.67/ton, reference: https://iwae.com/shop/3-ton-22-3-eer-2-stage-climatemaster-tranquility-22-geothermal-heat-pump-vertical-package-unit-ha16163.html | 4500 | https://www.remodelingcalculator.org/geothermal-heating-cooling-costs/ | 4879.842 | ton | 10 | 48798.42
Equipment | Geothermal Heat Pump | Geothermal Heat Pump, 10 tons | Code-Compliant New Construction PTHP, 10 Tons, 13.4 SEER, COP | Commercial | Turnover | Miscellaneous | FL Zone 2 | Per Unit | 30.5% | 7693.5273 | 6131.9098 | 1561.6175 | 0.20298 | 15 | 0.67157 | 0.51582 | 707.1 | 14 SEER split system heat pump, rate at $707.1/ton, reference: https://www.theacoutlet.com/rp1536aj1na-rh1p3617stanja-3-ton-14-seer-rheem-ruud-heat-pump-system.html | 419.728 | rate at $85.08/per labor hour, assume 14.8 hour work for 3 ton system, reference: https://www.homewyse.com/costs/cost_of_heat_pump_systems.html | 1506.67 | rate at $1506.67/ton, reference: https://iwae.com/shop/3-ton-22-3-eer-2-stage-climatemaster-tranquility-22-geothermal-heat-pump-vertical-package-unit-ha16163.html | 4500 | https://www.remodelingcalculator.org/geothermal-heating-cooling-costs/ | 4879.842 | ton | 10 | 48798.42
Equipment | Geothermal Heat Pump | Geothermal Heat Pump, 10 tons | Code-Compliant New Construction PTHP, 10 Tons, 13.4 SEER, COP | Commercial | Turnover | Offices | FL Zone 2 | Per Unit | 30.5% | 15148.179 | 12011.8482 | 3136.3308 | 0.20704 | 15 | 1.3488 | 1.036 | 707.1 | 14 SEER split system heat pump, rate at $707.1/ton, reference: https://www.theacoutlet.com/rp1536aj1na-rh1p3617stanja-3-ton-14-seer-rheem-ruud-heat-pump-system.html | 419.728 | rate at $85.08/per labor hour, assume 14.8 hour work for 3 ton system, reference: https://www.homewyse.com/costs/cost_of_heat_pump_systems.html | 1506.67 | rate at $1506.67/ton, reference: https://iwae.com/shop/3-ton-22-3-eer-2-stage-climatemaster-tranquility-22-geothermal-heat-pump-vertical-package-unit-ha16163.html | 4500 | https://www.remodelingcalculator.org/geothermal-heating-cooling-costs/ | 4879.842 | ton | 10 | 48798.42
Equipment | Geothermal Heat Pump | Geothermal Heat Pump, 10 tons | Code-Compliant New Construction PTHP, 10 Tons, 13.4 SEER, COP | Commercial | Turnover | Restaurants | FL Zone 2 | Per Unit | 30.5% | 23722.9735 | 19150.9316 | 4572.0419 | 0.19273 | 15 | 1.9662 | 1.5102 | 707.1 | 14 SEER split system heat pump, rate at $707.1/ton, reference: https://www.theacoutlet.com/rp1536aj1na-rh1p3617stanja-3-ton-14-seer-rheem-ruud-heat-pump-system.html | 419.728 | rate at $85.08/per labor hour, assume 14.8 hour work for 3 ton system, reference: https://www.homewyse.com/costs/cost_of_heat_pump_systems.html | 1506.67 | rate at $1506.67/ton, reference: https://iwae.com/shop/3-ton-22-3-eer-2-stage-climatemaster-tranquility-22-geothermal-heat-pump-vertical-package-unit-ha16163.html | 4500 | https://www.remodelingcalculator.org/geothermal-heating-cooling-costs/ | 4879.842 | ton | 10 | 48798.42
Equipment | Geothermal Heat Pump | Geothermal Heat Pump, 10 tons | Code-Compliant New Construction PTHP, 10 Tons, 13.4 SEER, COP | Commercial | Turnover | Retail | FL Zone 2 | Per Unit | 30.5% | 18204.5695 | 14632.6206 | 3571.9489 | 0.19621 | 15 | 1.5361 | 1.1798 | 707.1 | 14 SEER split system heat pump, rate at $707.1/ton, reference: https://www.theacoutlet.com/rp1536aj1na-rh1p3617stanja-3-ton-14-seer-rheem-ruud-heat-pump-system.html | 419.728 | rate at $85.08/per labor hour, assume 14.8 hour work for 3 ton system, reference: https://www.homewyse.com/costs/cost_of_heat_pump_systems.html | 1506.67 | rate at $1506.67/ton, reference: https://iwae.com/shop/3-ton-22-3-eer-2-stage-climatemaster-tranquility-22-geothermal-heat-pump-vertical-package-unit-ha16163.html | 4500 | https://www.remodelingcalculator.org/geothermal-heating-cooling-costs/ | 4879.842 | ton | 10 | 48798.42
Equipment | Geothermal Heat Pump | Geothermal Heat Pump, 10 tons | Code-Compliant New Construction PTHP, 10 Tons, 13.4 SEER, COP | Commercial | Turnover | Schools K-12 | FL Zone 2 | Per Unit | 30.5% | 15904.2169 | 12796.8681 | 3107.3488 | 0.19538 | 15 | 1.3363 | 1.0264 | 707.1 | 14 SEER split system heat pump, rate at $707.1/ton, reference: https://www.theacoutlet.com/rp1536aj1na-rh1p3617stanja-3-ton-14-seer-rheem-ruud-heat-pump-system.html | 419.728 | rate at $85.08/per labor hour, assume 14.8 hour work for 3 ton system, reference: https://www.homewyse.com/costs/cost_of_heat_pump_systems.html | 1506.67 | rate at $1506.67/ton, reference: https://iwae.com/shop/3-ton-22-3-eer-2-stage-climatemaster-tranquility-22-geothermal-heat-pump-vertical-package-unit-ha16163.html | 4500 | https://www.remodelingcalculator.org/geothermal-heating-cooling-costs/ | 4879.842 | ton | 10 | 48798.42
Equipment | Geothermal Heat Pump | Geothermal Heat Pump, 10 tons | Code-Compliant New Construction PTHP, 10 Tons, 13.4 SEER, COP | Commercial | Turnover | Warehouse | FL Zone 2 | Per Unit | 30.5% | 3550.6183 | 2866.3227 | 684.2956 | 0.19273 | 15 | 0.29428 | 0.22603 | 707.1 | 14 SEER split system heat pump, rate at $707.1/ton, reference: https://www.theacoutlet.com/rp1536aj1na-rh1p3617stanja-3-ton-14-seer-rheem-ruud-heat-pump-system.html | 419.728 | rate at $85.08/per labor hour, assume 14.8 hour work for 3 ton system, reference: https://www.homewyse.com/costs/cost_of_heat_pump_systems.html | 1506.67 | rate at $1506.67/ton, reference: https://iwae.com/shop/3-ton-22-3-eer-2-stage-climatemaster-tranquility-22-geothermal-heat-pump-vertical-package-unit-ha16163.html | 4500 | https://www.remodelingcalculator.org/geothermal-heating-cooling-costs/ | 4879.842 | ton | 10 | 48798.42
Equipment | Geothermal Heat Pump | Geothermal Heat Pump, 10 tons | Code-Compliant New Construction PTHP, 10 Tons, 13.4 SEER, COP | Commercial | New | Assembly | FL Zone 2 | Per Unit | 30.5% | 13782.4284 | 10986.2603 | 2796.1681 | 0.20288 | 15 | 1.2025 | 0.9236 | 707.1 | 14 SEER split system heat pump, rate at $707.1/ton, reference: https://www.theacoutlet.com/rp1536aj1na-rh1p3617stanja-3-ton-14-seer-rheem-ruud-heat-pump-system.html | 419.728 | rate at $85.08/per labor hour, assume 14.8 hour work for 3 ton system, reference: https://www.homewyse.com/costs/cost_of_heat_pump_systems.html | 1506.67 | rate at $1506.67/ton, reference: https://iwae.com/shop/3-ton-22-3-eer-2-stage-climatemaster-tranquility-22-geothermal-heat-pump-vertical-package-unit-ha16163.html | 4500 | https://www.remodelingcalculator.org/geothermal-heating-cooling-costs/ | 4879.842 | ton | 10 | 48798.42
Equipment | Geothermal Heat Pump | Geothermal Heat Pump, 10 tons | Code-Compliant New Construction PTHP, 10 Tons, 13.4 SEER, COP | Commercial | New | College and University | FL Zone 2 | Per Unit | 30.5% | 15216.8981 | 12116.96 | 3099.9381 | 0.20372 | 15 | 0.545 | 0.51001 | 707.1 | 14 SEER split system heat pump, rate at $707.1/ton, reference: https://www.theacoutlet.com/rp1536aj1na-rh1p3617stanja-3-ton-14-seer-rheem-ruud-heat-pump-system.html | 419.728 | rate at $85.08/per labor hour, assume 14.8 hour work for 3 ton system, reference: https://www.homewyse.com/costs/cost_of_heat_pump_systems.html | 1506.67 | rate at $1506.67/ton, reference: https://iwae.com/shop/3-ton-22-3-eer-2-stage-climatemaster-tranquility-22-geothermal-heat-pump-vertical-package-unit-ha16163.html | 4500 | https://www.remodelingcalculator.org/geothermal-heating-cooling-costs/ | 4879.842 | ton | 10 | 48798.42
Equipment | Geothermal Heat Pump | Geothermal Heat Pump, 10 tons | Code-Compliant New Construction PTHP, 10 Tons, 13.4 SEER, COP | Commercial | New | Grocery | FL Zone 2 | Per Unit | 30.5% | 8397.6778 | 6829.9838 | 1567.694 | 0.18668 | 15 | 0.67418 | 0.51782 | 707.1 | 14 SEER split system heat pump, rate at $707.1/ton, reference: https://www.theacoutlet.com/rp1536aj1na-rh1p3617stanja-3-ton-14-seer-rheem-ruud-heat-pump-system.html | 419.728 | rate at $85.08/per labor hour, assume 14.8 hour work for 3 ton system, reference: https://www.homewyse.com/costs/cost_of_heat_pump_systems.html | 1506.67 | rate at $1506.67/ton, reference: https://iwae.com/shop/3-ton-22-3-eer-2-stage-climatemaster-tranquility-22-geothermal-heat-pump-vertical-package-unit-ha16163.html | 4500 | https://www.remodelingcalculator.org/geothermal-heating-cooling-costs/ | 4879.842 | ton | 10 | 48798.42
Equipment | Geothermal Heat Pump | Geothermal Heat Pump, 10 tons | Code-Compliant New Construction PTHP, 10 Tons, 13.4 SEER, COP | Commercial | New | Healthcare | FL Zone 2 | Per Unit | 30.5% | 29581.9251 | 23509.5407 | 6072.3844 | 0.20527 | 15 | 2.6114 | 2.0058 | 707.1 | 14 SEER split system heat pump, rate at $707.1/ton, reference: https://www.theacoutlet.com/rp1536aj1na-rh1p3617stanja-3-ton-14-seer-rheem-ruud-heat-pump-system.html | 419.728 | rate at $85.08/per labor hour, assume 14.8 hour work for 3 ton system, reference: https://www.homewyse.com/costs/cost_of_heat_pump_systems.html | 1506.67 | rate at $1506.67/ton, reference: https://iwae.com/shop/3-ton-22-3-eer-2-stage-climatemaster-tranquility-22-geothermal-heat-pump-vertical-package-unit-ha16163.html | 4500 | https://www.remodelingcalculator.org/geothermal-heating-cooling-costs/ | 4879.842 | ton | 10 | 48798.42
Equipment | Geothermal Heat Pump | Geothermal Heat Pump, 10 tons | Code-Compliant New Construction PTHP, 10 Tons, 13.4 SEER, COP | Commercial | New | Hospitals | FL Zone 2 | Per Unit | 30.5% | 28222.297 | 22464.286 | 5758.0109 | 0.20402 | 15 | 1.0123 | 0.94732 | 707.1 | 14 SEER split system heat pump, rate at $707.1/ton, reference: https://www.theacoutlet.com/rp1536aj1na-rh1p3617stanja-3-ton-14-seer-rheem-ruud-heat-pump-system.html | 419.728 | rate at $85.08/per labor hour, assume 14.8 hour work for 3 ton system, reference: https://www.homewyse.com/costs/cost_of_heat_pump_systems.html | 1506.67 | rate at $1506.67/ton, reference: https://iwae.com/shop/3-ton-22-3-eer-2-stage-climatemaster-tranquility-22-geothermal-heat-pump-vertical-package-unit-ha16163.html | 4500 | https://www.remodelingcalculator.org/geothermal-heating-cooling-costs/ | 4879.842 | ton | 10 | 48798.42
Equipment | Geothermal Heat Pump | Geothermal Heat Pump, 10 tons | Code-Compliant New Construction PTHP, 10 Tons, 13.4 SEER, COP | Commercial | New | Institutional | FL Zone 2 | Per Unit | 30.5% | 7667.6814 | 6150.7256 | 1516.9558 | 0.19784 | 15 | 0.65236 | 0.50106 | 707.1 | 14 SEER split system heat pump, rate at $707.1/ton, reference: https://www.theacoutlet.com/rp1536aj1na-rh1p3617stanja-3-ton-14-seer-rheem-ruud-heat-pump-system.html | 419.728 | rate at $85.08/per labor hour, assume 14.8 hour work for 3 ton system, reference: https://www.homewyse.com/costs/cost_of_heat_pump_systems.html | 1506.67 | rate at $1506.67/ton, reference: https://iwae.com/shop/3-ton-22-3-eer-2-stage-climatemaster-tranquility-22-geothermal-heat-pump-vertical-package-unit-ha16163.html | 4500 | https://www.remodelingcalculator.org/geothermal-heating-cooling-costs/ | 4879.842 | ton | 10 | 48798.42
Equipment | Geothermal Heat Pump | Geothermal Heat Pump, 10 tons | Code-Compliant New Construction PTHP, 10 Tons, 13.4 SEER, COP | Commercial | New | Lodging/Hospitality | FL Zone 2 | Per Unit | 30.5% | 22366.6674 | 17759.5185 | 4607.1489 | 0.20598 | 15 | 1.9813 | 1.5218 | 707.1 | 14 SEER split system heat pump, rate at $707.1/ton, reference: https://www.theacoutlet.com/rp1536aj1na-rh1p3617stanja-3-ton-14-seer-rheem-ruud-heat-pump-system.html | 419.728 | rate at $85.08/per labor hour, assume 14.8 hour work for 3 ton system, reference: https://www.homewyse.com/costs/cost_of_heat_pump_systems.html | 1506.67 | rate at $1506.67/ton, reference: https://iwae.com/shop/3-ton-22-3-eer-2-stage-climatemaster-tranquility-22-geothermal-heat-pump-vertical-package-unit-ha16163.html | 4500 | https://www.remodelingcalculator.org/geothermal-heating-cooling-costs/ | 4879.842 | ton | 10 | 48798.42
Equipment | Geothermal Heat Pump | Geothermal Heat Pump, 10 tons | Code-Compliant New Construction PTHP, 10 Tons, 13.4 SEER, COP | Commercial | New | Miscellaneous | FL Zone 2 | Per Unit | 30.5% | 7693.5273 | 6131.9098 | 1561.6175 | 0.20298 | 15 | 0.67157 | 0.51582 | 707.1 | 14 SEER split system heat pump, rate at $707.1/ton, reference: https://www.theacoutlet.com/rp1536aj1na-rh1p3617stanja-3-ton-14-seer-rheem-ruud-heat-pump-system.html | 419.728 | rate at $85.08/per labor hour, assume 14.8 hour work for 3 ton system, reference: https://www.homewyse.com/costs/cost_of_heat_pump_systems.html | 1506.67 | rate at $1506.67/ton, reference: https://iwae.com/shop/3-ton-22-3-eer-2-stage-climatemaster-tranquility-22-geothermal-heat-pump-vertical-package-unit-ha16163.html | 4500 | https://www.remodelingcalculator.org/geothermal-heating-cooling-costs/ | 4879.842 | ton | 10 | 48798.42
Equipment | Geothermal Heat Pump | Geothermal Heat Pump, 10 tons | Code-Compliant New Construction PTHP, 10 Tons, 13.4 SEER, COP | Commercial | New | Offices | FL Zone 2 | Per Unit | 30.5% | 15148.179 | 12011.8482 | 3136.3308 | 0.20704 | 15 | 1.3488 | 1.036 | 707.1 | 14 SEER split system heat pump, rate at $707.1/ton, reference: https://www.theacoutlet.com/rp1536aj1na-rh1p3617stanja-3-ton-14-seer-rheem-ruud-heat-pump-system.html | 419.728 | rate at $85.08/per labor hour, assume 14.8 hour work for 3 ton system, reference: https://www.homewyse.com/costs/cost_of_heat_pump_systems.html | 1506.67 | rate at $1506.67/ton, reference: https://iwae.com/shop/3-ton-22-3-eer-2-stage-climatemaster-tranquility-22-geothermal-heat-pump-vertical-package-unit-ha16163.html | 4500 | https://www.remodelingcalculator.org/geothermal-heating-cooling-costs/ | 4879.842 | ton | 10 | 48798.42
Equipment | Geothermal Heat Pump | Geothermal Heat Pump, 10 tons | Code-Compliant New Construction PTHP, 10 Tons, 13.4 SEER, COP | Commercial | New | Restaurants | FL Zone 2 | Per Unit | 30.5% | 23722.9735 | 19150.9316 | 4572.0419 | 0.19273 | 15 | 1.9662 | 1.5102 | 707.1 | 14 SEER split system heat pump, rate at $707.1/ton, reference: https://www.theacoutlet.com/rp1536aj1na-rh1p3617stanja-3-ton-14-seer-rheem-ruud-heat-pump-system.html | 419.728 | rate at $85.08/per labor hour, assume 14.8 hour work for 3 ton system, reference: https://www.homewyse.com/costs/cost_of_heat_pump_systems.html | 1506.67 | rate at $1506.67/ton, reference: https://iwae.com/shop/3-ton-22-3-eer-2-stage-climatemaster-tranquility-22-geothermal-heat-pump-vertical-package-unit-ha16163.html | 4500 | https://www.remodelingcalculator.org/geothermal-heating-cooling-costs/ | 4879.842 | ton | 10 | 48798.42
Equipment | Geothermal Heat Pump | Geothermal Heat Pump, 10 tons | Code-Compliant New Construction PTHP, 10 Tons, 13.4 SEER, COP | Commercial | New | Retail | FL Zone 2 | Per Unit | 30.5% | 18204.5695 | 14632.6206 | 3571.9489 | 0.19621 | 15 | 1.5361 | 1.1798 | 707.1 | 14 SEER split system heat pump, rate at $707.1/ton, reference: https://www.theacoutlet.com/rp1536aj1na-rh1p3617stanja-3-ton-14-seer-rheem-ruud-heat-pump-system.html | 419.728 | rate at $85.08/per labor hour, assume 14.8 hour work for 3 ton system, reference: https://www.homewyse.com/costs/cost_of_heat_pump_systems.html | 1506.67 | rate at $1506.67/ton, reference: https://iwae.com/shop/3-ton-22-3-eer-2-stage-climatemaster-tranquility-22-geothermal-heat-pump-vertical-package-unit-ha16163.html | 4500 | https://www.remodelingcalculator.org/geothermal-heating-cooling-costs/ | 4879.842 | ton | 10 | 48798.42
Equipment | Geothermal Heat Pump | Geothermal Heat Pump, 10 tons | Code-Compliant New Construction PTHP, 10 Tons, 13.4 SEER, COP | Commercial | New | Schools K-12 | FL Zone 2 | Per Unit | 30.5% | 15904.2169 | 12796.8681 | 3107.3488 | 0.19538 | 15 | 1.3363 | 1.0264 | 707.1 | 14 SEER split system heat pump, rate at $707.1/ton, reference: https://www.theacoutlet.com/rp1536aj1na-rh1p3617stanja-3-ton-14-seer-rheem-ruud-heat-pump-system.html | 419.728 | rate at $85.08/per labor hour, assume 14.8 hour work for 3 ton system, reference: https://www.homewyse.com/costs/cost_of_heat_pump_systems.html | 1506.67 | rate at $1506.67/ton, reference: https://iwae.com/shop/3-ton-22-3-eer-2-stage-climatemaster-tranquility-22-geothermal-heat-pump-vertical-package-unit-ha16163.html | 4500 | https://www.remodelingcalculator.org/geothermal-heating-cooling-costs/ | 4879.842 | ton | 10 | 48798.42
Equipment | Geothermal Heat Pump | Geothermal Heat Pump, 10 tons | Code-Compliant New Construction PTHP, 10 Tons, 13.4 SEER, COP | Commercial | New | Warehouse | FL Zone 2 | Per Unit | 30.5% | 3550.6183 | 2866.3227 | 684.2956 | 0.19273 | 15 | 0.29428 | 0.22603 | 707.1 | 14 SEER split system heat pump, rate at $707.1/ton, reference: https://www.theacoutlet.com/rp1536aj1na-rh1p3617stanja-3-ton-14-seer-rheem-ruud-heat-pump-system.html | 419.728 | rate at $85.08/per labor hour, assume 14.8 hour work for 3 ton system, reference: https://www.homewyse.com/costs/cost_of_heat_pump_systems.html | 1506.67 | rate at $1506.67/ton, reference: https://iwae.com/shop/3-ton-22-3-eer-2-stage-climatemaster-tranquility-22-geothermal-heat-pump-vertical-package-unit-ha16163.html | 4500 | https://www.remodelingcalculator.org/geothermal-heating-cooling-costs/ | 4879.842 | ton | 10 | 48798.42
Equipment | High Efficiency Chiller (Air Cooled, 50 tons) | High Efficiency Chiller (Air Cooled, 50 tons) | Code-Compliant Air Cooled Positive Displacement Chiller, 50 Tons, 12.5 EER | Commercial | Turnover | Assembly | FL Zone 2 | Per Unit | 31.91% | 140548.3396 | 128237.5361 | 12310.8035 | 0.087591 | 20 | 3.5038 | 3.5558 | 0 | Reference source included incremental cost only | 0 | 0 | 6800 | Mid-Atlantic TRM V7.0, 2017 | 0 | 0 | 6800 | unit (50 tons) |  | 6800
Equipment | High Efficiency Chiller (Air Cooled, 50 tons) | High Efficiency Chiller (Air Cooled, 50 tons) | Code-Compliant Air Cooled Positive Displacement Chiller, 50 Tons, 12.5 EER | Commercial | Turnover | College and University | FL Zone 2 | Per Unit | 28.37% | 155925.8549 | 142268.1158 | 13657.7391 | 0.087591 | 20 | 3.8872 | 3.9448 | 0 | Reference source included incremental cost only | 0 | 0 | 6800 | Mid-Atlantic TRM V7.0, 2017 | 0 | 0 | 6800 | unit (50 tons) |  | 6800
Equipment | High Efficiency Chiller (Air Cooled, 50 tons) | High Efficiency Chiller (Air Cooled, 50 tons) | Code-Compliant Air Cooled Positive Displacement Chiller, 50 Tons, 12.5 EER | Commercial | Turnover | Grocery | FL Zone 2 | Per Unit | 28.37% | 77640.3223 | 70839.7101 | 6800.6122 | 0.087591 | 20 | 1.9355 | 1.9643 | 0 | Reference source included incremental cost only | 0 | 0 | 6800 | Mid-Atlantic TRM V7.0, 2017 | 0 | 0 | 6800 | unit (50 tons) |  | 6800
Equipment | High Efficiency Chiller (Air Cooled, 50 tons) | High Efficiency Chiller (Air Cooled, 50 tons) | Code-Compliant Air Cooled Positive Displacement Chiller, 50 Tons, 12.5 EER | Commercial | Turnover | Healthcare | FL Zone 2 | Per Unit | 28.37% | 305829.7458 | 279041.7389 | 26788.0069 | 0.087591 | 20 | 7.6242 | 7.7373 | 0 | Reference source included incremental cost only | 0 | 0 | 6800 | Mid-Atlantic TRM V7.0, 2017 | 0 | 0 | 6800 | unit (50 tons) |  | 6800
Equipment | High Efficiency Chiller (Air Cooled, 50 tons) | High Efficiency Chiller (Air Cooled, 50 tons) | Code-Compliant Air Cooled Positive Displacement Chiller, 50 Tons, 12.5 EER | Commercial | Turnover | Hospitals | FL Zone 2 | Per Unit | 31.91% | 289699.485 | 264324.3476 | 25375.1374 | 0.087591 | 20 | 7.2221 | 7.3293 | 0 | Reference source included incremental cost only | 0 | 0 | 6800 | Mid-Atlantic TRM V7.0, 2017 | 0 | 0 | 6800 | unit (50 tons) |  | 6800
Equipment | High Efficiency Chiller (Air Cooled, 50 tons) | High Efficiency Chiller (Air Cooled, 50 tons) | Code-Compliant Air Cooled Positive Displacement Chiller, 50 Tons, 12.5 EER | Commercial | Turnover | Institutional | FL Zone 2 | Per Unit | 31.91% | 75919.7611 | 69269.855 | 6649.9061 | 0.087591 | 20 | 1.8927 | 1.9207 | 0 | Reference source included incremental cost only | 0 | 0 | 6800 | Mid-Atlantic TRM V7.0, 2017 | 0 | 0 | 6800 | unit (50 tons) |  | 6800
Equipment | High Efficiency Chiller (Air Cooled, 50 tons) | High Efficiency Chiller (Air Cooled, 50 tons) | Code-Compliant Air Cooled Positive Displacement Chiller, 50 Tons, 12.5 EER | Commercial | Turnover | Lodging/Hospitality | FL Zone 2 | Per Unit | 28.37% | 232168.2212 | 211832.3187 | 20335.9026 | 0.087591 | 20 | 5.7879 | 5.8737 | 0 | Reference source included incremental cost only | 0 | 0 | 6800 | Mid-Atlantic TRM V7.0, 2017 | 0 | 0 | 6800 | unit (50 tons) |  | 6800
Equipment | High Efficiency Chiller (Air Cooled, 50 tons) | High Efficiency Chiller (Air Cooled, 50 tons) | Code-Compliant Air Cooled Positive Displacement Chiller, 50 Tons, 12.5 EER | Commercial | Turnover | Miscellaneous | FL Zone 2 | Per Unit | 28.37% | 78500.6028 | 71624.6376 | 6875.9652 | 0.087591 | 20 | 1.957 | 1.986 | 0 | Reference source included incremental cost only | 0 | 0 | 6800 | Mid-Atlantic TRM V7.0, 2017 | 0 | 0 | 6800 | unit (50 tons) |  | 6800
Equipment | High Efficiency Chiller (Air Cooled, 50 tons) | High Efficiency Chiller (Air Cooled, 50 tons) | Code-Compliant Air Cooled Positive Displacement Chiller, 50 Tons, 12.5 EER | Commercial | Turnover | Offices | FL Zone 2 | Per Unit | 31.91% | 158184.0915 | 144328.5506 | 13855.5409 | 0.087591 | 20 | 3.9435 | 4.002 | 0 | Reference source included incremental cost only | 0 | 0 | 6800 | Mid-Atlantic TRM V7.0, 2017 | 0 | 0 | 6800 | unit (50 tons) |  | 6800
Equipment | High Efficiency Chiller (Air Cooled, 50 tons) | High Efficiency Chiller (Air Cooled, 50 tons) | Code-Compliant Air Cooled Positive Displacement Chiller, 50 Tons, 12.5 EER | Commercial | Turnover | Restaurants | FL Zone 2 | Per Unit | 28.37% | 227759.2833 | 207809.565 | 19949.7182 | 0.087591 | 20 | 5.678 | 5.7622 | 0 | Reference source included incremental cost only | 0 | 0 | 6800 | Mid-Atlantic TRM V7.0, 2017 | 0 | 0 | 6800 | unit (50 tons) |  | 6800
Equipment | High Efficiency Chiller (Air Cooled, 50 tons) | High Efficiency Chiller (Air Cooled, 50 tons) | Code-Compliant Air Cooled Positive Displacement Chiller, 50 Tons, 12.5 EER | Commercial | Turnover | Retail | FL Zone 2 | Per Unit | 28.37% | 178508.2201 | 162872.4636 | 15635.7565 | 0.087591 | 20 | 4.4502 | 4.5162 | 0 | Reference source included incremental cost only | 0 | 0 | 6800 | Mid-Atlantic TRM V7.0, 2017 | 0 | 0 | 6800 | unit (50 tons) |  | 6800
Equipment | High Efficiency Chiller (Air Cooled, 50 tons) | High Efficiency Chiller (Air Cooled, 50 tons) | Code-Compliant Air Cooled Positive Displacement Chiller, 50 Tons, 12.5 EER | Commercial | Turnover | Schools K-12 | FL Zone 2 | Per Unit | 28.37% | 155173.1094 | 141581.3042 | 13591.8052 | 0.087591 | 20 | 3.8684 | 3.9258 | 0 | Reference source included incremental cost only | 0 | 0 | 6800 | Mid-Atlantic TRM V7.0, 2017 | 0 | 0 | 6800 | unit (50 tons) |  | 6800
Equipment | High Efficiency Chiller (Air Cooled, 50 tons) | High Efficiency Chiller (Air Cooled, 50 tons) | Code-Compliant Air Cooled Positive Displacement Chiller, 50 Tons, 12.5 EER | Commercial | Turnover | Warehouse | FL Zone 2 | Per Unit | 28.37% | 34088.6179 | 31102.7536 | 2985.8643 | 0.087591 | 20 | 0.84982 | 0.86243 | 0 | Reference source included incremental cost only | 0 | 0 | 6800 | Mid-Atlantic TRM V7.0, 2017 | 0 | 0 | 6800 | unit (50 tons) |  | 6800
Equipment | High Efficiency Chiller (Air Cooled, 50 tons) | High Efficiency Chiller (Air Cooled, 50 tons) | Code-Compliant Air Cooled Positive Displacement Chiller, 50 Tons, 12.5 EER | Commercial | New | Assembly | FL Zone 2 | Per Unit | 31.91% | 140548.3396 | 128237.5361 | 12310.8035 | 0.087591 | 20 | 3.5038 | 3.5558 | 0 | Reference source included incremental cost only | 0 | 0 | 6800 | Mid-Atlantic TRM V7.0, 2017 | 0 | 0 | 6800 | unit (50 tons) |  | 6800
Equipment | High Efficiency Chiller (Air Cooled, 50 tons) | High Efficiency Chiller (Air Cooled, 50 tons) | Code-Compliant Air Cooled Positive Displacement Chiller, 50 Tons, 12.5 EER | Commercial | New | College and University | FL Zone 2 | Per Unit | 28.37% | 155925.8549 | 142268.1158 | 13657.7391 | 0.087591 | 20 | 3.8872 | 3.9448 | 0 | Reference source included incremental cost only | 0 | 0 | 6800 | Mid-Atlantic TRM V7.0, 2017 | 0 | 0 | 6800 | unit (50 tons) |  | 6800
Equipment | High Efficiency Chiller (Air Cooled, 50 tons) | High Efficiency Chiller (Air Cooled, 50 tons) | Code-Compliant Air Cooled Positive Displacement Chiller, 50 Tons, 12.5 EER | Commercial | New | Grocery | FL Zone 2 | Per Unit | 28.37% | 77640.3223 | 70839.7101 | 6800.6122 | 0.087591 | 20 | 1.9355 | 1.9643 | 0 | Reference source included incremental cost only | 0 | 0 | 6800 | Mid-Atlantic TRM V7.0, 2017 | 0 | 0 | 6800 | unit (50 tons) |  | 6800
Equipment | High Efficiency Chiller (Air Cooled, 50 tons) | High Efficiency Chiller (Air Cooled, 50 tons) | Code-Compliant Air Cooled Positive Displacement Chiller, 50 Tons, 12.5 EER | Commercial | New | Healthcare | FL Zone 2 | Per Unit | 28.37% | 305829.7458 | 279041.7389 | 26788.0069 | 0.087591 | 20 | 7.6242 | 7.7373 | 0 | Reference source included incremental cost only | 0 | 0 | 6800 | Mid-Atlantic TRM V7.0, 2017 | 0 | 0 | 6800 | unit (50 tons) |  | 6800
Equipment | High Efficiency Chiller (Air Cooled, 50 tons) | High Efficiency Chiller (Air Cooled, 50 tons) | Code-Compliant Air Cooled Positive Displacement Chiller, 50 Tons, 12.5 EER | Commercial | New | Hospitals | FL Zone 2 | Per Unit | 31.91% | 289699.485 | 264324.3476 | 25375.1374 | 0.087591 | 20 | 7.2221 | 7.3293 | 0 | Reference source included incremental cost only | 0 | 0 | 6800 | Mid-Atlantic TRM V7.0, 2017 | 0 | 0 | 6800 | unit (50 tons) |  | 6800
Equipment | High Efficiency Chiller (Air Cooled, 50 tons) | High Efficiency Chiller (Air Cooled, 50 tons) | Code-Compliant Air Cooled Positive Displacement Chiller, 50 Tons, 12.5 EER | Commercial | New | Institutional | FL Zone 2 | Per Unit | 31.91% | 75919.7611 | 69269.855 | 6649.9061 | 0.087591 | 20 | 1.8927 | 1.9207 | 0 | Reference source included incremental cost only | 0 | 0 | 6800 | Mid-Atlantic TRM V7.0, 2017 | 0 | 0 | 6800 | unit (50 tons) |  | 6800
Equipment | High Efficiency Chiller (Air Cooled, 50 tons) | High Efficiency Chiller (Air Cooled, 50 tons) | Code-Compliant Air Cooled Positive Displacement Chiller, 50 Tons, 12.5 EER | Commercial | New | Lodging/Hospitality | FL Zone 2 | Per Unit | 28.37% | 232168.2212 | 211832.3187 | 20335.9026 | 0.087591 | 20 | 5.7879 | 5.8737 | 0 | Reference source included incremental cost only | 0 | 0 | 6800 | Mid-Atlantic TRM V7.0, 2017 | 0 | 0 | 6800 | unit (50 tons) |  | 6800
Equipment | High Efficiency Chiller (Air Cooled, 50 tons) | High Efficiency Chiller (Air Cooled, 50 tons) | Code-Compliant Air Cooled Positive Displacement Chiller, 50 Tons, 12.5 EER | Commercial | New | Miscellaneous | FL Zone 2 | Per Unit | 28.37% | 78500.6028 | 71624.6376 | 6875.9652 | 0.087591 | 20 | 1.957 | 1.986 | 0 | Reference source included incremental cost only | 0 | 0 | 6800 | Mid-Atlantic TRM V7.0, 2017 | 0 | 0 | 6800 | unit (50 tons) |  | 6800
Equipment | High Efficiency Chiller (Air Cooled, 50 tons) | High Efficiency Chiller (Air Cooled, 50 tons) | Code-Compliant Air Cooled Positive Displacement Chiller, 50 Tons, 12.5 EER | Commercial | New | Offices | FL Zone 2 | Per Unit | 31.91% | 158184.0915 | 144328.5506 | 13855.5409 | 0.087591 | 20 | 3.9435 | 4.002 | 0 | Reference source included incremental cost only | 0 | 0 | 6800 | Mid-Atlantic TRM V7.0, 2017 | 0 | 0 | 6800 | unit (50 tons) |  | 6800
Equipment | High Efficiency Chiller (Air Cooled, 50 tons) | High Efficiency Chiller (Air Cooled, 50 tons) | Code-Compliant Air Cooled Positive Displacement Chiller, 50 Tons, 12.5 EER | Commercial | New | Restaurants | FL Zone 2 | Per Unit | 28.37% | 227759.2833 | 207809.565 | 19949.7182 | 0.087591 | 20 | 5.678 | 5.7622 | 0 | Reference source included incremental cost only | 0 | 0 | 6800 | Mid-Atlantic TRM V7.0, 2017 | 0 | 0 | 6800 | unit (50 tons) |  | 6800
Equipment | High Efficiency Chiller (Air Cooled, 50 tons) | High Efficiency Chiller (Air Cooled, 50 tons) | Code-Compliant Air Cooled Positive Displacement Chiller, 50 Tons, 12.5 EER | Commercial | New | Retail | FL Zone 2 | Per Unit | 28.37% | 178508.2201 | 162872.4636 | 15635.7565 | 0.087591 | 20 | 4.4502 | 4.5162 | 0 | Reference source included incremental cost only | 0 | 0 | 6800 | Mid-Atlantic TRM V7.0, 2017 | 0 | 0 | 6800 | unit (50 tons) |  | 6800
Equipment | High Efficiency Chiller (Air Cooled, 50 tons) | High Efficiency Chiller (Air Cooled, 50 tons) | Code-Compliant Air Cooled Positive Displacement Chiller, 50 Tons, 12.5 EER | Commercial | New | Schools K-12 | FL Zone 2 | Per Unit | 28.37% | 155173.1094 | 141581.3042 | 13591.8052 | 0.087591 | 20 | 3.8684 | 3.9258 | 0 | Reference source included incremental cost only | 0 | 0 | 6800 | Mid-Atlantic TRM V7.0, 2017 | 0 | 0 | 6800 | unit (50 tons) |  | 6800
Equipment | High Efficiency Chiller (Air Cooled, 50 tons) | High Efficiency Chiller (Air Cooled, 50 tons) | Code-Compliant Air Cooled Positive Displacement Chiller, 50 Tons, 12.5 EER | Commercial | New | Warehouse | FL Zone 2 | Per Unit | 28.37% | 34088.6179 | 31102.7536 | 2985.8643 | 0.087591 | 20 | 0.84982 | 0.86243 | 0 | Reference source included incremental cost only | 0 | 0 | 6800 | Mid-Atlantic TRM V7.0, 2017 | 0 | 0 | 6800 | unit (50 tons) |  | 6800
Equipment | High Efficiency Chiller (Water cooled-centrifugal, 200 tons) | Water Cooled Centrifugal Chiller with Integral VFD, 200 Tons, 0.57 kW/ton (IPLV) | Code-Compliant Water Cooled Centrifugal Chiller, 200 Tons, 0.596 kW/ton (IPLV) | Commercial | Turnover | Assembly | FL Zone 2 | Per Unit | 31.91% | 349028.3766 | 333802.3065 | 15226.0701 | 0.043624 | 20 | 5.9946 | 0.25965 | 0 | Reference source included incremental cost only | 0 | 0 | 9533.3333 | Mid-Atlantic TRM V7.0, 2017 | 0 | 0 | 9533.3333 | unit 200 tons) |  | 9533.3333
Equipment | High Efficiency Chiller (Water cooled-centrifugal, 200 tons) | Water Cooled Centrifugal Chiller with Integral VFD, 200 Tons, 0.57 kW/ton (IPLV) | Code-Compliant Water Cooled Centrifugal Chiller, 200 Tons, 0.596 kW/ton (IPLV) | Commercial | Turnover | College and University | FL Zone 2 | Per Unit | 28.37% | 387215.8731 | 370323.9055 | 16891.9676 | 0.043624 | 20 | 6.6505 | 0.28806 | 0 | Reference source included incremental cost only | 0 | 0 | 9533.3333 | Mid-Atlantic TRM V7.0, 2017 | 0 | 0 | 9533.3333 | unit 200 tons) |  | 9533.3333
Equipment | High Efficiency Chiller (Water cooled-centrifugal, 200 tons) | Water Cooled Centrifugal Chiller with Integral VFD, 200 Tons, 0.57 kW/ton (IPLV) | Code-Compliant Water Cooled Centrifugal Chiller, 200 Tons, 0.596 kW/ton (IPLV) | Commercial | Turnover | Grocery | FL Zone 2 | Per Unit | 28.37% | 192806.8003 | 184395.7653 | 8411.0349 | 0.043624 | 20 | 3.3115 | 0.14343 | 0 | Reference source included incremental cost only | 0 | 0 | 9533.3333 | Mid-Atlantic TRM V7.0, 2017 | 0 | 0 | 9533.3333 | unit 200 tons) |  | 9533.3333
Equipment | High Efficiency Chiller (Water cooled-centrifugal, 200 tons) | Water Cooled Centrifugal Chiller with Integral VFD, 200 Tons, 0.57 kW/ton (IPLV) | Code-Compliant Water Cooled Centrifugal Chiller, 200 Tons, 0.596 kW/ton (IPLV) | Commercial | Turnover | Healthcare | FL Zone 2 | Per Unit | 28.37% | 759477.2021 | 726345.6463 | 33131.5558 | 0.043624 | 20 | 13.0442 | 0.565 | 0 | Reference source included incremental cost only | 0 | 0 | 9533.3333 | Mid-Atlantic TRM V7.0, 2017 | 0 | 0 | 9533.3333 | unit 200 tons) |  | 9533.3333
Equipment | High Efficiency Chiller (Water cooled-centrifugal, 200 tons) | Water Cooled Centrifugal Chiller with Integral VFD, 200 Tons, 0.57 kW/ton (IPLV) | Code-Compliant Water Cooled Centrifugal Chiller, 200 Tons, 0.596 kW/ton (IPLV) | Commercial | Turnover | Hospitals | FL Zone 2 | Per Unit | 31.91% | 719420.3877 | 688036.2768 | 31384.1109 | 0.043624 | 20 | 12.3562 | 0.5352 | 0 | Reference source included incremental cost only | 0 | 0 | 9533.3333 | Mid-Atlantic TRM V7.0, 2017 | 0 | 0 | 9533.3333 | unit 200 tons) |  | 9533.3333
Equipment | High Efficiency Chiller (Water cooled-centrifugal, 200 tons) | Water Cooled Centrifugal Chiller with Integral VFD, 200 Tons, 0.57 kW/ton (IPLV) | Code-Compliant Water Cooled Centrifugal Chiller, 200 Tons, 0.596 kW/ton (IPLV) | Commercial | Turnover | Institutional | FL Zone 2 | Per Unit | 31.91% | 188534.0734 | 180309.4326 | 8224.6408 | 0.043624 | 20 | 3.2381 | 0.14026 | 0 | Reference source included incremental cost only | 0 | 0 | 9533.3333 | Mid-Atlantic TRM V7.0, 2017 | 0 | 0 | 9533.3333 | unit 200 tons) |  | 9533.3333
Equipment | High Efficiency Chiller (Water cooled-centrifugal, 200 tons) | Water Cooled Centrifugal Chiller with Integral VFD, 200 Tons, 0.57 kW/ton (IPLV) | Code-Compliant Water Cooled Centrifugal Chiller, 200 Tons, 0.596 kW/ton (IPLV) | Commercial | Turnover | Lodging/Hospitality | FL Zone 2 | Per Unit | 28.37% | 576551.0828 | 551399.5255 | 25151.5573 | 0.043624 | 20 | 9.9024 | 0.42891 | 0 | Reference source included incremental cost only | 0 | 0 | 9533.3333 | Mid-Atlantic TRM V7.0, 2017 | 0 | 0 | 9533.3333 | unit 200 tons) |  | 9533.3333
Equipment | High Efficiency Chiller (Water cooled-centrifugal, 200 tons) | Water Cooled Centrifugal Chiller with Integral VFD, 200 Tons, 0.57 kW/ton (IPLV) | Code-Compliant Water Cooled Centrifugal Chiller, 200 Tons, 0.596 kW/ton (IPLV) | Commercial | Turnover | Miscellaneous | FL Zone 2 | Per Unit | 28.37% | 194943.1637 | 186438.9317 | 8504.232 | 0.043624 | 20 | 3.3482 | 0.14502 | 0 | Reference source included incremental cost only | 0 | 0 | 9533.3333 | Mid-Atlantic TRM V7.0, 2017 | 0 | 0 | 9533.3333 | unit 200 tons) |  | 9533.3333
Equipment | High Efficiency Chiller (Water cooled-centrifugal, 200 tons) | Water Cooled Centrifugal Chiller with Integral VFD, 200 Tons, 0.57 kW/ton (IPLV) | Code-Compliant Water Cooled Centrifugal Chiller, 200 Tons, 0.596 kW/ton (IPLV) | Commercial | Turnover | Offices | FL Zone 2 | Per Unit | 31.91% | 392823.8271 | 375687.2172 | 17136.6099 | 0.043624 | 20 | 6.7468 | 0.29223 | 0 | Reference source included incremental cost only | 0 | 0 | 9533.3333 | Mid-Atlantic TRM V7.0, 2017 | 0 | 0 | 9533.3333 | unit 200 tons) |  | 9533.3333
Equipment | High Efficiency Chiller (Water cooled-centrifugal, 200 tons) | Water Cooled Centrifugal Chiller with Integral VFD, 200 Tons, 0.57 kW/ton (IPLV) | Code-Compliant Water Cooled Centrifugal Chiller, 200 Tons, 0.596 kW/ton (IPLV) | Commercial | Turnover | Restaurants | FL Zone 2 | Per Unit | 28.37% | 565602.2201 | 540928.2978 | 24673.9224 | 0.043624 | 20 | 9.7143 | 0.42077 | 0 | Reference source included incremental cost only | 0 | 0 | 9533.3333 | Mid-Atlantic TRM V7.0, 2017 | 0 | 0 | 9533.3333 | unit 200 tons) |  | 9533.3333
Equipment | High Efficiency Chiller (Water cooled-centrifugal, 200 tons) | Water Cooled Centrifugal Chiller with Integral VFD, 200 Tons, 0.57 kW/ton (IPLV) | Code-Compliant Water Cooled Centrifugal Chiller, 200 Tons, 0.596 kW/ton (IPLV) | Commercial | Turnover | Retail | FL Zone 2 | Per Unit | 28.37% | 443295.4133 | 423957.0228 | 19338.3905 | 0.043624 | 20 | 7.6137 | 0.32978 | 0 | Reference source included incremental cost only | 0 | 0 | 9533.3333 | Mid-Atlantic TRM V7.0, 2017 | 0 | 0 | 9533.3333 | unit 200 tons) |  | 9533.3333
Equipment | High Efficiency Chiller (Water cooled-centrifugal, 200 tons) | Water Cooled Centrifugal Chiller with Integral VFD, 200 Tons, 0.57 kW/ton (IPLV) | Code-Compliant Water Cooled Centrifugal Chiller, 200 Tons, 0.596 kW/ton (IPLV) | Commercial | Turnover | Schools K-12 | FL Zone 2 | Per Unit | 28.37% | 385346.5551 | 368536.1349 | 16810.4202 | 0.043624 | 20 | 6.6184 | 0.28667 | 0 | Reference source included incremental cost only | 0 | 0 | 9533.3333 | Mid-Atlantic TRM V7.0, 2017 | 0 | 0 | 9533.3333 | unit 200 tons) |  | 9533.3333
Equipment | High Efficiency Chiller (Water cooled-centrifugal, 200 tons) | Water Cooled Centrifugal Chiller with Integral VFD, 200 Tons, 0.57 kW/ton (IPLV) | Code-Compliant Water Cooled Centrifugal Chiller, 200 Tons, 0.596 kW/ton (IPLV) | Commercial | Turnover | Warehouse | FL Zone 2 | Per Unit | 28.37% | 84653.4012 | 80960.4676 | 3692.9336 | 0.043624 | 20 | 1.4539 | 0.062976 | 0 | Reference source included incremental cost only | 0 | 0 | 9533.3333 | Mid-Atlantic TRM V7.0, 2017 | 0 | 0 | 9533.3333 | unit 200 tons) |  | 9533.3333
Equipment | High Efficiency Chiller (Water cooled-centrifugal, 200 tons) | Water Cooled Centrifugal Chiller with Integral VFD, 200 Tons, 0.57 kW/ton (IPLV) | Code-Compliant Water Cooled Centrifugal Chiller, 200 Tons, 0.596 kW/ton (IPLV) | Commercial | New | Assembly | FL Zone 2 | Per Unit | 31.91% | 349028.3766 | 333802.3065 | 15226.0701 | 0.043624 | 20 | 5.9946 | 0.25965 | 0 | Reference source included incremental cost only | 0 | 0 | 9533.3333 | Mid-Atlantic TRM V7.0, 2017 | 0 | 0 | 9533.3333 | unit 200 tons) |  | 9533.3333
Equipment | High Efficiency Chiller (Water cooled-centrifugal, 200 tons) | Water Cooled Centrifugal Chiller with Integral VFD, 200 Tons, 0.57 kW/ton (IPLV) | Code-Compliant Water Cooled Centrifugal Chiller, 200 Tons, 0.596 kW/ton (IPLV) | Commercial | New | College and University | FL Zone 2 | Per Unit | 28.37% | 387215.8731 | 370323.9055 | 16891.9676 | 0.043624 | 20 | 6.6505 | 0.28806 | 0 | Reference source included incremental cost only | 0 | 0 | 9533.3333 | Mid-Atlantic TRM V7.0, 2017 | 0 | 0 | 9533.3333 | unit 200 tons) |  | 9533.3333
Equipment | High Efficiency Chiller (Water cooled-centrifugal, 200 tons) | Water Cooled Centrifugal Chiller with Integral VFD, 200 Tons, 0.57 kW/ton (IPLV) | Code-Compliant Water Cooled Centrifugal Chiller, 200 Tons, 0.596 kW/ton (IPLV) | Commercial | New | Grocery | FL Zone 2 | Per Unit | 28.37% | 192806.8003 | 184395.7653 | 8411.0349 | 0.043624 | 20 | 3.3115 | 0.14343 | 0 | Reference source included incremental cost only | 0 | 0 | 9533.3333 | Mid-Atlantic TRM V7.0, 2017 | 0 | 0 | 9533.3333 | unit 200 tons) |  | 9533.3333
Equipment | High Efficiency Chiller (Water cooled-centrifugal, 200 tons) | Water Cooled Centrifugal Chiller with Integral VFD, 200 Tons, 0.57 kW/ton (IPLV) | Code-Compliant Water Cooled Centrifugal Chiller, 200 Tons, 0.596 kW/ton (IPLV) | Commercial | New | Healthcare | FL Zone 2 | Per Unit | 28.37% | 759477.2021 | 726345.6463 | 33131.5558 | 0.043624 | 20 | 13.0442 | 0.565 | 0 | Reference source included incremental cost only | 0 | 0 | 9533.3333 | Mid-Atlantic TRM V7.0, 2017 | 0 | 0 | 9533.3333 | unit 200 tons) |  | 9533.3333
Equipment | High Efficiency Chiller (Water cooled-centrifugal, 200 tons) | Water Cooled Centrifugal Chiller with Integral VFD, 200 Tons, 0.57 kW/ton (IPLV) | Code-Compliant Water Cooled Centrifugal Chiller, 200 Tons, 0.596 kW/ton (IPLV) | Commercial | New | Hospitals | FL Zone 2 | Per Unit | 31.91% | 719420.3877 | 688036.2768 | 31384.1109 | 0.043624 | 20 | 12.3562 | 0.5352 | 0 | Reference source included incremental cost only | 0 | 0 | 9533.3333 | Mid-Atlantic TRM V7.0, 2017 | 0 | 0 | 9533.3333 | unit 200 tons) |  | 9533.3333
Equipment | High Efficiency Chiller (Water cooled-centrifugal, 200 tons) | Water Cooled Centrifugal Chiller with Integral VFD, 200 Tons, 0.57 kW/ton (IPLV) | Code-Compliant Water Cooled Centrifugal Chiller, 200 Tons, 0.596 kW/ton (IPLV) | Commercial | New | Institutional | FL Zone 2 | Per Unit | 31.91% | 188534.0734 | 180309.4326 | 8224.6408 | 0.043624 | 20 | 3.2381 | 0.14026 | 0 | Reference source included incremental cost only | 0 | 0 | 9533.3333 | Mid-Atlantic TRM V7.0, 2017 | 0 | 0 | 9533.3333 | unit 200 tons) |  | 9533.3333
Equipment | High Efficiency Chiller (Water cooled-centrifugal, 200 tons) | Water Cooled Centrifugal Chiller with Integral VFD, 200 Tons, 0.57 kW/ton (IPLV) | Code-Compliant Water Cooled Centrifugal Chiller, 200 Tons, 0.596 kW/ton (IPLV) | Commercial | New | Lodging/Hospitality | FL Zone 2 | Per Unit | 28.37% | 576551.0828 | 551399.5255 | 25151.5573 | 0.043624 | 20 | 9.9024 | 0.42891 | 0 | Reference source included incremental cost only | 0 | 0 | 9533.3333 | Mid-Atlantic TRM V7.0, 2017 | 0 | 0 | 9533.3333 | unit 200 tons) |  | 9533.3333
Equipment | High Efficiency Chiller (Water cooled-centrifugal, 200 tons) | Water Cooled Centrifugal Chiller with Integral VFD, 200 Tons, 0.57 kW/ton (IPLV) | Code-Compliant Water Cooled Centrifugal Chiller, 200 Tons, 0.596 kW/ton (IPLV) | Commercial | New | Miscellaneous | FL Zone 2 | Per Unit | 28.37% | 194943.1637 | 186438.9317 | 8504.232 | 0.043624 | 20 | 3.3482 | 0.14502 | 0 | Reference source included incremental cost only | 0 | 0 | 9533.3333 | Mid-Atlantic TRM V7.0, 2017 | 0 | 0 | 9533.3333 | unit 200 tons) |  | 9533.3333
Equipment | High Efficiency Chiller (Water cooled-centrifugal, 200 tons) | Water Cooled Centrifugal Chiller with Integral VFD, 200 Tons, 0.57 kW/ton (IPLV) | Code-Compliant Water Cooled Centrifugal Chiller, 200 Tons, 0.596 kW/ton (IPLV) | Commercial | New | Offices | FL Zone 2 | Per Unit | 31.91% | 392823.8271 | 375687.2172 | 17136.6099 | 0.043624 | 20 | 6.7468 | 0.29223 | 0 | Reference source included incremental cost only | 0 | 0 | 9533.3333 | Mid-Atlantic TRM V7.0, 2017 | 0 | 0 | 9533.3333 | unit 200 tons) |  | 9533.3333
Equipment | High Efficiency Chiller (Water cooled-centrifugal, 200 tons) | Water Cooled Centrifugal Chiller with Integral VFD, 200 Tons, 0.57 kW/ton (IPLV) | Code-Compliant Water Cooled Centrifugal Chiller, 200 Tons, 0.596 kW/ton (IPLV) | Commercial | New | Restaurants | FL Zone 2 | Per Unit | 28.37% | 565602.2201 | 540928.2978 | 24673.9224 | 0.043624 | 20 | 9.7143 | 0.42077 | 0 | Reference source included incremental cost only | 0 | 0 | 9533.3333 | Mid-Atlantic TRM V7.0, 2017 | 0 | 0 | 9533.3333 | unit 200 tons) |  | 9533.3333
Equipment | High Efficiency Chiller (Water cooled-centrifugal, 200 tons) | Water Cooled Centrifugal Chiller with Integral VFD, 200 Tons, 0.57 kW/ton (IPLV) | Code-Compliant Water Cooled Centrifugal Chiller, 200 Tons, 0.596 kW/ton (IPLV) | Commercial | New | Retail | FL Zone 2 | Per Unit | 28.37% | 443295.4133 | 423957.0228 | 19338.3905 | 0.043624 | 20 | 7.6137 | 0.32978 | 0 | Reference source included incremental cost only | 0 | 0 | 9533.3333 | Mid-Atlantic TRM V7.0, 2017 | 0 | 0 | 9533.3333 | unit 200 tons) |  | 9533.3333
Equipment | High Efficiency Chiller (Water cooled-centrifugal, 200 tons) | Water Cooled Centrifugal Chiller with Integral VFD, 200 Tons, 0.57 kW/ton (IPLV) | Code-Compliant Water Cooled Centrifugal Chiller, 200 Tons, 0.596 kW/ton (IPLV) | Commercial | New | Schools K-12 | FL Zone 2 | Per Unit | 28.37% | 385346.5551 | 368536.1349 | 16810.4202 | 0.043624 | 20 | 6.6184 | 0.28667 | 0 | Reference source included incremental cost only | 0 | 0 | 9533.3333 | Mid-Atlantic TRM V7.0, 2017 | 0 | 0 | 9533.3333 | unit 200 tons) |  | 9533.3333
Equipment | High Efficiency Chiller (Water cooled-centrifugal, 200 tons) | Water Cooled Centrifugal Chiller with Integral VFD, 200 Tons, 0.57 kW/ton (IPLV) | Code-Compliant Water Cooled Centrifugal Chiller, 200 Tons, 0.596 kW/ton (IPLV) | Commercial | New | Warehouse | FL Zone 2 | Per Unit | 28.37% | 84653.4012 | 80960.4676 | 3692.9336 | 0.043624 | 20 | 1.4539 | 0.062976 | 0 | Reference source included incremental cost only | 0 | 0 | 9533.3333 | Mid-Atlantic TRM V7.0, 2017 | 0 | 0 | 9533.3333 | unit 200 tons) |  | 9533.3333
Equipment | High Efficiency Chiller (Water cooled-positive displacement, 100 tons) | Water Cooled Positive Displacement Chiller with Integral VFD, 100 Tons, 0.5985 kW/ton (IPLV) | Code-Compliant Water Cooled Positive Displacement Chiller, 100 Tons, 0.615 kW/ton (IPLV) | Commercial | Turnover | Assembly | FL Zone 2 | Per Unit | 31.91% | 180077.5601 | 175246.2109 | 4831.3492 | 0.026829 | 20 | 1.9021 | 0.08239 | 0 | Reference source included incremental cost only | 0 | 0 | 5200 | Mid-Atlantic TRM V7.0, 2017 | 0 | 0 | 5200 | unit (100 tons) |  | 5200
Equipment | High Efficiency Chiller (Water cooled-positive displacement, 100 tons) | Water Cooled Positive Displacement Chiller with Integral VFD, 100 Tons, 0.5985 kW/ton (IPLV) | Code-Compliant Water Cooled Positive Displacement Chiller, 100 Tons, 0.615 kW/ton (IPLV) | Commercial | Turnover | College and University | FL Zone 2 | Per Unit | 28.37% | 199780.0016 | 194420.0504 | 5359.9513 | 0.026829 | 20 | 2.1103 | 0.091404 | 0 | Reference source included incremental cost only | 0 | 0 | 5200 | Mid-Atlantic TRM V7.0, 2017 | 0 | 0 | 5200 | unit (100 tons) |  | 5200
Equipment | High Efficiency Chiller (Water cooled-positive displacement, 100 tons) | Water Cooled Positive Displacement Chiller with Integral VFD, 100 Tons, 0.5985 kW/ton (IPLV) | Code-Compliant Water Cooled Positive Displacement Chiller, 100 Tons, 0.615 kW/ton (IPLV) | Commercial | Turnover | Grocery | FL Zone 2 | Per Unit | 28.37% | 99476.6629 | 96807.7768 | 2668.8861 | 0.026829 | 20 | 1.0508 | 0.045513 | 0 | Reference source included incremental cost only | 0 | 0 | 5200 | Mid-Atlantic TRM V7.0, 2017 | 0 | 0 | 5200 | unit (100 tons) |  | 5200
Equipment | High Efficiency Chiller (Water cooled-positive displacement, 100 tons) | Water Cooled Positive Displacement Chiller with Integral VFD, 100 Tons, 0.5985 kW/ton (IPLV) | Code-Compliant Water Cooled Positive Displacement Chiller, 100 Tons, 0.615 kW/ton (IPLV) | Commercial | Turnover | Healthcare | FL Zone 2 | Per Unit | 28.37% | 391844.3618 | 381331.4643 | 10512.8975 | 0.026829 | 20 | 4.139 | 0.17928 | 0 | Reference source included incremental cost only | 0 | 0 | 5200 | Mid-Atlantic TRM V7.0, 2017 | 0 | 0 | 5200 | unit (100 tons) |  | 5200
Equipment | High Efficiency Chiller (Water cooled-positive displacement, 100 tons) | Water Cooled Positive Displacement Chiller with Integral VFD, 100 Tons, 0.5985 kW/ton (IPLV) | Code-Compliant Water Cooled Positive Displacement Chiller, 100 Tons, 0.615 kW/ton (IPLV) | Commercial | Turnover | Hospitals | FL Zone 2 | Per Unit | 31.91% | 371177.4651 | 361219.0453 | 9958.4198 | 0.026829 | 20 | 3.9207 | 0.16982 | 0 | Reference source included incremental cost only | 0 | 0 | 5200 | Mid-Atlantic TRM V7.0, 2017 | 0 | 0 | 5200 | unit (100 tons) |  | 5200
Equipment | High Efficiency Chiller (Water cooled-positive displacement, 100 tons) | Water Cooled Positive Displacement Chiller with Integral VFD, 100 Tons, 0.5985 kW/ton (IPLV) | Code-Compliant Water Cooled Positive Displacement Chiller, 100 Tons, 0.615 kW/ton (IPLV) | Commercial | Turnover | Institutional | FL Zone 2 | Per Unit | 31.91% | 97272.1939 | 94662.4521 | 2609.7418 | 0.026829 | 20 | 1.0275 | 0.044504 | 0 | Reference source included incremental cost only | 0 | 0 | 5200 | Mid-Atlantic TRM V7.0, 2017 | 0 | 0 | 5200 | unit (100 tons) |  | 5200
Equipment | High Efficiency Chiller (Water cooled-positive displacement, 100 tons) | Water Cooled Positive Displacement Chiller with Integral VFD, 100 Tons, 0.5985 kW/ton (IPLV) | Code-Compliant Water Cooled Positive Displacement Chiller, 100 Tons, 0.615 kW/ton (IPLV) | Commercial | Turnover | Lodging/Hospitality | FL Zone 2 | Per Unit | 28.37% | 297465.5335 | 289484.7509 | 7980.7826 | 0.026829 | 20 | 3.1421 | 0.1361 | 0 | Reference source included incremental cost only | 0 | 0 | 5200 | Mid-Atlantic TRM V7.0, 2017 | 0 | 0 | 5200 | unit (100 tons) |  | 5200
Equipment | High Efficiency Chiller (Water cooled-positive displacement, 100 tons) | Water Cooled Positive Displacement Chiller with Integral VFD, 100 Tons, 0.5985 kW/ton (IPLV) | Code-Compliant Water Cooled Positive Displacement Chiller, 100 Tons, 0.615 kW/ton (IPLV) | Commercial | Turnover | Miscellaneous | FL Zone 2 | Per Unit | 28.37% | 100578.8974 | 97880.4392 | 2698.4582 | 0.026829 | 20 | 1.0624 | 0.046017 | 0 | Reference source included incremental cost only | 0 | 0 | 5200 | Mid-Atlantic TRM V7.0, 2017 | 0 | 0 | 5200 | unit (100 tons) |  | 5200
Equipment | High Efficiency Chiller (Water cooled-positive displacement, 100 tons) | Water Cooled Positive Displacement Chiller with Integral VFD, 100 Tons, 0.5985 kW/ton (IPLV) | Code-Compliant Water Cooled Positive Displacement Chiller, 100 Tons, 0.615 kW/ton (IPLV) | Commercial | Turnover | Offices | FL Zone 2 | Per Unit | 31.91% | 202673.3672 | 197235.789 | 5437.5781 | 0.026829 | 20 | 2.1408 | 0.092728 | 0 | Reference source included incremental cost only | 0 | 0 | 5200 | Mid-Atlantic TRM V7.0, 2017 | 0 | 0 | 5200 | unit (100 tons) |  | 5200
Equipment | High Efficiency Chiller (Water cooled-positive displacement, 100 tons) | Water Cooled Positive Displacement Chiller with Integral VFD, 100 Tons, 0.5985 kW/ton (IPLV) | Code-Compliant Water Cooled Positive Displacement Chiller, 100 Tons, 0.615 kW/ton (IPLV) | Commercial | Turnover | Restaurants | FL Zone 2 | Per Unit | 28.37% | 291816.5817 | 283987.3563 | 7829.2254 | 0.026829 | 20 | 3.0824 | 0.13351 | 0 | Reference source included incremental cost only | 0 | 0 | 5200 | Mid-Atlantic TRM V7.0, 2017 | 0 | 0 | 5200 | unit (100 tons) |  | 5200
Equipment | High Efficiency Chiller (Water cooled-positive displacement, 100 tons) | Water Cooled Positive Displacement Chiller with Integral VFD, 100 Tons, 0.5985 kW/ton (IPLV) | Code-Compliant Water Cooled Positive Displacement Chiller, 100 Tons, 0.615 kW/ton (IPLV) | Commercial | Turnover | Retail | FL Zone 2 | Per Unit | 28.37% | 228713.657 | 222577.437 | 6136.2201 | 0.026829 | 20 | 2.4159 | 0.10464 | 0 | Reference source included incremental cost only | 0 | 0 | 5200 | Mid-Atlantic TRM V7.0, 2017 | 0 | 0 | 5200 | unit (100 tons) |  | 5200
Equipment | High Efficiency Chiller (Water cooled-positive displacement, 100 tons) | Water Cooled Positive Displacement Chiller with Integral VFD, 100 Tons, 0.5985 kW/ton (IPLV) | Code-Compliant Water Cooled Positive Displacement Chiller, 100 Tons, 0.615 kW/ton (IPLV) | Commercial | Turnover | Schools K-12 | FL Zone 2 | Per Unit | 28.37% | 198815.5465 | 193481.4708 | 5334.0756 | 0.026829 | 20 | 2.1001 | 0.090963 | 0 | Reference source included incremental cost only | 0 | 0 | 5200 | Mid-Atlantic TRM V7.0, 2017 | 0 | 0 | 5200 | unit (100 tons) |  | 5200
Equipment | High Efficiency Chiller (Water cooled-positive displacement, 100 tons) | Water Cooled Positive Displacement Chiller with Integral VFD, 100 Tons, 0.5985 kW/ton (IPLV) | Code-Compliant Water Cooled Positive Displacement Chiller, 100 Tons, 0.615 kW/ton (IPLV) | Commercial | Turnover | Warehouse | FL Zone 2 | Per Unit | 28.37% | 43676.0417 | 42504.2455 | 1171.7962 | 0.026829 | 20 | 0.46135 | 0.019983 | 0 | Reference source included incremental cost only | 0 | 0 | 5200 | Mid-Atlantic TRM V7.0, 2017 | 0 | 0 | 5200 | unit (100 tons) |  | 5200
Equipment | High Efficiency Chiller (Water cooled-positive displacement, 100 tons) | Water Cooled Positive Displacement Chiller with Integral VFD, 100 Tons, 0.5985 kW/ton (IPLV) | Code-Compliant Water Cooled Positive Displacement Chiller, 100 Tons, 0.615 kW/ton (IPLV) | Commercial | New | Assembly | FL Zone 2 | Per Unit | 31.91% | 180077.5601 | 175246.2109 | 4831.3492 | 0.026829 | 20 | 1.9021 | 0.08239 | 0 | Reference source included incremental cost only | 0 | 0 | 5200 | Mid-Atlantic TRM V7.0, 2017 | 0 | 0 | 5200 | unit (100 tons) |  | 5200
Equipment | High Efficiency Chiller (Water cooled-positive displacement, 100 tons) | Water Cooled Positive Displacement Chiller with Integral VFD, 100 Tons, 0.5985 kW/ton (IPLV) | Code-Compliant Water Cooled Positive Displacement Chiller, 100 Tons, 0.615 kW/ton (IPLV) | Commercial | New | College and University | FL Zone 2 | Per Unit | 28.37% | 199780.0016 | 194420.0504 | 5359.9513 | 0.026829 | 20 | 2.1103 | 0.091404 | 0 | Reference source included incremental cost only | 0 | 0 | 5200 | Mid-Atlantic TRM V7.0, 2017 | 0 | 0 | 5200 | unit (100 tons) |  | 5200
Equipment | High Efficiency Chiller (Water cooled-positive displacement, 100 tons) | Water Cooled Positive Displacement Chiller with Integral VFD, 100 Tons, 0.5985 kW/ton (IPLV) | Code-Compliant Water Cooled Positive Displacement Chiller, 100 Tons, 0.615 kW/ton (IPLV) | Commercial | New | Grocery | FL Zone 2 | Per Unit | 28.37% | 99476.6629 | 96807.7768 | 2668.8861 | 0.026829 | 20 | 1.0508 | 0.045513 | 0 | Reference source included incremental cost only | 0 | 0 | 5200 | Mid-Atlantic TRM V7.0, 2017 | 0 | 0 | 5200 | unit (100 tons) |  | 5200
Equipment | High Efficiency Chiller (Water cooled-positive displacement, 100 tons) | Water Cooled Positive Displacement Chiller with Integral VFD, 100 Tons, 0.5985 kW/ton (IPLV) | Code-Compliant Water Cooled Positive Displacement Chiller, 100 Tons, 0.615 kW/ton (IPLV) | Commercial | New | Healthcare | FL Zone 2 | Per Unit | 28.37% | 391844.3618 | 381331.4643 | 10512.8975 | 0.026829 | 20 | 4.139 | 0.17928 | 0 | Reference source included incremental cost only | 0 | 0 | 5200 | Mid-Atlantic TRM V7.0, 2017 | 0 | 0 | 5200 | unit (100 tons) |  | 5200
Equipment | High Efficiency Chiller (Water cooled-positive displacement, 100 tons) | Water Cooled Positive Displacement Chiller with Integral VFD, 100 Tons, 0.5985 kW/ton (IPLV) | Code-Compliant Water Cooled Positive Displacement Chiller, 100 Tons, 0.615 kW/ton (IPLV) | Commercial | New | Hospitals | FL Zone 2 | Per Unit | 31.91% | 371177.4651 | 361219.0453 | 9958.4198 | 0.026829 | 20 | 3.9207 | 0.16982 | 0 | Reference source included incremental cost only | 0 | 0 | 5200 | Mid-Atlantic TRM V7.0, 2017 | 0 | 0 | 5200 | unit (100 tons) |  | 5200
Equipment | High Efficiency Chiller (Water cooled-positive displacement, 100 tons) | Water Cooled Positive Displacement Chiller with Integral VFD, 100 Tons, 0.5985 kW/ton (IPLV) | Code-Compliant Water Cooled Positive Displacement Chiller, 100 Tons, 0.615 kW/ton (IPLV) | Commercial | New | Institutional | FL Zone 2 | Per Unit | 31.91% | 97272.1939 | 94662.4521 | 2609.7418 | 0.026829 | 20 | 1.0275 | 0.044504 | 0 | Reference source included incremental cost only | 0 | 0 | 5200 | Mid-Atlantic TRM V7.0, 2017 | 0 | 0 | 5200 | unit (100 tons) |  | 5200
Equipment | High Efficiency Chiller (Water cooled-positive displacement, 100 tons) | Water Cooled Positive Displacement Chiller with Integral VFD, 100 Tons, 0.5985 kW/ton (IPLV) | Code-Compliant Water Cooled Positive Displacement Chiller, 100 Tons, 0.615 kW/ton (IPLV) | Commercial | New | Lodging/Hospitality | FL Zone 2 | Per Unit | 28.37% | 297465.5335 | 289484.7509 | 7980.7826 | 0.026829 | 20 | 3.1421 | 0.1361 | 0 | Reference source included incremental cost only | 0 | 0 | 5200 | Mid-Atlantic TRM V7.0, 2017 | 0 | 0 | 5200 | unit (100 tons) |  | 5200
Equipment | High Efficiency Chiller (Water cooled-positive displacement, 100 tons) | Water Cooled Positive Displacement Chiller with Integral VFD, 100 Tons, 0.5985 kW/ton (IPLV) | Code-Compliant Water Cooled Positive Displacement Chiller, 100 Tons, 0.615 kW/ton (IPLV) | Commercial | New | Miscellaneous | FL Zone 2 | Per Unit | 28.37% | 100578.8974 | 97880.4392 | 2698.4582 | 0.026829 | 20 | 1.0624 | 0.046017 | 0 | Reference source included incremental cost only | 0 | 0 | 5200 | Mid-Atlantic TRM V7.0, 2017 | 0 | 0 | 5200 | unit (100 tons) |  | 5200
Equipment | High Efficiency Chiller (Water cooled-positive displacement, 100 tons) | Water Cooled Positive Displacement Chiller with Integral VFD, 100 Tons, 0.5985 kW/ton (IPLV) | Code-Compliant Water Cooled Positive Displacement Chiller, 100 Tons, 0.615 kW/ton (IPLV) | Commercial | New | Offices | FL Zone 2 | Per Unit | 31.91% | 202673.3672 | 197235.789 | 5437.5781 | 0.026829 | 20 | 2.1408 | 0.092728 | 0 | Reference source included incremental cost only | 0 | 0 | 5200 | Mid-Atlantic TRM V7.0, 2017 | 0 | 0 | 5200 | unit (100 tons) |  | 5200
Equipment | High Efficiency Chiller (Water cooled-positive displacement, 100 tons) | Water Cooled Positive Displacement Chiller with Integral VFD, 100 Tons, 0.5985 kW/ton (IPLV) | Code-Compliant Water Cooled Positive Displacement Chiller, 100 Tons, 0.615 kW/ton (IPLV) | Commercial | New | Restaurants | FL Zone 2 | Per Unit | 28.37% | 291816.5817 | 283987.3563 | 7829.2254 | 0.026829 | 20 | 3.0824 | 0.13351 | 0 | Reference source included incremental cost only | 0 | 0 | 5200 | Mid-Atlantic TRM V7.0, 2017 | 0 | 0 | 5200 | unit (100 tons) |  | 5200
Equipment | High Efficiency Chiller (Water cooled-positive displacement, 100 tons) | Water Cooled Positive Displacement Chiller with Integral VFD, 100 Tons, 0.5985 kW/ton (IPLV) | Code-Compliant Water Cooled Positive Displacement Chiller, 100 Tons, 0.615 kW/ton (IPLV) | Commercial | New | Retail | FL Zone 2 | Per Unit | 28.37% | 228713.657 | 222577.437 | 6136.2201 | 0.026829 | 20 | 2.4159 | 0.10464 | 0 | Reference source included incremental cost only | 0 | 0 | 5200 | Mid-Atlantic TRM V7.0, 2017 | 0 | 0 | 5200 | unit (100 tons) |  | 5200
Equipment | High Efficiency Chiller (Water cooled-positive displacement, 100 tons) | Water Cooled Positive Displacement Chiller with Integral VFD, 100 Tons, 0.5985 kW/ton (IPLV) | Code-Compliant Water Cooled Positive Displacement Chiller, 100 Tons, 0.615 kW/ton (IPLV) | Commercial | New | Schools K-12 | FL Zone 2 | Per Unit | 28.37% | 198815.5465 | 193481.4708 | 5334.0756 | 0.026829 | 20 | 2.1001 | 0.090963 | 0 | Reference source included incremental cost only | 0 | 0 | 5200 | Mid-Atlantic TRM V7.0, 2017 | 0 | 0 | 5200 | unit (100 tons) |  | 5200
Equipment | High Efficiency Chiller (Water cooled-positive displacement, 100 tons) | Water Cooled Positive Displacement Chiller with Integral VFD, 100 Tons, 0.5985 kW/ton (IPLV) | Code-Compliant Water Cooled Positive Displacement Chiller, 100 Tons, 0.615 kW/ton (IPLV) | Commercial | New | Warehouse | FL Zone 2 | Per Unit | 28.37% | 43676.0417 | 42504.2455 | 1171.7962 | 0.026829 | 20 | 0.46135 | 0.019983 | 0 | Reference source included incremental cost only | 0 | 0 | 5200 | Mid-Atlantic TRM V7.0, 2017 | 0 | 0 | 5200 | unit (100 tons) |  | 5200
Equipment | High Efficiency Data Center Cooling | High Efficiency CRAC (computer room air conditioner) | Standard Efficiency CRAC | Commercial | Turnover | Assembly | FL Zone 2 | Per Unit | 0% | 463559.9844 | 333763.1887 | 129796.7956 | 0.28 | 20 | 29.7567 | 17.1868 | 0 | Reference source included incremental cost only | 0 | 0 | 213000 | USDOE estimates incremental Cost = $750 per ton. Actual cost may vary widely | 0 | 0 | 213000 | system (284 tons) |  | 213000
Equipment | High Efficiency Data Center Cooling | High Efficiency CRAC (computer room air conditioner) | Standard Efficiency CRAC | Commercial | Turnover | College and University | FL Zone 2 | Per Unit | 14.18% | 463559.9844 | 333763.1887 | 129796.7956 | 0.28 | 20 | 29.7567 | 17.1868 | 0 | Reference source included incremental cost only | 0 | 0 | 213000 | USDOE estimates incremental Cost = $750 per ton. Actual cost may vary widely | 0 | 0 | 213000 | system (284 tons) |  | 213000
Equipment | High Efficiency Data Center Cooling | High Efficiency CRAC (computer room air conditioner) | Standard Efficiency CRAC | Commercial | Turnover | Grocery | FL Zone 2 | Per Unit | 0% | 463559.9844 | 333763.1887 | 129796.7956 | 0.28 | 20 | 29.7567 | 17.1868 | 0 | Reference source included incremental cost only | 0 | 0 | 213000 | USDOE estimates incremental Cost = $750 per ton. Actual cost may vary widely | 0 | 0 | 213000 | system (284 tons) |  | 213000
Equipment | High Efficiency Data Center Cooling | High Efficiency CRAC (computer room air conditioner) | Standard Efficiency CRAC | Commercial | Turnover | Healthcare | FL Zone 2 | Per Unit | 14.18% | 463559.9844 | 333763.1887 | 129796.7956 | 0.28 | 20 | 29.7567 | 17.1868 | 0 | Reference source included incremental cost only | 0 | 0 | 213000 | USDOE estimates incremental Cost = $750 per ton. Actual cost may vary widely | 0 | 0 | 213000 | system (284 tons) |  | 213000
Equipment | High Efficiency Data Center Cooling | High Efficiency CRAC (computer room air conditioner) | Standard Efficiency CRAC | Commercial | Turnover | Hospitals | FL Zone 2 | Per Unit | 15.96% | 463559.9844 | 333763.1887 | 129796.7956 | 0.28 | 20 | 29.7567 | 17.1868 | 0 | Reference source included incremental cost only | 0 | 0 | 213000 | USDOE estimates incremental Cost = $750 per ton. Actual cost may vary widely | 0 | 0 | 213000 | system (284 tons) |  | 213000
Equipment | High Efficiency Data Center Cooling | High Efficiency CRAC (computer room air conditioner) | Standard Efficiency CRAC | Commercial | Turnover | Institutional | FL Zone 2 | Per Unit | 15.96% | 463559.9844 | 333763.1887 | 129796.7956 | 0.28 | 20 | 29.7567 | 17.1868 | 0 | Reference source included incremental cost only | 0 | 0 | 213000 | USDOE estimates incremental Cost = $750 per ton. Actual cost may vary widely | 0 | 0 | 213000 | system (284 tons) |  | 213000
Equipment | High Efficiency Data Center Cooling | High Efficiency CRAC (computer room air conditioner) | Standard Efficiency CRAC | Commercial | Turnover | Lodging/Hospitality | FL Zone 2 | Per Unit | 0% | 463559.9844 | 333763.1887 | 129796.7956 | 0.28 | 20 | 29.7567 | 17.1868 | 0 | Reference source included incremental cost only | 0 | 0 | 213000 | USDOE estimates incremental Cost = $750 per ton. Actual cost may vary widely | 0 | 0 | 213000 | system (284 tons) |  | 213000
Equipment | High Efficiency Data Center Cooling | High Efficiency CRAC (computer room air conditioner) | Standard Efficiency CRAC | Commercial | Turnover | Miscellaneous | FL Zone 2 | Per Unit | 0% | 463559.9844 | 333763.1887 | 129796.7956 | 0.28 | 20 | 29.7567 | 17.1868 | 0 | Reference source included incremental cost only | 0 | 0 | 213000 | USDOE estimates incremental Cost = $750 per ton. Actual cost may vary widely | 0 | 0 | 213000 | system (284 tons) |  | 213000
Equipment | High Efficiency Data Center Cooling | High Efficiency CRAC (computer room air conditioner) | Standard Efficiency CRAC | Commercial | Turnover | Offices | FL Zone 2 | Per Unit | 15.96% | 463559.9844 | 333763.1887 | 129796.7956 | 0.28 | 20 | 29.7567 | 17.1868 | 0 | Reference source included incremental cost only | 0 | 0 | 213000 | USDOE estimates incremental Cost = $750 per ton. Actual cost may vary widely | 0 | 0 | 213000 | system (284 tons) |  | 213000
Equipment | High Efficiency Data Center Cooling | High Efficiency CRAC (computer room air conditioner) | Standard Efficiency CRAC | Commercial | Turnover | Restaurants | FL Zone 2 | Per Unit | 0% | 463559.9844 | 333763.1887 | 129796.7956 | 0.28 | 20 | 29.7567 | 17.1868 | 0 | Reference source included incremental cost only | 0 | 0 | 213000 | USDOE estimates incremental Cost = $750 per ton. Actual cost may vary widely | 0 | 0 | 213000 | system (284 tons) |  | 213000
Equipment | High Efficiency Data Center Cooling | High Efficiency CRAC (computer room air conditioner) | Standard Efficiency CRAC | Commercial | Turnover | Retail | FL Zone 2 | Per Unit | 0% | 463559.9844 | 333763.1887 | 129796.7956 | 0.28 | 20 | 29.7567 | 17.1868 | 0 | Reference source included incremental cost only | 0 | 0 | 213000 | USDOE estimates incremental Cost = $750 per ton. Actual cost may vary widely | 0 | 0 | 213000 | system (284 tons) |  | 213000
Equipment | High Efficiency Data Center Cooling | High Efficiency CRAC (computer room air conditioner) | Standard Efficiency CRAC | Commercial | Turnover | Schools K-12 | FL Zone 2 | Per Unit | 14.18% | 463559.9844 | 333763.1887 | 129796.7956 | 0.28 | 20 | 29.7567 | 17.1868 | 0 | Reference source included incremental cost only | 0 | 0 | 213000 | USDOE estimates incremental Cost = $750 per ton. Actual cost may vary widely | 0 | 0 | 213000 | system (284 tons) |  | 213000
Equipment | High Efficiency Data Center Cooling | High Efficiency CRAC (computer room air conditioner) | Standard Efficiency CRAC | Commercial | Turnover | Warehouse | FL Zone 2 | Per Unit | 0% | 463559.9844 | 333763.1887 | 129796.7956 | 0.28 | 20 | 29.7567 | 17.1868 | 0 | Reference source included incremental cost only | 0 | 0 | 213000 | USDOE estimates incremental Cost = $750 per ton. Actual cost may vary widely | 0 | 0 | 213000 | system (284 tons) |  | 213000
Equipment | High Efficiency Data Center Cooling | High Efficiency CRAC (computer room air conditioner) | Standard Efficiency CRAC | Commercial | New | Assembly | FL Zone 2 | Per Unit | 0% | 463559.9844 | 333763.1887 | 129796.7956 | 0.28 | 20 | 29.7567 | 17.1868 | 0 | Reference source included incremental cost only | 0 | 0 | 213000 | USDOE estimates incremental Cost = $750 per ton. Actual cost may vary widely | 0 | 0 | 213000 | system (284 tons) |  | 213000
Equipment | High Efficiency Data Center Cooling | High Efficiency CRAC (computer room air conditioner) | Standard Efficiency CRAC | Commercial | New | College and University | FL Zone 2 | Per Unit | 14.18% | 463559.9844 | 333763.1887 | 129796.7956 | 0.28 | 20 | 29.7567 | 17.1868 | 0 | Reference source included incremental cost only | 0 | 0 | 213000 | USDOE estimates incremental Cost = $750 per ton. Actual cost may vary widely | 0 | 0 | 213000 | system (284 tons) |  | 213000
Equipment | High Efficiency Data Center Cooling | High Efficiency CRAC (computer room air conditioner) | Standard Efficiency CRAC | Commercial | New | Grocery | FL Zone 2 | Per Unit | 0% | 463559.9844 | 333763.1887 | 129796.7956 | 0.28 | 20 | 29.7567 | 17.1868 | 0 | Reference source included incremental cost only | 0 | 0 | 213000 | USDOE estimates incremental Cost = $750 per ton. Actual cost may vary widely | 0 | 0 | 213000 | system (284 tons) |  | 213000
Equipment | High Efficiency Data Center Cooling | High Efficiency CRAC (computer room air conditioner) | Standard Efficiency CRAC | Commercial | New | Healthcare | FL Zone 2 | Per Unit | 14.18% | 463559.9844 | 333763.1887 | 129796.7956 | 0.28 | 20 | 29.7567 | 17.1868 | 0 | Reference source included incremental cost only | 0 | 0 | 213000 | USDOE estimates incremental Cost = $750 per ton. Actual cost may vary widely | 0 | 0 | 213000 | system (284 tons) |  | 213000
Equipment | High Efficiency Data Center Cooling | High Efficiency CRAC (computer room air conditioner) | Standard Efficiency CRAC | Commercial | New | Hospitals | FL Zone 2 | Per Unit | 15.96% | 463559.9844 | 333763.1887 | 129796.7956 | 0.28 | 20 | 29.7567 | 17.1868 | 0 | Reference source included incremental cost only | 0 | 0 | 213000 | USDOE estimates incremental Cost = $750 per ton. Actual cost may vary widely | 0 | 0 | 213000 | system (284 tons) |  | 213000
Equipment | High Efficiency Data Center Cooling | High Efficiency CRAC (computer room air conditioner) | Standard Efficiency CRAC | Commercial | New | Institutional | FL Zone 2 | Per Unit | 15.96% | 463559.9844 | 333763.1887 | 129796.7956 | 0.28 | 20 | 29.7567 | 17.1868 | 0 | Reference source included incremental cost only | 0 | 0 | 213000 | USDOE estimates incremental Cost = $750 per ton. Actual cost may vary widely | 0 | 0 | 213000 | system (284 tons) |  | 213000
Equipment | High Efficiency Data Center Cooling | High Efficiency CRAC (computer room air conditioner) | Standard Efficiency CRAC | Commercial | New | Lodging/Hospitality | FL Zone 2 | Per Unit | 0% | 463559.9844 | 333763.1887 | 129796.7956 | 0.28 | 20 | 29.7567 | 17.1868 | 0 | Reference source included incremental cost only | 0 | 0 | 213000 | USDOE estimates incremental Cost = $750 per ton. Actual cost may vary widely | 0 | 0 | 213000 | system (284 tons) |  | 213000
Equipment | High Efficiency Data Center Cooling | High Efficiency CRAC (computer room air conditioner) | Standard Efficiency CRAC | Commercial | New | Miscellaneous | FL Zone 2 | Per Unit | 0% | 463559.9844 | 333763.1887 | 129796.7956 | 0.28 | 20 | 29.7567 | 17.1868 | 0 | Reference source included incremental cost only | 0 | 0 | 213000 | USDOE estimates incremental Cost = $750 per ton. Actual cost may vary widely | 0 | 0 | 213000 | system (284 tons) |  | 213000
Equipment | High Efficiency Data Center Cooling | High Efficiency CRAC (computer room air conditioner) | Standard Efficiency CRAC | Commercial | New | Offices | FL Zone 2 | Per Unit | 15.96% | 463559.9844 | 333763.1887 | 129796.7956 | 0.28 | 20 | 29.7567 | 17.1868 | 0 | Reference source included incremental cost only | 0 | 0 | 213000 | USDOE estimates incremental Cost = $750 per ton. Actual cost may vary widely | 0 | 0 | 213000 | system (284 tons) |  | 213000
Equipment | High Efficiency Data Center Cooling | High Efficiency CRAC (computer room air conditioner) | Standard Efficiency CRAC | Commercial | New | Restaurants | FL Zone 2 | Per Unit | 0% | 463559.9844 | 333763.1887 | 129796.7956 | 0.28 | 20 | 29.7567 | 17.1868 | 0 | Reference source included incremental cost only | 0 | 0 | 213000 | USDOE estimates incremental Cost = $750 per ton. Actual cost may vary widely | 0 | 0 | 213000 | system (284 tons) |  | 213000
Equipment | High Efficiency Data Center Cooling | High Efficiency CRAC (computer room air conditioner) | Standard Efficiency CRAC | Commercial | New | Retail | FL Zone 2 | Per Unit | 0% | 463559.9844 | 333763.1887 | 129796.7956 | 0.28 | 20 | 29.7567 | 17.1868 | 0 | Reference source included incremental cost only | 0 | 0 | 213000 | USDOE estimates incremental Cost = $750 per ton. Actual cost may vary widely | 0 | 0 | 213000 | system (284 tons) |  | 213000
Equipment | High Efficiency Data Center Cooling | High Efficiency CRAC (computer room air conditioner) | Standard Efficiency CRAC | Commercial | New | Schools K-12 | FL Zone 2 | Per Unit | 14.18% | 463559.9844 | 333763.1887 | 129796.7956 | 0.28 | 20 | 29.7567 | 17.1868 | 0 | Reference source included incremental cost only | 0 | 0 | 213000 | USDOE estimates incremental Cost = $750 per ton. Actual cost may vary widely | 0 | 0 | 213000 | system (284 tons) |  | 213000
Equipment | High Efficiency Data Center Cooling | High Efficiency CRAC (computer room air conditioner) | Standard Efficiency CRAC | Commercial | New | Warehouse | FL Zone 2 | Per Unit | 0% | 463559.9844 | 333763.1887 | 129796.7956 | 0.28 | 20 | 29.7567 | 17.1868 | 0 | Reference source included incremental cost only | 0 | 0 | 213000 | USDOE estimates incremental Cost = $750 per ton. Actual cost may vary widely | 0 | 0 | 213000 | system (284 tons) |  | 213000
Equipment | High Efficiency DX 135k- less than 240k BTU | High Efficiency DX ≥135k and <240k BTU/h Electric Heat | Code-Compliant Packaged or Split DX Unit, 15 Tons, 11 SEER | Commercial | Turnover | Assembly | FL Zone 2 | Per Unit | 94.56% | 48093.253 | 46320.2414 | 1773.0117 | 0.036866 | 15 | 0.73317 | 0 | 14805.8 | Itron 2010 - 2012 Measure Cost Study Report, Appendix F | 0 | 0 | 18135.41 | Itron 2010 - 2012 Measure Cost Study Report, Appendix F | 0 | 0 | 3329.61 | unit |  | 3329.61
Equipment | High Efficiency DX 135k- less than 240k BTU | High Efficiency DX ≥135k and <240k BTU/h Electric Heat | Code-Compliant Packaged or Split DX Unit, 15 Tons, 11 SEER | Commercial | Turnover | College and University | FL Zone 2 | Per Unit | 94.56% | 53355.1774 | 51388.179 | 1966.9984 | 0.036866 | 15 | 0.81338 | 0 | 14805.8 | Itron 2010 - 2012 Measure Cost Study Report, Appendix F | 0 | 0 | 18135.41 | Itron 2010 - 2012 Measure Cost Study Report, Appendix F | 0 | 0 | 3329.61 | unit |  | 3329.61
Equipment | High Efficiency DX 135k- less than 240k BTU | High Efficiency DX ≥135k and <240k BTU/h Electric Heat | Code-Compliant Packaged or Split DX Unit, 15 Tons, 11 SEER | Commercial | Turnover | Grocery | FL Zone 2 | Per Unit | 94.56% | 26567.1987 | 25587.7691 | 979.4295 | 0.036866 | 15 | 0.40501 | 0 | 14805.8 | Itron 2010 - 2012 Measure Cost Study Report, Appendix F | 0 | 0 | 18135.41 | Itron 2010 - 2012 Measure Cost Study Report, Appendix F | 0 | 0 | 3329.61 | unit |  | 3329.61
Equipment | High Efficiency DX 135k- less than 240k BTU | High Efficiency DX ≥135k and <240k BTU/h Electric Heat | Code-Compliant Packaged or Split DX Unit, 15 Tons, 11 SEER | Commercial | Turnover | Healthcare | FL Zone 2 | Per Unit | 94.56% | 104649.7411 | 100791.7111 | 3858.03 | 0.036866 | 15 | 1.5953 | 0 | 14805.8 | Itron 2010 - 2012 Measure Cost Study Report, Appendix F | 0 | 0 | 18135.41 | Itron 2010 - 2012 Measure Cost Study Report, Appendix F | 0 | 0 | 3329.61 | unit |  | 3329.61
Equipment | High Efficiency DX 135k- less than 240k BTU | High Efficiency DX ≥135k and <240k BTU/h Electric Heat | Code-Compliant Packaged or Split DX Unit, 15 Tons, 11 SEER | Commercial | Turnover | Hospitals | FL Zone 2 | Per Unit | 94.56% | 99130.24 | 95475.6926 | 3654.5474 | 0.036866 | 15 | 1.5112 | 0 | 14805.8 | Itron 2010 - 2012 Measure Cost Study Report, Appendix F | 0 | 0 | 18135.41 | Itron 2010 - 2012 Measure Cost Study Report, Appendix F | 0 | 0 | 3329.61 | unit |  | 3329.61
Equipment | High Efficiency DX 135k- less than 240k BTU | High Efficiency DX ≥135k and <240k BTU/h Electric Heat | Code-Compliant Packaged or Split DX Unit, 15 Tons, 11 SEER | Commercial | Turnover | Institutional | FL Zone 2 | Per Unit | 94.56% | 25978.4519 | 25020.7272 | 957.7247 | 0.036866 | 15 | 0.39603 | 0 | 14805.8 | Itron 2010 - 2012 Measure Cost Study Report, Appendix F | 0 | 0 | 18135.41 | Itron 2010 - 2012 Measure Cost Study Report, Appendix F | 0 | 0 | 3329.61 | unit |  | 3329.61
Equipment | High Efficiency DX 135k- less than 240k BTU | High Efficiency DX ≥135k and <240k BTU/h Electric Heat | Code-Compliant Packaged or Split DX Unit, 15 Tons, 11 SEER | Commercial | Turnover | Lodging/Hospitality | FL Zone 2 | Per Unit | 94.56% | 79444.0193 | 76515.2265 | 2928.7928 | 0.036866 | 15 | 1.2111 | 0 | 14805.8 | Itron 2010 - 2012 Measure Cost Study Report, Appendix F | 0 | 0 | 18135.41 | Itron 2010 - 2012 Measure Cost Study Report, Appendix F | 0 | 0 | 3329.61 | unit |  | 3329.61
Equipment | High Efficiency DX 135k- less than 240k BTU | High Efficiency DX ≥135k and <240k BTU/h Electric Heat | Code-Compliant Packaged or Split DX Unit, 15 Tons, 11 SEER | Commercial | Turnover | Miscellaneous | FL Zone 2 | Per Unit | 94.56% | 26861.5721 | 25871.2901 | 990.282 | 0.036866 | 15 | 0.4095 | 0 | 14805.8 | Itron 2010 - 2012 Measure Cost Study Report, Appendix F | 0 | 0 | 18135.41 | Itron 2010 - 2012 Measure Cost Study Report, Appendix F | 0 | 0 | 3329.61 | unit |  | 3329.61
Equipment | High Efficiency DX 135k- less than 240k BTU | High Efficiency DX ≥135k and <240k BTU/h Electric Heat | Code-Compliant Packaged or Split DX Unit, 15 Tons, 11 SEER | Commercial | Turnover | Offices | FL Zone 2 | Per Unit | 94.56% | 54127.9076 | 52132.4216 | 1995.486 | 0.036866 | 15 | 0.82516 | 0 | 14805.8 | Itron 2010 - 2012 Measure Cost Study Report, Appendix F | 0 | 0 | 18135.41 | Itron 2010 - 2012 Measure Cost Study Report, Appendix F | 0 | 0 | 3329.61 | unit |  | 3329.61
Equipment | High Efficiency DX 135k- less than 240k BTU | High Efficiency DX ≥135k and <240k BTU/h Electric Heat | Code-Compliant Packaged or Split DX Unit, 15 Tons, 11 SEER | Commercial | Turnover | Restaurants | FL Zone 2 | Per Unit | 94.56% | 77935.3557 | 75062.1815 | 2873.1742 | 0.036866 | 15 | 1.1881 | 0 | 14805.8 | Itron 2010 - 2012 Measure Cost Study Report, Appendix F | 0 | 0 | 18135.41 | Itron 2010 - 2012 Measure Cost Study Report, Appendix F | 0 | 0 | 3329.61 | unit |  | 3329.61
Equipment | High Efficiency DX 135k- less than 240k BTU | High Efficiency DX ≥135k and <240k BTU/h Electric Heat | Code-Compliant Packaged or Split DX Unit, 15 Tons, 11 SEER | Commercial | Turnover | Retail | FL Zone 2 | Per Unit | 94.56% | 61082.479 | 58830.6049 | 2251.874 | 0.036866 | 15 | 0.93118 | 0 | 14805.8 | Itron 2010 - 2012 Measure Cost Study Report, Appendix F | 0 | 0 | 18135.41 | Itron 2010 - 2012 Measure Cost Study Report, Appendix F | 0 | 0 | 3329.61 | unit |  | 3329.61
Equipment | High Efficiency DX 135k- less than 240k BTU | High Efficiency DX ≥135k and <240k BTU/h Electric Heat | Code-Compliant Packaged or Split DX Unit, 15 Tons, 11 SEER | Commercial | Turnover | Schools K-12 | FL Zone 2 | Per Unit | 94.56% | 53097.6007 | 51140.0982 | 1957.5025 | 0.036866 | 15 | 0.80945 | 0 | 14805.8 | Itron 2010 - 2012 Measure Cost Study Report, Appendix F | 0 | 0 | 18135.41 | Itron 2010 - 2012 Measure Cost Study Report, Appendix F | 0 | 0 | 3329.61 | unit |  | 3329.61
Equipment | High Efficiency DX 135k- less than 240k BTU | High Efficiency DX ≥135k and <240k BTU/h Electric Heat | Code-Compliant Packaged or Split DX Unit, 15 Tons, 11 SEER | Commercial | Turnover | Warehouse | FL Zone 2 | Per Unit | 94.56% | 11664.5457 | 11234.5191 | 430.0265 | 0.036866 | 15 | 0.17782 | 0 | 14805.8 | Itron 2010 - 2012 Measure Cost Study Report, Appendix F | 0 | 0 | 18135.41 | Itron 2010 - 2012 Measure Cost Study Report, Appendix F | 0 | 0 | 3329.61 | unit |  | 3329.61
Equipment | High Efficiency DX 135k- less than 240k BTU | High Efficiency DX ≥135k and <240k BTU/h Electric Heat | Code-Compliant Packaged or Split DX Unit, 15 Tons, 11 SEER | Commercial | New | Assembly | FL Zone 2 | Per Unit | 94.56% | 48093.253 | 46320.2414 | 1773.0117 | 0.036866 | 15 | 0.73317 | 0 | 14805.8 | Itron 2010 - 2012 Measure Cost Study Report, Appendix F | 0 | 0 | 18135.41 | Itron 2010 - 2012 Measure Cost Study Report, Appendix F | 0 | 0 | 3329.61 | unit |  | 3329.61
Equipment | High Efficiency DX 135k- less than 240k BTU | High Efficiency DX ≥135k and <240k BTU/h Electric Heat | Code-Compliant Packaged or Split DX Unit, 15 Tons, 11 SEER | Commercial | New | College and University | FL Zone 2 | Per Unit | 94.56% | 53355.1774 | 51388.179 | 1966.9984 | 0.036866 | 15 | 0.81338 | 0 | 14805.8 | Itron 2010 - 2012 Measure Cost Study Report, Appendix F | 0 | 0 | 18135.41 | Itron 2010 - 2012 Measure Cost Study Report, Appendix F | 0 | 0 | 3329.61 | unit |  | 3329.61
Equipment | High Efficiency DX 135k- less than 240k BTU | High Efficiency DX ≥135k and <240k BTU/h Electric Heat | Code-Compliant Packaged or Split DX Unit, 15 Tons, 11 SEER | Commercial | New | Grocery | FL Zone 2 | Per Unit | 94.56% | 26567.1987 | 25587.7691 | 979.4295 | 0.036866 | 15 | 0.40501 | 0 | 14805.8 | Itron 2010 - 2012 Measure Cost Study Report, Appendix F | 0 | 0 | 18135.41 | Itron 2010 - 2012 Measure Cost Study Report, Appendix F | 0 | 0 | 3329.61 | unit |  | 3329.61
Equipment | High Efficiency DX 135k- less than 240k BTU | High Efficiency DX ≥135k and <240k BTU/h Electric Heat | Code-Compliant Packaged or Split DX Unit, 15 Tons, 11 SEER | Commercial | New | Healthcare | FL Zone 2 | Per Unit | 94.56% | 104649.7411 | 100791.7111 | 3858.03 | 0.036866 | 15 | 1.5953 | 0 | 14805.8 | Itron 2010 - 2012 Measure Cost Study Report, Appendix F | 0 | 0 | 18135.41 | Itron 2010 - 2012 Measure Cost Study Report, Appendix F | 0 | 0 | 3329.61 | unit |  | 3329.61
Equipment | High Efficiency DX 135k- less than 240k BTU | High Efficiency DX ≥135k and <240k BTU/h Electric Heat | Code-Compliant Packaged or Split DX Unit, 15 Tons, 11 SEER | Commercial | New | Hospitals | FL Zone 2 | Per Unit | 94.56% | 99130.24 | 95475.6926 | 3654.5474 | 0.036866 | 15 | 1.5112 | 0 | 14805.8 | Itron 2010 - 2012 Measure Cost Study Report, Appendix F | 0 | 0 | 18135.41 | Itron 2010 - 2012 Measure Cost Study Report, Appendix F | 0 | 0 | 3329.61 | unit |  | 3329.61
Equipment | High Efficiency DX 135k- less than 240k BTU | High Efficiency DX ≥135k and <240k BTU/h Electric Heat | Code-Compliant Packaged or Split DX Unit, 15 Tons, 11 SEER | Commercial | New | Institutional | FL Zone 2 | Per Unit | 94.56% | 25978.4519 | 25020.7272 | 957.7247 | 0.036866 | 15 | 0.39603 | 0 | 14805.8 | Itron 2010 - 2012 Measure Cost Study Report, Appendix F | 0 | 0 | 18135.41 | Itron 2010 - 2012 Measure Cost Study Report, Appendix F | 0 | 0 | 3329.61 | unit |  | 3329.61
Equipment | High Efficiency DX 135k- less than 240k BTU | High Efficiency DX ≥135k and <240k BTU/h Electric Heat | Code-Compliant Packaged or Split DX Unit, 15 Tons, 11 SEER | Commercial | New | Lodging/Hospitality | FL Zone 2 | Per Unit | 94.56% | 79444.0193 | 76515.2265 | 2928.7928 | 0.036866 | 15 | 1.2111 | 0 | 14805.8 | Itron 2010 - 2012 Measure Cost Study Report, Appendix F | 0 | 0 | 18135.41 | Itron 2010 - 2012 Measure Cost Study Report, Appendix F | 0 | 0 | 3329.61 | unit |  | 3329.61
Equipment | High Efficiency DX 135k- less than 240k BTU | High Efficiency DX ≥135k and <240k BTU/h Electric Heat | Code-Compliant Packaged or Split DX Unit, 15 Tons, 11 SEER | Commercial | New | Miscellaneous | FL Zone 2 | Per Unit | 94.56% | 26861.5721 | 25871.2901 | 990.282 | 0.036866 | 15 | 0.4095 | 0 | 14805.8 | Itron 2010 - 2012 Measure Cost Study Report, Appendix F | 0 | 0 | 18135.41 | Itron 2010 - 2012 Measure Cost Study Report, Appendix F | 0 | 0 | 3329.61 | unit |  | 3329.61
Equipment | High Efficiency DX 135k- less than 240k BTU | High Efficiency DX ≥135k and <240k BTU/h Electric Heat | Code-Compliant Packaged or Split DX Unit, 15 Tons, 11 SEER | Commercial | New | Offices | FL Zone 2 | Per Unit | 94.56% | 54127.9076 | 52132.4216 | 1995.486 | 0.036866 | 15 | 0.82516 | 0 | 14805.8 | Itron 2010 - 2012 Measure Cost Study Report, Appendix F | 0 | 0 | 18135.41 | Itron 2010 - 2012 Measure Cost Study Report, Appendix F | 0 | 0 | 3329.61 | unit |  | 3329.61
Equipment | High Efficiency DX 135k- less than 240k BTU | High Efficiency DX ≥135k and <240k BTU/h Electric Heat | Code-Compliant Packaged or Split DX Unit, 15 Tons, 11 SEER | Commercial | New | Restaurants | FL Zone 2 | Per Unit | 94.56% | 77935.3557 | 75062.1815 | 2873.1742 | 0.036866 | 15 | 1.1881 | 0 | 14805.8 | Itron 2010 - 2012 Measure Cost Study Report, Appendix F | 0 | 0 | 18135.41 | Itron 2010 - 2012 Measure Cost Study Report, Appendix F | 0 | 0 | 3329.61 | unit |  | 3329.61
Equipment | High Efficiency DX 135k- less than 240k BTU | High Efficiency DX ≥135k and <240k BTU/h Electric Heat | Code-Compliant Packaged or Split DX Unit, 15 Tons, 11 SEER | Commercial | New | Retail | FL Zone 2 | Per Unit | 94.56% | 61082.479 | 58830.6049 | 2251.874 | 0.036866 | 15 | 0.93118 | 0 | 14805.8 | Itron 2010 - 2012 Measure Cost Study Report, Appendix F | 0 | 0 | 18135.41 | Itron 2010 - 2012 Measure Cost Study Report, Appendix F | 0 | 0 | 3329.61 | unit |  | 3329.61
Equipment | High Efficiency DX 135k- less than 240k BTU | High Efficiency DX ≥135k and <240k BTU/h Electric Heat | Code-Compliant Packaged or Split DX Unit, 15 Tons, 11 SEER | Commercial | New | Schools K-12 | FL Zone 2 | Per Unit | 94.56% | 53097.6007 | 51140.0982 | 1957.5025 | 0.036866 | 15 | 0.80945 | 0 | 14805.8 | Itron 2010 - 2012 Measure Cost Study Report, Appendix F | 0 | 0 | 18135.41 | Itron 2010 - 2012 Measure Cost Study Report, Appendix F | 0 | 0 | 3329.61 | unit |  | 3329.61
Equipment | High Efficiency DX 135k- less than 240k BTU | High Efficiency DX ≥135k and <240k BTU/h Electric Heat | Code-Compliant Packaged or Split DX Unit, 15 Tons, 11 SEER | Commercial | New | Warehouse | FL Zone 2 | Per Unit | 94.56% | 11664.5457 | 11234.5191 | 430.0265 | 0.036866 | 15 | 0.17782 | 0 | 14805.8 | Itron 2010 - 2012 Measure Cost Study Report, Appendix F | 0 | 0 | 18135.41 | Itron 2010 - 2012 Measure Cost Study Report, Appendix F | 0 | 0 | 3329.61 | unit |  | 3329.61
Equipment | High Efficiency PTAC | High Efficiency PTAC | Code-Compliant New Construction PTAC, 1.5 Tons, 11 SEER | Commercial | Turnover | Assembly | FL Zone 2 | Per Unit | 0% | 3137.2397 | 2395.7103 | 741.5294 | 0.23636 | 15 | 0.36892 | 0 | 1444.5 | Illinois 2018 Statewide TRM, Section 4.4.13 (cost per ton) | 0 | 0 | 1570.5 | Illinois 2018 Statewide TRM, Section 4.4.13 (cost per ton) | 0 | 0 | 126 | unit (1.5 ton) |  | 126
Equipment | High Efficiency PTAC | High Efficiency PTAC | Code-Compliant New Construction PTAC, 1.5 Tons, 11 SEER | Commercial | Turnover | College and University | FL Zone 2 | Per Unit | 0% | 3480.4878 | 2657.8271 | 822.6608 | 0.23636 | 15 | 0.23497 | 0 | 1444.5 | Illinois 2018 Statewide TRM, Section 4.4.13 (cost per ton) | 0 | 0 | 1570.5 | Illinois 2018 Statewide TRM, Section 4.4.13 (cost per ton) | 0 | 0 | 126 | unit (1.5 ton) |  | 126
Equipment | High Efficiency PTAC | High Efficiency PTAC | Code-Compliant New Construction PTAC, 1.5 Tons, 11 SEER | Commercial | Turnover | Grocery | FL Zone 2 | Per Unit | 0% | 1733.0429 | 1323.4146 | 409.6283 | 0.23636 | 15 | 0.2038 | 0 | 1444.5 | Illinois 2018 Statewide TRM, Section 4.4.13 (cost per ton) | 0 | 0 | 1570.5 | Illinois 2018 Statewide TRM, Section 4.4.13 (cost per ton) | 0 | 0 | 126 | unit (1.5 ton) |  | 126
Equipment | High Efficiency PTAC | High Efficiency PTAC | Code-Compliant New Construction PTAC, 1.5 Tons, 11 SEER | Commercial | Turnover | Healthcare | FL Zone 2 | Per Unit | 0% | 6826.5568 | 5213.007 | 1613.5498 | 0.23636 | 15 | 0.80276 | 0 | 1444.5 | Illinois 2018 Statewide TRM, Section 4.4.13 (cost per ton) | 0 | 0 | 1570.5 | Illinois 2018 Statewide TRM, Section 4.4.13 (cost per ton) | 0 | 0 | 126 | unit (1.5 ton) |  | 126
Equipment | High Efficiency PTAC | High Efficiency PTAC | Code-Compliant New Construction PTAC, 1.5 Tons, 11 SEER | Commercial | Turnover | Hospitals | FL Zone 2 | Per Unit | 0% | 6466.5064 | 4938.0594 | 1528.447 | 0.23636 | 15 | 0.43656 | 0 | 1444.5 | Illinois 2018 Statewide TRM, Section 4.4.13 (cost per ton) | 0 | 0 | 1570.5 | Illinois 2018 Statewide TRM, Section 4.4.13 (cost per ton) | 0 | 0 | 126 | unit (1.5 ton) |  | 126
Equipment | High Efficiency PTAC | High Efficiency PTAC | Code-Compliant New Construction PTAC, 1.5 Tons, 11 SEER | Commercial | Turnover | Institutional | FL Zone 2 | Per Unit | 0% | 1694.6375 | 1294.0868 | 400.5507 | 0.23636 | 15 | 0.19928 | 0 | 1444.5 | Illinois 2018 Statewide TRM, Section 4.4.13 (cost per ton) | 0 | 0 | 1570.5 | Illinois 2018 Statewide TRM, Section 4.4.13 (cost per ton) | 0 | 0 | 126 | unit (1.5 ton) |  | 126
Equipment | High Efficiency PTAC | High Efficiency PTAC | Code-Compliant New Construction PTAC, 1.5 Tons, 11 SEER | Commercial | Turnover | Lodging/Hospitality | FL Zone 2 | Per Unit | 0% | 5182.3264 | 3957.4129 | 1224.9135 | 0.23636 | 15 | 0.60941 | 0 | 1444.5 | Illinois 2018 Statewide TRM, Section 4.4.13 (cost per ton) | 0 | 0 | 1570.5 | Illinois 2018 Statewide TRM, Section 4.4.13 (cost per ton) | 0 | 0 | 126 | unit (1.5 ton) |  | 126
Equipment | High Efficiency PTAC | High Efficiency PTAC | Code-Compliant New Construction PTAC, 1.5 Tons, 11 SEER | Commercial | Turnover | Miscellaneous | FL Zone 2 | Per Unit | 0% | 1752.2456 | 1338.0785 | 414.1671 | 0.23636 | 15 | 0.17146 | 0 | 1444.5 | Illinois 2018 Statewide TRM, Section 4.4.13 (cost per ton) | 0 | 0 | 1570.5 | Illinois 2018 Statewide TRM, Section 4.4.13 (cost per ton) | 0 | 0 | 126 | unit (1.5 ton) |  | 126
Equipment | High Efficiency PTAC | High Efficiency PTAC | Code-Compliant New Construction PTAC, 1.5 Tons, 11 SEER | Commercial | Turnover | Offices | FL Zone 2 | Per Unit | 0% | 3530.8949 | 2696.3197 | 834.5752 | 0.23636 | 15 | 0.3455 | 0 | 1444.5 | Illinois 2018 Statewide TRM, Section 4.4.13 (cost per ton) | 0 | 0 | 1570.5 | Illinois 2018 Statewide TRM, Section 4.4.13 (cost per ton) | 0 | 0 | 126 | unit (1.5 ton) |  | 126
Equipment | High Efficiency PTAC | High Efficiency PTAC | Code-Compliant New Construction PTAC, 1.5 Tons, 11 SEER | Commercial | Turnover | Restaurants | FL Zone 2 | Per Unit | 0% | 5083.9126 | 3882.2605 | 1201.6521 | 0.23636 | 15 | 0.59784 | 0 | 1444.5 | Illinois 2018 Statewide TRM, Section 4.4.13 (cost per ton) | 0 | 0 | 1570.5 | Illinois 2018 Statewide TRM, Section 4.4.13 (cost per ton) | 0 | 0 | 126 | unit (1.5 ton) |  | 126
Equipment | High Efficiency PTAC | High Efficiency PTAC | Code-Compliant New Construction PTAC, 1.5 Tons, 11 SEER | Commercial | Turnover | Retail | FL Zone 2 | Per Unit | 0% | 3984.5585 | 3042.7538 | 941.8047 | 0.23636 | 15 | 0.46856 | 0 | 1444.5 | Illinois 2018 Statewide TRM, Section 4.4.13 (cost per ton) | 0 | 0 | 1570.5 | Illinois 2018 Statewide TRM, Section 4.4.13 (cost per ton) | 0 | 0 | 126 | unit (1.5 ton) |  | 126
Equipment | High Efficiency PTAC | High Efficiency PTAC | Code-Compliant New Construction PTAC, 1.5 Tons, 11 SEER | Commercial | Turnover | Schools K-12 | FL Zone 2 | Per Unit | 0% | 3463.6855 | 2644.9962 | 818.6893 | 0.23636 | 15 | 0.40731 | 0 | 1444.5 | Illinois 2018 Statewide TRM, Section 4.4.13 (cost per ton) | 0 | 0 | 1570.5 | Illinois 2018 Statewide TRM, Section 4.4.13 (cost per ton) | 0 | 0 | 126 | unit (1.5 ton) |  | 126
Equipment | High Efficiency PTAC | High Efficiency PTAC | Code-Compliant New Construction PTAC, 1.5 Tons, 11 SEER | Commercial | Turnover | Warehouse | FL Zone 2 | Per Unit | 0% | 760.9067 | 581.056 | 179.8507 | 0.23636 | 15 | 0.089478 | 0 | 1444.5 | Illinois 2018 Statewide TRM, Section 4.4.13 (cost per ton) | 0 | 0 | 1570.5 | Illinois 2018 Statewide TRM, Section 4.4.13 (cost per ton) | 0 | 0 | 126 | unit (1.5 ton) |  | 126
Equipment | High Efficiency PTAC | High Efficiency PTAC | Code-Compliant New Construction PTAC, 1.5 Tons, 11 SEER | Commercial | New | Assembly | FL Zone 2 | Per Unit | 0% | 3137.2397 | 2395.7103 | 741.5294 | 0.23636 | 15 | 0.36892 | 0 | 1444.5 | Illinois 2018 Statewide TRM, Section 4.4.13 (cost per ton) | 0 | 0 | 1570.5 | Illinois 2018 Statewide TRM, Section 4.4.13 (cost per ton) | 0 | 0 | 126 | unit (1.5 ton) |  | 126
Equipment | High Efficiency PTAC | High Efficiency PTAC | Code-Compliant New Construction PTAC, 1.5 Tons, 11 SEER | Commercial | New | College and University | FL Zone 2 | Per Unit | 0% | 3480.4878 | 2657.8271 | 822.6608 | 0.23636 | 15 | 0.23497 | 0 | 1444.5 | Illinois 2018 Statewide TRM, Section 4.4.13 (cost per ton) | 0 | 0 | 1570.5 | Illinois 2018 Statewide TRM, Section 4.4.13 (cost per ton) | 0 | 0 | 126 | unit (1.5 ton) |  | 126
Equipment | High Efficiency PTAC | High Efficiency PTAC | Code-Compliant New Construction PTAC, 1.5 Tons, 11 SEER | Commercial | New | Grocery | FL Zone 2 | Per Unit | 0% | 1733.0429 | 1323.4146 | 409.6283 | 0.23636 | 15 | 0.2038 | 0 | 1444.5 | Illinois 2018 Statewide TRM, Section 4.4.13 (cost per ton) | 0 | 0 | 1570.5 | Illinois 2018 Statewide TRM, Section 4.4.13 (cost per ton) | 0 | 0 | 126 | unit (1.5 ton) |  | 126
Equipment | High Efficiency PTAC | High Efficiency PTAC | Code-Compliant New Construction PTAC, 1.5 Tons, 11 SEER | Commercial | New | Healthcare | FL Zone 2 | Per Unit | 0% | 6826.5568 | 5213.007 | 1613.5498 | 0.23636 | 15 | 0.80276 | 0 | 1444.5 | Illinois 2018 Statewide TRM, Section 4.4.13 (cost per ton) | 0 | 0 | 1570.5 | Illinois 2018 Statewide TRM, Section 4.4.13 (cost per ton) | 0 | 0 | 126 | unit (1.5 ton) |  | 126
Equipment | High Efficiency PTAC | High Efficiency PTAC | Code-Compliant New Construction PTAC, 1.5 Tons, 11 SEER | Commercial | New | Hospitals | FL Zone 2 | Per Unit | 0% | 6466.5064 | 4938.0594 | 1528.447 | 0.23636 | 15 | 0.43656 | 0 | 1444.5 | Illinois 2018 Statewide TRM, Section 4.4.13 (cost per ton) | 0 | 0 | 1570.5 | Illinois 2018 Statewide TRM, Section 4.4.13 (cost per ton) | 0 | 0 | 126 | unit (1.5 ton) |  | 126
Equipment | High Efficiency PTAC | High Efficiency PTAC | Code-Compliant New Construction PTAC, 1.5 Tons, 11 SEER | Commercial | New | Institutional | FL Zone 2 | Per Unit | 0% | 1694.6375 | 1294.0868 | 400.5507 | 0.23636 | 15 | 0.19928 | 0 | 1444.5 | Illinois 2018 Statewide TRM, Section 4.4.13 (cost per ton) | 0 | 0 | 1570.5 | Illinois 2018 Statewide TRM, Section 4.4.13 (cost per ton) | 0 | 0 | 126 | unit (1.5 ton) |  | 126
Equipment | High Efficiency PTAC | High Efficiency PTAC | Code-Compliant New Construction PTAC, 1.5 Tons, 11 SEER | Commercial | New | Lodging/Hospitality | FL Zone 2 | Per Unit | 0% | 5182.3264 | 3957.4129 | 1224.9135 | 0.23636 | 15 | 0.60941 | 0 | 1444.5 | Illinois 2018 Statewide TRM, Section 4.4.13 (cost per ton) | 0 | 0 | 1570.5 | Illinois 2018 Statewide TRM, Section 4.4.13 (cost per ton) | 0 | 0 | 126 | unit (1.5 ton) |  | 126
Equipment | High Efficiency PTAC | High Efficiency PTAC | Code-Compliant New Construction PTAC, 1.5 Tons, 11 SEER | Commercial | New | Miscellaneous | FL Zone 2 | Per Unit | 0% | 1752.2456 | 1338.0785 | 414.1671 | 0.23636 | 15 | 0.17146 | 0 | 1444.5 | Illinois 2018 Statewide TRM, Section 4.4.13 (cost per ton) | 0 | 0 | 1570.5 | Illinois 2018 Statewide TRM, Section 4.4.13 (cost per ton) | 0 | 0 | 126 | unit (1.5 ton) |  | 126
Equipment | High Efficiency PTAC | High Efficiency PTAC | Code-Compliant New Construction PTAC, 1.5 Tons, 11 SEER | Commercial | New | Offices | FL Zone 2 | Per Unit | 0% | 3530.8949 | 2696.3197 | 834.5752 | 0.23636 | 15 | 0.3455 | 0 | 1444.5 | Illinois 2018 Statewide TRM, Section 4.4.13 (cost per ton) | 0 | 0 | 1570.5 | Illinois 2018 Statewide TRM, Section 4.4.13 (cost per ton) | 0 | 0 | 126 | unit (1.5 ton) |  | 126
Equipment | High Efficiency PTAC | High Efficiency PTAC | Code-Compliant New Construction PTAC, 1.5 Tons, 11 SEER | Commercial | New | Restaurants | FL Zone 2 | Per Unit | 0% | 5083.9126 | 3882.2605 | 1201.6521 | 0.23636 | 15 | 0.59784 | 0 | 1444.5 | Illinois 2018 Statewide TRM, Section 4.4.13 (cost per ton) | 0 | 0 | 1570.5 | Illinois 2018 Statewide TRM, Section 4.4.13 (cost per ton) | 0 | 0 | 126 | unit (1.5 ton) |  | 126
Equipment | High Efficiency PTAC | High Efficiency PTAC | Code-Compliant New Construction PTAC, 1.5 Tons, 11 SEER | Commercial | New | Retail | FL Zone 2 | Per Unit | 0% | 3984.5585 | 3042.7538 | 941.8047 | 0.23636 | 15 | 0.46856 | 0 | 1444.5 | Illinois 2018 Statewide TRM, Section 4.4.13 (cost per ton) | 0 | 0 | 1570.5 | Illinois 2018 Statewide TRM, Section 4.4.13 (cost per ton) | 0 | 0 | 126 | unit (1.5 ton) |  | 126
Equipment | High Efficiency PTAC | High Efficiency PTAC | Code-Compliant New Construction PTAC, 1.5 Tons, 11 SEER | Commercial | New | Schools K-12 | FL Zone 2 | Per Unit | 0% | 3463.6855 | 2644.9962 | 818.6893 | 0.23636 | 15 | 0.40731 | 0 | 1444.5 | Illinois 2018 Statewide TRM, Section 4.4.13 (cost per ton) | 0 | 0 | 1570.5 | Illinois 2018 Statewide TRM, Section 4.4.13 (cost per ton) | 0 | 0 | 126 | unit (1.5 ton) |  | 126
Equipment | High Efficiency PTAC | High Efficiency PTAC | Code-Compliant New Construction PTAC, 1.5 Tons, 11 SEER | Commercial | New | Warehouse | FL Zone 2 | Per Unit | 0% | 760.9067 | 581.056 | 179.8507 | 0.23636 | 15 | 0.089478 | 0 | 1444.5 | Illinois 2018 Statewide TRM, Section 4.4.13 (cost per ton) | 0 | 0 | 1570.5 | Illinois 2018 Statewide TRM, Section 4.4.13 (cost per ton) | 0 | 0 | 126 | unit (1.5 ton) |  | 126
Equipment | High Efficiency PTHP | High Efficiency PTHP | Code-Compliant New Construction PTHP, 1.5 Tons, 11 SEER, 3.2 COP | Commercial | Turnover | Assembly | FL Zone 2 | Per Unit | 0% | 3251.8708 | 2499.5947 | 752.276 | 0.23134 | 15 | 0.37416 | 0.00013699 | 1444.5 | Illinois 2018 Statewide TRM, Section 4.4.13 (cost per ton) | 0 | 0 | 1570.5 | Illinois 2018 Statewide TRM, Section 4.4.13 (cost per ton) | 0 | 0 | 126 | unit (1.5 ton) |  | 126
Equipment | High Efficiency PTHP | High Efficiency PTHP | Code-Compliant New Construction PTHP, 1.5 Tons, 11 SEER, 3.2 COP | Commercial | Turnover | College and University | FL Zone 2 | Per Unit | 0% | 3595.1189 | 2761.7115 | 833.4074 | 0.23182 | 15 | 0.23711 | 0.071694 | 1444.5 | Illinois 2018 Statewide TRM, Section 4.4.13 (cost per ton) | 0 | 0 | 1570.5 | Illinois 2018 Statewide TRM, Section 4.4.13 (cost per ton) | 0 | 0 | 126 | unit (1.5 ton) |  | 126
Equipment | High Efficiency PTHP | High Efficiency PTHP | Code-Compliant New Construction PTHP, 1.5 Tons, 11 SEER, 3.2 COP | Commercial | Turnover | Grocery | FL Zone 2 | Per Unit | 0% | 1930.2083 | 1502.0957 | 428.1126 | 0.2218 | 15 | 0.21293 | 7.7962e-05 | 1444.5 | Illinois 2018 Statewide TRM, Section 4.4.13 (cost per ton) | 0 | 0 | 1570.5 | Illinois 2018 Statewide TRM, Section 4.4.13 (cost per ton) | 0 | 0 | 126 | unit (1.5 ton) |  | 126
Equipment | High Efficiency PTHP | High Efficiency PTHP | Code-Compliant New Construction PTHP, 1.5 Tons, 11 SEER, 3.2 COP | Commercial | Turnover | Healthcare | FL Zone 2 | Per Unit | 0% | 7006.2983 | 5375.8977 | 1630.4006 | 0.2327 | 15 | 0.81091 | 0.00029691 | 1444.5 | Illinois 2018 Statewide TRM, Section 4.4.13 (cost per ton) | 0 | 0 | 1570.5 | Illinois 2018 Statewide TRM, Section 4.4.13 (cost per ton) | 0 | 0 | 126 | unit (1.5 ton) |  | 126
Equipment | High Efficiency PTHP | High Efficiency PTHP | Code-Compliant New Construction PTHP, 1.5 Tons, 11 SEER, 3.2 COP | Commercial | Turnover | Hospitals | FL Zone 2 | Per Unit | 0% | 6671.0081 | 5123.3891 | 1547.619 | 0.23199 | 15 | 0.4403 | 0.13313 | 1444.5 | Illinois 2018 Statewide TRM, Section 4.4.13 (cost per ton) | 0 | 0 | 1570.5 | Illinois 2018 Statewide TRM, Section 4.4.13 (cost per ton) | 0 | 0 | 126 | unit (1.5 ton) |  | 126
Equipment | High Efficiency PTHP | High Efficiency PTHP | Code-Compliant New Construction PTHP, 1.5 Tons, 11 SEER, 3.2 COP | Commercial | Turnover | Institutional | FL Zone 2 | Per Unit | 0% | 1794.5958 | 1384.674 | 409.9218 | 0.22842 | 15 | 0.20388 | 7.465e-05 | 1444.5 | Illinois 2018 Statewide TRM, Section 4.4.13 (cost per ton) | 0 | 0 | 1570.5 | Illinois 2018 Statewide TRM, Section 4.4.13 (cost per ton) | 0 | 0 | 126 | unit (1.5 ton) |  | 126
Equipment | High Efficiency PTHP | High Efficiency PTHP | Code-Compliant New Construction PTHP, 1.5 Tons, 11 SEER, 3.2 COP | Commercial | Turnover | Lodging/Hospitality | FL Zone 2 | Per Unit | 0% | 5303.3768 | 4067.1148 | 1236.262 | 0.23311 | 15 | 0.61488 | 0.00022513 | 1444.5 | Illinois 2018 Statewide TRM, Section 4.4.13 (cost per ton) | 0 | 0 | 1570.5 | Illinois 2018 Statewide TRM, Section 4.4.13 (cost per ton) | 0 | 0 | 126 | unit (1.5 ton) |  | 126
Equipment | High Efficiency PTHP | High Efficiency PTHP | Code-Compliant New Construction PTHP, 1.5 Tons, 11 SEER, 3.2 COP | Commercial | Turnover | Miscellaneous | FL Zone 2 | Per Unit | 0% | 1815.5219 | 1395.4226 | 420.0993 | 0.23139 | 15 | 0.20894 | 7.6503e-05 | 1444.5 | Illinois 2018 Statewide TRM, Section 4.4.13 (cost per ton) | 0 | 0 | 1570.5 | Illinois 2018 Statewide TRM, Section 4.4.13 (cost per ton) | 0 | 0 | 126 | unit (1.5 ton) |  | 126
Equipment | High Efficiency PTHP | High Efficiency PTHP | Code-Compliant New Construction PTHP, 1.5 Tons, 11 SEER, 3.2 COP | Commercial | Turnover | Offices | FL Zone 2 | Per Unit | 0% | 3597.8394 | 2756.9882 | 840.8512 | 0.23371 | 15 | 0.41821 | 0.00015312 | 1444.5 | Illinois 2018 Statewide TRM, Section 4.4.13 (cost per ton) | 0 | 0 | 1570.5 | Illinois 2018 Statewide TRM, Section 4.4.13 (cost per ton) | 0 | 0 | 126 | unit (1.5 ton) |  | 126
Equipment | High Efficiency PTHP | High Efficiency PTHP | Code-Compliant New Construction PTHP, 1.5 Tons, 11 SEER, 3.2 COP | Commercial | Turnover | Restaurants | FL Zone 2 | Per Unit | 0% | 5506.6719 | 4265.3861 | 1241.2857 | 0.22541 | 15 | 0.61738 | 0.00022605 | 1444.5 | Illinois 2018 Statewide TRM, Section 4.4.13 (cost per ton) | 0 | 0 | 1570.5 | Illinois 2018 Statewide TRM, Section 4.4.13 (cost per ton) | 0 | 0 | 126 | unit (1.5 ton) |  | 126
Equipment | High Efficiency PTHP | High Efficiency PTHP | Code-Compliant New Construction PTHP, 1.5 Tons, 11 SEER, 3.2 COP | Commercial | Turnover | Retail | FL Zone 2 | Per Unit | 0% | 4249.5855 | 3282.9345 | 966.651 | 0.22747 | 15 | 0.48078 | 0.00017603 | 1444.5 | Illinois 2018 Statewide TRM, Section 4.4.13 (cost per ton) | 0 | 0 | 1570.5 | Illinois 2018 Statewide TRM, Section 4.4.13 (cost per ton) | 0 | 0 | 126 | unit (1.5 ton) |  | 126
Equipment | High Efficiency PTHP | High Efficiency PTHP | Code-Compliant New Construction PTHP, 1.5 Tons, 11 SEER, 3.2 COP | Commercial | Turnover | Schools K-12 | FL Zone 2 | Per Unit | 0% | 3707.6203 | 2866.0622 | 841.5582 | 0.22698 | 15 | 0.41856 | 0.00015325 | 1444.5 | Illinois 2018 Statewide TRM, Section 4.4.13 (cost per ton) | 0 | 0 | 1570.5 | Illinois 2018 Statewide TRM, Section 4.4.13 (cost per ton) | 0 | 0 | 126 | unit (1.5 ton) |  | 126
Equipment | High Efficiency PTHP | High Efficiency PTHP | Code-Compliant New Construction PTHP, 1.5 Tons, 11 SEER, 3.2 COP | Commercial | Turnover | Warehouse | FL Zone 2 | Per Unit | 0% | 824.183 | 638.4002 | 185.7828 | 0.22541 | 15 | 0.092403 | 3.3832e-05 | 1444.5 | Illinois 2018 Statewide TRM, Section 4.4.13 (cost per ton) | 0 | 0 | 1570.5 | Illinois 2018 Statewide TRM, Section 4.4.13 (cost per ton) | 0 | 0 | 126 | unit (1.5 ton) |  | 126
Equipment | High Efficiency PTHP | High Efficiency PTHP | Code-Compliant New Construction PTHP, 1.5 Tons, 11 SEER, 3.2 COP | Commercial | New | Assembly | FL Zone 2 | Per Unit | 0% | 3251.8708 | 2499.5947 | 752.276 | 0.23134 | 15 | 0.37416 | 0.00013699 | 1444.5 | Illinois 2018 Statewide TRM, Section 4.4.13 (cost per ton) | 0 | 0 | 1570.5 | Illinois 2018 Statewide TRM, Section 4.4.13 (cost per ton) | 0 | 0 | 126 | unit (1.5 ton) |  | 126
Equipment | High Efficiency PTHP | High Efficiency PTHP | Code-Compliant New Construction PTHP, 1.5 Tons, 11 SEER, 3.2 COP | Commercial | New | College and University | FL Zone 2 | Per Unit | 0% | 3595.1189 | 2761.7115 | 833.4074 | 0.23182 | 15 | 0.23711 | 0.071694 | 1444.5 | Illinois 2018 Statewide TRM, Section 4.4.13 (cost per ton) | 0 | 0 | 1570.5 | Illinois 2018 Statewide TRM, Section 4.4.13 (cost per ton) | 0 | 0 | 126 | unit (1.5 ton) |  | 126
Equipment | High Efficiency PTHP | High Efficiency PTHP | Code-Compliant New Construction PTHP, 1.5 Tons, 11 SEER, 3.2 COP | Commercial | New | Grocery | FL Zone 2 | Per Unit | 0% | 1930.2083 | 1502.0957 | 428.1126 | 0.2218 | 15 | 0.21293 | 7.7962e-05 | 1444.5 | Illinois 2018 Statewide TRM, Section 4.4.13 (cost per ton) | 0 | 0 | 1570.5 | Illinois 2018 Statewide TRM, Section 4.4.13 (cost per ton) | 0 | 0 | 126 | unit (1.5 ton) |  | 126
Equipment | High Efficiency PTHP | High Efficiency PTHP | Code-Compliant New Construction PTHP, 1.5 Tons, 11 SEER, 3.2 COP | Commercial | New | Healthcare | FL Zone 2 | Per Unit | 0% | 7006.2983 | 5375.8977 | 1630.4006 | 0.2327 | 15 | 0.81091 | 0.00029691 | 1444.5 | Illinois 2018 Statewide TRM, Section 4.4.13 (cost per ton) | 0 | 0 | 1570.5 | Illinois 2018 Statewide TRM, Section 4.4.13 (cost per ton) | 0 | 0 | 126 | unit (1.5 ton) |  | 126
Equipment | High Efficiency PTHP | High Efficiency PTHP | Code-Compliant New Construction PTHP, 1.5 Tons, 11 SEER, 3.2 COP | Commercial | New | Hospitals | FL Zone 2 | Per Unit | 0% | 6671.0081 | 5123.3891 | 1547.619 | 0.23199 | 15 | 0.4403 | 0.13313 | 1444.5 | Illinois 2018 Statewide TRM, Section 4.4.13 (cost per ton) | 0 | 0 | 1570.5 | Illinois 2018 Statewide TRM, Section 4.4.13 (cost per ton) | 0 | 0 | 126 | unit (1.5 ton) |  | 126
Equipment | High Efficiency PTHP | High Efficiency PTHP | Code-Compliant New Construction PTHP, 1.5 Tons, 11 SEER, 3.2 COP | Commercial | New | Institutional | FL Zone 2 | Per Unit | 0% | 1794.5958 | 1384.674 | 409.9218 | 0.22842 | 15 | 0.20388 | 7.465e-05 | 1444.5 | Illinois 2018 Statewide TRM, Section 4.4.13 (cost per ton) | 0 | 0 | 1570.5 | Illinois 2018 Statewide TRM, Section 4.4.13 (cost per ton) | 0 | 0 | 126 | unit (1.5 ton) |  | 126
Equipment | High Efficiency PTHP | High Efficiency PTHP | Code-Compliant New Construction PTHP, 1.5 Tons, 11 SEER, 3.2 COP | Commercial | New | Lodging/Hospitality | FL Zone 2 | Per Unit | 0% | 5303.3768 | 4067.1148 | 1236.262 | 0.23311 | 15 | 0.61488 | 0.00022513 | 1444.5 | Illinois 2018 Statewide TRM, Section 4.4.13 (cost per ton) | 0 | 0 | 1570.5 | Illinois 2018 Statewide TRM, Section 4.4.13 (cost per ton) | 0 | 0 | 126 | unit (1.5 ton) |  | 126
Equipment | High Efficiency PTHP | High Efficiency PTHP | Code-Compliant New Construction PTHP, 1.5 Tons, 11 SEER, 3.2 COP | Commercial | New | Miscellaneous | FL Zone 2 | Per Unit | 0% | 1815.5219 | 1395.4226 | 420.0993 | 0.23139 | 15 | 0.20894 | 7.6503e-05 | 1444.5 | Illinois 2018 Statewide TRM, Section 4.4.13 (cost per ton) | 0 | 0 | 1570.5 | Illinois 2018 Statewide TRM, Section 4.4.13 (cost per ton) | 0 | 0 | 126 | unit (1.5 ton) |  | 126
Equipment | High Efficiency PTHP | High Efficiency PTHP | Code-Compliant New Construction PTHP, 1.5 Tons, 11 SEER, 3.2 COP | Commercial | New | Offices | FL Zone 2 | Per Unit | 0% | 3597.8394 | 2756.9882 | 840.8512 | 0.23371 | 15 | 0.41821 | 0.00015312 | 1444.5 | Illinois 2018 Statewide TRM, Section 4.4.13 (cost per ton) | 0 | 0 | 1570.5 | Illinois 2018 Statewide TRM, Section 4.4.13 (cost per ton) | 0 | 0 | 126 | unit (1.5 ton) |  | 126
Equipment | High Efficiency PTHP | High Efficiency PTHP | Code-Compliant New Construction PTHP, 1.5 Tons, 11 SEER, 3.2 COP | Commercial | New | Restaurants | FL Zone 2 | Per Unit | 0% | 5506.6719 | 4265.3861 | 1241.2857 | 0.22541 | 15 | 0.61738 | 0.00022605 | 1444.5 | Illinois 2018 Statewide TRM, Section 4.4.13 (cost per ton) | 0 | 0 | 1570.5 | Illinois 2018 Statewide TRM, Section 4.4.13 (cost per ton) | 0 | 0 | 126 | unit (1.5 ton) |  | 126
Equipment | High Efficiency PTHP | High Efficiency PTHP | Code-Compliant New Construction PTHP, 1.5 Tons, 11 SEER, 3.2 COP | Commercial | New | Retail | FL Zone 2 | Per Unit | 0% | 4249.5855 | 3282.9345 | 966.651 | 0.22747 | 15 | 0.48078 | 0.00017603 | 1444.5 | Illinois 2018 Statewide TRM, Section 4.4.13 (cost per ton) | 0 | 0 | 1570.5 | Illinois 2018 Statewide TRM, Section 4.4.13 (cost per ton) | 0 | 0 | 126 | unit (1.5 ton) |  | 126
Equipment | High Efficiency PTHP | High Efficiency PTHP | Code-Compliant New Construction PTHP, 1.5 Tons, 11 SEER, 3.2 COP | Commercial | New | Schools K-12 | FL Zone 2 | Per Unit | 0% | 3707.6203 | 2866.0622 | 841.5582 | 0.22698 | 15 | 0.41856 | 0.00015325 | 1444.5 | Illinois 2018 Statewide TRM, Section 4.4.13 (cost per ton) | 0 | 0 | 1570.5 | Illinois 2018 Statewide TRM, Section 4.4.13 (cost per ton) | 0 | 0 | 126 | unit (1.5 ton) |  | 126
Equipment | High Efficiency PTHP | High Efficiency PTHP | Code-Compliant New Construction PTHP, 1.5 Tons, 11 SEER, 3.2 COP | Commercial | New | Warehouse | FL Zone 2 | Per Unit | 0% | 824.183 | 638.4002 | 185.7828 | 0.22541 | 15 | 0.092403 | 3.3832e-05 | 1444.5 | Illinois 2018 Statewide TRM, Section 4.4.13 (cost per ton) | 0 | 0 | 1570.5 | Illinois 2018 Statewide TRM, Section 4.4.13 (cost per ton) | 0 | 0 | 126 | unit (1.5 ton) |  | 126
Equipment | Variable Refrigerant Flow (VRF) HVAC Systems | Variable Refrigerant Flow (VRF) HVAC Systems | Code-Compliant New Construction PTHP, 4 Tons, 10.1 SEER, COP | Commercial | Turnover | Assembly | FL Zone 2 | Per Unit | 49.09% | 7416.1219 | 4707.2054 | 2708.9165 | 0.36527 | 15 | 0.8243 | 0.83315 | 3852 | Illinois 2018 Statewide TRM, Section 4.4.13 (cost per ton) | 0 | 0 | 7147 | Mid-Atlantic TRM v7.0, 2017 (average for 24kBtu across efficiency types) | 0 | 0 | 3295 | unit (4 tons) |  | 3295
Equipment | Variable Refrigerant Flow (VRF) HVAC Systems | Variable Refrigerant Flow (VRF) HVAC Systems | Code-Compliant New Construction PTHP, 4 Tons, 10.1 SEER, COP | Commercial | Turnover | College and University | FL Zone 2 | Per Unit | 49.09% | 8177.3851 | 5187.7528 | 2989.6323 | 0.3656 | 15 | 0.6343 | 0.46601 | 3852 | Illinois 2018 Statewide TRM, Section 4.4.13 (cost per ton) | 0 | 0 | 7147 | Mid-Atlantic TRM v7.0, 2017 (average for 24kBtu across efficiency types) | 0 | 0 | 3295 | unit (4 tons) |  | 3295
Equipment | Variable Refrigerant Flow (VRF) HVAC Systems | Variable Refrigerant Flow (VRF) HVAC Systems | Code-Compliant New Construction PTHP, 4 Tons, 10.1 SEER, COP | Commercial | Turnover | Grocery | FL Zone 2 | Per Unit | 49.09% | 4631.8277 | 2968.1801 | 1663.6475 | 0.35918 | 15 | 0.50623 | 0.51167 | 3852 | Illinois 2018 Statewide TRM, Section 4.4.13 (cost per ton) | 0 | 0 | 7147 | Mid-Atlantic TRM v7.0, 2017 (average for 24kBtu across efficiency types) | 0 | 0 | 3295 | unit (4 tons) |  | 3295
Equipment | Variable Refrigerant Flow (VRF) HVAC Systems | Variable Refrigerant Flow (VRF) HVAC Systems | Code-Compliant New Construction PTHP, 4 Tons, 10.1 SEER, COP | Commercial | Turnover | Healthcare | FL Zone 2 | Per Unit | 49.09% | 15858.6747 | 10051.209 | 5807.4657 | 0.3662 | 15 | 1.7672 | 1.7861 | 3852 | Illinois 2018 Statewide TRM, Section 4.4.13 (cost per ton) | 0 | 0 | 7147 | Mid-Atlantic TRM v7.0, 2017 (average for 24kBtu across efficiency types) | 0 | 0 | 3295 | unit (4 tons) |  | 3295
Equipment | Variable Refrigerant Flow (VRF) HVAC Systems | Variable Refrigerant Flow (VRF) HVAC Systems | Code-Compliant New Construction PTHP, 4 Tons, 10.1 SEER, COP | Commercial | Turnover | Hospitals | FL Zone 2 | Per Unit | 49.09% | 15159.1362 | 9615.1934 | 5543.9427 | 0.36572 | 15 | 1.687 | 1.7051 | 3852 | Illinois 2018 Statewide TRM, Section 4.4.13 (cost per ton) | 0 | 0 | 7147 | Mid-Atlantic TRM v7.0, 2017 (average for 24kBtu across efficiency types) | 0 | 0 | 3295 | unit (4 tons) |  | 3295
Equipment | Variable Refrigerant Flow (VRF) HVAC Systems | Variable Refrigerant Flow (VRF) HVAC Systems | Code-Compliant New Construction PTHP, 4 Tons, 10.1 SEER, COP | Commercial | Turnover | Institutional | FL Zone 2 | Per Unit | 49.09% | 4158.0271 | 2647.2334 | 1510.7937 | 0.36334 | 15 | 0.45972 | 0.46466 | 3852 | Illinois 2018 Statewide TRM, Section 4.4.13 (cost per ton) | 0 | 0 | 7147 | Mid-Atlantic TRM v7.0, 2017 (average for 24kBtu across efficiency types) | 0 | 0 | 3295 | unit (4 tons) |  | 3295
Equipment | Variable Refrigerant Flow (VRF) HVAC Systems | Variable Refrigerant Flow (VRF) HVAC Systems | Code-Compliant New Construction PTHP, 4 Tons, 10.1 SEER, COP | Commercial | Turnover | Lodging/Hospitality | FL Zone 2 | Per Unit | 49.09% | 11977.4235 | 7587.9706 | 4389.4529 | 0.36648 | 15 | 0.9313 | 0.68421 | 3852 | Illinois 2018 Statewide TRM, Section 4.4.13 (cost per ton) | 0 | 0 | 7147 | Mid-Atlantic TRM v7.0, 2017 (average for 24kBtu across efficiency types) | 0 | 0 | 3295 | unit (4 tons) |  | 3295
Equipment | Variable Refrigerant Flow (VRF) HVAC Systems | Variable Refrigerant Flow (VRF) HVAC Systems | Code-Compliant New Construction PTHP, 4 Tons, 10.1 SEER, COP | Commercial | Turnover | Miscellaneous | FL Zone 2 | Per Unit | 49.09% | 4139.1409 | 2627.0624 | 1512.0785 | 0.36531 | 15 | 0.46011 | 0.46505 | 3852 | Illinois 2018 Statewide TRM, Section 4.4.13 (cost per ton) | 0 | 0 | 7147 | Mid-Atlantic TRM v7.0, 2017 (average for 24kBtu across efficiency types) | 0 | 0 | 3295 | unit (4 tons) |  | 3295
Equipment | Variable Refrigerant Flow (VRF) HVAC Systems | Variable Refrigerant Flow (VRF) HVAC Systems | Code-Compliant New Construction PTHP, 4 Tons, 10.1 SEER, COP | Commercial | Turnover | Offices | FL Zone 2 | Per Unit | 49.09% | 8098.5331 | 5127.2536 | 2971.2795 | 0.36689 | 15 | 0.90414 | 0.91384 | 3852 | Illinois 2018 Statewide TRM, Section 4.4.13 (cost per ton) | 0 | 0 | 7147 | Mid-Atlantic TRM v7.0, 2017 (average for 24kBtu across efficiency types) | 0 | 0 | 3295 | unit (4 tons) |  | 3295
Equipment | Variable Refrigerant Flow (VRF) HVAC Systems | Variable Refrigerant Flow (VRF) HVAC Systems | Code-Compliant New Construction PTHP, 4 Tons, 10.1 SEER, COP | Commercial | Turnover | Restaurants | FL Zone 2 | Per Unit | 49.09% | 12965.361 | 8279.455 | 4685.906 | 0.36142 | 15 | 1.4259 | 1.4412 | 3852 | Illinois 2018 Statewide TRM, Section 4.4.13 (cost per ton) | 0 | 0 | 7147 | Mid-Atlantic TRM v7.0, 2017 (average for 24kBtu across efficiency types) | 0 | 0 | 3295 | unit (4 tons) |  | 3295
Equipment | Variable Refrigerant Flow (VRF) HVAC Systems | Variable Refrigerant Flow (VRF) HVAC Systems | Code-Compliant New Construction PTHP, 4 Tons, 10.1 SEER, COP | Commercial | Turnover | Retail | FL Zone 2 | Per Unit | 49.09% | 9896.5917 | 6306.8233 | 3589.7684 | 0.36273 | 15 | 1.0923 | 1.1041 | 3852 | Illinois 2018 Statewide TRM, Section 4.4.13 (cost per ton) | 0 | 0 | 7147 | Mid-Atlantic TRM v7.0, 2017 (average for 24kBtu across efficiency types) | 0 | 0 | 3295 | unit (4 tons) |  | 3295
Equipment | Variable Refrigerant Flow (VRF) HVAC Systems | Variable Refrigerant Flow (VRF) HVAC Systems | Code-Compliant New Construction PTHP, 4 Tons, 10.1 SEER, COP | Commercial | Turnover | Schools K-12 | FL Zone 2 | Per Unit | 49.09% | 8657.0641 | 5519.6282 | 3137.4359 | 0.36241 | 15 | 0.9547 | 0.96495 | 3852 | Illinois 2018 Statewide TRM, Section 4.4.13 (cost per ton) | 0 | 0 | 7147 | Mid-Atlantic TRM v7.0, 2017 (average for 24kBtu across efficiency types) | 0 | 0 | 3295 | unit (4 tons) |  | 3295
Equipment | Variable Refrigerant Flow (VRF) HVAC Systems | Variable Refrigerant Flow (VRF) HVAC Systems | Code-Compliant New Construction PTHP, 4 Tons, 10.1 SEER, COP | Commercial | Turnover | Warehouse | FL Zone 2 | Per Unit | 49.09% | 1940.5278 | 1239.1878 | 701.3399 | 0.36142 | 15 | 0.21341 | 0.2157 | 3852 | Illinois 2018 Statewide TRM, Section 4.4.13 (cost per ton) | 0 | 0 | 7147 | Mid-Atlantic TRM v7.0, 2017 (average for 24kBtu across efficiency types) | 0 | 0 | 3295 | unit (4 tons) |  | 3295
Equipment | Variable Refrigerant Flow (VRF) HVAC Systems | Variable Refrigerant Flow (VRF) HVAC Systems | Code-Compliant New Construction PTHP, 4 Tons, 10.1 SEER, COP | Commercial | New | Assembly | FL Zone 2 | Per Unit | 49.09% | 7416.1219 | 4707.2054 | 2708.9165 | 0.36527 | 15 | 0.8243 | 0.83315 | 3852 | Illinois 2018 Statewide TRM, Section 4.4.13 (cost per ton) | 0 | 0 | 7147 | Mid-Atlantic TRM v7.0, 2017 (average for 24kBtu across efficiency types) | 0 | 0 | 3295 | unit (4 tons) |  | 3295
Equipment | Variable Refrigerant Flow (VRF) HVAC Systems | Variable Refrigerant Flow (VRF) HVAC Systems | Code-Compliant New Construction PTHP, 4 Tons, 10.1 SEER, COP | Commercial | New | College and University | FL Zone 2 | Per Unit | 49.09% | 8177.3851 | 5187.7528 | 2989.6323 | 0.3656 | 15 | 0.6343 | 0.46601 | 3852 | Illinois 2018 Statewide TRM, Section 4.4.13 (cost per ton) | 0 | 0 | 7147 | Mid-Atlantic TRM v7.0, 2017 (average for 24kBtu across efficiency types) | 0 | 0 | 3295 | unit (4 tons) |  | 3295
Equipment | Variable Refrigerant Flow (VRF) HVAC Systems | Variable Refrigerant Flow (VRF) HVAC Systems | Code-Compliant New Construction PTHP, 4 Tons, 10.1 SEER, COP | Commercial | New | Grocery | FL Zone 2 | Per Unit | 49.09% | 4631.8277 | 2968.1801 | 1663.6475 | 0.35918 | 15 | 0.50623 | 0.51167 | 3852 | Illinois 2018 Statewide TRM, Section 4.4.13 (cost per ton) | 0 | 0 | 7147 | Mid-Atlantic TRM v7.0, 2017 (average for 24kBtu across efficiency types) | 0 | 0 | 3295 | unit (4 tons) |  | 3295
Equipment | Variable Refrigerant Flow (VRF) HVAC Systems | Variable Refrigerant Flow (VRF) HVAC Systems | Code-Compliant New Construction PTHP, 4 Tons, 10.1 SEER, COP | Commercial | New | Healthcare | FL Zone 2 | Per Unit | 49.09% | 15858.6747 | 10051.209 | 5807.4657 | 0.3662 | 15 | 1.7672 | 1.7861 | 3852 | Illinois 2018 Statewide TRM, Section 4.4.13 (cost per ton) | 0 | 0 | 7147 | Mid-Atlantic TRM v7.0, 2017 (average for 24kBtu across efficiency types) | 0 | 0 | 3295 | unit (4 tons) |  | 3295
Equipment | Variable Refrigerant Flow (VRF) HVAC Systems | Variable Refrigerant Flow (VRF) HVAC Systems | Code-Compliant New Construction PTHP, 4 Tons, 10.1 SEER, COP | Commercial | New | Hospitals | FL Zone 2 | Per Unit | 49.09% | 15159.1362 | 9615.1934 | 5543.9427 | 0.36572 | 15 | 1.687 | 1.7051 | 3852 | Illinois 2018 Statewide TRM, Section 4.4.13 (cost per ton) | 0 | 0 | 7147 | Mid-Atlantic TRM v7.0, 2017 (average for 24kBtu across efficiency types) | 0 | 0 | 3295 | unit (4 tons) |  | 3295
Equipment | Variable Refrigerant Flow (VRF) HVAC Systems | Variable Refrigerant Flow (VRF) HVAC Systems | Code-Compliant New Construction PTHP, 4 Tons, 10.1 SEER, COP | Commercial | New | Institutional | FL Zone 2 | Per Unit | 49.09% | 4158.0271 | 2647.2334 | 1510.7937 | 0.36334 | 15 | 0.45972 | 0.46466 | 3852 | Illinois 2018 Statewide TRM, Section 4.4.13 (cost per ton) | 0 | 0 | 7147 | Mid-Atlantic TRM v7.0, 2017 (average for 24kBtu across efficiency types) | 0 | 0 | 3295 | unit (4 tons) |  | 3295
Equipment | Variable Refrigerant Flow (VRF) HVAC Systems | Variable Refrigerant Flow (VRF) HVAC Systems | Code-Compliant New Construction PTHP, 4 Tons, 10.1 SEER, COP | Commercial | New | Lodging/Hospitality | FL Zone 2 | Per Unit | 49.09% | 11977.4235 | 7587.9706 | 4389.4529 | 0.36648 | 15 | 0.9313 | 0.68421 | 3852 | Illinois 2018 Statewide TRM, Section 4.4.13 (cost per ton) | 0 | 0 | 7147 | Mid-Atlantic TRM v7.0, 2017 (average for 24kBtu across efficiency types) | 0 | 0 | 3295 | unit (4 tons) |  | 3295
Equipment | Variable Refrigerant Flow (VRF) HVAC Systems | Variable Refrigerant Flow (VRF) HVAC Systems | Code-Compliant New Construction PTHP, 4 Tons, 10.1 SEER, COP | Commercial | New | Miscellaneous | FL Zone 2 | Per Unit | 49.09% | 4139.1409 | 2627.0624 | 1512.0785 | 0.36531 | 15 | 0.46011 | 0.46505 | 3852 | Illinois 2018 Statewide TRM, Section 4.4.13 (cost per ton) | 0 | 0 | 7147 | Mid-Atlantic TRM v7.0, 2017 (average for 24kBtu across efficiency types) | 0 | 0 | 3295 | unit (4 tons) |  | 3295
Equipment | Variable Refrigerant Flow (VRF) HVAC Systems | Variable Refrigerant Flow (VRF) HVAC Systems | Code-Compliant New Construction PTHP, 4 Tons, 10.1 SEER, COP | Commercial | New | Offices | FL Zone 2 | Per Unit | 49.09% | 8098.5331 | 5127.2536 | 2971.2795 | 0.36689 | 15 | 0.90414 | 0.91384 | 3852 | Illinois 2018 Statewide TRM, Section 4.4.13 (cost per ton) | 0 | 0 | 7147 | Mid-Atlantic TRM v7.0, 2017 (average for 24kBtu across efficiency types) | 0 | 0 | 3295 | unit (4 tons) |  | 3295
Equipment | Variable Refrigerant Flow (VRF) HVAC Systems | Variable Refrigerant Flow (VRF) HVAC Systems | Code-Compliant New Construction PTHP, 4 Tons, 10.1 SEER, COP | Commercial | New | Restaurants | FL Zone 2 | Per Unit | 49.09% | 12965.361 | 8279.455 | 4685.906 | 0.36142 | 15 | 1.4259 | 1.4412 | 3852 | Illinois 2018 Statewide TRM, Section 4.4.13 (cost per ton) | 0 | 0 | 7147 | Mid-Atlantic TRM v7.0, 2017 (average for 24kBtu across efficiency types) | 0 | 0 | 3295 | unit (4 tons) |  | 3295
Equipment | Variable Refrigerant Flow (VRF) HVAC Systems | Variable Refrigerant Flow (VRF) HVAC Systems | Code-Compliant New Construction PTHP, 4 Tons, 10.1 SEER, COP | Commercial | New | Retail | FL Zone 2 | Per Unit | 49.09% | 9896.5917 | 6306.8233 | 3589.7684 | 0.36273 | 15 | 1.0923 | 1.1041 | 3852 | Illinois 2018 Statewide TRM, Section 4.4.13 (cost per ton) | 0 | 0 | 7147 | Mid-Atlantic TRM v7.0, 2017 (average for 24kBtu across efficiency types) | 0 | 0 | 3295 | unit (4 tons) |  | 3295
Equipment | Variable Refrigerant Flow (VRF) HVAC Systems | Variable Refrigerant Flow (VRF) HVAC Systems | Code-Compliant New Construction PTHP, 4 Tons, 10.1 SEER, COP | Commercial | New | Schools K-12 | FL Zone 2 | Per Unit | 49.09% | 8657.0641 | 5519.6282 | 3137.4359 | 0.36241 | 15 | 0.9547 | 0.96495 | 3852 | Illinois 2018 Statewide TRM, Section 4.4.13 (cost per ton) | 0 | 0 | 7147 | Mid-Atlantic TRM v7.0, 2017 (average for 24kBtu across efficiency types) | 0 | 0 | 3295 | unit (4 tons) |  | 3295
Equipment | Variable Refrigerant Flow (VRF) HVAC Systems | Variable Refrigerant Flow (VRF) HVAC Systems | Code-Compliant New Construction PTHP, 4 Tons, 10.1 SEER, COP | Commercial | New | Warehouse | FL Zone 2 | Per Unit | 49.09% | 1940.5278 | 1239.1878 | 701.3399 | 0.36142 | 15 | 0.21341 | 0.2157 | 3852 | Illinois 2018 Statewide TRM, Section 4.4.13 (cost per ton) | 0 | 0 | 7147 | Mid-Atlantic TRM v7.0, 2017 (average for 24kBtu across efficiency types) | 0 | 0 | 3295 | unit (4 tons) |  | 3295
Equipment | CFL-23W | 23W CFL | EISA-2020 compliant baseline lamp (100W equivalent) | Commercial | Turnover | Assembly | FL Zone 2 | Per Lamp | 0% | 86.28 | 66.148 | 20.132 | 0.23333 | 7.8 | 0.0048304 | 0.0011168 | 1.49 | https://www.homedepot.com/p/EcoSmart-100-Watt-Equivalent-A19-Halogen-Light-Bulb-4-Pack-324442/302639927 | 0 | No Labor Cost | 2.34 | https://www.homedepot.com/p/Philips-100W-Equivalent-Soft-White-2700K-T2-Spiral-CFL-Light-Bulb-4-Pack-434738/202827179 | 0 | No Labor Cost | 0.85 | bulb |  | 0.85
Equipment | CFL-23W | 23W CFL | EISA-2020 compliant baseline lamp (100W equivalent) | Commercial | Turnover | College and University | FL Zone 2 | Per Lamp | 0% | 132.24 | 101.384 | 30.856 | 0.23333 | 7.8 | 0.0031363 | 0.0030714 | 1.49 | https://www.homedepot.com/p/EcoSmart-100-Watt-Equivalent-A19-Halogen-Light-Bulb-4-Pack-324442/302639927 | 0 | No Labor Cost | 2.34 | https://www.homedepot.com/p/Philips-100W-Equivalent-Soft-White-2700K-T2-Spiral-CFL-Light-Bulb-4-Pack-434738/202827179 | 0 | No Labor Cost | 0.85 | bulb |  | 0.85
Equipment | CFL-23W | 23W CFL | EISA-2020 compliant baseline lamp (100W equivalent) | Commercial | Turnover | Grocery | FL Zone 2 | Per Lamp | 0% | 166.32 | 127.512 | 38.808 | 0.23333 | 7.8 | 0.0093469 | 2.5304e-06 | 1.49 | https://www.homedepot.com/p/EcoSmart-100-Watt-Equivalent-A19-Halogen-Light-Bulb-4-Pack-324442/302639927 | 0 | No Labor Cost | 2.34 | https://www.homedepot.com/p/Philips-100W-Equivalent-Soft-White-2700K-T2-Spiral-CFL-Light-Bulb-4-Pack-434738/202827179 | 0 | No Labor Cost | 0.85 | bulb |  | 0.85
Equipment | CFL-23W | 23W CFL | EISA-2020 compliant baseline lamp (100W equivalent) | Commercial | Turnover | Healthcare | FL Zone 2 | Per Lamp | 0% | 150.84 | 115.644 | 35.196 | 0.23333 | 7.8 | 0.0084448 | 0.0019525 | 1.49 | https://www.homedepot.com/p/EcoSmart-100-Watt-Equivalent-A19-Halogen-Light-Bulb-4-Pack-324442/302639927 | 0 | No Labor Cost | 2.34 | https://www.homedepot.com/p/Philips-100W-Equivalent-Soft-White-2700K-T2-Spiral-CFL-Light-Bulb-4-Pack-434738/202827179 | 0 | No Labor Cost | 0.85 | bulb |  | 0.85
Equipment | CFL-23W | 23W CFL | EISA-2020 compliant baseline lamp (100W equivalent) | Commercial | Turnover | Hospitals | FL Zone 2 | Per Lamp | 0% | 204.06 | 156.446 | 47.614 | 0.23333 | 7.8 | 0.0048396 | 0.0047395 | 1.49 | https://www.homedepot.com/p/EcoSmart-100-Watt-Equivalent-A19-Halogen-Light-Bulb-4-Pack-324442/302639927 | 0 | No Labor Cost | 2.34 | https://www.homedepot.com/p/Philips-100W-Equivalent-Soft-White-2700K-T2-Spiral-CFL-Light-Bulb-4-Pack-434738/202827179 | 0 | No Labor Cost | 0.85 | bulb |  | 0.85
Equipment | CFL-23W | 23W CFL | EISA-2020 compliant baseline lamp (100W equivalent) | Commercial | Turnover | Institutional | FL Zone 2 | Per Lamp | 0% | 98.97 | 75.877 | 23.093 | 0.23333 | 7.8 | 0.0055408 | 0.0012811 | 1.49 | https://www.homedepot.com/p/EcoSmart-100-Watt-Equivalent-A19-Halogen-Light-Bulb-4-Pack-324442/302639927 | 0 | No Labor Cost | 2.34 | https://www.homedepot.com/p/Philips-100W-Equivalent-Soft-White-2700K-T2-Spiral-CFL-Light-Bulb-4-Pack-434738/202827179 | 0 | No Labor Cost | 0.85 | bulb |  | 0.85
Equipment | CFL-23W | 23W CFL | EISA-2020 compliant baseline lamp (100W equivalent) | Commercial | Turnover | Lodging/Hospitality | FL Zone 2 | Per Lamp | 0% | 112.62 | 86.342 | 26.278 | 0.23333 | 7.8 | 0.006329 | 1.7134e-06 | 1.49 | https://www.homedepot.com/p/EcoSmart-100-Watt-Equivalent-A19-Halogen-Light-Bulb-4-Pack-324442/302639927 | 0 | No Labor Cost | 2.34 | https://www.homedepot.com/p/Philips-100W-Equivalent-Soft-White-2700K-T2-Spiral-CFL-Light-Bulb-4-Pack-434738/202827179 | 0 | No Labor Cost | 0.85 | bulb |  | 0.85
Equipment | CFL-23W | 23W CFL | EISA-2020 compliant baseline lamp (100W equivalent) | Commercial | Turnover | Miscellaneous | FL Zone 2 | Per Lamp | 0% | 132.24 | 101.384 | 30.856 | 0.23333 | 7.8 | 0.0074035 | 0.0017117 | 1.49 | https://www.homedepot.com/p/EcoSmart-100-Watt-Equivalent-A19-Halogen-Light-Bulb-4-Pack-324442/302639927 | 0 | No Labor Cost | 2.34 | https://www.homedepot.com/p/Philips-100W-Equivalent-Soft-White-2700K-T2-Spiral-CFL-Light-Bulb-4-Pack-434738/202827179 | 0 | No Labor Cost | 0.85 | bulb |  | 0.85
Equipment | CFL-23W | 23W CFL | EISA-2020 compliant baseline lamp (100W equivalent) | Commercial | Turnover | Offices | FL Zone 2 | Per Lamp | 0% | 97.59 | 74.819 | 22.771 | 0.23333 | 7.8 | 0.0054636 | 0.0012632 | 1.49 | https://www.homedepot.com/p/EcoSmart-100-Watt-Equivalent-A19-Halogen-Light-Bulb-4-Pack-324442/302639927 | 0 | No Labor Cost | 2.34 | https://www.homedepot.com/p/Philips-100W-Equivalent-Soft-White-2700K-T2-Spiral-CFL-Light-Bulb-4-Pack-434738/202827179 | 0 | No Labor Cost | 0.85 | bulb |  | 0.85
Equipment | CFL-23W | 23W CFL | EISA-2020 compliant baseline lamp (100W equivalent) | Commercial | Turnover | Restaurants | FL Zone 2 | Per Lamp | 0% | 100.71 | 77.211 | 23.499 | 0.23333 | 7.8 | 0.0056597 | 1.5322e-06 | 1.49 | https://www.homedepot.com/p/EcoSmart-100-Watt-Equivalent-A19-Halogen-Light-Bulb-4-Pack-324442/302639927 | 0 | No Labor Cost | 2.34 | https://www.homedepot.com/p/Philips-100W-Equivalent-Soft-White-2700K-T2-Spiral-CFL-Light-Bulb-4-Pack-434738/202827179 | 0 | No Labor Cost | 0.85 | bulb |  | 0.85
Equipment | CFL-23W | 23W CFL | EISA-2020 compliant baseline lamp (100W equivalent) | Commercial | Turnover | Retail | FL Zone 2 | Per Lamp | 0% | 149.52 | 114.632 | 34.888 | 0.23333 | 7.8 | 0.0084028 | 2.2748e-06 | 1.49 | https://www.homedepot.com/p/EcoSmart-100-Watt-Equivalent-A19-Halogen-Light-Bulb-4-Pack-324442/302639927 | 0 | No Labor Cost | 2.34 | https://www.homedepot.com/p/Philips-100W-Equivalent-Soft-White-2700K-T2-Spiral-CFL-Light-Bulb-4-Pack-434738/202827179 | 0 | No Labor Cost | 0.85 | bulb |  | 0.85
Equipment | CFL-23W | 23W CFL | EISA-2020 compliant baseline lamp (100W equivalent) | Commercial | Turnover | Schools K-12 | FL Zone 2 | Per Lamp | 0% | 71.37 | 54.717 | 16.653 | 0.23333 | 7.8 | 0.0039956 | 0.00092383 | 1.49 | https://www.homedepot.com/p/EcoSmart-100-Watt-Equivalent-A19-Halogen-Light-Bulb-4-Pack-324442/302639927 | 0 | No Labor Cost | 2.34 | https://www.homedepot.com/p/Philips-100W-Equivalent-Soft-White-2700K-T2-Spiral-CFL-Light-Bulb-4-Pack-434738/202827179 | 0 | No Labor Cost | 0.85 | bulb |  | 0.85
Equipment | CFL-23W | 23W CFL | EISA-2020 compliant baseline lamp (100W equivalent) | Commercial | Turnover | Warehouse | FL Zone 2 | Per Lamp | 0% | 114.72 | 87.952 | 26.768 | 0.23333 | 7.8 | 0.0064226 | 0.001485 | 1.49 | https://www.homedepot.com/p/EcoSmart-100-Watt-Equivalent-A19-Halogen-Light-Bulb-4-Pack-324442/302639927 | 0 | No Labor Cost | 2.34 | https://www.homedepot.com/p/Philips-100W-Equivalent-Soft-White-2700K-T2-Spiral-CFL-Light-Bulb-4-Pack-434738/202827179 | 0 | No Labor Cost | 0.85 | bulb |  | 0.85
Equipment | CFL-23W | 23W CFL | EISA-2020 compliant baseline lamp (100W equivalent) | Commercial | New | Assembly | FL Zone 2 | Per Lamp | 0% | 86.28 | 66.148 | 20.132 | 0.23333 | 7.8 | 0.0048304 | 0.0011168 | 1.49 | https://www.homedepot.com/p/EcoSmart-100-Watt-Equivalent-A19-Halogen-Light-Bulb-4-Pack-324442/302639927 | 0 | No Labor Cost | 2.34 | https://www.homedepot.com/p/Philips-100W-Equivalent-Soft-White-2700K-T2-Spiral-CFL-Light-Bulb-4-Pack-434738/202827179 | 0 | No Labor Cost | 0.85 | bulb |  | 0.85
Equipment | CFL-23W | 23W CFL | EISA-2020 compliant baseline lamp (100W equivalent) | Commercial | New | College and University | FL Zone 2 | Per Lamp | 0% | 132.24 | 101.384 | 30.856 | 0.23333 | 7.8 | 0.0031363 | 0.0030714 | 1.49 | https://www.homedepot.com/p/EcoSmart-100-Watt-Equivalent-A19-Halogen-Light-Bulb-4-Pack-324442/302639927 | 0 | No Labor Cost | 2.34 | https://www.homedepot.com/p/Philips-100W-Equivalent-Soft-White-2700K-T2-Spiral-CFL-Light-Bulb-4-Pack-434738/202827179 | 0 | No Labor Cost | 0.85 | bulb |  | 0.85
Equipment | CFL-23W | 23W CFL | EISA-2020 compliant baseline lamp (100W equivalent) | Commercial | New | Grocery | FL Zone 2 | Per Lamp | 0% | 166.32 | 127.512 | 38.808 | 0.23333 | 7.8 | 0.0093469 | 2.5304e-06 | 1.49 | https://www.homedepot.com/p/EcoSmart-100-Watt-Equivalent-A19-Halogen-Light-Bulb-4-Pack-324442/302639927 | 0 | No Labor Cost | 2.34 | https://www.homedepot.com/p/Philips-100W-Equivalent-Soft-White-2700K-T2-Spiral-CFL-Light-Bulb-4-Pack-434738/202827179 | 0 | No Labor Cost | 0.85 | bulb |  | 0.85
Equipment | CFL-23W | 23W CFL | EISA-2020 compliant baseline lamp (100W equivalent) | Commercial | New | Healthcare | FL Zone 2 | Per Lamp | 0% | 150.84 | 115.644 | 35.196 | 0.23333 | 7.8 | 0.0084448 | 0.0019525 | 1.49 | https://www.homedepot.com/p/EcoSmart-100-Watt-Equivalent-A19-Halogen-Light-Bulb-4-Pack-324442/302639927 | 0 | No Labor Cost | 2.34 | https://www.homedepot.com/p/Philips-100W-Equivalent-Soft-White-2700K-T2-Spiral-CFL-Light-Bulb-4-Pack-434738/202827179 | 0 | No Labor Cost | 0.85 | bulb |  | 0.85
Equipment | CFL-23W | 23W CFL | EISA-2020 compliant baseline lamp (100W equivalent) | Commercial | New | Hospitals | FL Zone 2 | Per Lamp | 0% | 204.06 | 156.446 | 47.614 | 0.23333 | 7.8 | 0.0048396 | 0.0047395 | 1.49 | https://www.homedepot.com/p/EcoSmart-100-Watt-Equivalent-A19-Halogen-Light-Bulb-4-Pack-324442/302639927 | 0 | No Labor Cost | 2.34 | https://www.homedepot.com/p/Philips-100W-Equivalent-Soft-White-2700K-T2-Spiral-CFL-Light-Bulb-4-Pack-434738/202827179 | 0 | No Labor Cost | 0.85 | bulb |  | 0.85
Equipment | CFL-23W | 23W CFL | EISA-2020 compliant baseline lamp (100W equivalent) | Commercial | New | Institutional | FL Zone 2 | Per Lamp | 0% | 98.97 | 75.877 | 23.093 | 0.23333 | 7.8 | 0.0055408 | 0.0012811 | 1.49 | https://www.homedepot.com/p/EcoSmart-100-Watt-Equivalent-A19-Halogen-Light-Bulb-4-Pack-324442/302639927 | 0 | No Labor Cost | 2.34 | https://www.homedepot.com/p/Philips-100W-Equivalent-Soft-White-2700K-T2-Spiral-CFL-Light-Bulb-4-Pack-434738/202827179 | 0 | No Labor Cost | 0.85 | bulb |  | 0.85
Equipment | CFL-23W | 23W CFL | EISA-2020 compliant baseline lamp (100W equivalent) | Commercial | New | Lodging/Hospitality | FL Zone 2 | Per Lamp | 0% | 112.62 | 86.342 | 26.278 | 0.23333 | 7.8 | 0.006329 | 1.7134e-06 | 1.49 | https://www.homedepot.com/p/EcoSmart-100-Watt-Equivalent-A19-Halogen-Light-Bulb-4-Pack-324442/302639927 | 0 | No Labor Cost | 2.34 | https://www.homedepot.com/p/Philips-100W-Equivalent-Soft-White-2700K-T2-Spiral-CFL-Light-Bulb-4-Pack-434738/202827179 | 0 | No Labor Cost | 0.85 | bulb |  | 0.85
Equipment | CFL-23W | 23W CFL | EISA-2020 compliant baseline lamp (100W equivalent) | Commercial | New | Miscellaneous | FL Zone 2 | Per Lamp | 0% | 132.24 | 101.384 | 30.856 | 0.23333 | 7.8 | 0.0074035 | 0.0017117 | 1.49 | https://www.homedepot.com/p/EcoSmart-100-Watt-Equivalent-A19-Halogen-Light-Bulb-4-Pack-324442/302639927 | 0 | No Labor Cost | 2.34 | https://www.homedepot.com/p/Philips-100W-Equivalent-Soft-White-2700K-T2-Spiral-CFL-Light-Bulb-4-Pack-434738/202827179 | 0 | No Labor Cost | 0.85 | bulb |  | 0.85
Equipment | CFL-23W | 23W CFL | EISA-2020 compliant baseline lamp (100W equivalent) | Commercial | New | Offices | FL Zone 2 | Per Lamp | 0% | 97.59 | 74.819 | 22.771 | 0.23333 | 7.8 | 0.0054636 | 0.0012632 | 1.49 | https://www.homedepot.com/p/EcoSmart-100-Watt-Equivalent-A19-Halogen-Light-Bulb-4-Pack-324442/302639927 | 0 | No Labor Cost | 2.34 | https://www.homedepot.com/p/Philips-100W-Equivalent-Soft-White-2700K-T2-Spiral-CFL-Light-Bulb-4-Pack-434738/202827179 | 0 | No Labor Cost | 0.85 | bulb |  | 0.85
Equipment | CFL-23W | 23W CFL | EISA-2020 compliant baseline lamp (100W equivalent) | Commercial | New | Restaurants | FL Zone 2 | Per Lamp | 0% | 100.71 | 77.211 | 23.499 | 0.23333 | 7.8 | 0.0056597 | 1.5322e-06 | 1.49 | https://www.homedepot.com/p/EcoSmart-100-Watt-Equivalent-A19-Halogen-Light-Bulb-4-Pack-324442/302639927 | 0 | No Labor Cost | 2.34 | https://www.homedepot.com/p/Philips-100W-Equivalent-Soft-White-2700K-T2-Spiral-CFL-Light-Bulb-4-Pack-434738/202827179 | 0 | No Labor Cost | 0.85 | bulb |  | 0.85
Equipment | CFL-23W | 23W CFL | EISA-2020 compliant baseline lamp (100W equivalent) | Commercial | New | Retail | FL Zone 2 | Per Lamp | 0% | 149.52 | 114.632 | 34.888 | 0.23333 | 7.8 | 0.0084028 | 2.2748e-06 | 1.49 | https://www.homedepot.com/p/EcoSmart-100-Watt-Equivalent-A19-Halogen-Light-Bulb-4-Pack-324442/302639927 | 0 | No Labor Cost | 2.34 | https://www.homedepot.com/p/Philips-100W-Equivalent-Soft-White-2700K-T2-Spiral-CFL-Light-Bulb-4-Pack-434738/202827179 | 0 | No Labor Cost | 0.85 | bulb |  | 0.85
Equipment | CFL-23W | 23W CFL | EISA-2020 compliant baseline lamp (100W equivalent) | Commercial | New | Schools K-12 | FL Zone 2 | Per Lamp | 0% | 71.37 | 54.717 | 16.653 | 0.23333 | 7.8 | 0.0039956 | 0.00092383 | 1.49 | https://www.homedepot.com/p/EcoSmart-100-Watt-Equivalent-A19-Halogen-Light-Bulb-4-Pack-324442/302639927 | 0 | No Labor Cost | 2.34 | https://www.homedepot.com/p/Philips-100W-Equivalent-Soft-White-2700K-T2-Spiral-CFL-Light-Bulb-4-Pack-434738/202827179 | 0 | No Labor Cost | 0.85 | bulb |  | 0.85
Equipment | CFL-23W | 23W CFL | EISA-2020 compliant baseline lamp (100W equivalent) | Commercial | New | Warehouse | FL Zone 2 | Per Lamp | 0% | 114.72 | 87.952 | 26.768 | 0.23333 | 7.8 | 0.0064226 | 0.001485 | 1.49 | https://www.homedepot.com/p/EcoSmart-100-Watt-Equivalent-A19-Halogen-Light-Bulb-4-Pack-324442/302639927 | 0 | No Labor Cost | 2.34 | https://www.homedepot.com/p/Philips-100W-Equivalent-Soft-White-2700K-T2-Spiral-CFL-Light-Bulb-4-Pack-434738/202827179 | 0 | No Labor Cost | 0.85 | bulb |  | 0.85
Equipment | High Bay Fluorescent (T5) | One 4' 4-Lamp High Bay T5 Fixture | Average Lumen Equivalent High Intensity Discharge Fixture | Commercial | Turnover | Assembly | FL Zone 2 | Per Unit | 0% | 898.2707 | 322.112 | 576.1587 | 0.64141 | 15 | 0.10655 | 0.10454 | 125 | Illinois 2018 Statewide TRM, Section 4.5.12 (4-lamp T5 high bay) | 82.76 | rate at $82.76/per labor hour assume 1 hours work, https://www.homewyse.com/services/cost_to_install_lighting_control_system.html | 225 | Illinois 2018 Statewide TRM, Section 4.5.12 (4-lamp T5 high bay) | 82.76 | rate at $82.76/per labor hour assume 1 hours work, https://www.homewyse.com/services/cost_to_install_lighting_control_system.html | 100 | fixture |  | 100
Equipment | High Bay Fluorescent (T5) | One 4' 4-Lamp High Bay T5 Fixture | Average Lumen Equivalent High Intensity Discharge Fixture | Commercial | Turnover | College and University | FL Zone 2 | Per Unit | 0% | 1376.7653 | 493.696 | 883.0693 | 0.64141 | 15 | 0.16331 | 0.16022 | 125 | Illinois 2018 Statewide TRM, Section 4.5.12 (4-lamp T5 high bay) | 82.76 | rate at $82.76/per labor hour assume 1 hours work, https://www.homewyse.com/services/cost_to_install_lighting_control_system.html | 225 | Illinois 2018 Statewide TRM, Section 4.5.12 (4-lamp T5 high bay) | 82.76 | rate at $82.76/per labor hour assume 1 hours work, https://www.homewyse.com/services/cost_to_install_lighting_control_system.html | 100 | fixture |  | 100
Equipment | High Bay Fluorescent (T5) | One 4' 4-Lamp High Bay T5 Fixture | Average Lumen Equivalent High Intensity Discharge Fixture | Commercial | Turnover | Grocery | FL Zone 2 | Per Unit | 0% | 1731.576 | 620.928 | 1110.648 | 0.64141 | 15 | 0.20539 | 0.20151 | 125 | Illinois 2018 Statewide TRM, Section 4.5.12 (4-lamp T5 high bay) | 82.76 | rate at $82.76/per labor hour assume 1 hours work, https://www.homewyse.com/services/cost_to_install_lighting_control_system.html | 225 | Illinois 2018 Statewide TRM, Section 4.5.12 (4-lamp T5 high bay) | 82.76 | rate at $82.76/per labor hour assume 1 hours work, https://www.homewyse.com/services/cost_to_install_lighting_control_system.html | 100 | fixture |  | 100
Equipment | High Bay Fluorescent (T5) | One 4' 4-Lamp High Bay T5 Fixture | Average Lumen Equivalent High Intensity Discharge Fixture | Commercial | Turnover | Healthcare | FL Zone 2 | Per Unit | 0% | 1570.412 | 563.136 | 1007.276 | 0.64141 | 15 | 0.18628 | 0.18276 | 125 | Illinois 2018 Statewide TRM, Section 4.5.12 (4-lamp T5 high bay) | 82.76 | rate at $82.76/per labor hour assume 1 hours work, https://www.homewyse.com/services/cost_to_install_lighting_control_system.html | 225 | Illinois 2018 Statewide TRM, Section 4.5.12 (4-lamp T5 high bay) | 82.76 | rate at $82.76/per labor hour assume 1 hours work, https://www.homewyse.com/services/cost_to_install_lighting_control_system.html | 100 | fixture |  | 100
Equipment | High Bay Fluorescent (T5) | One 4' 4-Lamp High Bay T5 Fixture | Average Lumen Equivalent High Intensity Discharge Fixture | Commercial | Turnover | Hospitals | FL Zone 2 | Per Unit | 0% | 2124.4913 | 761.824 | 1362.6673 | 0.64141 | 15 | 0.252 | 0.24724 | 125 | Illinois 2018 Statewide TRM, Section 4.5.12 (4-lamp T5 high bay) | 82.76 | rate at $82.76/per labor hour assume 1 hours work, https://www.homewyse.com/services/cost_to_install_lighting_control_system.html | 225 | Illinois 2018 Statewide TRM, Section 4.5.12 (4-lamp T5 high bay) | 82.76 | rate at $82.76/per labor hour assume 1 hours work, https://www.homewyse.com/services/cost_to_install_lighting_control_system.html | 100 | fixture |  | 100
Equipment | High Bay Fluorescent (T5) | One 4' 4-Lamp High Bay T5 Fixture | Average Lumen Equivalent High Intensity Discharge Fixture | Commercial | Turnover | Institutional | FL Zone 2 | Per Unit | 0% | 1030.3877 | 369.488 | 660.8997 | 0.64141 | 15 | 0.12222 | 0.11991 | 125 | Illinois 2018 Statewide TRM, Section 4.5.12 (4-lamp T5 high bay) | 82.76 | rate at $82.76/per labor hour assume 1 hours work, https://www.homewyse.com/services/cost_to_install_lighting_control_system.html | 225 | Illinois 2018 Statewide TRM, Section 4.5.12 (4-lamp T5 high bay) | 82.76 | rate at $82.76/per labor hour assume 1 hours work, https://www.homewyse.com/services/cost_to_install_lighting_control_system.html | 100 | fixture |  | 100
Equipment | High Bay Fluorescent (T5) | One 4' 4-Lamp High Bay T5 Fixture | Average Lumen Equivalent High Intensity Discharge Fixture | Commercial | Turnover | Lodging/Hospitality | FL Zone 2 | Per Unit | 0% | 1172.4993 | 420.448 | 752.0513 | 0.64141 | 15 | 0.13908 | 0.13645 | 125 | Illinois 2018 Statewide TRM, Section 4.5.12 (4-lamp T5 high bay) | 82.76 | rate at $82.76/per labor hour assume 1 hours work, https://www.homewyse.com/services/cost_to_install_lighting_control_system.html | 225 | Illinois 2018 Statewide TRM, Section 4.5.12 (4-lamp T5 high bay) | 82.76 | rate at $82.76/per labor hour assume 1 hours work, https://www.homewyse.com/services/cost_to_install_lighting_control_system.html | 100 | fixture |  | 100
Equipment | High Bay Fluorescent (T5) | One 4' 4-Lamp High Bay T5 Fixture | Average Lumen Equivalent High Intensity Discharge Fixture | Commercial | Turnover | Miscellaneous | FL Zone 2 | Per Unit | 0% | 1376.7653 | 493.696 | 883.0693 | 0.64141 | 15 | 0.16331 | 0.16022 | 125 | Illinois 2018 Statewide TRM, Section 4.5.12 (4-lamp T5 high bay) | 82.76 | rate at $82.76/per labor hour assume 1 hours work, https://www.homewyse.com/services/cost_to_install_lighting_control_system.html | 225 | Illinois 2018 Statewide TRM, Section 4.5.12 (4-lamp T5 high bay) | 82.76 | rate at $82.76/per labor hour assume 1 hours work, https://www.homewyse.com/services/cost_to_install_lighting_control_system.html | 100 | fixture |  | 100
Equipment | High Bay Fluorescent (T5) | One 4' 4-Lamp High Bay T5 Fixture | Average Lumen Equivalent High Intensity Discharge Fixture | Commercial | Turnover | Offices | FL Zone 2 | Per Unit | 0% | 1016.0203 | 364.336 | 651.6843 | 0.64141 | 15 | 0.12052 | 0.11824 | 125 | Illinois 2018 Statewide TRM, Section 4.5.12 (4-lamp T5 high bay) | 82.76 | rate at $82.76/per labor hour assume 1 hours work, https://www.homewyse.com/services/cost_to_install_lighting_control_system.html | 225 | Illinois 2018 Statewide TRM, Section 4.5.12 (4-lamp T5 high bay) | 82.76 | rate at $82.76/per labor hour assume 1 hours work, https://www.homewyse.com/services/cost_to_install_lighting_control_system.html | 100 | fixture |  | 100
Equipment | High Bay Fluorescent (T5) | One 4' 4-Lamp High Bay T5 Fixture | Average Lumen Equivalent High Intensity Discharge Fixture | Commercial | Turnover | Restaurants | FL Zone 2 | Per Unit | 0% | 1048.503 | 375.984 | 672.519 | 0.64141 | 15 | 0.12437 | 0.12202 | 125 | Illinois 2018 Statewide TRM, Section 4.5.12 (4-lamp T5 high bay) | 82.76 | rate at $82.76/per labor hour assume 1 hours work, https://www.homewyse.com/services/cost_to_install_lighting_control_system.html | 225 | Illinois 2018 Statewide TRM, Section 4.5.12 (4-lamp T5 high bay) | 82.76 | rate at $82.76/per labor hour assume 1 hours work, https://www.homewyse.com/services/cost_to_install_lighting_control_system.html | 100 | fixture |  | 100
Equipment | High Bay Fluorescent (T5) | One 4' 4-Lamp High Bay T5 Fixture | Average Lumen Equivalent High Intensity Discharge Fixture | Commercial | Turnover | Retail | FL Zone 2 | Per Unit | 0% | 1556.6693 | 558.208 | 998.4613 | 0.64141 | 15 | 0.18465 | 0.18116 | 125 | Illinois 2018 Statewide TRM, Section 4.5.12 (4-lamp T5 high bay) | 82.76 | rate at $82.76/per labor hour assume 1 hours work, https://www.homewyse.com/services/cost_to_install_lighting_control_system.html | 225 | Illinois 2018 Statewide TRM, Section 4.5.12 (4-lamp T5 high bay) | 82.76 | rate at $82.76/per labor hour assume 1 hours work, https://www.homewyse.com/services/cost_to_install_lighting_control_system.html | 100 | fixture |  | 100
Equipment | High Bay Fluorescent (T5) | One 4' 4-Lamp High Bay T5 Fixture | Average Lumen Equivalent High Intensity Discharge Fixture | Commercial | Turnover | Schools K-12 | FL Zone 2 | Per Unit | 0% | 743.041 | 266.448 | 476.593 | 0.64141 | 15 | 0.088136 | 0.086472 | 125 | Illinois 2018 Statewide TRM, Section 4.5.12 (4-lamp T5 high bay) | 82.76 | rate at $82.76/per labor hour assume 1 hours work, https://www.homewyse.com/services/cost_to_install_lighting_control_system.html | 225 | Illinois 2018 Statewide TRM, Section 4.5.12 (4-lamp T5 high bay) | 82.76 | rate at $82.76/per labor hour assume 1 hours work, https://www.homewyse.com/services/cost_to_install_lighting_control_system.html | 100 | fixture |  | 100
Equipment | High Bay Fluorescent (T5) | One 4' 4-Lamp High Bay T5 Fixture | Average Lumen Equivalent High Intensity Discharge Fixture | Commercial | Turnover | Warehouse | FL Zone 2 | Per Unit | 0% | 1194.3627 | 428.288 | 766.0747 | 0.64141 | 15 | 0.14167 | 0.13899 | 125 | Illinois 2018 Statewide TRM, Section 4.5.12 (4-lamp T5 high bay) | 82.76 | rate at $82.76/per labor hour assume 1 hours work, https://www.homewyse.com/services/cost_to_install_lighting_control_system.html | 225 | Illinois 2018 Statewide TRM, Section 4.5.12 (4-lamp T5 high bay) | 82.76 | rate at $82.76/per labor hour assume 1 hours work, https://www.homewyse.com/services/cost_to_install_lighting_control_system.html | 100 | fixture |  | 100
Equipment | High Bay Fluorescent (T5) | One 4' 4-Lamp High Bay T5 Fixture | Average Lumen Equivalent High Intensity Discharge Fixture | Commercial | New | Assembly | FL Zone 2 | Per Unit | 0% | 898.2707 | 322.112 | 576.1587 | 0.64141 | 15 | 0.10655 | 0.10454 | 125 | Illinois 2018 Statewide TRM, Section 4.5.12 (4-lamp T5 high bay) | 82.76 | rate at $82.76/per labor hour assume 1 hours work, https://www.homewyse.com/services/cost_to_install_lighting_control_system.html | 225 | Illinois 2018 Statewide TRM, Section 4.5.12 (4-lamp T5 high bay) | 82.76 | rate at $82.76/per labor hour assume 1 hours work, https://www.homewyse.com/services/cost_to_install_lighting_control_system.html | 100 | fixture |  | 100
Equipment | High Bay Fluorescent (T5) | One 4' 4-Lamp High Bay T5 Fixture | Average Lumen Equivalent High Intensity Discharge Fixture | Commercial | New | College and University | FL Zone 2 | Per Unit | 0% | 1376.7653 | 493.696 | 883.0693 | 0.64141 | 15 | 0.16331 | 0.16022 | 125 | Illinois 2018 Statewide TRM, Section 4.5.12 (4-lamp T5 high bay) | 82.76 | rate at $82.76/per labor hour assume 1 hours work, https://www.homewyse.com/services/cost_to_install_lighting_control_system.html | 225 | Illinois 2018 Statewide TRM, Section 4.5.12 (4-lamp T5 high bay) | 82.76 | rate at $82.76/per labor hour assume 1 hours work, https://www.homewyse.com/services/cost_to_install_lighting_control_system.html | 100 | fixture |  | 100
Equipment | High Bay Fluorescent (T5) | One 4' 4-Lamp High Bay T5 Fixture | Average Lumen Equivalent High Intensity Discharge Fixture | Commercial | New | Grocery | FL Zone 2 | Per Unit | 0% | 1731.576 | 620.928 | 1110.648 | 0.64141 | 15 | 0.20539 | 0.20151 | 125 | Illinois 2018 Statewide TRM, Section 4.5.12 (4-lamp T5 high bay) | 82.76 | rate at $82.76/per labor hour assume 1 hours work, https://www.homewyse.com/services/cost_to_install_lighting_control_system.html | 225 | Illinois 2018 Statewide TRM, Section 4.5.12 (4-lamp T5 high bay) | 82.76 | rate at $82.76/per labor hour assume 1 hours work, https://www.homewyse.com/services/cost_to_install_lighting_control_system.html | 100 | fixture |  | 100
Equipment | High Bay Fluorescent (T5) | One 4' 4-Lamp High Bay T5 Fixture | Average Lumen Equivalent High Intensity Discharge Fixture | Commercial | New | Healthcare | FL Zone 2 | Per Unit | 0% | 1570.412 | 563.136 | 1007.276 | 0.64141 | 15 | 0.18628 | 0.18276 | 125 | Illinois 2018 Statewide TRM, Section 4.5.12 (4-lamp T5 high bay) | 82.76 | rate at $82.76/per labor hour assume 1 hours work, https://www.homewyse.com/services/cost_to_install_lighting_control_system.html | 225 | Illinois 2018 Statewide TRM, Section 4.5.12 (4-lamp T5 high bay) | 82.76 | rate at $82.76/per labor hour assume 1 hours work, https://www.homewyse.com/services/cost_to_install_lighting_control_system.html | 100 | fixture |  | 100
Equipment | High Bay Fluorescent (T5) | One 4' 4-Lamp High Bay T5 Fixture | Average Lumen Equivalent High Intensity Discharge Fixture | Commercial | New | Hospitals | FL Zone 2 | Per Unit | 0% | 2124.4913 | 761.824 | 1362.6673 | 0.64141 | 15 | 0.252 | 0.24724 | 125 | Illinois 2018 Statewide TRM, Section 4.5.12 (4-lamp T5 high bay) | 82.76 | rate at $82.76/per labor hour assume 1 hours work, https://www.homewyse.com/services/cost_to_install_lighting_control_system.html | 225 | Illinois 2018 Statewide TRM, Section 4.5.12 (4-lamp T5 high bay) | 82.76 | rate at $82.76/per labor hour assume 1 hours work, https://www.homewyse.com/services/cost_to_install_lighting_control_system.html | 100 | fixture |  | 100
Equipment | High Bay Fluorescent (T5) | One 4' 4-Lamp High Bay T5 Fixture | Average Lumen Equivalent High Intensity Discharge Fixture | Commercial | New | Institutional | FL Zone 2 | Per Unit | 0% | 1030.3877 | 369.488 | 660.8997 | 0.64141 | 15 | 0.12222 | 0.11991 | 125 | Illinois 2018 Statewide TRM, Section 4.5.12 (4-lamp T5 high bay) | 82.76 | rate at $82.76/per labor hour assume 1 hours work, https://www.homewyse.com/services/cost_to_install_lighting_control_system.html | 225 | Illinois 2018 Statewide TRM, Section 4.5.12 (4-lamp T5 high bay) | 82.76 | rate at $82.76/per labor hour assume 1 hours work, https://www.homewyse.com/services/cost_to_install_lighting_control_system.html | 100 | fixture |  | 100
Equipment | High Bay Fluorescent (T5) | One 4' 4-Lamp High Bay T5 Fixture | Average Lumen Equivalent High Intensity Discharge Fixture | Commercial | New | Lodging/Hospitality | FL Zone 2 | Per Unit | 0% | 1172.4993 | 420.448 | 752.0513 | 0.64141 | 15 | 0.13908 | 0.13645 | 125 | Illinois 2018 Statewide TRM, Section 4.5.12 (4-lamp T5 high bay) | 82.76 | rate at $82.76/per labor hour assume 1 hours work, https://www.homewyse.com/services/cost_to_install_lighting_control_system.html | 225 | Illinois 2018 Statewide TRM, Section 4.5.12 (4-lamp T5 high bay) | 82.76 | rate at $82.76/per labor hour assume 1 hours work, https://www.homewyse.com/services/cost_to_install_lighting_control_system.html | 100 | fixture |  | 100
Equipment | High Bay Fluorescent (T5) | One 4' 4-Lamp High Bay T5 Fixture | Average Lumen Equivalent High Intensity Discharge Fixture | Commercial | New | Miscellaneous | FL Zone 2 | Per Unit | 0% | 1376.7653 | 493.696 | 883.0693 | 0.64141 | 15 | 0.16331 | 0.16022 | 125 | Illinois 2018 Statewide TRM, Section 4.5.12 (4-lamp T5 high bay) | 82.76 | rate at $82.76/per labor hour assume 1 hours work, https://www.homewyse.com/services/cost_to_install_lighting_control_system.html | 225 | Illinois 2018 Statewide TRM, Section 4.5.12 (4-lamp T5 high bay) | 82.76 | rate at $82.76/per labor hour assume 1 hours work, https://www.homewyse.com/services/cost_to_install_lighting_control_system.html | 100 | fixture |  | 100
Equipment | High Bay Fluorescent (T5) | One 4' 4-Lamp High Bay T5 Fixture | Average Lumen Equivalent High Intensity Discharge Fixture | Commercial | New | Offices | FL Zone 2 | Per Unit | 0% | 1016.0203 | 364.336 | 651.6843 | 0.64141 | 15 | 0.12052 | 0.11824 | 125 | Illinois 2018 Statewide TRM, Section 4.5.12 (4-lamp T5 high bay) | 82.76 | rate at $82.76/per labor hour assume 1 hours work, https://www.homewyse.com/services/cost_to_install_lighting_control_system.html | 225 | Illinois 2018 Statewide TRM, Section 4.5.12 (4-lamp T5 high bay) | 82.76 | rate at $82.76/per labor hour assume 1 hours work, https://www.homewyse.com/services/cost_to_install_lighting_control_system.html | 100 | fixture |  | 100
Equipment | High Bay Fluorescent (T5) | One 4' 4-Lamp High Bay T5 Fixture | Average Lumen Equivalent High Intensity Discharge Fixture | Commercial | New | Restaurants | FL Zone 2 | Per Unit | 0% | 1048.503 | 375.984 | 672.519 | 0.64141 | 15 | 0.12437 | 0.12202 | 125 | Illinois 2018 Statewide TRM, Section 4.5.12 (4-lamp T5 high bay) | 82.76 | rate at $82.76/per labor hour assume 1 hours work, https://www.homewyse.com/services/cost_to_install_lighting_control_system.html | 225 | Illinois 2018 Statewide TRM, Section 4.5.12 (4-lamp T5 high bay) | 82.76 | rate at $82.76/per labor hour assume 1 hours work, https://www.homewyse.com/services/cost_to_install_lighting_control_system.html | 100 | fixture |  | 100
Equipment | High Bay Fluorescent (T5) | One 4' 4-Lamp High Bay T5 Fixture | Average Lumen Equivalent High Intensity Discharge Fixture | Commercial | New | Retail | FL Zone 2 | Per Unit | 0% | 1556.6693 | 558.208 | 998.4613 | 0.64141 | 15 | 0.18465 | 0.18116 | 125 | Illinois 2018 Statewide TRM, Section 4.5.12 (4-lamp T5 high bay) | 82.76 | rate at $82.76/per labor hour assume 1 hours work, https://www.homewyse.com/services/cost_to_install_lighting_control_system.html | 225 | Illinois 2018 Statewide TRM, Section 4.5.12 (4-lamp T5 high bay) | 82.76 | rate at $82.76/per labor hour assume 1 hours work, https://www.homewyse.com/services/cost_to_install_lighting_control_system.html | 100 | fixture |  | 100
Equipment | High Bay Fluorescent (T5) | One 4' 4-Lamp High Bay T5 Fixture | Average Lumen Equivalent High Intensity Discharge Fixture | Commercial | New | Schools K-12 | FL Zone 2 | Per Unit | 0% | 743.041 | 266.448 | 476.593 | 0.64141 | 15 | 0.088136 | 0.086472 | 125 | Illinois 2018 Statewide TRM, Section 4.5.12 (4-lamp T5 high bay) | 82.76 | rate at $82.76/per labor hour assume 1 hours work, https://www.homewyse.com/services/cost_to_install_lighting_control_system.html | 225 | Illinois 2018 Statewide TRM, Section 4.5.12 (4-lamp T5 high bay) | 82.76 | rate at $82.76/per labor hour assume 1 hours work, https://www.homewyse.com/services/cost_to_install_lighting_control_system.html | 100 | fixture |  | 100
Equipment | High Bay Fluorescent (T5) | One 4' 4-Lamp High Bay T5 Fixture | Average Lumen Equivalent High Intensity Discharge Fixture | Commercial | New | Warehouse | FL Zone 2 | Per Unit | 0% | 1194.3627 | 428.288 | 766.0747 | 0.64141 | 15 | 0.14167 | 0.13899 | 125 | Illinois 2018 Statewide TRM, Section 4.5.12 (4-lamp T5 high bay) | 82.76 | rate at $82.76/per labor hour assume 1 hours work, https://www.homewyse.com/services/cost_to_install_lighting_control_system.html | 225 | Illinois 2018 Statewide TRM, Section 4.5.12 (4-lamp T5 high bay) | 82.76 | rate at $82.76/per labor hour assume 1 hours work, https://www.homewyse.com/services/cost_to_install_lighting_control_system.html | 100 | fixture |  | 100
Equipment | High Bay LED | One 150W High Bay LED Fixture | Weighted Existing Fluorescent High-Bay Fixture | Commercial | Turnover | Assembly | FL Zone 2 | Per Fixture | 65.91% | 898.2707 | 316.36 | 581.9107 | 0.64781 | 15 | 0.10761 | 0.10558 | 149 | Mid-Atlantic TRM V7.0, 2017 for LED High Bay fixture up to 220w | 82.76 | rate at $82.76/per labor hour assume 1 hours work, https://www.homewyse.com/services/cost_to_install_lighting_control_system.html | 298 | Mid-Atlantic TRM V7.0, 2017 for LED High Bay fixture up to 220w | 82.76 | rate at $82.76/per labor hour assume 1 hours work, https://www.homewyse.com/services/cost_to_install_lighting_control_system.html | 149 | fixture |  | 149
Equipment | High Bay LED | One 150W High Bay LED Fixture | Weighted Existing Fluorescent High-Bay Fixture | Commercial | Turnover | College and University | FL Zone 2 | Per Fixture | 0% | 1376.7653 | 484.88 | 891.8853 | 0.64781 | 15 | 0.16494 | 0.16182 | 149 | Mid-Atlantic TRM V7.0, 2017 for LED High Bay fixture up to 220w | 82.76 | rate at $82.76/per labor hour assume 1 hours work, https://www.homewyse.com/services/cost_to_install_lighting_control_system.html | 298 | Mid-Atlantic TRM V7.0, 2017 for LED High Bay fixture up to 220w | 82.76 | rate at $82.76/per labor hour assume 1 hours work, https://www.homewyse.com/services/cost_to_install_lighting_control_system.html | 149 | fixture |  | 149
Equipment | High Bay LED | One 150W High Bay LED Fixture | Weighted Existing Fluorescent High-Bay Fixture | Commercial | Turnover | Grocery | FL Zone 2 | Per Fixture | 0% | 1731.576 | 609.84 | 1121.736 | 0.64781 | 15 | 0.20744 | 0.20353 | 149 | Mid-Atlantic TRM V7.0, 2017 for LED High Bay fixture up to 220w | 82.76 | rate at $82.76/per labor hour assume 1 hours work, https://www.homewyse.com/services/cost_to_install_lighting_control_system.html | 298 | Mid-Atlantic TRM V7.0, 2017 for LED High Bay fixture up to 220w | 82.76 | rate at $82.76/per labor hour assume 1 hours work, https://www.homewyse.com/services/cost_to_install_lighting_control_system.html | 149 | fixture |  | 149
Equipment | High Bay LED | One 150W High Bay LED Fixture | Weighted Existing Fluorescent High-Bay Fixture | Commercial | Turnover | Healthcare | FL Zone 2 | Per Fixture | 0% | 1570.412 | 553.08 | 1017.332 | 0.64781 | 15 | 0.18814 | 0.18458 | 149 | Mid-Atlantic TRM V7.0, 2017 for LED High Bay fixture up to 220w | 82.76 | rate at $82.76/per labor hour assume 1 hours work, https://www.homewyse.com/services/cost_to_install_lighting_control_system.html | 298 | Mid-Atlantic TRM V7.0, 2017 for LED High Bay fixture up to 220w | 82.76 | rate at $82.76/per labor hour assume 1 hours work, https://www.homewyse.com/services/cost_to_install_lighting_control_system.html | 149 | fixture |  | 149
Equipment | High Bay LED | One 150W High Bay LED Fixture | Weighted Existing Fluorescent High-Bay Fixture | Commercial | Turnover | Hospitals | FL Zone 2 | Per Fixture | 0% | 2124.4913 | 748.22 | 1376.2713 | 0.64781 | 15 | 0.25451 | 0.24971 | 149 | Mid-Atlantic TRM V7.0, 2017 for LED High Bay fixture up to 220w | 82.76 | rate at $82.76/per labor hour assume 1 hours work, https://www.homewyse.com/services/cost_to_install_lighting_control_system.html | 298 | Mid-Atlantic TRM V7.0, 2017 for LED High Bay fixture up to 220w | 82.76 | rate at $82.76/per labor hour assume 1 hours work, https://www.homewyse.com/services/cost_to_install_lighting_control_system.html | 149 | fixture |  | 149
Equipment | High Bay LED | One 150W High Bay LED Fixture | Weighted Existing Fluorescent High-Bay Fixture | Commercial | Turnover | Institutional | FL Zone 2 | Per Fixture | 0% | 1030.3877 | 362.89 | 667.4977 | 0.64781 | 15 | 0.12344 | 0.12111 | 149 | Mid-Atlantic TRM V7.0, 2017 for LED High Bay fixture up to 220w | 82.76 | rate at $82.76/per labor hour assume 1 hours work, https://www.homewyse.com/services/cost_to_install_lighting_control_system.html | 298 | Mid-Atlantic TRM V7.0, 2017 for LED High Bay fixture up to 220w | 82.76 | rate at $82.76/per labor hour assume 1 hours work, https://www.homewyse.com/services/cost_to_install_lighting_control_system.html | 149 | fixture |  | 149
Equipment | High Bay LED | One 150W High Bay LED Fixture | Weighted Existing Fluorescent High-Bay Fixture | Commercial | Turnover | Lodging/Hospitality | FL Zone 2 | Per Fixture | 0% | 1172.4993 | 412.94 | 759.5593 | 0.64781 | 15 | 0.14047 | 0.13781 | 149 | Mid-Atlantic TRM V7.0, 2017 for LED High Bay fixture up to 220w | 82.76 | rate at $82.76/per labor hour assume 1 hours work, https://www.homewyse.com/services/cost_to_install_lighting_control_system.html | 298 | Mid-Atlantic TRM V7.0, 2017 for LED High Bay fixture up to 220w | 82.76 | rate at $82.76/per labor hour assume 1 hours work, https://www.homewyse.com/services/cost_to_install_lighting_control_system.html | 149 | fixture |  | 149
Equipment | High Bay LED | One 150W High Bay LED Fixture | Weighted Existing Fluorescent High-Bay Fixture | Commercial | Turnover | Miscellaneous | FL Zone 2 | Per Fixture | 0% | 1376.7653 | 484.88 | 891.8853 | 0.64781 | 15 | 0.16494 | 0.16182 | 149 | Mid-Atlantic TRM V7.0, 2017 for LED High Bay fixture up to 220w | 82.76 | rate at $82.76/per labor hour assume 1 hours work, https://www.homewyse.com/services/cost_to_install_lighting_control_system.html | 298 | Mid-Atlantic TRM V7.0, 2017 for LED High Bay fixture up to 220w | 82.76 | rate at $82.76/per labor hour assume 1 hours work, https://www.homewyse.com/services/cost_to_install_lighting_control_system.html | 149 | fixture |  | 149
Equipment | High Bay LED | One 150W High Bay LED Fixture | Weighted Existing Fluorescent High-Bay Fixture | Commercial | Turnover | Offices | FL Zone 2 | Per Fixture | 0% | 1016.0203 | 357.83 | 658.1903 | 0.64781 | 15 | 0.12172 | 0.11942 | 149 | Mid-Atlantic TRM V7.0, 2017 for LED High Bay fixture up to 220w | 82.76 | rate at $82.76/per labor hour assume 1 hours work, https://www.homewyse.com/services/cost_to_install_lighting_control_system.html | 298 | Mid-Atlantic TRM V7.0, 2017 for LED High Bay fixture up to 220w | 82.76 | rate at $82.76/per labor hour assume 1 hours work, https://www.homewyse.com/services/cost_to_install_lighting_control_system.html | 149 | fixture |  | 149
Equipment | High Bay LED | One 150W High Bay LED Fixture | Weighted Existing Fluorescent High-Bay Fixture | Commercial | Turnover | Restaurants | FL Zone 2 | Per Fixture | 0% | 1048.503 | 369.27 | 679.233 | 0.64781 | 15 | 0.12561 | 0.12324 | 149 | Mid-Atlantic TRM V7.0, 2017 for LED High Bay fixture up to 220w | 82.76 | rate at $82.76/per labor hour assume 1 hours work, https://www.homewyse.com/services/cost_to_install_lighting_control_system.html | 298 | Mid-Atlantic TRM V7.0, 2017 for LED High Bay fixture up to 220w | 82.76 | rate at $82.76/per labor hour assume 1 hours work, https://www.homewyse.com/services/cost_to_install_lighting_control_system.html | 149 | fixture |  | 149
Equipment | High Bay LED | One 150W High Bay LED Fixture | Weighted Existing Fluorescent High-Bay Fixture | Commercial | Turnover | Retail | FL Zone 2 | Per Fixture | 65.91% | 1556.6693 | 548.24 | 1008.4293 | 0.64781 | 15 | 0.18649 | 0.18297 | 149 | Mid-Atlantic TRM V7.0, 2017 for LED High Bay fixture up to 220w | 82.76 | rate at $82.76/per labor hour assume 1 hours work, https://www.homewyse.com/services/cost_to_install_lighting_control_system.html | 298 | Mid-Atlantic TRM V7.0, 2017 for LED High Bay fixture up to 220w | 82.76 | rate at $82.76/per labor hour assume 1 hours work, https://www.homewyse.com/services/cost_to_install_lighting_control_system.html | 149 | fixture |  | 149
Equipment | High Bay LED | One 150W High Bay LED Fixture | Weighted Existing Fluorescent High-Bay Fixture | Commercial | Turnover | Schools K-12 | FL Zone 2 | Per Fixture | 0% | 743.041 | 261.69 | 481.351 | 0.64781 | 15 | 0.089016 | 0.087335 | 149 | Mid-Atlantic TRM V7.0, 2017 for LED High Bay fixture up to 220w | 82.76 | rate at $82.76/per labor hour assume 1 hours work, https://www.homewyse.com/services/cost_to_install_lighting_control_system.html | 298 | Mid-Atlantic TRM V7.0, 2017 for LED High Bay fixture up to 220w | 82.76 | rate at $82.76/per labor hour assume 1 hours work, https://www.homewyse.com/services/cost_to_install_lighting_control_system.html | 149 | fixture |  | 149
Equipment | High Bay LED | One 150W High Bay LED Fixture | Weighted Existing Fluorescent High-Bay Fixture | Commercial | Turnover | Warehouse | FL Zone 2 | Per Fixture | 65.91% | 1194.3627 | 420.64 | 773.7227 | 0.64781 | 15 | 0.14308 | 0.14038 | 149 | Mid-Atlantic TRM V7.0, 2017 for LED High Bay fixture up to 220w | 82.76 | rate at $82.76/per labor hour assume 1 hours work, https://www.homewyse.com/services/cost_to_install_lighting_control_system.html | 298 | Mid-Atlantic TRM V7.0, 2017 for LED High Bay fixture up to 220w | 82.76 | rate at $82.76/per labor hour assume 1 hours work, https://www.homewyse.com/services/cost_to_install_lighting_control_system.html | 149 | fixture |  | 149
Equipment | High Bay LED | One 150W High Bay LED Fixture | Weighted Existing Fluorescent High-Bay Fixture | Commercial | New | Assembly | FL Zone 2 | Per Fixture | 0% | 898.2707 | 316.36 | 581.9107 | 0.64781 | 15 | 0.10761 | 0.10558 | 149 | Mid-Atlantic TRM V7.0, 2017 for LED High Bay fixture up to 220w | 82.76 | rate at $82.76/per labor hour assume 1 hours work, https://www.homewyse.com/services/cost_to_install_lighting_control_system.html | 298 | Mid-Atlantic TRM V7.0, 2017 for LED High Bay fixture up to 220w | 82.76 | rate at $82.76/per labor hour assume 1 hours work, https://www.homewyse.com/services/cost_to_install_lighting_control_system.html | 149 | fixture |  | 149
Equipment | High Bay LED | One 150W High Bay LED Fixture | Weighted Existing Fluorescent High-Bay Fixture | Commercial | New | College and University | FL Zone 2 | Per Fixture | 0% | 1376.7653 | 484.88 | 891.8853 | 0.64781 | 15 | 0.16494 | 0.16182 | 149 | Mid-Atlantic TRM V7.0, 2017 for LED High Bay fixture up to 220w | 82.76 | rate at $82.76/per labor hour assume 1 hours work, https://www.homewyse.com/services/cost_to_install_lighting_control_system.html | 298 | Mid-Atlantic TRM V7.0, 2017 for LED High Bay fixture up to 220w | 82.76 | rate at $82.76/per labor hour assume 1 hours work, https://www.homewyse.com/services/cost_to_install_lighting_control_system.html | 149 | fixture |  | 149
Equipment | High Bay LED | One 150W High Bay LED Fixture | Weighted Existing Fluorescent High-Bay Fixture | Commercial | New | Grocery | FL Zone 2 | Per Fixture | 0% | 1731.576 | 609.84 | 1121.736 | 0.64781 | 15 | 0.20744 | 0.20353 | 149 | Mid-Atlantic TRM V7.0, 2017 for LED High Bay fixture up to 220w | 82.76 | rate at $82.76/per labor hour assume 1 hours work, https://www.homewyse.com/services/cost_to_install_lighting_control_system.html | 298 | Mid-Atlantic TRM V7.0, 2017 for LED High Bay fixture up to 220w | 82.76 | rate at $82.76/per labor hour assume 1 hours work, https://www.homewyse.com/services/cost_to_install_lighting_control_system.html | 149 | fixture |  | 149
Equipment | High Bay LED | One 150W High Bay LED Fixture | Weighted Existing Fluorescent High-Bay Fixture | Commercial | New | Healthcare | FL Zone 2 | Per Fixture | 0% | 1570.412 | 553.08 | 1017.332 | 0.64781 | 15 | 0.18814 | 0.18458 | 149 | Mid-Atlantic TRM V7.0, 2017 for LED High Bay fixture up to 220w | 82.76 | rate at $82.76/per labor hour assume 1 hours work, https://www.homewyse.com/services/cost_to_install_lighting_control_system.html | 298 | Mid-Atlantic TRM V7.0, 2017 for LED High Bay fixture up to 220w | 82.76 | rate at $82.76/per labor hour assume 1 hours work, https://www.homewyse.com/services/cost_to_install_lighting_control_system.html | 149 | fixture |  | 149
Equipment | High Bay LED | One 150W High Bay LED Fixture | Weighted Existing Fluorescent High-Bay Fixture | Commercial | New | Hospitals | FL Zone 2 | Per Fixture | 0% | 2124.4913 | 748.22 | 1376.2713 | 0.64781 | 15 | 0.25451 | 0.24971 | 149 | Mid-Atlantic TRM V7.0, 2017 for LED High Bay fixture up to 220w | 82.76 | rate at $82.76/per labor hour assume 1 hours work, https://www.homewyse.com/services/cost_to_install_lighting_control_system.html | 298 | Mid-Atlantic TRM V7.0, 2017 for LED High Bay fixture up to 220w | 82.76 | rate at $82.76/per labor hour assume 1 hours work, https://www.homewyse.com/services/cost_to_install_lighting_control_system.html | 149 | fixture |  | 149
Equipment | High Bay LED | One 150W High Bay LED Fixture | Weighted Existing Fluorescent High-Bay Fixture | Commercial | New | Institutional | FL Zone 2 | Per Fixture | 0% | 1030.3877 | 362.89 | 667.4977 | 0.64781 | 15 | 0.12344 | 0.12111 | 149 | Mid-Atlantic TRM V7.0, 2017 for LED High Bay fixture up to 220w | 82.76 | rate at $82.76/per labor hour assume 1 hours work, https://www.homewyse.com/services/cost_to_install_lighting_control_system.html | 298 | Mid-Atlantic TRM V7.0, 2017 for LED High Bay fixture up to 220w | 82.76 | rate at $82.76/per labor hour assume 1 hours work, https://www.homewyse.com/services/cost_to_install_lighting_control_system.html | 149 | fixture |  | 149
Equipment | High Bay LED | One 150W High Bay LED Fixture | Weighted Existing Fluorescent High-Bay Fixture | Commercial | New | Lodging/Hospitality | FL Zone 2 | Per Fixture | 0% | 1172.4993 | 412.94 | 759.5593 | 0.64781 | 15 | 0.14047 | 0.13781 | 149 | Mid-Atlantic TRM V7.0, 2017 for LED High Bay fixture up to 220w | 82.76 | rate at $82.76/per labor hour assume 1 hours work, https://www.homewyse.com/services/cost_to_install_lighting_control_system.html | 298 | Mid-Atlantic TRM V7.0, 2017 for LED High Bay fixture up to 220w | 82.76 | rate at $82.76/per labor hour assume 1 hours work, https://www.homewyse.com/services/cost_to_install_lighting_control_system.html | 149 | fixture |  | 149
Equipment | High Bay LED | One 150W High Bay LED Fixture | Weighted Existing Fluorescent High-Bay Fixture | Commercial | New | Miscellaneous | FL Zone 2 | Per Fixture | 0% | 1376.7653 | 484.88 | 891.8853 | 0.64781 | 15 | 0.16494 | 0.16182 | 149 | Mid-Atlantic TRM V7.0, 2017 for LED High Bay fixture up to 220w | 82.76 | rate at $82.76/per labor hour assume 1 hours work, https://www.homewyse.com/services/cost_to_install_lighting_control_system.html | 298 | Mid-Atlantic TRM V7.0, 2017 for LED High Bay fixture up to 220w | 82.76 | rate at $82.76/per labor hour assume 1 hours work, https://www.homewyse.com/services/cost_to_install_lighting_control_system.html | 149 | fixture |  | 149
Equipment | High Bay LED | One 150W High Bay LED Fixture | Weighted Existing Fluorescent High-Bay Fixture | Commercial | New | Offices | FL Zone 2 | Per Fixture | 0% | 1016.0203 | 357.83 | 658.1903 | 0.64781 | 15 | 0.12172 | 0.11942 | 149 | Mid-Atlantic TRM V7.0, 2017 for LED High Bay fixture up to 220w | 82.76 | rate at $82.76/per labor hour assume 1 hours work, https://www.homewyse.com/services/cost_to_install_lighting_control_system.html | 298 | Mid-Atlantic TRM V7.0, 2017 for LED High Bay fixture up to 220w | 82.76 | rate at $82.76/per labor hour assume 1 hours work, https://www.homewyse.com/services/cost_to_install_lighting_control_system.html | 149 | fixture |  | 149
Equipment | High Bay LED | One 150W High Bay LED Fixture | Weighted Existing Fluorescent High-Bay Fixture | Commercial | New | Restaurants | FL Zone 2 | Per Fixture | 0% | 1048.503 | 369.27 | 679.233 | 0.64781 | 15 | 0.12561 | 0.12324 | 149 | Mid-Atlantic TRM V7.0, 2017 for LED High Bay fixture up to 220w | 82.76 | rate at $82.76/per labor hour assume 1 hours work, https://www.homewyse.com/services/cost_to_install_lighting_control_system.html | 298 | Mid-Atlantic TRM V7.0, 2017 for LED High Bay fixture up to 220w | 82.76 | rate at $82.76/per labor hour assume 1 hours work, https://www.homewyse.com/services/cost_to_install_lighting_control_system.html | 149 | fixture |  | 149
Equipment | High Bay LED | One 150W High Bay LED Fixture | Weighted Existing Fluorescent High-Bay Fixture | Commercial | New | Retail | FL Zone 2 | Per Fixture | 0% | 1556.6693 | 548.24 | 1008.4293 | 0.64781 | 15 | 0.18649 | 0.18297 | 149 | Mid-Atlantic TRM V7.0, 2017 for LED High Bay fixture up to 220w | 82.76 | rate at $82.76/per labor hour assume 1 hours work, https://www.homewyse.com/services/cost_to_install_lighting_control_system.html | 298 | Mid-Atlantic TRM V7.0, 2017 for LED High Bay fixture up to 220w | 82.76 | rate at $82.76/per labor hour assume 1 hours work, https://www.homewyse.com/services/cost_to_install_lighting_control_system.html | 149 | fixture |  | 149
Equipment | High Bay LED | One 150W High Bay LED Fixture | Weighted Existing Fluorescent High-Bay Fixture | Commercial | New | Schools K-12 | FL Zone 2 | Per Fixture | 0% | 743.041 | 261.69 | 481.351 | 0.64781 | 15 | 0.089016 | 0.087335 | 149 | Mid-Atlantic TRM V7.0, 2017 for LED High Bay fixture up to 220w | 82.76 | rate at $82.76/per labor hour assume 1 hours work, https://www.homewyse.com/services/cost_to_install_lighting_control_system.html | 298 | Mid-Atlantic TRM V7.0, 2017 for LED High Bay fixture up to 220w | 82.76 | rate at $82.76/per labor hour assume 1 hours work, https://www.homewyse.com/services/cost_to_install_lighting_control_system.html | 149 | fixture |  | 149
Equipment | High Bay LED | One 150W High Bay LED Fixture | Weighted Existing Fluorescent High-Bay Fixture | Commercial | New | Warehouse | FL Zone 2 | Per Fixture | 0% | 1194.3627 | 420.64 | 773.7227 | 0.64781 | 15 | 0.14308 | 0.14038 | 149 | Mid-Atlantic TRM V7.0, 2017 for LED High Bay fixture up to 220w | 82.76 | rate at $82.76/per labor hour assume 1 hours work, https://www.homewyse.com/services/cost_to_install_lighting_control_system.html | 298 | Mid-Atlantic TRM V7.0, 2017 for LED High Bay fixture up to 220w | 82.76 | rate at $82.76/per labor hour assume 1 hours work, https://www.homewyse.com/services/cost_to_install_lighting_control_system.html | 149 | fixture |  | 149
Equipment | LED - 14W | 14W LED | EISA-2020 compliant baseline lamp (100W equivalent) | Commercial | Turnover | Assembly | FL Zone 2 | Per Lamp | 86.42% | 86.28 | 40.264 | 46.016 | 0.53333 | 15 | 0.011041 | 0.0025527 | 1.49 | https://www.homedepot.com/p/EcoSmart-100-Watt-Equivalent-A19-Halogen-Light-Bulb-4-Pack-324442/302639927 | 0 | No Labor Cost | 3.37 | https://www.homedepot.com/p/EcoSmart-100-Watt-Equivalent-A19-Non-Dimmable-LED-Light-Bulb-Daylight-4-Pack-A7A19A100WUL03/303574633 | 0 | No Labor Cost | 1.88 | bulb |  | 1.88
Equipment | LED - 14W | 14W LED | EISA-2020 compliant baseline lamp (100W equivalent) | Commercial | Turnover | College and University | FL Zone 2 | Per Lamp | 86.42% | 132.24 | 61.712 | 70.528 | 0.53333 | 15 | 0.0071686 | 0.0070204 | 1.49 | https://www.homedepot.com/p/EcoSmart-100-Watt-Equivalent-A19-Halogen-Light-Bulb-4-Pack-324442/302639927 | 0 | No Labor Cost | 3.37 | https://www.homedepot.com/p/EcoSmart-100-Watt-Equivalent-A19-Non-Dimmable-LED-Light-Bulb-Daylight-4-Pack-A7A19A100WUL03/303574633 | 0 | No Labor Cost | 1.88 | bulb |  | 1.88
Equipment | LED - 14W | 14W LED | EISA-2020 compliant baseline lamp (100W equivalent) | Commercial | Turnover | Grocery | FL Zone 2 | Per Lamp | 86.42% | 166.32 | 77.616 | 88.704 | 0.53333 | 15 | 0.021364 | 5.7838e-06 | 1.49 | https://www.homedepot.com/p/EcoSmart-100-Watt-Equivalent-A19-Halogen-Light-Bulb-4-Pack-324442/302639927 | 0 | No Labor Cost | 3.37 | https://www.homedepot.com/p/EcoSmart-100-Watt-Equivalent-A19-Non-Dimmable-LED-Light-Bulb-Daylight-4-Pack-A7A19A100WUL03/303574633 | 0 | No Labor Cost | 1.88 | bulb |  | 1.88
Equipment | LED - 14W | 14W LED | EISA-2020 compliant baseline lamp (100W equivalent) | Commercial | Turnover | Healthcare | FL Zone 2 | Per Lamp | 86.42% | 150.84 | 70.392 | 80.448 | 0.53333 | 15 | 0.019302 | 0.0044629 | 1.49 | https://www.homedepot.com/p/EcoSmart-100-Watt-Equivalent-A19-Halogen-Light-Bulb-4-Pack-324442/302639927 | 0 | No Labor Cost | 3.37 | https://www.homedepot.com/p/EcoSmart-100-Watt-Equivalent-A19-Non-Dimmable-LED-Light-Bulb-Daylight-4-Pack-A7A19A100WUL03/303574633 | 0 | No Labor Cost | 1.88 | bulb |  | 1.88
Equipment | LED - 14W | 14W LED | EISA-2020 compliant baseline lamp (100W equivalent) | Commercial | Turnover | Hospitals | FL Zone 2 | Per Lamp | 86.42% | 204.06 | 95.228 | 108.832 | 0.53333 | 15 | 0.011062 | 0.010833 | 1.49 | https://www.homedepot.com/p/EcoSmart-100-Watt-Equivalent-A19-Halogen-Light-Bulb-4-Pack-324442/302639927 | 0 | No Labor Cost | 3.37 | https://www.homedepot.com/p/EcoSmart-100-Watt-Equivalent-A19-Non-Dimmable-LED-Light-Bulb-Daylight-4-Pack-A7A19A100WUL03/303574633 | 0 | No Labor Cost | 1.88 | bulb |  | 1.88
Equipment | LED - 14W | 14W LED | EISA-2020 compliant baseline lamp (100W equivalent) | Commercial | Turnover | Institutional | FL Zone 2 | Per Lamp | 86.42% | 98.97 | 46.186 | 52.784 | 0.53333 | 15 | 0.012665 | 0.0029282 | 1.49 | https://www.homedepot.com/p/EcoSmart-100-Watt-Equivalent-A19-Halogen-Light-Bulb-4-Pack-324442/302639927 | 0 | No Labor Cost | 3.37 | https://www.homedepot.com/p/EcoSmart-100-Watt-Equivalent-A19-Non-Dimmable-LED-Light-Bulb-Daylight-4-Pack-A7A19A100WUL03/303574633 | 0 | No Labor Cost | 1.88 | bulb |  | 1.88
Equipment | LED - 14W | 14W LED | EISA-2020 compliant baseline lamp (100W equivalent) | Commercial | Turnover | Lodging/Hospitality | FL Zone 2 | Per Lamp | 86.42% | 112.62 | 52.556 | 60.064 | 0.53333 | 15 | 0.014466 | 3.9164e-06 | 1.49 | https://www.homedepot.com/p/EcoSmart-100-Watt-Equivalent-A19-Halogen-Light-Bulb-4-Pack-324442/302639927 | 0 | No Labor Cost | 3.37 | https://www.homedepot.com/p/EcoSmart-100-Watt-Equivalent-A19-Non-Dimmable-LED-Light-Bulb-Daylight-4-Pack-A7A19A100WUL03/303574633 | 0 | No Labor Cost | 1.88 | bulb |  | 1.88
Equipment | LED - 14W | 14W LED | EISA-2020 compliant baseline lamp (100W equivalent) | Commercial | Turnover | Miscellaneous | FL Zone 2 | Per Lamp | 86.42% | 132.24 | 61.712 | 70.528 | 0.53333 | 15 | 0.016922 | 0.0039125 | 1.49 | https://www.homedepot.com/p/EcoSmart-100-Watt-Equivalent-A19-Halogen-Light-Bulb-4-Pack-324442/302639927 | 0 | No Labor Cost | 3.37 | https://www.homedepot.com/p/EcoSmart-100-Watt-Equivalent-A19-Non-Dimmable-LED-Light-Bulb-Daylight-4-Pack-A7A19A100WUL03/303574633 | 0 | No Labor Cost | 1.88 | bulb |  | 1.88
Equipment | LED - 14W | 14W LED | EISA-2020 compliant baseline lamp (100W equivalent) | Commercial | Turnover | Offices | FL Zone 2 | Per Lamp | 86.42% | 97.59 | 45.542 | 52.048 | 0.53333 | 15 | 0.012488 | 0.0028874 | 1.49 | https://www.homedepot.com/p/EcoSmart-100-Watt-Equivalent-A19-Halogen-Light-Bulb-4-Pack-324442/302639927 | 0 | No Labor Cost | 3.37 | https://www.homedepot.com/p/EcoSmart-100-Watt-Equivalent-A19-Non-Dimmable-LED-Light-Bulb-Daylight-4-Pack-A7A19A100WUL03/303574633 | 0 | No Labor Cost | 1.88 | bulb |  | 1.88
Equipment | LED - 14W | 14W LED | EISA-2020 compliant baseline lamp (100W equivalent) | Commercial | Turnover | Restaurants | FL Zone 2 | Per Lamp | 61.73% | 100.71 | 46.998 | 53.712 | 0.53333 | 15 | 0.012937 | 3.5022e-06 | 1.49 | https://www.homedepot.com/p/EcoSmart-100-Watt-Equivalent-A19-Halogen-Light-Bulb-4-Pack-324442/302639927 | 0 | No Labor Cost | 3.37 | https://www.homedepot.com/p/EcoSmart-100-Watt-Equivalent-A19-Non-Dimmable-LED-Light-Bulb-Daylight-4-Pack-A7A19A100WUL03/303574633 | 0 | No Labor Cost | 1.88 | bulb |  | 1.88
Equipment | LED - 14W | 14W LED | EISA-2020 compliant baseline lamp (100W equivalent) | Commercial | Turnover | Retail | FL Zone 2 | Per Lamp | 61.73% | 149.52 | 69.776 | 79.744 | 0.53333 | 15 | 0.019206 | 5.1996e-06 | 1.49 | https://www.homedepot.com/p/EcoSmart-100-Watt-Equivalent-A19-Halogen-Light-Bulb-4-Pack-324442/302639927 | 0 | No Labor Cost | 3.37 | https://www.homedepot.com/p/EcoSmart-100-Watt-Equivalent-A19-Non-Dimmable-LED-Light-Bulb-Daylight-4-Pack-A7A19A100WUL03/303574633 | 0 | No Labor Cost | 1.88 | bulb |  | 1.88
Equipment | LED - 14W | 14W LED | EISA-2020 compliant baseline lamp (100W equivalent) | Commercial | Turnover | Schools K-12 | FL Zone 2 | Per Lamp | 86.42% | 71.37 | 33.306 | 38.064 | 0.53333 | 15 | 0.0091329 | 0.0021116 | 1.49 | https://www.homedepot.com/p/EcoSmart-100-Watt-Equivalent-A19-Halogen-Light-Bulb-4-Pack-324442/302639927 | 0 | No Labor Cost | 3.37 | https://www.homedepot.com/p/EcoSmart-100-Watt-Equivalent-A19-Non-Dimmable-LED-Light-Bulb-Daylight-4-Pack-A7A19A100WUL03/303574633 | 0 | No Labor Cost | 1.88 | bulb |  | 1.88
Equipment | LED - 14W | 14W LED | EISA-2020 compliant baseline lamp (100W equivalent) | Commercial | Turnover | Warehouse | FL Zone 2 | Per Lamp | 86.42% | 114.72 | 53.536 | 61.184 | 0.53333 | 15 | 0.01468 | 0.0033942 | 1.49 | https://www.homedepot.com/p/EcoSmart-100-Watt-Equivalent-A19-Halogen-Light-Bulb-4-Pack-324442/302639927 | 0 | No Labor Cost | 3.37 | https://www.homedepot.com/p/EcoSmart-100-Watt-Equivalent-A19-Non-Dimmable-LED-Light-Bulb-Daylight-4-Pack-A7A19A100WUL03/303574633 | 0 | No Labor Cost | 1.88 | bulb |  | 1.88
Equipment | LED - 14W | 14W LED | EISA-2020 compliant baseline lamp (100W equivalent) | Commercial | New | Assembly | FL Zone 2 | Per Lamp | 0% | 86.28 | 40.264 | 46.016 | 0.53333 | 15 | 0.011041 | 0.0025527 | 1.49 | https://www.homedepot.com/p/EcoSmart-100-Watt-Equivalent-A19-Halogen-Light-Bulb-4-Pack-324442/302639927 | 0 | No Labor Cost | 3.37 | https://www.homedepot.com/p/EcoSmart-100-Watt-Equivalent-A19-Non-Dimmable-LED-Light-Bulb-Daylight-4-Pack-A7A19A100WUL03/303574633 | 0 | No Labor Cost | 1.88 | bulb |  | 1.88
Equipment | LED - 14W | 14W LED | EISA-2020 compliant baseline lamp (100W equivalent) | Commercial | New | College and University | FL Zone 2 | Per Lamp | 0% | 132.24 | 61.712 | 70.528 | 0.53333 | 15 | 0.0071686 | 0.0070204 | 1.49 | https://www.homedepot.com/p/EcoSmart-100-Watt-Equivalent-A19-Halogen-Light-Bulb-4-Pack-324442/302639927 | 0 | No Labor Cost | 3.37 | https://www.homedepot.com/p/EcoSmart-100-Watt-Equivalent-A19-Non-Dimmable-LED-Light-Bulb-Daylight-4-Pack-A7A19A100WUL03/303574633 | 0 | No Labor Cost | 1.88 | bulb |  | 1.88
Equipment | LED - 14W | 14W LED | EISA-2020 compliant baseline lamp (100W equivalent) | Commercial | New | Grocery | FL Zone 2 | Per Lamp | 0% | 166.32 | 77.616 | 88.704 | 0.53333 | 15 | 0.021364 | 5.7838e-06 | 1.49 | https://www.homedepot.com/p/EcoSmart-100-Watt-Equivalent-A19-Halogen-Light-Bulb-4-Pack-324442/302639927 | 0 | No Labor Cost | 3.37 | https://www.homedepot.com/p/EcoSmart-100-Watt-Equivalent-A19-Non-Dimmable-LED-Light-Bulb-Daylight-4-Pack-A7A19A100WUL03/303574633 | 0 | No Labor Cost | 1.88 | bulb |  | 1.88
Equipment | LED - 14W | 14W LED | EISA-2020 compliant baseline lamp (100W equivalent) | Commercial | New | Healthcare | FL Zone 2 | Per Lamp | 0% | 150.84 | 70.392 | 80.448 | 0.53333 | 15 | 0.019302 | 0.0044629 | 1.49 | https://www.homedepot.com/p/EcoSmart-100-Watt-Equivalent-A19-Halogen-Light-Bulb-4-Pack-324442/302639927 | 0 | No Labor Cost | 3.37 | https://www.homedepot.com/p/EcoSmart-100-Watt-Equivalent-A19-Non-Dimmable-LED-Light-Bulb-Daylight-4-Pack-A7A19A100WUL03/303574633 | 0 | No Labor Cost | 1.88 | bulb |  | 1.88
Equipment | LED - 14W | 14W LED | EISA-2020 compliant baseline lamp (100W equivalent) | Commercial | New | Hospitals | FL Zone 2 | Per Lamp | 0% | 204.06 | 95.228 | 108.832 | 0.53333 | 15 | 0.011062 | 0.010833 | 1.49 | https://www.homedepot.com/p/EcoSmart-100-Watt-Equivalent-A19-Halogen-Light-Bulb-4-Pack-324442/302639927 | 0 | No Labor Cost | 3.37 | https://www.homedepot.com/p/EcoSmart-100-Watt-Equivalent-A19-Non-Dimmable-LED-Light-Bulb-Daylight-4-Pack-A7A19A100WUL03/303574633 | 0 | No Labor Cost | 1.88 | bulb |  | 1.88
Equipment | LED - 14W | 14W LED | EISA-2020 compliant baseline lamp (100W equivalent) | Commercial | New | Institutional | FL Zone 2 | Per Lamp | 0% | 98.97 | 46.186 | 52.784 | 0.53333 | 15 | 0.012665 | 0.0029282 | 1.49 | https://www.homedepot.com/p/EcoSmart-100-Watt-Equivalent-A19-Halogen-Light-Bulb-4-Pack-324442/302639927 | 0 | No Labor Cost | 3.37 | https://www.homedepot.com/p/EcoSmart-100-Watt-Equivalent-A19-Non-Dimmable-LED-Light-Bulb-Daylight-4-Pack-A7A19A100WUL03/303574633 | 0 | No Labor Cost | 1.88 | bulb |  | 1.88
Equipment | LED - 14W | 14W LED | EISA-2020 compliant baseline lamp (100W equivalent) | Commercial | New | Lodging/Hospitality | FL Zone 2 | Per Lamp | 0% | 112.62 | 52.556 | 60.064 | 0.53333 | 15 | 0.014466 | 3.9164e-06 | 1.49 | https://www.homedepot.com/p/EcoSmart-100-Watt-Equivalent-A19-Halogen-Light-Bulb-4-Pack-324442/302639927 | 0 | No Labor Cost | 3.37 | https://www.homedepot.com/p/EcoSmart-100-Watt-Equivalent-A19-Non-Dimmable-LED-Light-Bulb-Daylight-4-Pack-A7A19A100WUL03/303574633 | 0 | No Labor Cost | 1.88 | bulb |  | 1.88
Equipment | LED - 14W | 14W LED | EISA-2020 compliant baseline lamp (100W equivalent) | Commercial | New | Miscellaneous | FL Zone 2 | Per Lamp | 0% | 132.24 | 61.712 | 70.528 | 0.53333 | 15 | 0.016922 | 0.0039125 | 1.49 | https://www.homedepot.com/p/EcoSmart-100-Watt-Equivalent-A19-Halogen-Light-Bulb-4-Pack-324442/302639927 | 0 | No Labor Cost | 3.37 | https://www.homedepot.com/p/EcoSmart-100-Watt-Equivalent-A19-Non-Dimmable-LED-Light-Bulb-Daylight-4-Pack-A7A19A100WUL03/303574633 | 0 | No Labor Cost | 1.88 | bulb |  | 1.88
Equipment | LED - 14W | 14W LED | EISA-2020 compliant baseline lamp (100W equivalent) | Commercial | New | Offices | FL Zone 2 | Per Lamp | 0% | 97.59 | 45.542 | 52.048 | 0.53333 | 15 | 0.012488 | 0.0028874 | 1.49 | https://www.homedepot.com/p/EcoSmart-100-Watt-Equivalent-A19-Halogen-Light-Bulb-4-Pack-324442/302639927 | 0 | No Labor Cost | 3.37 | https://www.homedepot.com/p/EcoSmart-100-Watt-Equivalent-A19-Non-Dimmable-LED-Light-Bulb-Daylight-4-Pack-A7A19A100WUL03/303574633 | 0 | No Labor Cost | 1.88 | bulb |  | 1.88
Equipment | LED - 14W | 14W LED | EISA-2020 compliant baseline lamp (100W equivalent) | Commercial | New | Restaurants | FL Zone 2 | Per Lamp | 0% | 100.71 | 46.998 | 53.712 | 0.53333 | 15 | 0.012937 | 3.5022e-06 | 1.49 | https://www.homedepot.com/p/EcoSmart-100-Watt-Equivalent-A19-Halogen-Light-Bulb-4-Pack-324442/302639927 | 0 | No Labor Cost | 3.37 | https://www.homedepot.com/p/EcoSmart-100-Watt-Equivalent-A19-Non-Dimmable-LED-Light-Bulb-Daylight-4-Pack-A7A19A100WUL03/303574633 | 0 | No Labor Cost | 1.88 | bulb |  | 1.88
Equipment | LED - 14W | 14W LED | EISA-2020 compliant baseline lamp (100W equivalent) | Commercial | New | Retail | FL Zone 2 | Per Lamp | 0% | 149.52 | 69.776 | 79.744 | 0.53333 | 15 | 0.019206 | 5.1996e-06 | 1.49 | https://www.homedepot.com/p/EcoSmart-100-Watt-Equivalent-A19-Halogen-Light-Bulb-4-Pack-324442/302639927 | 0 | No Labor Cost | 3.37 | https://www.homedepot.com/p/EcoSmart-100-Watt-Equivalent-A19-Non-Dimmable-LED-Light-Bulb-Daylight-4-Pack-A7A19A100WUL03/303574633 | 0 | No Labor Cost | 1.88 | bulb |  | 1.88
Equipment | LED - 14W | 14W LED | EISA-2020 compliant baseline lamp (100W equivalent) | Commercial | New | Schools K-12 | FL Zone 2 | Per Lamp | 0% | 71.37 | 33.306 | 38.064 | 0.53333 | 15 | 0.0091329 | 0.0021116 | 1.49 | https://www.homedepot.com/p/EcoSmart-100-Watt-Equivalent-A19-Halogen-Light-Bulb-4-Pack-324442/302639927 | 0 | No Labor Cost | 3.37 | https://www.homedepot.com/p/EcoSmart-100-Watt-Equivalent-A19-Non-Dimmable-LED-Light-Bulb-Daylight-4-Pack-A7A19A100WUL03/303574633 | 0 | No Labor Cost | 1.88 | bulb |  | 1.88
Equipment | LED - 14W | 14W LED | EISA-2020 compliant baseline lamp (100W equivalent) | Commercial | New | Warehouse | FL Zone 2 | Per Lamp | 0% | 114.72 | 53.536 | 61.184 | 0.53333 | 15 | 0.01468 | 0.0033942 | 1.49 | https://www.homedepot.com/p/EcoSmart-100-Watt-Equivalent-A19-Halogen-Light-Bulb-4-Pack-324442/302639927 | 0 | No Labor Cost | 3.37 | https://www.homedepot.com/p/EcoSmart-100-Watt-Equivalent-A19-Non-Dimmable-LED-Light-Bulb-Daylight-4-Pack-A7A19A100WUL03/303574633 | 0 | No Labor Cost | 1.88 | bulb |  | 1.88
Equipment | LED Display Lighting (Interior) | One Letter of LED Signage, < 2ft in Height | One Letter of Neon or Argon-mercury Signage, < 2ft in Height | Commercial | Turnover | Assembly | FL Zone 2 | Per Fixture | 2.129% | 310.608 | 40.264 | 270.344 | 0.87037 | 15 | 0.066388 | 0.014997 | 295 | Market Research, 2014, Grainger | 0 | 0 | 330 | Pennsylvania Public Utility Commission 2013 Incremental Cost Database | 0 | 0 | 35 | fixture |  | 35
Equipment | LED Display Lighting (Interior) | One Letter of LED Signage, < 2ft in Height | One Letter of Neon or Argon-mercury Signage, < 2ft in Height | Commercial | Turnover | College and University | FL Zone 2 | Per Fixture | 2.129% | 476.064 | 61.712 | 414.352 | 0.87037 | 15 | 0.043517 | 0.04079 | 295 | Market Research, 2014, Grainger | 0 | 0 | 330 | Pennsylvania Public Utility Commission 2013 Incremental Cost Database | 0 | 0 | 35 | fixture |  | 35
Equipment | LED Display Lighting (Interior) | One Letter of LED Signage, < 2ft in Height | One Letter of Neon or Argon-mercury Signage, < 2ft in Height | Commercial | Turnover | Grocery | FL Zone 2 | Per Fixture | 2.129% | 598.752 | 77.616 | 521.136 | 0.87037 | 15 | 0.1264 | 9.1014e-06 | 295 | Market Research, 2014, Grainger | 0 | 0 | 330 | Pennsylvania Public Utility Commission 2013 Incremental Cost Database | 0 | 0 | 35 | fixture |  | 35
Equipment | LED Display Lighting (Interior) | One Letter of LED Signage, < 2ft in Height | One Letter of Neon or Argon-mercury Signage, < 2ft in Height | Commercial | Turnover | Healthcare | FL Zone 2 | Per Fixture | 2.129% | 543.024 | 70.392 | 472.632 | 0.87037 | 15 | 0.11606 | 0.026219 | 295 | Market Research, 2014, Grainger | 0 | 0 | 330 | Pennsylvania Public Utility Commission 2013 Incremental Cost Database | 0 | 0 | 35 | fixture |  | 35
Equipment | LED Display Lighting (Interior) | One Letter of LED Signage, < 2ft in Height | One Letter of Neon or Argon-mercury Signage, < 2ft in Height | Commercial | Turnover | Hospitals | FL Zone 2 | Per Fixture | 2.129% | 734.616 | 95.228 | 639.388 | 0.87037 | 15 | 0.067152 | 0.062943 | 295 | Market Research, 2014, Grainger | 0 | 0 | 330 | Pennsylvania Public Utility Commission 2013 Incremental Cost Database | 0 | 0 | 35 | fixture |  | 35
Equipment | LED Display Lighting (Interior) | One Letter of LED Signage, < 2ft in Height | One Letter of Neon or Argon-mercury Signage, < 2ft in Height | Commercial | Turnover | Institutional | FL Zone 2 | Per Fixture | 2.129% | 356.292 | 46.186 | 310.106 | 0.87037 | 15 | 0.076152 | 0.017203 | 295 | Market Research, 2014, Grainger | 0 | 0 | 330 | Pennsylvania Public Utility Commission 2013 Incremental Cost Database | 0 | 0 | 35 | fixture |  | 35
Equipment | LED Display Lighting (Interior) | One Letter of LED Signage, < 2ft in Height | One Letter of Neon or Argon-mercury Signage, < 2ft in Height | Commercial | Turnover | Lodging/Hospitality | FL Zone 2 | Per Fixture | 2.129% | 405.432 | 52.556 | 352.876 | 0.87037 | 15 | 0.085589 | 6.1628e-06 | 295 | Market Research, 2014, Grainger | 0 | 0 | 330 | Pennsylvania Public Utility Commission 2013 Incremental Cost Database | 0 | 0 | 35 | fixture |  | 35
Equipment | LED Display Lighting (Interior) | One Letter of LED Signage, < 2ft in Height | One Letter of Neon or Argon-mercury Signage, < 2ft in Height | Commercial | Turnover | Miscellaneous | FL Zone 2 | Per Fixture | 2.306% | 476.064 | 61.712 | 414.352 | 0.87037 | 15 | 0.10175 | 0.022986 | 295 | Market Research, 2014, Grainger | 0 | 0 | 330 | Pennsylvania Public Utility Commission 2013 Incremental Cost Database | 0 | 0 | 35 | fixture |  | 35
Equipment | LED Display Lighting (Interior) | One Letter of LED Signage, < 2ft in Height | One Letter of Neon or Argon-mercury Signage, < 2ft in Height | Commercial | Turnover | Offices | FL Zone 2 | Per Fixture | 2.129% | 351.324 | 45.542 | 305.782 | 0.87037 | 15 | 0.07509 | 0.016963 | 295 | Market Research, 2014, Grainger | 0 | 0 | 330 | Pennsylvania Public Utility Commission 2013 Incremental Cost Database | 0 | 0 | 35 | fixture |  | 35
Equipment | LED Display Lighting (Interior) | One Letter of LED Signage, < 2ft in Height | One Letter of Neon or Argon-mercury Signage, < 2ft in Height | Commercial | Turnover | Restaurants | FL Zone 2 | Per Fixture | 2.129% | 362.556 | 46.998 | 315.558 | 0.87037 | 15 | 0.076537 | 5.511e-06 | 295 | Market Research, 2014, Grainger | 0 | 0 | 330 | Pennsylvania Public Utility Commission 2013 Incremental Cost Database | 0 | 0 | 35 | fixture |  | 35
Equipment | LED Display Lighting (Interior) | One Letter of LED Signage, < 2ft in Height | One Letter of Neon or Argon-mercury Signage, < 2ft in Height | Commercial | Turnover | Retail | FL Zone 2 | Per Fixture | 2.129% | 538.272 | 69.776 | 468.496 | 0.87037 | 15 | 0.11363 | 8.182e-06 | 295 | Market Research, 2014, Grainger | 0 | 0 | 330 | Pennsylvania Public Utility Commission 2013 Incremental Cost Database | 0 | 0 | 35 | fixture |  | 35
Equipment | LED Display Lighting (Interior) | One Letter of LED Signage, < 2ft in Height | One Letter of Neon or Argon-mercury Signage, < 2ft in Height | Commercial | Turnover | Schools K-12 | FL Zone 2 | Per Fixture | 2.129% | 256.932 | 33.306 | 223.626 | 0.87037 | 15 | 0.054915 | 0.012405 | 295 | Market Research, 2014, Grainger | 0 | 0 | 330 | Pennsylvania Public Utility Commission 2013 Incremental Cost Database | 0 | 0 | 35 | fixture |  | 35
Equipment | LED Display Lighting (Interior) | One Letter of LED Signage, < 2ft in Height | One Letter of Neon or Argon-mercury Signage, < 2ft in Height | Commercial | Turnover | Warehouse | FL Zone 2 | Per Fixture | 2.129% | 412.992 | 53.536 | 359.456 | 0.87037 | 15 | 0.08827 | 0.01994 | 295 | Market Research, 2014, Grainger | 0 | 0 | 330 | Pennsylvania Public Utility Commission 2013 Incremental Cost Database | 0 | 0 | 35 | fixture |  | 35
Equipment | LED Display Lighting (Interior) | One Letter of LED Signage, < 2ft in Height | One Letter of Neon or Argon-mercury Signage, < 2ft in Height | Commercial | New | Assembly | FL Zone 2 | Per Fixture | 0% | 310.608 | 40.264 | 270.344 | 0.87037 | 15 | 0.066388 | 0.014997 | 295 | Market Research, 2014, Grainger | 0 | 0 | 330 | Pennsylvania Public Utility Commission 2013 Incremental Cost Database | 0 | 0 | 35 | fixture |  | 35
Equipment | LED Display Lighting (Interior) | One Letter of LED Signage, < 2ft in Height | One Letter of Neon or Argon-mercury Signage, < 2ft in Height | Commercial | New | College and University | FL Zone 2 | Per Fixture | 0% | 476.064 | 61.712 | 414.352 | 0.87037 | 15 | 0.043517 | 0.04079 | 295 | Market Research, 2014, Grainger | 0 | 0 | 330 | Pennsylvania Public Utility Commission 2013 Incremental Cost Database | 0 | 0 | 35 | fixture |  | 35
Equipment | LED Display Lighting (Interior) | One Letter of LED Signage, < 2ft in Height | One Letter of Neon or Argon-mercury Signage, < 2ft in Height | Commercial | New | Grocery | FL Zone 2 | Per Fixture | 0% | 598.752 | 77.616 | 521.136 | 0.87037 | 15 | 0.1264 | 9.1014e-06 | 295 | Market Research, 2014, Grainger | 0 | 0 | 330 | Pennsylvania Public Utility Commission 2013 Incremental Cost Database | 0 | 0 | 35 | fixture |  | 35
Equipment | LED Display Lighting (Interior) | One Letter of LED Signage, < 2ft in Height | One Letter of Neon or Argon-mercury Signage, < 2ft in Height | Commercial | New | Healthcare | FL Zone 2 | Per Fixture | 0% | 543.024 | 70.392 | 472.632 | 0.87037 | 15 | 0.11606 | 0.026219 | 295 | Market Research, 2014, Grainger | 0 | 0 | 330 | Pennsylvania Public Utility Commission 2013 Incremental Cost Database | 0 | 0 | 35 | fixture |  | 35
Equipment | LED Display Lighting (Interior) | One Letter of LED Signage, < 2ft in Height | One Letter of Neon or Argon-mercury Signage, < 2ft in Height | Commercial | New | Hospitals | FL Zone 2 | Per Fixture | 0% | 734.616 | 95.228 | 639.388 | 0.87037 | 15 | 0.067152 | 0.062943 | 295 | Market Research, 2014, Grainger | 0 | 0 | 330 | Pennsylvania Public Utility Commission 2013 Incremental Cost Database | 0 | 0 | 35 | fixture |  | 35
Equipment | LED Display Lighting (Interior) | One Letter of LED Signage, < 2ft in Height | One Letter of Neon or Argon-mercury Signage, < 2ft in Height | Commercial | New | Institutional | FL Zone 2 | Per Fixture | 0% | 356.292 | 46.186 | 310.106 | 0.87037 | 15 | 0.076152 | 0.017203 | 295 | Market Research, 2014, Grainger | 0 | 0 | 330 | Pennsylvania Public Utility Commission 2013 Incremental Cost Database | 0 | 0 | 35 | fixture |  | 35
Equipment | LED Display Lighting (Interior) | One Letter of LED Signage, < 2ft in Height | One Letter of Neon or Argon-mercury Signage, < 2ft in Height | Commercial | New | Lodging/Hospitality | FL Zone 2 | Per Fixture | 0% | 405.432 | 52.556 | 352.876 | 0.87037 | 15 | 0.085589 | 6.1628e-06 | 295 | Market Research, 2014, Grainger | 0 | 0 | 330 | Pennsylvania Public Utility Commission 2013 Incremental Cost Database | 0 | 0 | 35 | fixture |  | 35
Equipment | LED Display Lighting (Interior) | One Letter of LED Signage, < 2ft in Height | One Letter of Neon or Argon-mercury Signage, < 2ft in Height | Commercial | New | Miscellaneous | FL Zone 2 | Per Fixture | 0% | 476.064 | 61.712 | 414.352 | 0.87037 | 15 | 0.10175 | 0.022986 | 295 | Market Research, 2014, Grainger | 0 | 0 | 330 | Pennsylvania Public Utility Commission 2013 Incremental Cost Database | 0 | 0 | 35 | fixture |  | 35
Equipment | LED Display Lighting (Interior) | One Letter of LED Signage, < 2ft in Height | One Letter of Neon or Argon-mercury Signage, < 2ft in Height | Commercial | New | Offices | FL Zone 2 | Per Fixture | 0% | 351.324 | 45.542 | 305.782 | 0.87037 | 15 | 0.07509 | 0.016963 | 295 | Market Research, 2014, Grainger | 0 | 0 | 330 | Pennsylvania Public Utility Commission 2013 Incremental Cost Database | 0 | 0 | 35 | fixture |  | 35
Equipment | LED Display Lighting (Interior) | One Letter of LED Signage, < 2ft in Height | One Letter of Neon or Argon-mercury Signage, < 2ft in Height | Commercial | New | Restaurants | FL Zone 2 | Per Fixture | 0% | 362.556 | 46.998 | 315.558 | 0.87037 | 15 | 0.076537 | 5.511e-06 | 295 | Market Research, 2014, Grainger | 0 | 0 | 330 | Pennsylvania Public Utility Commission 2013 Incremental Cost Database | 0 | 0 | 35 | fixture |  | 35
Equipment | LED Display Lighting (Interior) | One Letter of LED Signage, < 2ft in Height | One Letter of Neon or Argon-mercury Signage, < 2ft in Height | Commercial | New | Retail | FL Zone 2 | Per Fixture | 0% | 538.272 | 69.776 | 468.496 | 0.87037 | 15 | 0.11363 | 8.182e-06 | 295 | Market Research, 2014, Grainger | 0 | 0 | 330 | Pennsylvania Public Utility Commission 2013 Incremental Cost Database | 0 | 0 | 35 | fixture |  | 35
Equipment | LED Display Lighting (Interior) | One Letter of LED Signage, < 2ft in Height | One Letter of Neon or Argon-mercury Signage, < 2ft in Height | Commercial | New | Schools K-12 | FL Zone 2 | Per Fixture | 0% | 256.932 | 33.306 | 223.626 | 0.87037 | 15 | 0.054915 | 0.012405 | 295 | Market Research, 2014, Grainger | 0 | 0 | 330 | Pennsylvania Public Utility Commission 2013 Incremental Cost Database | 0 | 0 | 35 | fixture |  | 35
Equipment | LED Display Lighting (Interior) | One Letter of LED Signage, < 2ft in Height | One Letter of Neon or Argon-mercury Signage, < 2ft in Height | Commercial | New | Warehouse | FL Zone 2 | Per Fixture | 0% | 412.992 | 53.536 | 359.456 | 0.87037 | 15 | 0.08827 | 0.01994 | 295 | Market Research, 2014, Grainger | 0 | 0 | 330 | Pennsylvania Public Utility Commission 2013 Incremental Cost Database | 0 | 0 | 35 | fixture |  | 35
Equipment | LED Linear - Fixture Replacement | 2x4 LED Troffer | Lumen-Equivalent 32-Watt T8 Fixture | Commercial | Turnover | Assembly | FL Zone 2 | Per Unit | 24.1% | 485.929 | 241.584 | 244.345 | 0.50284 | 15 | 0.05923 | 0.01355 | 15 | Mid-Atlantic TRM V7.0, 2017 for New LED linear recessed troffer/panel | 41.38 | rate at $82.76/per labor hour assume 0.5 hours work, https://www.homewyse.com/services/cost_to_install_lighting_control_system.html | 35 | Mid-Atlantic TRM V7.0, 2017 for New LED linear recessed troffer/panel | 41.38 | rate at $82.76/per labor hour assume 0.5 hours work, https://www.homewyse.com/services/cost_to_install_lighting_control_system.html | 20 | fixture |  | 20
Equipment | LED Linear - Fixture Replacement | 2x4 LED Troffer | Lumen-Equivalent 32-Watt T8 Fixture | Commercial | Turnover | College and University | FL Zone 2 | Per Unit | 24.1% | 744.7757 | 370.272 | 374.5037 | 0.50284 | 15 | 0.039245 | 0.036402 | 15 | Mid-Atlantic TRM V7.0, 2017 for New LED linear recessed troffer/panel | 41.38 | rate at $82.76/per labor hour assume 0.5 hours work, https://www.homewyse.com/services/cost_to_install_lighting_control_system.html | 35 | Mid-Atlantic TRM V7.0, 2017 for New LED linear recessed troffer/panel | 41.38 | rate at $82.76/per labor hour assume 0.5 hours work, https://www.homewyse.com/services/cost_to_install_lighting_control_system.html | 20 | fixture |  | 20
Equipment | LED Linear - Fixture Replacement | 2x4 LED Troffer | Lumen-Equivalent 32-Watt T8 Fixture | Commercial | Turnover | Grocery | FL Zone 2 | Per Unit | 24.1% | 936.7142 | 465.696 | 471.0182 | 0.50284 | 15 | 0.11487 | 6.293e-06 | 15 | Mid-Atlantic TRM V7.0, 2017 for New LED linear recessed troffer/panel | 41.38 | rate at $82.76/per labor hour assume 0.5 hours work, https://www.homewyse.com/services/cost_to_install_lighting_control_system.html | 35 | Mid-Atlantic TRM V7.0, 2017 for New LED linear recessed troffer/panel | 41.38 | rate at $82.76/per labor hour assume 0.5 hours work, https://www.homewyse.com/services/cost_to_install_lighting_control_system.html | 20 | fixture |  | 20
Equipment | LED Linear - Fixture Replacement | 2x4 LED Troffer | Lumen-Equivalent 32-Watt T8 Fixture | Commercial | Turnover | Healthcare | FL Zone 2 | Per Unit | 24.1% | 849.5309 | 422.352 | 427.1789 | 0.50284 | 15 | 0.10355 | 0.023688 | 15 | Mid-Atlantic TRM V7.0, 2017 for New LED linear recessed troffer/panel | 41.38 | rate at $82.76/per labor hour assume 0.5 hours work, https://www.homewyse.com/services/cost_to_install_lighting_control_system.html | 35 | Mid-Atlantic TRM V7.0, 2017 for New LED linear recessed troffer/panel | 41.38 | rate at $82.76/per labor hour assume 0.5 hours work, https://www.homewyse.com/services/cost_to_install_lighting_control_system.html | 20 | fixture |  | 20
Equipment | LED Linear - Fixture Replacement | 2x4 LED Troffer | Lumen-Equivalent 32-Watt T8 Fixture | Commercial | Turnover | Hospitals | FL Zone 2 | Per Unit | 24.1% | 1149.2659 | 571.368 | 577.8979 | 0.50284 | 15 | 0.060559 | 0.056172 | 15 | Mid-Atlantic TRM V7.0, 2017 for New LED linear recessed troffer/panel | 41.38 | rate at $82.76/per labor hour assume 0.5 hours work, https://www.homewyse.com/services/cost_to_install_lighting_control_system.html | 35 | Mid-Atlantic TRM V7.0, 2017 for New LED linear recessed troffer/panel | 41.38 | rate at $82.76/per labor hour assume 0.5 hours work, https://www.homewyse.com/services/cost_to_install_lighting_control_system.html | 20 | fixture |  | 20
Equipment | LED Linear - Fixture Replacement | 2x4 LED Troffer | Lumen-Equivalent 32-Watt T8 Fixture | Commercial | Turnover | Institutional | FL Zone 2 | Per Unit | 24.1% | 557.399 | 277.116 | 280.283 | 0.50284 | 15 | 0.067942 | 0.015543 | 15 | Mid-Atlantic TRM V7.0, 2017 for New LED linear recessed troffer/panel | 41.38 | rate at $82.76/per labor hour assume 0.5 hours work, https://www.homewyse.com/services/cost_to_install_lighting_control_system.html | 35 | Mid-Atlantic TRM V7.0, 2017 for New LED linear recessed troffer/panel | 41.38 | rate at $82.76/per labor hour assume 0.5 hours work, https://www.homewyse.com/services/cost_to_install_lighting_control_system.html | 20 | fixture |  | 20
Equipment | LED Linear - Fixture Replacement | 2x4 LED Troffer | Lumen-Equivalent 32-Watt T8 Fixture | Commercial | Turnover | Lodging/Hospitality | FL Zone 2 | Per Unit | 24.1% | 634.2758 | 315.336 | 318.9398 | 0.50284 | 15 | 0.07778 | 4.2611e-06 | 15 | Mid-Atlantic TRM V7.0, 2017 for New LED linear recessed troffer/panel | 41.38 | rate at $82.76/per labor hour assume 0.5 hours work, https://www.homewyse.com/services/cost_to_install_lighting_control_system.html | 35 | Mid-Atlantic TRM V7.0, 2017 for New LED linear recessed troffer/panel | 41.38 | rate at $82.76/per labor hour assume 0.5 hours work, https://www.homewyse.com/services/cost_to_install_lighting_control_system.html | 20 | fixture |  | 20
Equipment | LED Linear - Fixture Replacement | 2x4 LED Troffer | Lumen-Equivalent 32-Watt T8 Fixture | Commercial | Turnover | Miscellaneous | FL Zone 2 | Per Unit | 24.1% | 744.7757 | 370.272 | 374.5037 | 0.50284 | 15 | 0.090781 | 0.020767 | 15 | Mid-Atlantic TRM V7.0, 2017 for New LED linear recessed troffer/panel | 41.38 | rate at $82.76/per labor hour assume 0.5 hours work, https://www.homewyse.com/services/cost_to_install_lighting_control_system.html | 35 | Mid-Atlantic TRM V7.0, 2017 for New LED linear recessed troffer/panel | 41.38 | rate at $82.76/per labor hour assume 0.5 hours work, https://www.homewyse.com/services/cost_to_install_lighting_control_system.html | 20 | fixture |  | 20
Equipment | LED Linear - Fixture Replacement | 2x4 LED Troffer | Lumen-Equivalent 32-Watt T8 Fixture | Commercial | Turnover | Offices | FL Zone 2 | Per Unit | 24.1% | 549.6269 | 273.252 | 276.3749 | 0.50284 | 15 | 0.066994 | 0.015326 | 15 | Mid-Atlantic TRM V7.0, 2017 for New LED linear recessed troffer/panel | 41.38 | rate at $82.76/per labor hour assume 0.5 hours work, https://www.homewyse.com/services/cost_to_install_lighting_control_system.html | 35 | Mid-Atlantic TRM V7.0, 2017 for New LED linear recessed troffer/panel | 41.38 | rate at $82.76/per labor hour assume 0.5 hours work, https://www.homewyse.com/services/cost_to_install_lighting_control_system.html | 20 | fixture |  | 20
Equipment | LED Linear - Fixture Replacement | 2x4 LED Troffer | Lumen-Equivalent 32-Watt T8 Fixture | Commercial | Turnover | Restaurants | FL Zone 2 | Per Unit | 24.1% | 567.1987 | 281.988 | 285.2107 | 0.50284 | 15 | 0.069555 | 3.8105e-06 | 15 | Mid-Atlantic TRM V7.0, 2017 for New LED linear recessed troffer/panel | 41.38 | rate at $82.76/per labor hour assume 0.5 hours work, https://www.homewyse.com/services/cost_to_install_lighting_control_system.html | 35 | Mid-Atlantic TRM V7.0, 2017 for New LED linear recessed troffer/panel | 41.38 | rate at $82.76/per labor hour assume 0.5 hours work, https://www.homewyse.com/services/cost_to_install_lighting_control_system.html | 20 | fixture |  | 20
Equipment | LED Linear - Fixture Replacement | 2x4 LED Troffer | Lumen-Equivalent 32-Watt T8 Fixture | Commercial | Turnover | Retail | FL Zone 2 | Per Unit | 24.1% | 842.0966 | 418.656 | 423.4406 | 0.50284 | 15 | 0.10326 | 5.6573e-06 | 15 | Mid-Atlantic TRM V7.0, 2017 for New LED linear recessed troffer/panel | 41.38 | rate at $82.76/per labor hour assume 0.5 hours work, https://www.homewyse.com/services/cost_to_install_lighting_control_system.html | 35 | Mid-Atlantic TRM V7.0, 2017 for New LED linear recessed troffer/panel | 41.38 | rate at $82.76/per labor hour assume 0.5 hours work, https://www.homewyse.com/services/cost_to_install_lighting_control_system.html | 20 | fixture |  | 20
Equipment | LED Linear - Fixture Replacement | 2x4 LED Troffer | Lumen-Equivalent 32-Watt T8 Fixture | Commercial | Turnover | Schools K-12 | FL Zone 2 | Per Unit | 24.1% | 401.9558 | 199.836 | 202.1198 | 0.50284 | 15 | 0.048995 | 0.011208 | 15 | Mid-Atlantic TRM V7.0, 2017 for New LED linear recessed troffer/panel | 41.38 | rate at $82.76/per labor hour assume 0.5 hours work, https://www.homewyse.com/services/cost_to_install_lighting_control_system.html | 35 | Mid-Atlantic TRM V7.0, 2017 for New LED linear recessed troffer/panel | 41.38 | rate at $82.76/per labor hour assume 0.5 hours work, https://www.homewyse.com/services/cost_to_install_lighting_control_system.html | 20 | fixture |  | 20
Equipment | LED Linear - Fixture Replacement | 2x4 LED Troffer | Lumen-Equivalent 32-Watt T8 Fixture | Commercial | Turnover | Warehouse | FL Zone 2 | Per Unit | 24.1% | 646.103 | 321.216 | 324.887 | 0.50284 | 15 | 0.078754 | 0.018016 | 15 | Mid-Atlantic TRM V7.0, 2017 for New LED linear recessed troffer/panel | 41.38 | rate at $82.76/per labor hour assume 0.5 hours work, https://www.homewyse.com/services/cost_to_install_lighting_control_system.html | 35 | Mid-Atlantic TRM V7.0, 2017 for New LED linear recessed troffer/panel | 41.38 | rate at $82.76/per labor hour assume 0.5 hours work, https://www.homewyse.com/services/cost_to_install_lighting_control_system.html | 20 | fixture |  | 20
Equipment | LED Linear - Fixture Replacement | 2x4 LED Troffer | Lumen-Equivalent 32-Watt T8 Fixture | Commercial | New | Assembly | FL Zone 2 | Per Unit | 0% | 485.929 | 241.584 | 244.345 | 0.50284 | 15 | 0.05923 | 0.01355 | 15 | Mid-Atlantic TRM V7.0, 2017 for New LED linear recessed troffer/panel | 41.38 | rate at $82.76/per labor hour assume 0.5 hours work, https://www.homewyse.com/services/cost_to_install_lighting_control_system.html | 35 | Mid-Atlantic TRM V7.0, 2017 for New LED linear recessed troffer/panel | 41.38 | rate at $82.76/per labor hour assume 0.5 hours work, https://www.homewyse.com/services/cost_to_install_lighting_control_system.html | 20 | fixture |  | 20
Equipment | LED Linear - Fixture Replacement | 2x4 LED Troffer | Lumen-Equivalent 32-Watt T8 Fixture | Commercial | New | College and University | FL Zone 2 | Per Unit | 0% | 744.7757 | 370.272 | 374.5037 | 0.50284 | 15 | 0.039245 | 0.036402 | 15 | Mid-Atlantic TRM V7.0, 2017 for New LED linear recessed troffer/panel | 41.38 | rate at $82.76/per labor hour assume 0.5 hours work, https://www.homewyse.com/services/cost_to_install_lighting_control_system.html | 35 | Mid-Atlantic TRM V7.0, 2017 for New LED linear recessed troffer/panel | 41.38 | rate at $82.76/per labor hour assume 0.5 hours work, https://www.homewyse.com/services/cost_to_install_lighting_control_system.html | 20 | fixture |  | 20
Equipment | LED Linear - Fixture Replacement | 2x4 LED Troffer | Lumen-Equivalent 32-Watt T8 Fixture | Commercial | New | Grocery | FL Zone 2 | Per Unit | 0% | 936.7142 | 465.696 | 471.0182 | 0.50284 | 15 | 0.11487 | 6.293e-06 | 15 | Mid-Atlantic TRM V7.0, 2017 for New LED linear recessed troffer/panel | 41.38 | rate at $82.76/per labor hour assume 0.5 hours work, https://www.homewyse.com/services/cost_to_install_lighting_control_system.html | 35 | Mid-Atlantic TRM V7.0, 2017 for New LED linear recessed troffer/panel | 41.38 | rate at $82.76/per labor hour assume 0.5 hours work, https://www.homewyse.com/services/cost_to_install_lighting_control_system.html | 20 | fixture |  | 20
Equipment | LED Linear - Fixture Replacement | 2x4 LED Troffer | Lumen-Equivalent 32-Watt T8 Fixture | Commercial | New | Healthcare | FL Zone 2 | Per Unit | 0% | 849.5309 | 422.352 | 427.1789 | 0.50284 | 15 | 0.10355 | 0.023688 | 15 | Mid-Atlantic TRM V7.0, 2017 for New LED linear recessed troffer/panel | 41.38 | rate at $82.76/per labor hour assume 0.5 hours work, https://www.homewyse.com/services/cost_to_install_lighting_control_system.html | 35 | Mid-Atlantic TRM V7.0, 2017 for New LED linear recessed troffer/panel | 41.38 | rate at $82.76/per labor hour assume 0.5 hours work, https://www.homewyse.com/services/cost_to_install_lighting_control_system.html | 20 | fixture |  | 20
Equipment | LED Linear - Fixture Replacement | 2x4 LED Troffer | Lumen-Equivalent 32-Watt T8 Fixture | Commercial | New | Hospitals | FL Zone 2 | Per Unit | 0% | 1149.2659 | 571.368 | 577.8979 | 0.50284 | 15 | 0.060559 | 0.056172 | 15 | Mid-Atlantic TRM V7.0, 2017 for New LED linear recessed troffer/panel | 41.38 | rate at $82.76/per labor hour assume 0.5 hours work, https://www.homewyse.com/services/cost_to_install_lighting_control_system.html | 35 | Mid-Atlantic TRM V7.0, 2017 for New LED linear recessed troffer/panel | 41.38 | rate at $82.76/per labor hour assume 0.5 hours work, https://www.homewyse.com/services/cost_to_install_lighting_control_system.html | 20 | fixture |  | 20
Equipment | LED Linear - Fixture Replacement | 2x4 LED Troffer | Lumen-Equivalent 32-Watt T8 Fixture | Commercial | New | Institutional | FL Zone 2 | Per Unit | 0% | 557.399 | 277.116 | 280.283 | 0.50284 | 15 | 0.067942 | 0.015543 | 15 | Mid-Atlantic TRM V7.0, 2017 for New LED linear recessed troffer/panel | 41.38 | rate at $82.76/per labor hour assume 0.5 hours work, https://www.homewyse.com/services/cost_to_install_lighting_control_system.html | 35 | Mid-Atlantic TRM V7.0, 2017 for New LED linear recessed troffer/panel | 41.38 | rate at $82.76/per labor hour assume 0.5 hours work, https://www.homewyse.com/services/cost_to_install_lighting_control_system.html | 20 | fixture |  | 20
Equipment | LED Linear - Fixture Replacement | 2x4 LED Troffer | Lumen-Equivalent 32-Watt T8 Fixture | Commercial | New | Lodging/Hospitality | FL Zone 2 | Per Unit | 0% | 634.2758 | 315.336 | 318.9398 | 0.50284 | 15 | 0.07778 | 4.2611e-06 | 15 | Mid-Atlantic TRM V7.0, 2017 for New LED linear recessed troffer/panel | 41.38 | rate at $82.76/per labor hour assume 0.5 hours work, https://www.homewyse.com/services/cost_to_install_lighting_control_system.html | 35 | Mid-Atlantic TRM V7.0, 2017 for New LED linear recessed troffer/panel | 41.38 | rate at $82.76/per labor hour assume 0.5 hours work, https://www.homewyse.com/services/cost_to_install_lighting_control_system.html | 20 | fixture |  | 20
Equipment | LED Linear - Fixture Replacement | 2x4 LED Troffer | Lumen-Equivalent 32-Watt T8 Fixture | Commercial | New | Miscellaneous | FL Zone 2 | Per Unit | 0% | 744.7757 | 370.272 | 374.5037 | 0.50284 | 15 | 0.090781 | 0.020767 | 15 | Mid-Atlantic TRM V7.0, 2017 for New LED linear recessed troffer/panel | 41.38 | rate at $82.76/per labor hour assume 0.5 hours work, https://www.homewyse.com/services/cost_to_install_lighting_control_system.html | 35 | Mid-Atlantic TRM V7.0, 2017 for New LED linear recessed troffer/panel | 41.38 | rate at $82.76/per labor hour assume 0.5 hours work, https://www.homewyse.com/services/cost_to_install_lighting_control_system.html | 20 | fixture |  | 20
Equipment | LED Linear - Fixture Replacement | 2x4 LED Troffer | Lumen-Equivalent 32-Watt T8 Fixture | Commercial | New | Offices | FL Zone 2 | Per Unit | 0% | 549.6269 | 273.252 | 276.3749 | 0.50284 | 15 | 0.066994 | 0.015326 | 15 | Mid-Atlantic TRM V7.0, 2017 for New LED linear recessed troffer/panel | 41.38 | rate at $82.76/per labor hour assume 0.5 hours work, https://www.homewyse.com/services/cost_to_install_lighting_control_system.html | 35 | Mid-Atlantic TRM V7.0, 2017 for New LED linear recessed troffer/panel | 41.38 | rate at $82.76/per labor hour assume 0.5 hours work, https://www.homewyse.com/services/cost_to_install_lighting_control_system.html | 20 | fixture |  | 20
Equipment | LED Linear - Fixture Replacement | 2x4 LED Troffer | Lumen-Equivalent 32-Watt T8 Fixture | Commercial | New | Restaurants | FL Zone 2 | Per Unit | 0% | 567.1987 | 281.988 | 285.2107 | 0.50284 | 15 | 0.069555 | 3.8105e-06 | 15 | Mid-Atlantic TRM V7.0, 2017 for New LED linear recessed troffer/panel | 41.38 | rate at $82.76/per labor hour assume 0.5 hours work, https://www.homewyse.com/services/cost_to_install_lighting_control_system.html | 35 | Mid-Atlantic TRM V7.0, 2017 for New LED linear recessed troffer/panel | 41.38 | rate at $82.76/per labor hour assume 0.5 hours work, https://www.homewyse.com/services/cost_to_install_lighting_control_system.html | 20 | fixture |  | 20
Equipment | LED Linear - Fixture Replacement | 2x4 LED Troffer | Lumen-Equivalent 32-Watt T8 Fixture | Commercial | New | Retail | FL Zone 2 | Per Unit | 0% | 842.0966 | 418.656 | 423.4406 | 0.50284 | 15 | 0.10326 | 5.6573e-06 | 15 | Mid-Atlantic TRM V7.0, 2017 for New LED linear recessed troffer/panel | 41.38 | rate at $82.76/per labor hour assume 0.5 hours work, https://www.homewyse.com/services/cost_to_install_lighting_control_system.html | 35 | Mid-Atlantic TRM V7.0, 2017 for New LED linear recessed troffer/panel | 41.38 | rate at $82.76/per labor hour assume 0.5 hours work, https://www.homewyse.com/services/cost_to_install_lighting_control_system.html | 20 | fixture |  | 20
Equipment | LED Linear - Fixture Replacement | 2x4 LED Troffer | Lumen-Equivalent 32-Watt T8 Fixture | Commercial | New | Schools K-12 | FL Zone 2 | Per Unit | 0% | 401.9558 | 199.836 | 202.1198 | 0.50284 | 15 | 0.048995 | 0.011208 | 15 | Mid-Atlantic TRM V7.0, 2017 for New LED linear recessed troffer/panel | 41.38 | rate at $82.76/per labor hour assume 0.5 hours work, https://www.homewyse.com/services/cost_to_install_lighting_control_system.html | 35 | Mid-Atlantic TRM V7.0, 2017 for New LED linear recessed troffer/panel | 41.38 | rate at $82.76/per labor hour assume 0.5 hours work, https://www.homewyse.com/services/cost_to_install_lighting_control_system.html | 20 | fixture |  | 20
Equipment | LED Linear - Fixture Replacement | 2x4 LED Troffer | Lumen-Equivalent 32-Watt T8 Fixture | Commercial | New | Warehouse | FL Zone 2 | Per Unit | 0% | 646.103 | 321.216 | 324.887 | 0.50284 | 15 | 0.078754 | 0.018016 | 15 | Mid-Atlantic TRM V7.0, 2017 for New LED linear recessed troffer/panel | 41.38 | rate at $82.76/per labor hour assume 0.5 hours work, https://www.homewyse.com/services/cost_to_install_lighting_control_system.html | 35 | Mid-Atlantic TRM V7.0, 2017 for New LED linear recessed troffer/panel | 41.38 | rate at $82.76/per labor hour assume 0.5 hours work, https://www.homewyse.com/services/cost_to_install_lighting_control_system.html | 20 | fixture |  | 20
Equipment | LED Linear - Lamp Replacement | Linear LED (21W) | Lumen-Equivalent 32-Watt T8 Lamp | Commercial | Turnover | Assembly | FL Zone 2 | Per Fixture | 22.32% | 80.9882 | 60.396 | 20.5922 | 0.25426 | 15 | 0.0049742 | 0.0011421 | 2.85 | https://www.homedepot.com/p/Philips-32-Watt-4-ft-T8-Alto-Linear-Fluorescent-Light-Bulb-Neutral-3500K-10-Pack-479691/303811578 | 0 | No Labor Cost | 5 | https://www.homedepot.com/p/Philips-32-Watt-Equivalent-4-ft-T8-LED-Linear-Light-Bulb-Daylight-5000K-10-Pack-472910/303040479 | 0 | No Labor Cost | 2.15 | lamp |  | 2.15
Equipment | LED Linear - Lamp Replacement | Linear LED (21W) | Lumen-Equivalent 32-Watt T8 Lamp | Commercial | Turnover | College and University | FL Zone 2 | Per Fixture | 24.1% | 124.1293 | 92.568 | 31.5613 | 0.25426 | 15 | 0.0032689 | 0.0031387 | 2.85 | https://www.homedepot.com/p/Philips-32-Watt-4-ft-T8-Alto-Linear-Fluorescent-Light-Bulb-Neutral-3500K-10-Pack-479691/303811578 | 0 | No Labor Cost | 5 | https://www.homedepot.com/p/Philips-32-Watt-Equivalent-4-ft-T8-LED-Linear-Light-Bulb-Daylight-5000K-10-Pack-472910/303040479 | 0 | No Labor Cost | 2.15 | lamp |  | 2.15
Equipment | LED Linear - Lamp Replacement | Linear LED (21W) | Lumen-Equivalent 32-Watt T8 Lamp | Commercial | Turnover | Grocery | FL Zone 2 | Per Fixture | 24.1% | 156.119 | 116.424 | 39.695 | 0.25426 | 15 | 0.0095754 | 1.6038e-06 | 2.85 | https://www.homedepot.com/p/Philips-32-Watt-4-ft-T8-Alto-Linear-Fluorescent-Light-Bulb-Neutral-3500K-10-Pack-479691/303811578 | 0 | No Labor Cost | 5 | https://www.homedepot.com/p/Philips-32-Watt-Equivalent-4-ft-T8-LED-Linear-Light-Bulb-Daylight-5000K-10-Pack-472910/303040479 | 0 | No Labor Cost | 2.15 | lamp |  | 2.15
Equipment | LED Linear - Lamp Replacement | Linear LED (21W) | Lumen-Equivalent 32-Watt T8 Lamp | Commercial | Turnover | Healthcare | FL Zone 2 | Per Fixture | 22.32% | 141.5885 | 105.588 | 36.0005 | 0.25426 | 15 | 0.0086962 | 0.0019966 | 2.85 | https://www.homedepot.com/p/Philips-32-Watt-4-ft-T8-Alto-Linear-Fluorescent-Light-Bulb-Neutral-3500K-10-Pack-479691/303811578 | 0 | No Labor Cost | 5 | https://www.homedepot.com/p/Philips-32-Watt-Equivalent-4-ft-T8-LED-Linear-Light-Bulb-Daylight-5000K-10-Pack-472910/303040479 | 0 | No Labor Cost | 2.15 | lamp |  | 2.15
Equipment | LED Linear - Lamp Replacement | Linear LED (21W) | Lumen-Equivalent 32-Watt T8 Lamp | Commercial | Turnover | Hospitals | FL Zone 2 | Per Fixture | 24.1% | 191.5443 | 142.842 | 48.7023 | 0.25426 | 15 | 0.0050442 | 0.0048434 | 2.85 | https://www.homedepot.com/p/Philips-32-Watt-4-ft-T8-Alto-Linear-Fluorescent-Light-Bulb-Neutral-3500K-10-Pack-479691/303811578 | 0 | No Labor Cost | 5 | https://www.homedepot.com/p/Philips-32-Watt-Equivalent-4-ft-T8-LED-Linear-Light-Bulb-Daylight-5000K-10-Pack-472910/303040479 | 0 | No Labor Cost | 2.15 | lamp |  | 2.15
Equipment | LED Linear - Lamp Replacement | Linear LED (21W) | Lumen-Equivalent 32-Watt T8 Lamp | Commercial | Turnover | Institutional | FL Zone 2 | Per Fixture | 24.1% | 92.8998 | 69.279 | 23.6208 | 0.25426 | 15 | 0.0057058 | 0.00131 | 2.85 | https://www.homedepot.com/p/Philips-32-Watt-4-ft-T8-Alto-Linear-Fluorescent-Light-Bulb-Neutral-3500K-10-Pack-479691/303811578 | 0 | No Labor Cost | 5 | https://www.homedepot.com/p/Philips-32-Watt-Equivalent-4-ft-T8-LED-Linear-Light-Bulb-Daylight-5000K-10-Pack-472910/303040479 | 0 | No Labor Cost | 2.15 | lamp |  | 2.15
Equipment | LED Linear - Lamp Replacement | Linear LED (21W) | Lumen-Equivalent 32-Watt T8 Lamp | Commercial | Turnover | Lodging/Hospitality | FL Zone 2 | Per Fixture | 24.1% | 105.7126 | 78.834 | 26.8786 | 0.25426 | 15 | 0.0064838 | 1.086e-06 | 2.85 | https://www.homedepot.com/p/Philips-32-Watt-4-ft-T8-Alto-Linear-Fluorescent-Light-Bulb-Neutral-3500K-10-Pack-479691/303811578 | 0 | No Labor Cost | 5 | https://www.homedepot.com/p/Philips-32-Watt-Equivalent-4-ft-T8-LED-Linear-Light-Bulb-Daylight-5000K-10-Pack-472910/303040479 | 0 | No Labor Cost | 2.15 | lamp |  | 2.15
Equipment | LED Linear - Lamp Replacement | Linear LED (21W) | Lumen-Equivalent 32-Watt T8 Lamp | Commercial | Turnover | Miscellaneous | FL Zone 2 | Per Fixture | 2.678% | 124.1293 | 92.568 | 31.5613 | 0.25426 | 15 | 0.0076239 | 0.0017504 | 2.85 | https://www.homedepot.com/p/Philips-32-Watt-4-ft-T8-Alto-Linear-Fluorescent-Light-Bulb-Neutral-3500K-10-Pack-479691/303811578 | 0 | No Labor Cost | 5 | https://www.homedepot.com/p/Philips-32-Watt-Equivalent-4-ft-T8-LED-Linear-Light-Bulb-Daylight-5000K-10-Pack-472910/303040479 | 0 | No Labor Cost | 2.15 | lamp |  | 2.15
Equipment | LED Linear - Lamp Replacement | Linear LED (21W) | Lumen-Equivalent 32-Watt T8 Lamp | Commercial | Turnover | Offices | FL Zone 2 | Per Fixture | 24.1% | 91.6045 | 68.313 | 23.2915 | 0.25426 | 15 | 0.0056262 | 0.0012918 | 2.85 | https://www.homedepot.com/p/Philips-32-Watt-4-ft-T8-Alto-Linear-Fluorescent-Light-Bulb-Neutral-3500K-10-Pack-479691/303811578 | 0 | No Labor Cost | 5 | https://www.homedepot.com/p/Philips-32-Watt-Equivalent-4-ft-T8-LED-Linear-Light-Bulb-Daylight-5000K-10-Pack-472910/303040479 | 0 | No Labor Cost | 2.15 | lamp |  | 2.15
Equipment | LED Linear - Lamp Replacement | Linear LED (21W) | Lumen-Equivalent 32-Watt T8 Lamp | Commercial | Turnover | Restaurants | FL Zone 2 | Per Fixture | 24.1% | 94.5331 | 70.497 | 24.0361 | 0.25426 | 15 | 0.0057981 | 9.7112e-07 | 2.85 | https://www.homedepot.com/p/Philips-32-Watt-4-ft-T8-Alto-Linear-Fluorescent-Light-Bulb-Neutral-3500K-10-Pack-479691/303811578 | 0 | No Labor Cost | 5 | https://www.homedepot.com/p/Philips-32-Watt-Equivalent-4-ft-T8-LED-Linear-Light-Bulb-Daylight-5000K-10-Pack-472910/303040479 | 0 | No Labor Cost | 2.15 | lamp |  | 2.15
Equipment | LED Linear - Lamp Replacement | Linear LED (21W) | Lumen-Equivalent 32-Watt T8 Lamp | Commercial | Turnover | Retail | FL Zone 2 | Per Fixture | 24.1% | 140.3494 | 104.664 | 35.6854 | 0.25426 | 15 | 0.0086082 | 1.4418e-06 | 2.85 | https://www.homedepot.com/p/Philips-32-Watt-4-ft-T8-Alto-Linear-Fluorescent-Light-Bulb-Neutral-3500K-10-Pack-479691/303811578 | 0 | No Labor Cost | 5 | https://www.homedepot.com/p/Philips-32-Watt-Equivalent-4-ft-T8-LED-Linear-Light-Bulb-Daylight-5000K-10-Pack-472910/303040479 | 0 | No Labor Cost | 2.15 | lamp |  | 2.15
Equipment | LED Linear - Lamp Replacement | Linear LED (21W) | Lumen-Equivalent 32-Watt T8 Lamp | Commercial | Turnover | Schools K-12 | FL Zone 2 | Per Fixture | 24.1% | 66.9926 | 49.959 | 17.0336 | 0.25426 | 15 | 0.0041146 | 0.00094471 | 2.85 | https://www.homedepot.com/p/Philips-32-Watt-4-ft-T8-Alto-Linear-Fluorescent-Light-Bulb-Neutral-3500K-10-Pack-479691/303811578 | 0 | No Labor Cost | 5 | https://www.homedepot.com/p/Philips-32-Watt-Equivalent-4-ft-T8-LED-Linear-Light-Bulb-Daylight-5000K-10-Pack-472910/303040479 | 0 | No Labor Cost | 2.15 | lamp |  | 2.15
Equipment | LED Linear - Lamp Replacement | Linear LED (21W) | Lumen-Equivalent 32-Watt T8 Lamp | Commercial | Turnover | Warehouse | FL Zone 2 | Per Fixture | 24.1% | 107.6838 | 80.304 | 27.3798 | 0.25426 | 15 | 0.0066138 | 0.0015185 | 2.85 | https://www.homedepot.com/p/Philips-32-Watt-4-ft-T8-Alto-Linear-Fluorescent-Light-Bulb-Neutral-3500K-10-Pack-479691/303811578 | 0 | No Labor Cost | 5 | https://www.homedepot.com/p/Philips-32-Watt-Equivalent-4-ft-T8-LED-Linear-Light-Bulb-Daylight-5000K-10-Pack-472910/303040479 | 0 | No Labor Cost | 2.15 | lamp |  | 2.15
Equipment | LED Linear - Lamp Replacement | Linear LED (21W) | Lumen-Equivalent 32-Watt T8 Lamp | Commercial | New | Assembly | FL Zone 2 | Per Fixture | 0% | 80.9882 | 60.396 | 20.5922 | 0.25426 | 15 | 0.0049742 | 0.0011421 | 2.85 | https://www.homedepot.com/p/Philips-32-Watt-4-ft-T8-Alto-Linear-Fluorescent-Light-Bulb-Neutral-3500K-10-Pack-479691/303811578 | 0 | No Labor Cost | 5 | https://www.homedepot.com/p/Philips-32-Watt-Equivalent-4-ft-T8-LED-Linear-Light-Bulb-Daylight-5000K-10-Pack-472910/303040479 | 0 | No Labor Cost | 2.15 | lamp |  | 2.15
Equipment | LED Linear - Lamp Replacement | Linear LED (21W) | Lumen-Equivalent 32-Watt T8 Lamp | Commercial | New | College and University | FL Zone 2 | Per Fixture | 0% | 124.1293 | 92.568 | 31.5613 | 0.25426 | 15 | 0.0032689 | 0.0031387 | 2.85 | https://www.homedepot.com/p/Philips-32-Watt-4-ft-T8-Alto-Linear-Fluorescent-Light-Bulb-Neutral-3500K-10-Pack-479691/303811578 | 0 | No Labor Cost | 5 | https://www.homedepot.com/p/Philips-32-Watt-Equivalent-4-ft-T8-LED-Linear-Light-Bulb-Daylight-5000K-10-Pack-472910/303040479 | 0 | No Labor Cost | 2.15 | lamp |  | 2.15
Equipment | LED Linear - Lamp Replacement | Linear LED (21W) | Lumen-Equivalent 32-Watt T8 Lamp | Commercial | New | Grocery | FL Zone 2 | Per Fixture | 0% | 156.119 | 116.424 | 39.695 | 0.25426 | 15 | 0.0095754 | 1.6038e-06 | 2.85 | https://www.homedepot.com/p/Philips-32-Watt-4-ft-T8-Alto-Linear-Fluorescent-Light-Bulb-Neutral-3500K-10-Pack-479691/303811578 | 0 | No Labor Cost | 5 | https://www.homedepot.com/p/Philips-32-Watt-Equivalent-4-ft-T8-LED-Linear-Light-Bulb-Daylight-5000K-10-Pack-472910/303040479 | 0 | No Labor Cost | 2.15 | lamp |  | 2.15
Equipment | LED Linear - Lamp Replacement | Linear LED (21W) | Lumen-Equivalent 32-Watt T8 Lamp | Commercial | New | Healthcare | FL Zone 2 | Per Fixture | 0% | 141.5885 | 105.588 | 36.0005 | 0.25426 | 15 | 0.0086962 | 0.0019966 | 2.85 | https://www.homedepot.com/p/Philips-32-Watt-4-ft-T8-Alto-Linear-Fluorescent-Light-Bulb-Neutral-3500K-10-Pack-479691/303811578 | 0 | No Labor Cost | 5 | https://www.homedepot.com/p/Philips-32-Watt-Equivalent-4-ft-T8-LED-Linear-Light-Bulb-Daylight-5000K-10-Pack-472910/303040479 | 0 | No Labor Cost | 2.15 | lamp |  | 2.15
Equipment | LED Linear - Lamp Replacement | Linear LED (21W) | Lumen-Equivalent 32-Watt T8 Lamp | Commercial | New | Hospitals | FL Zone 2 | Per Fixture | 0% | 191.5443 | 142.842 | 48.7023 | 0.25426 | 15 | 0.0050442 | 0.0048434 | 2.85 | https://www.homedepot.com/p/Philips-32-Watt-4-ft-T8-Alto-Linear-Fluorescent-Light-Bulb-Neutral-3500K-10-Pack-479691/303811578 | 0 | No Labor Cost | 5 | https://www.homedepot.com/p/Philips-32-Watt-Equivalent-4-ft-T8-LED-Linear-Light-Bulb-Daylight-5000K-10-Pack-472910/303040479 | 0 | No Labor Cost | 2.15 | lamp |  | 2.15
Equipment | LED Linear - Lamp Replacement | Linear LED (21W) | Lumen-Equivalent 32-Watt T8 Lamp | Commercial | New | Institutional | FL Zone 2 | Per Fixture | 0% | 92.8998 | 69.279 | 23.6208 | 0.25426 | 15 | 0.0057058 | 0.00131 | 2.85 | https://www.homedepot.com/p/Philips-32-Watt-4-ft-T8-Alto-Linear-Fluorescent-Light-Bulb-Neutral-3500K-10-Pack-479691/303811578 | 0 | No Labor Cost | 5 | https://www.homedepot.com/p/Philips-32-Watt-Equivalent-4-ft-T8-LED-Linear-Light-Bulb-Daylight-5000K-10-Pack-472910/303040479 | 0 | No Labor Cost | 2.15 | lamp |  | 2.15
Equipment | LED Linear - Lamp Replacement | Linear LED (21W) | Lumen-Equivalent 32-Watt T8 Lamp | Commercial | New | Lodging/Hospitality | FL Zone 2 | Per Fixture | 0% | 105.7126 | 78.834 | 26.8786 | 0.25426 | 15 | 0.0064838 | 1.086e-06 | 2.85 | https://www.homedepot.com/p/Philips-32-Watt-4-ft-T8-Alto-Linear-Fluorescent-Light-Bulb-Neutral-3500K-10-Pack-479691/303811578 | 0 | No Labor Cost | 5 | https://www.homedepot.com/p/Philips-32-Watt-Equivalent-4-ft-T8-LED-Linear-Light-Bulb-Daylight-5000K-10-Pack-472910/303040479 | 0 | No Labor Cost | 2.15 | lamp |  | 2.15
Equipment | LED Linear - Lamp Replacement | Linear LED (21W) | Lumen-Equivalent 32-Watt T8 Lamp | Commercial | New | Miscellaneous | FL Zone 2 | Per Fixture | 0% | 124.1293 | 92.568 | 31.5613 | 0.25426 | 15 | 0.0076239 | 0.0017504 | 2.85 | https://www.homedepot.com/p/Philips-32-Watt-4-ft-T8-Alto-Linear-Fluorescent-Light-Bulb-Neutral-3500K-10-Pack-479691/303811578 | 0 | No Labor Cost | 5 | https://www.homedepot.com/p/Philips-32-Watt-Equivalent-4-ft-T8-LED-Linear-Light-Bulb-Daylight-5000K-10-Pack-472910/303040479 | 0 | No Labor Cost | 2.15 | lamp |  | 2.15
Equipment | LED Linear - Lamp Replacement | Linear LED (21W) | Lumen-Equivalent 32-Watt T8 Lamp | Commercial | New | Offices | FL Zone 2 | Per Fixture | 0% | 91.6045 | 68.313 | 23.2915 | 0.25426 | 15 | 0.0056262 | 0.0012918 | 2.85 | https://www.homedepot.com/p/Philips-32-Watt-4-ft-T8-Alto-Linear-Fluorescent-Light-Bulb-Neutral-3500K-10-Pack-479691/303811578 | 0 | No Labor Cost | 5 | https://www.homedepot.com/p/Philips-32-Watt-Equivalent-4-ft-T8-LED-Linear-Light-Bulb-Daylight-5000K-10-Pack-472910/303040479 | 0 | No Labor Cost | 2.15 | lamp |  | 2.15
Equipment | LED Linear - Lamp Replacement | Linear LED (21W) | Lumen-Equivalent 32-Watt T8 Lamp | Commercial | New | Restaurants | FL Zone 2 | Per Fixture | 0% | 94.5331 | 70.497 | 24.0361 | 0.25426 | 15 | 0.0057981 | 9.7112e-07 | 2.85 | https://www.homedepot.com/p/Philips-32-Watt-4-ft-T8-Alto-Linear-Fluorescent-Light-Bulb-Neutral-3500K-10-Pack-479691/303811578 | 0 | No Labor Cost | 5 | https://www.homedepot.com/p/Philips-32-Watt-Equivalent-4-ft-T8-LED-Linear-Light-Bulb-Daylight-5000K-10-Pack-472910/303040479 | 0 | No Labor Cost | 2.15 | lamp |  | 2.15
Equipment | LED Linear - Lamp Replacement | Linear LED (21W) | Lumen-Equivalent 32-Watt T8 Lamp | Commercial | New | Retail | FL Zone 2 | Per Fixture | 0% | 140.3494 | 104.664 | 35.6854 | 0.25426 | 15 | 0.0086082 | 1.4418e-06 | 2.85 | https://www.homedepot.com/p/Philips-32-Watt-4-ft-T8-Alto-Linear-Fluorescent-Light-Bulb-Neutral-3500K-10-Pack-479691/303811578 | 0 | No Labor Cost | 5 | https://www.homedepot.com/p/Philips-32-Watt-Equivalent-4-ft-T8-LED-Linear-Light-Bulb-Daylight-5000K-10-Pack-472910/303040479 | 0 | No Labor Cost | 2.15 | lamp |  | 2.15
Equipment | LED Linear - Lamp Replacement | Linear LED (21W) | Lumen-Equivalent 32-Watt T8 Lamp | Commercial | New | Schools K-12 | FL Zone 2 | Per Fixture | 0% | 66.9926 | 49.959 | 17.0336 | 0.25426 | 15 | 0.0041146 | 0.00094471 | 2.85 | https://www.homedepot.com/p/Philips-32-Watt-4-ft-T8-Alto-Linear-Fluorescent-Light-Bulb-Neutral-3500K-10-Pack-479691/303811578 | 0 | No Labor Cost | 5 | https://www.homedepot.com/p/Philips-32-Watt-Equivalent-4-ft-T8-LED-Linear-Light-Bulb-Daylight-5000K-10-Pack-472910/303040479 | 0 | No Labor Cost | 2.15 | lamp |  | 2.15
Equipment | LED Linear - Lamp Replacement | Linear LED (21W) | Lumen-Equivalent 32-Watt T8 Lamp | Commercial | New | Warehouse | FL Zone 2 | Per Fixture | 0% | 107.6838 | 80.304 | 27.3798 | 0.25426 | 15 | 0.0066138 | 0.0015185 | 2.85 | https://www.homedepot.com/p/Philips-32-Watt-4-ft-T8-Alto-Linear-Fluorescent-Light-Bulb-Neutral-3500K-10-Pack-479691/303811578 | 0 | No Labor Cost | 5 | https://www.homedepot.com/p/Philips-32-Watt-Equivalent-4-ft-T8-LED-Linear-Light-Bulb-Daylight-5000K-10-Pack-472910/303040479 | 0 | No Labor Cost | 2.15 | lamp |  | 2.15
Equipment | Premium T8 - Fixture Replacement | Three-Lamp Reduced Wattage (28W) T8 Fixture with Low Ballast Factor | Lumen-Equivalent 32-Watt T8 Fixture | Commercial | Turnover | Assembly | FL Zone 2 | Per Fixture | 0% | 242.9645 | 212.5939 | 30.3706 | 0.125 | 8 | 0.0073619 | 0.0016841 | 0 | reference source included incremental cost only | 0 | 0 | 20 | Illinois 2018 Statewide TRM, Section 4.5.3 (3-lamp HPT8 with 28w lamps) | 0 | 0 | 20 | fixture |  | 20
Equipment | Premium T8 - Fixture Replacement | Three-Lamp Reduced Wattage (28W) T8 Fixture with Low Ballast Factor | Lumen-Equivalent 32-Watt T8 Fixture | Commercial | Turnover | College and University | FL Zone 2 | Per Fixture | 0% | 372.3878 | 325.8394 | 46.5485 | 0.125 | 8 | 0.0048779 | 0.0045245 | 0 | reference source included incremental cost only | 0 | 0 | 20 | Illinois 2018 Statewide TRM, Section 4.5.3 (3-lamp HPT8 with 28w lamps) | 0 | 0 | 20 | fixture |  | 20
Equipment | Premium T8 - Fixture Replacement | Three-Lamp Reduced Wattage (28W) T8 Fixture with Low Ballast Factor | Lumen-Equivalent 32-Watt T8 Fixture | Commercial | Turnover | Grocery | FL Zone 2 | Per Fixture | 0% | 468.3571 | 409.8125 | 58.5446 | 0.125 | 8 | 0.014277 | 7.8218e-07 | 0 | reference source included incremental cost only | 0 | 0 | 20 | Illinois 2018 Statewide TRM, Section 4.5.3 (3-lamp HPT8 with 28w lamps) | 0 | 0 | 20 | fixture |  | 20
Equipment | Premium T8 - Fixture Replacement | Three-Lamp Reduced Wattage (28W) T8 Fixture with Low Ballast Factor | Lumen-Equivalent 32-Watt T8 Fixture | Commercial | Turnover | Healthcare | FL Zone 2 | Per Fixture | 0% | 424.7654 | 371.6698 | 53.0957 | 0.125 | 8 | 0.012871 | 0.0029443 | 0 | reference source included incremental cost only | 0 | 0 | 20 | Illinois 2018 Statewide TRM, Section 4.5.3 (3-lamp HPT8 with 28w lamps) | 0 | 0 | 20 | fixture |  | 20
Equipment | Premium T8 - Fixture Replacement | Three-Lamp Reduced Wattage (28W) T8 Fixture with Low Ballast Factor | Lumen-Equivalent 32-Watt T8 Fixture | Commercial | Turnover | Hospitals | FL Zone 2 | Per Fixture | 0% | 574.633 | 502.8038 | 71.8291 | 0.125 | 8 | 0.0075271 | 0.0069818 | 0 | reference source included incremental cost only | 0 | 0 | 20 | Illinois 2018 Statewide TRM, Section 4.5.3 (3-lamp HPT8 with 28w lamps) | 0 | 0 | 20 | fixture |  | 20
Equipment | Premium T8 - Fixture Replacement | Three-Lamp Reduced Wattage (28W) T8 Fixture with Low Ballast Factor | Lumen-Equivalent 32-Watt T8 Fixture | Commercial | Turnover | Institutional | FL Zone 2 | Per Fixture | 0% | 278.6995 | 243.8621 | 34.8374 | 0.125 | 8 | 0.0084447 | 0.0019318 | 0 | reference source included incremental cost only | 0 | 0 | 20 | Illinois 2018 Statewide TRM, Section 4.5.3 (3-lamp HPT8 with 28w lamps) | 0 | 0 | 20 | fixture |  | 20
Equipment | Premium T8 - Fixture Replacement | Three-Lamp Reduced Wattage (28W) T8 Fixture with Low Ballast Factor | Lumen-Equivalent 32-Watt T8 Fixture | Commercial | Turnover | Lodging/Hospitality | FL Zone 2 | Per Fixture | 0% | 317.1379 | 277.4957 | 39.6422 | 0.125 | 8 | 0.0096676 | 5.2963e-07 | 0 | reference source included incremental cost only | 0 | 0 | 20 | Illinois 2018 Statewide TRM, Section 4.5.3 (3-lamp HPT8 with 28w lamps) | 0 | 0 | 20 | fixture |  | 20
Equipment | Premium T8 - Fixture Replacement | Three-Lamp Reduced Wattage (28W) T8 Fixture with Low Ballast Factor | Lumen-Equivalent 32-Watt T8 Fixture | Commercial | Turnover | Miscellaneous | FL Zone 2 | Per Fixture | 0% | 372.3878 | 325.8394 | 46.5485 | 0.125 | 8 | 0.011284 | 0.0025813 | 0 | reference source included incremental cost only | 0 | 0 | 20 | Illinois 2018 Statewide TRM, Section 4.5.3 (3-lamp HPT8 with 28w lamps) | 0 | 0 | 20 | fixture |  | 20
Equipment | Premium T8 - Fixture Replacement | Three-Lamp Reduced Wattage (28W) T8 Fixture with Low Ballast Factor | Lumen-Equivalent 32-Watt T8 Fixture | Commercial | Turnover | Offices | FL Zone 2 | Per Fixture | 0% | 274.8134 | 240.4618 | 34.3517 | 0.125 | 8 | 0.008327 | 0.0019049 | 0 | reference source included incremental cost only | 0 | 0 | 20 | Illinois 2018 Statewide TRM, Section 4.5.3 (3-lamp HPT8 with 28w lamps) | 0 | 0 | 20 | fixture |  | 20
Equipment | Premium T8 - Fixture Replacement | Three-Lamp Reduced Wattage (28W) T8 Fixture with Low Ballast Factor | Lumen-Equivalent 32-Watt T8 Fixture | Commercial | Turnover | Restaurants | FL Zone 2 | Per Fixture | 0% | 283.5994 | 248.1494 | 35.4499 | 0.125 | 8 | 0.0086452 | 4.7362e-07 | 0 | reference source included incremental cost only | 0 | 0 | 20 | Illinois 2018 Statewide TRM, Section 4.5.3 (3-lamp HPT8 with 28w lamps) | 0 | 0 | 20 | fixture |  | 20
Equipment | Premium T8 - Fixture Replacement | Three-Lamp Reduced Wattage (28W) T8 Fixture with Low Ballast Factor | Lumen-Equivalent 32-Watt T8 Fixture | Commercial | Turnover | Retail | FL Zone 2 | Per Fixture | 0% | 421.0483 | 368.4173 | 52.631 | 0.125 | 8 | 0.012835 | 7.0317e-07 | 0 | reference source included incremental cost only | 0 | 0 | 20 | Illinois 2018 Statewide TRM, Section 4.5.3 (3-lamp HPT8 with 28w lamps) | 0 | 0 | 20 | fixture |  | 20
Equipment | Premium T8 - Fixture Replacement | Three-Lamp Reduced Wattage (28W) T8 Fixture with Low Ballast Factor | Lumen-Equivalent 32-Watt T8 Fixture | Commercial | Turnover | Schools K-12 | FL Zone 2 | Per Fixture | 0% | 200.9779 | 175.8557 | 25.1222 | 0.125 | 8 | 0.0060897 | 0.0013931 | 0 | reference source included incremental cost only | 0 | 0 | 20 | Illinois 2018 Statewide TRM, Section 4.5.3 (3-lamp HPT8 with 28w lamps) | 0 | 0 | 20 | fixture |  | 20
Equipment | Premium T8 - Fixture Replacement | Three-Lamp Reduced Wattage (28W) T8 Fixture with Low Ballast Factor | Lumen-Equivalent 32-Watt T8 Fixture | Commercial | Turnover | Warehouse | FL Zone 2 | Per Fixture | 0% | 323.0515 | 282.6701 | 40.3814 | 0.125 | 8 | 0.0097886 | 0.0022393 | 0 | reference source included incremental cost only | 0 | 0 | 20 | Illinois 2018 Statewide TRM, Section 4.5.3 (3-lamp HPT8 with 28w lamps) | 0 | 0 | 20 | fixture |  | 20
Equipment | Premium T8 - Fixture Replacement | Three-Lamp Reduced Wattage (28W) T8 Fixture with Low Ballast Factor | Lumen-Equivalent 32-Watt T8 Fixture | Commercial | New | Assembly | FL Zone 2 | Per Fixture | 0% | 242.9645 | 212.5939 | 30.3706 | 0.125 | 8 | 0.0073619 | 0.0016841 | 0 | reference source included incremental cost only | 0 | 0 | 20 | Illinois 2018 Statewide TRM, Section 4.5.3 (3-lamp HPT8 with 28w lamps) | 0 | 0 | 20 | fixture |  | 20
Equipment | Premium T8 - Fixture Replacement | Three-Lamp Reduced Wattage (28W) T8 Fixture with Low Ballast Factor | Lumen-Equivalent 32-Watt T8 Fixture | Commercial | New | College and University | FL Zone 2 | Per Fixture | 0% | 372.3878 | 325.8394 | 46.5485 | 0.125 | 8 | 0.0048779 | 0.0045245 | 0 | reference source included incremental cost only | 0 | 0 | 20 | Illinois 2018 Statewide TRM, Section 4.5.3 (3-lamp HPT8 with 28w lamps) | 0 | 0 | 20 | fixture |  | 20
Equipment | Premium T8 - Fixture Replacement | Three-Lamp Reduced Wattage (28W) T8 Fixture with Low Ballast Factor | Lumen-Equivalent 32-Watt T8 Fixture | Commercial | New | Grocery | FL Zone 2 | Per Fixture | 0% | 468.3571 | 409.8125 | 58.5446 | 0.125 | 8 | 0.014277 | 7.8218e-07 | 0 | reference source included incremental cost only | 0 | 0 | 20 | Illinois 2018 Statewide TRM, Section 4.5.3 (3-lamp HPT8 with 28w lamps) | 0 | 0 | 20 | fixture |  | 20
Equipment | Premium T8 - Fixture Replacement | Three-Lamp Reduced Wattage (28W) T8 Fixture with Low Ballast Factor | Lumen-Equivalent 32-Watt T8 Fixture | Commercial | New | Healthcare | FL Zone 2 | Per Fixture | 0% | 424.7654 | 371.6698 | 53.0957 | 0.125 | 8 | 0.012871 | 0.0029443 | 0 | reference source included incremental cost only | 0 | 0 | 20 | Illinois 2018 Statewide TRM, Section 4.5.3 (3-lamp HPT8 with 28w lamps) | 0 | 0 | 20 | fixture |  | 20
Equipment | Premium T8 - Fixture Replacement | Three-Lamp Reduced Wattage (28W) T8 Fixture with Low Ballast Factor | Lumen-Equivalent 32-Watt T8 Fixture | Commercial | New | Hospitals | FL Zone 2 | Per Fixture | 0% | 574.633 | 502.8038 | 71.8291 | 0.125 | 8 | 0.0075271 | 0.0069818 | 0 | reference source included incremental cost only | 0 | 0 | 20 | Illinois 2018 Statewide TRM, Section 4.5.3 (3-lamp HPT8 with 28w lamps) | 0 | 0 | 20 | fixture |  | 20
Equipment | Premium T8 - Fixture Replacement | Three-Lamp Reduced Wattage (28W) T8 Fixture with Low Ballast Factor | Lumen-Equivalent 32-Watt T8 Fixture | Commercial | New | Institutional | FL Zone 2 | Per Fixture | 0% | 278.6995 | 243.8621 | 34.8374 | 0.125 | 8 | 0.0084447 | 0.0019318 | 0 | reference source included incremental cost only | 0 | 0 | 20 | Illinois 2018 Statewide TRM, Section 4.5.3 (3-lamp HPT8 with 28w lamps) | 0 | 0 | 20 | fixture |  | 20
Equipment | Premium T8 - Fixture Replacement | Three-Lamp Reduced Wattage (28W) T8 Fixture with Low Ballast Factor | Lumen-Equivalent 32-Watt T8 Fixture | Commercial | New | Lodging/Hospitality | FL Zone 2 | Per Fixture | 0% | 317.1379 | 277.4957 | 39.6422 | 0.125 | 8 | 0.0096676 | 5.2963e-07 | 0 | reference source included incremental cost only | 0 | 0 | 20 | Illinois 2018 Statewide TRM, Section 4.5.3 (3-lamp HPT8 with 28w lamps) | 0 | 0 | 20 | fixture |  | 20
Equipment | Premium T8 - Fixture Replacement | Three-Lamp Reduced Wattage (28W) T8 Fixture with Low Ballast Factor | Lumen-Equivalent 32-Watt T8 Fixture | Commercial | New | Miscellaneous | FL Zone 2 | Per Fixture | 0% | 372.3878 | 325.8394 | 46.5485 | 0.125 | 8 | 0.011284 | 0.0025813 | 0 | reference source included incremental cost only | 0 | 0 | 20 | Illinois 2018 Statewide TRM, Section 4.5.3 (3-lamp HPT8 with 28w lamps) | 0 | 0 | 20 | fixture |  | 20
Equipment | Premium T8 - Fixture Replacement | Three-Lamp Reduced Wattage (28W) T8 Fixture with Low Ballast Factor | Lumen-Equivalent 32-Watt T8 Fixture | Commercial | New | Offices | FL Zone 2 | Per Fixture | 0% | 274.8134 | 240.4618 | 34.3517 | 0.125 | 8 | 0.008327 | 0.0019049 | 0 | reference source included incremental cost only | 0 | 0 | 20 | Illinois 2018 Statewide TRM, Section 4.5.3 (3-lamp HPT8 with 28w lamps) | 0 | 0 | 20 | fixture |  | 20
Equipment | Premium T8 - Fixture Replacement | Three-Lamp Reduced Wattage (28W) T8 Fixture with Low Ballast Factor | Lumen-Equivalent 32-Watt T8 Fixture | Commercial | New | Restaurants | FL Zone 2 | Per Fixture | 0% | 283.5994 | 248.1494 | 35.4499 | 0.125 | 8 | 0.0086452 | 4.7362e-07 | 0 | reference source included incremental cost only | 0 | 0 | 20 | Illinois 2018 Statewide TRM, Section 4.5.3 (3-lamp HPT8 with 28w lamps) | 0 | 0 | 20 | fixture |  | 20
Equipment | Premium T8 - Fixture Replacement | Three-Lamp Reduced Wattage (28W) T8 Fixture with Low Ballast Factor | Lumen-Equivalent 32-Watt T8 Fixture | Commercial | New | Retail | FL Zone 2 | Per Fixture | 0% | 421.0483 | 368.4173 | 52.631 | 0.125 | 8 | 0.012835 | 7.0317e-07 | 0 | reference source included incremental cost only | 0 | 0 | 20 | Illinois 2018 Statewide TRM, Section 4.5.3 (3-lamp HPT8 with 28w lamps) | 0 | 0 | 20 | fixture |  | 20
Equipment | Premium T8 - Fixture Replacement | Three-Lamp Reduced Wattage (28W) T8 Fixture with Low Ballast Factor | Lumen-Equivalent 32-Watt T8 Fixture | Commercial | New | Schools K-12 | FL Zone 2 | Per Fixture | 0% | 200.9779 | 175.8557 | 25.1222 | 0.125 | 8 | 0.0060897 | 0.0013931 | 0 | reference source included incremental cost only | 0 | 0 | 20 | Illinois 2018 Statewide TRM, Section 4.5.3 (3-lamp HPT8 with 28w lamps) | 0 | 0 | 20 | fixture |  | 20
Equipment | Premium T8 - Fixture Replacement | Three-Lamp Reduced Wattage (28W) T8 Fixture with Low Ballast Factor | Lumen-Equivalent 32-Watt T8 Fixture | Commercial | New | Warehouse | FL Zone 2 | Per Fixture | 0% | 323.0515 | 282.6701 | 40.3814 | 0.125 | 8 | 0.0097886 | 0.0022393 | 0 | reference source included incremental cost only | 0 | 0 | 20 | Illinois 2018 Statewide TRM, Section 4.5.3 (3-lamp HPT8 with 28w lamps) | 0 | 0 | 20 | fixture |  | 20
Equipment | Premium T8 - Lamp Replacement | Replace Bulbs in Three-Lamp T8 Fixture with Reduced Wattage (28W) Bulbs | Three-Lamp 32-Watt T8 Fixture | Commercial | Turnover | Assembly | FL Zone 2 | Per Fixture | 0% | 80.9882 | 70.8646 | 10.1235 | 0.125 | 8 | 0.0024454 | 0.00056146 | 2.85 | https://www.homedepot.com/p/Philips-32-Watt-4-ft-T8-Alto-Linear-Fluorescent-Light-Bulb-Neutral-3500K-10-Pack-479691/303811578 | 0 | No Labor Cost | 3.29 | https://www.homedepot.com/p/Philips-28-Watt-4-ft-T8-Alto-Linear-Fluorescent-Light-Bulb-Natural-Light-5000K-30-Pack-281055/204363599 | 0 | No Labor Cost | 0.44 | lamp |  | 0.44
Equipment | Premium T8 - Lamp Replacement | Replace Bulbs in Three-Lamp T8 Fixture with Reduced Wattage (28W) Bulbs | Three-Lamp 32-Watt T8 Fixture | Commercial | Turnover | College and University | FL Zone 2 | Per Fixture | 0% | 124.1293 | 108.6131 | 15.5162 | 0.125 | 8 | 0.001607 | 0.0015431 | 2.85 | https://www.homedepot.com/p/Philips-32-Watt-4-ft-T8-Alto-Linear-Fluorescent-Light-Bulb-Neutral-3500K-10-Pack-479691/303811578 | 0 | No Labor Cost | 3.29 | https://www.homedepot.com/p/Philips-28-Watt-4-ft-T8-Alto-Linear-Fluorescent-Light-Bulb-Natural-Light-5000K-30-Pack-281055/204363599 | 0 | No Labor Cost | 0.44 | lamp |  | 0.44
Equipment | Premium T8 - Lamp Replacement | Replace Bulbs in Three-Lamp T8 Fixture with Reduced Wattage (28W) Bulbs | Three-Lamp 32-Watt T8 Fixture | Commercial | Turnover | Grocery | FL Zone 2 | Per Fixture | 0% | 156.119 | 136.6042 | 19.5149 | 0.125 | 8 | 0.0047075 | 7.8845e-07 | 2.85 | https://www.homedepot.com/p/Philips-32-Watt-4-ft-T8-Alto-Linear-Fluorescent-Light-Bulb-Neutral-3500K-10-Pack-479691/303811578 | 0 | No Labor Cost | 3.29 | https://www.homedepot.com/p/Philips-28-Watt-4-ft-T8-Alto-Linear-Fluorescent-Light-Bulb-Natural-Light-5000K-30-Pack-281055/204363599 | 0 | No Labor Cost | 0.44 | lamp |  | 0.44
Equipment | Premium T8 - Lamp Replacement | Replace Bulbs in Three-Lamp T8 Fixture with Reduced Wattage (28W) Bulbs | Three-Lamp 32-Watt T8 Fixture | Commercial | Turnover | Healthcare | FL Zone 2 | Per Fixture | 0% | 141.5885 | 123.8899 | 17.6986 | 0.125 | 8 | 0.0042752 | 0.00098159 | 2.85 | https://www.homedepot.com/p/Philips-32-Watt-4-ft-T8-Alto-Linear-Fluorescent-Light-Bulb-Neutral-3500K-10-Pack-479691/303811578 | 0 | No Labor Cost | 3.29 | https://www.homedepot.com/p/Philips-28-Watt-4-ft-T8-Alto-Linear-Fluorescent-Light-Bulb-Natural-Light-5000K-30-Pack-281055/204363599 | 0 | No Labor Cost | 0.44 | lamp |  | 0.44
Equipment | Premium T8 - Lamp Replacement | Replace Bulbs in Three-Lamp T8 Fixture with Reduced Wattage (28W) Bulbs | Three-Lamp 32-Watt T8 Fixture | Commercial | Turnover | Hospitals | FL Zone 2 | Per Fixture | 0% | 191.5443 | 167.6013 | 23.943 | 0.125 | 8 | 0.0024798 | 0.0023811 | 2.85 | https://www.homedepot.com/p/Philips-32-Watt-4-ft-T8-Alto-Linear-Fluorescent-Light-Bulb-Neutral-3500K-10-Pack-479691/303811578 | 0 | No Labor Cost | 3.29 | https://www.homedepot.com/p/Philips-28-Watt-4-ft-T8-Alto-Linear-Fluorescent-Light-Bulb-Natural-Light-5000K-30-Pack-281055/204363599 | 0 | No Labor Cost | 0.44 | lamp |  | 0.44
Equipment | Premium T8 - Lamp Replacement | Replace Bulbs in Three-Lamp T8 Fixture with Reduced Wattage (28W) Bulbs | Three-Lamp 32-Watt T8 Fixture | Commercial | Turnover | Institutional | FL Zone 2 | Per Fixture | 0% | 92.8998 | 81.2874 | 11.6125 | 0.125 | 8 | 0.0028051 | 0.00064404 | 2.85 | https://www.homedepot.com/p/Philips-32-Watt-4-ft-T8-Alto-Linear-Fluorescent-Light-Bulb-Neutral-3500K-10-Pack-479691/303811578 | 0 | No Labor Cost | 3.29 | https://www.homedepot.com/p/Philips-28-Watt-4-ft-T8-Alto-Linear-Fluorescent-Light-Bulb-Natural-Light-5000K-30-Pack-281055/204363599 | 0 | No Labor Cost | 0.44 | lamp |  | 0.44
Equipment | Premium T8 - Lamp Replacement | Replace Bulbs in Three-Lamp T8 Fixture with Reduced Wattage (28W) Bulbs | Three-Lamp 32-Watt T8 Fixture | Commercial | Turnover | Lodging/Hospitality | FL Zone 2 | Per Fixture | 0% | 105.7126 | 92.4986 | 13.2141 | 0.125 | 8 | 0.0031876 | 5.3388e-07 | 2.85 | https://www.homedepot.com/p/Philips-32-Watt-4-ft-T8-Alto-Linear-Fluorescent-Light-Bulb-Neutral-3500K-10-Pack-479691/303811578 | 0 | No Labor Cost | 3.29 | https://www.homedepot.com/p/Philips-28-Watt-4-ft-T8-Alto-Linear-Fluorescent-Light-Bulb-Natural-Light-5000K-30-Pack-281055/204363599 | 0 | No Labor Cost | 0.44 | lamp |  | 0.44
Equipment | Premium T8 - Lamp Replacement | Replace Bulbs in Three-Lamp T8 Fixture with Reduced Wattage (28W) Bulbs | Three-Lamp 32-Watt T8 Fixture | Commercial | Turnover | Miscellaneous | FL Zone 2 | Per Fixture | 0% | 124.1293 | 108.6131 | 15.5162 | 0.125 | 8 | 0.003748 | 0.00086055 | 2.85 | https://www.homedepot.com/p/Philips-32-Watt-4-ft-T8-Alto-Linear-Fluorescent-Light-Bulb-Neutral-3500K-10-Pack-479691/303811578 | 0 | No Labor Cost | 3.29 | https://www.homedepot.com/p/Philips-28-Watt-4-ft-T8-Alto-Linear-Fluorescent-Light-Bulb-Natural-Light-5000K-30-Pack-281055/204363599 | 0 | No Labor Cost | 0.44 | lamp |  | 0.44
Equipment | Premium T8 - Lamp Replacement | Replace Bulbs in Three-Lamp T8 Fixture with Reduced Wattage (28W) Bulbs | Three-Lamp 32-Watt T8 Fixture | Commercial | Turnover | Offices | FL Zone 2 | Per Fixture | 0% | 91.6045 | 80.1539 | 11.4506 | 0.125 | 8 | 0.002766 | 0.00063506 | 2.85 | https://www.homedepot.com/p/Philips-32-Watt-4-ft-T8-Alto-Linear-Fluorescent-Light-Bulb-Neutral-3500K-10-Pack-479691/303811578 | 0 | No Labor Cost | 3.29 | https://www.homedepot.com/p/Philips-28-Watt-4-ft-T8-Alto-Linear-Fluorescent-Light-Bulb-Natural-Light-5000K-30-Pack-281055/204363599 | 0 | No Labor Cost | 0.44 | lamp |  | 0.44
Equipment | Premium T8 - Lamp Replacement | Replace Bulbs in Three-Lamp T8 Fixture with Reduced Wattage (28W) Bulbs | Three-Lamp 32-Watt T8 Fixture | Commercial | Turnover | Restaurants | FL Zone 2 | Per Fixture | 0% | 94.5331 | 82.7165 | 11.8166 | 0.125 | 8 | 0.0028505 | 4.7742e-07 | 2.85 | https://www.homedepot.com/p/Philips-32-Watt-4-ft-T8-Alto-Linear-Fluorescent-Light-Bulb-Neutral-3500K-10-Pack-479691/303811578 | 0 | No Labor Cost | 3.29 | https://www.homedepot.com/p/Philips-28-Watt-4-ft-T8-Alto-Linear-Fluorescent-Light-Bulb-Natural-Light-5000K-30-Pack-281055/204363599 | 0 | No Labor Cost | 0.44 | lamp |  | 0.44
Equipment | Premium T8 - Lamp Replacement | Replace Bulbs in Three-Lamp T8 Fixture with Reduced Wattage (28W) Bulbs | Three-Lamp 32-Watt T8 Fixture | Commercial | Turnover | Retail | FL Zone 2 | Per Fixture | 0% | 140.3494 | 122.8058 | 17.5437 | 0.125 | 8 | 0.004232 | 7.0881e-07 | 2.85 | https://www.homedepot.com/p/Philips-32-Watt-4-ft-T8-Alto-Linear-Fluorescent-Light-Bulb-Neutral-3500K-10-Pack-479691/303811578 | 0 | No Labor Cost | 3.29 | https://www.homedepot.com/p/Philips-28-Watt-4-ft-T8-Alto-Linear-Fluorescent-Light-Bulb-Natural-Light-5000K-30-Pack-281055/204363599 | 0 | No Labor Cost | 0.44 | lamp |  | 0.44
Equipment | Premium T8 - Lamp Replacement | Replace Bulbs in Three-Lamp T8 Fixture with Reduced Wattage (28W) Bulbs | Three-Lamp 32-Watt T8 Fixture | Commercial | Turnover | Schools K-12 | FL Zone 2 | Per Fixture | 0% | 66.9926 | 58.6186 | 8.3741 | 0.125 | 8 | 0.0020228 | 0.00046444 | 2.85 | https://www.homedepot.com/p/Philips-32-Watt-4-ft-T8-Alto-Linear-Fluorescent-Light-Bulb-Neutral-3500K-10-Pack-479691/303811578 | 0 | No Labor Cost | 3.29 | https://www.homedepot.com/p/Philips-28-Watt-4-ft-T8-Alto-Linear-Fluorescent-Light-Bulb-Natural-Light-5000K-30-Pack-281055/204363599 | 0 | No Labor Cost | 0.44 | lamp |  | 0.44
Equipment | Premium T8 - Lamp Replacement | Replace Bulbs in Three-Lamp T8 Fixture with Reduced Wattage (28W) Bulbs | Three-Lamp 32-Watt T8 Fixture | Commercial | Turnover | Warehouse | FL Zone 2 | Per Fixture | 0% | 107.6838 | 94.2234 | 13.4605 | 0.125 | 8 | 0.0032515 | 0.00074654 | 2.85 | https://www.homedepot.com/p/Philips-32-Watt-4-ft-T8-Alto-Linear-Fluorescent-Light-Bulb-Neutral-3500K-10-Pack-479691/303811578 | 0 | No Labor Cost | 3.29 | https://www.homedepot.com/p/Philips-28-Watt-4-ft-T8-Alto-Linear-Fluorescent-Light-Bulb-Natural-Light-5000K-30-Pack-281055/204363599 | 0 | No Labor Cost | 0.44 | lamp |  | 0.44
Equipment | Premium T8 - Lamp Replacement | Replace Bulbs in Three-Lamp T8 Fixture with Reduced Wattage (28W) Bulbs | Three-Lamp 32-Watt T8 Fixture | Commercial | New | Assembly | FL Zone 2 | Per Fixture | 0% | 80.9882 | 70.8646 | 10.1235 | 0.125 | 8 | 0.0024454 | 0.00056146 | 2.85 | https://www.homedepot.com/p/Philips-32-Watt-4-ft-T8-Alto-Linear-Fluorescent-Light-Bulb-Neutral-3500K-10-Pack-479691/303811578 | 0 | No Labor Cost | 3.29 | https://www.homedepot.com/p/Philips-28-Watt-4-ft-T8-Alto-Linear-Fluorescent-Light-Bulb-Natural-Light-5000K-30-Pack-281055/204363599 | 0 | No Labor Cost | 0.44 | lamp |  | 0.44
Equipment | Premium T8 - Lamp Replacement | Replace Bulbs in Three-Lamp T8 Fixture with Reduced Wattage (28W) Bulbs | Three-Lamp 32-Watt T8 Fixture | Commercial | New | College and University | FL Zone 2 | Per Fixture | 0% | 124.1293 | 108.6131 | 15.5162 | 0.125 | 8 | 0.001607 | 0.0015431 | 2.85 | https://www.homedepot.com/p/Philips-32-Watt-4-ft-T8-Alto-Linear-Fluorescent-Light-Bulb-Neutral-3500K-10-Pack-479691/303811578 | 0 | No Labor Cost | 3.29 | https://www.homedepot.com/p/Philips-28-Watt-4-ft-T8-Alto-Linear-Fluorescent-Light-Bulb-Natural-Light-5000K-30-Pack-281055/204363599 | 0 | No Labor Cost | 0.44 | lamp |  | 0.44
Equipment | Premium T8 - Lamp Replacement | Replace Bulbs in Three-Lamp T8 Fixture with Reduced Wattage (28W) Bulbs | Three-Lamp 32-Watt T8 Fixture | Commercial | New | Grocery | FL Zone 2 | Per Fixture | 0% | 156.119 | 136.6042 | 19.5149 | 0.125 | 8 | 0.0047075 | 7.8845e-07 | 2.85 | https://www.homedepot.com/p/Philips-32-Watt-4-ft-T8-Alto-Linear-Fluorescent-Light-Bulb-Neutral-3500K-10-Pack-479691/303811578 | 0 | No Labor Cost | 3.29 | https://www.homedepot.com/p/Philips-28-Watt-4-ft-T8-Alto-Linear-Fluorescent-Light-Bulb-Natural-Light-5000K-30-Pack-281055/204363599 | 0 | No Labor Cost | 0.44 | lamp |  | 0.44
Equipment | Premium T8 - Lamp Replacement | Replace Bulbs in Three-Lamp T8 Fixture with Reduced Wattage (28W) Bulbs | Three-Lamp 32-Watt T8 Fixture | Commercial | New | Healthcare | FL Zone 2 | Per Fixture | 0% | 141.5885 | 123.8899 | 17.6986 | 0.125 | 8 | 0.0042752 | 0.00098159 | 2.85 | https://www.homedepot.com/p/Philips-32-Watt-4-ft-T8-Alto-Linear-Fluorescent-Light-Bulb-Neutral-3500K-10-Pack-479691/303811578 | 0 | No Labor Cost | 3.29 | https://www.homedepot.com/p/Philips-28-Watt-4-ft-T8-Alto-Linear-Fluorescent-Light-Bulb-Natural-Light-5000K-30-Pack-281055/204363599 | 0 | No Labor Cost | 0.44 | lamp |  | 0.44
Equipment | Premium T8 - Lamp Replacement | Replace Bulbs in Three-Lamp T8 Fixture with Reduced Wattage (28W) Bulbs | Three-Lamp 32-Watt T8 Fixture | Commercial | New | Hospitals | FL Zone 2 | Per Fixture | 0% | 191.5443 | 167.6013 | 23.943 | 0.125 | 8 | 0.0024798 | 0.0023811 | 2.85 | https://www.homedepot.com/p/Philips-32-Watt-4-ft-T8-Alto-Linear-Fluorescent-Light-Bulb-Neutral-3500K-10-Pack-479691/303811578 | 0 | No Labor Cost | 3.29 | https://www.homedepot.com/p/Philips-28-Watt-4-ft-T8-Alto-Linear-Fluorescent-Light-Bulb-Natural-Light-5000K-30-Pack-281055/204363599 | 0 | No Labor Cost | 0.44 | lamp |  | 0.44
Equipment | Premium T8 - Lamp Replacement | Replace Bulbs in Three-Lamp T8 Fixture with Reduced Wattage (28W) Bulbs | Three-Lamp 32-Watt T8 Fixture | Commercial | New | Institutional | FL Zone 2 | Per Fixture | 0% | 92.8998 | 81.2874 | 11.6125 | 0.125 | 8 | 0.0028051 | 0.00064404 | 2.85 | https://www.homedepot.com/p/Philips-32-Watt-4-ft-T8-Alto-Linear-Fluorescent-Light-Bulb-Neutral-3500K-10-Pack-479691/303811578 | 0 | No Labor Cost | 3.29 | https://www.homedepot.com/p/Philips-28-Watt-4-ft-T8-Alto-Linear-Fluorescent-Light-Bulb-Natural-Light-5000K-30-Pack-281055/204363599 | 0 | No Labor Cost | 0.44 | lamp |  | 0.44
Equipment | Premium T8 - Lamp Replacement | Replace Bulbs in Three-Lamp T8 Fixture with Reduced Wattage (28W) Bulbs | Three-Lamp 32-Watt T8 Fixture | Commercial | New | Lodging/Hospitality | FL Zone 2 | Per Fixture | 0% | 105.7126 | 92.4986 | 13.2141 | 0.125 | 8 | 0.0031876 | 5.3388e-07 | 2.85 | https://www.homedepot.com/p/Philips-32-Watt-4-ft-T8-Alto-Linear-Fluorescent-Light-Bulb-Neutral-3500K-10-Pack-479691/303811578 | 0 | No Labor Cost | 3.29 | https://www.homedepot.com/p/Philips-28-Watt-4-ft-T8-Alto-Linear-Fluorescent-Light-Bulb-Natural-Light-5000K-30-Pack-281055/204363599 | 0 | No Labor Cost | 0.44 | lamp |  | 0.44
Equipment | Premium T8 - Lamp Replacement | Replace Bulbs in Three-Lamp T8 Fixture with Reduced Wattage (28W) Bulbs | Three-Lamp 32-Watt T8 Fixture | Commercial | New | Miscellaneous | FL Zone 2 | Per Fixture | 0% | 124.1293 | 108.6131 | 15.5162 | 0.125 | 8 | 0.003748 | 0.00086055 | 2.85 | https://www.homedepot.com/p/Philips-32-Watt-4-ft-T8-Alto-Linear-Fluorescent-Light-Bulb-Neutral-3500K-10-Pack-479691/303811578 | 0 | No Labor Cost | 3.29 | https://www.homedepot.com/p/Philips-28-Watt-4-ft-T8-Alto-Linear-Fluorescent-Light-Bulb-Natural-Light-5000K-30-Pack-281055/204363599 | 0 | No Labor Cost | 0.44 | lamp |  | 0.44
Equipment | Premium T8 - Lamp Replacement | Replace Bulbs in Three-Lamp T8 Fixture with Reduced Wattage (28W) Bulbs | Three-Lamp 32-Watt T8 Fixture | Commercial | New | Offices | FL Zone 2 | Per Fixture | 0% | 91.6045 | 80.1539 | 11.4506 | 0.125 | 8 | 0.002766 | 0.00063506 | 2.85 | https://www.homedepot.com/p/Philips-32-Watt-4-ft-T8-Alto-Linear-Fluorescent-Light-Bulb-Neutral-3500K-10-Pack-479691/303811578 | 0 | No Labor Cost | 3.29 | https://www.homedepot.com/p/Philips-28-Watt-4-ft-T8-Alto-Linear-Fluorescent-Light-Bulb-Natural-Light-5000K-30-Pack-281055/204363599 | 0 | No Labor Cost | 0.44 | lamp |  | 0.44
Equipment | Premium T8 - Lamp Replacement | Replace Bulbs in Three-Lamp T8 Fixture with Reduced Wattage (28W) Bulbs | Three-Lamp 32-Watt T8 Fixture | Commercial | New | Restaurants | FL Zone 2 | Per Fixture | 0% | 94.5331 | 82.7165 | 11.8166 | 0.125 | 8 | 0.0028505 | 4.7742e-07 | 2.85 | https://www.homedepot.com/p/Philips-32-Watt-4-ft-T8-Alto-Linear-Fluorescent-Light-Bulb-Neutral-3500K-10-Pack-479691/303811578 | 0 | No Labor Cost | 3.29 | https://www.homedepot.com/p/Philips-28-Watt-4-ft-T8-Alto-Linear-Fluorescent-Light-Bulb-Natural-Light-5000K-30-Pack-281055/204363599 | 0 | No Labor Cost | 0.44 | lamp |  | 0.44
Equipment | Premium T8 - Lamp Replacement | Replace Bulbs in Three-Lamp T8 Fixture with Reduced Wattage (28W) Bulbs | Three-Lamp 32-Watt T8 Fixture | Commercial | New | Retail | FL Zone 2 | Per Fixture | 0% | 140.3494 | 122.8058 | 17.5437 | 0.125 | 8 | 0.004232 | 7.0881e-07 | 2.85 | https://www.homedepot.com/p/Philips-32-Watt-4-ft-T8-Alto-Linear-Fluorescent-Light-Bulb-Neutral-3500K-10-Pack-479691/303811578 | 0 | No Labor Cost | 3.29 | https://www.homedepot.com/p/Philips-28-Watt-4-ft-T8-Alto-Linear-Fluorescent-Light-Bulb-Natural-Light-5000K-30-Pack-281055/204363599 | 0 | No Labor Cost | 0.44 | lamp |  | 0.44
Equipment | Premium T8 - Lamp Replacement | Replace Bulbs in Three-Lamp T8 Fixture with Reduced Wattage (28W) Bulbs | Three-Lamp 32-Watt T8 Fixture | Commercial | New | Schools K-12 | FL Zone 2 | Per Fixture | 0% | 66.9926 | 58.6186 | 8.3741 | 0.125 | 8 | 0.0020228 | 0.00046444 | 2.85 | https://www.homedepot.com/p/Philips-32-Watt-4-ft-T8-Alto-Linear-Fluorescent-Light-Bulb-Neutral-3500K-10-Pack-479691/303811578 | 0 | No Labor Cost | 3.29 | https://www.homedepot.com/p/Philips-28-Watt-4-ft-T8-Alto-Linear-Fluorescent-Light-Bulb-Natural-Light-5000K-30-Pack-281055/204363599 | 0 | No Labor Cost | 0.44 | lamp |  | 0.44
Equipment | Premium T8 - Lamp Replacement | Replace Bulbs in Three-Lamp T8 Fixture with Reduced Wattage (28W) Bulbs | Three-Lamp 32-Watt T8 Fixture | Commercial | New | Warehouse | FL Zone 2 | Per Fixture | 0% | 107.6838 | 94.2234 | 13.4605 | 0.125 | 8 | 0.0032515 | 0.00074654 | 2.85 | https://www.homedepot.com/p/Philips-32-Watt-4-ft-T8-Alto-Linear-Fluorescent-Light-Bulb-Neutral-3500K-10-Pack-479691/303811578 | 0 | No Labor Cost | 3.29 | https://www.homedepot.com/p/Philips-28-Watt-4-ft-T8-Alto-Linear-Fluorescent-Light-Bulb-Natural-Light-5000K-30-Pack-281055/204363599 | 0 | No Labor Cost | 0.44 | lamp |  | 0.44
Equipment | Efficient Battery Charger | Single-phase Ferro resonant or silicon-controlled rectifier chargin equipment with power conversion efficiency >=89% & maintenance power <= 10 W | FR or SCR charging stations with power conversion efficiecy < 89% or > 10 W | Commercial | Turnover | Assembly | FL Zone 2 | Per Appliance | 17.92% | 8124.9 | 7013.694 | 1111.206 | 0.13677 | 7 | 0.60888 | 0 | 0 | reference source included incremental cost only | 0 | 0 | 400 | Illinois 2018 Statewide TRM, Section 4.8.9 | 0 | No Labor Cost | 400 | unit |  | 400
Equipment | Efficient Battery Charger | Single-phase Ferro resonant or silicon-controlled rectifier chargin equipment with power conversion efficiency >=89% & maintenance power <= 10 W | FR or SCR charging stations with power conversion efficiecy < 89% or > 10 W | Commercial | Turnover | College and University | FL Zone 2 | Per Appliance | 0% | 8124.9 | 7013.694 | 1111.206 | 0.13677 | 7 | 0.60888 | 0 | 0 | reference source included incremental cost only | 0 | 0 | 400 | Illinois 2018 Statewide TRM, Section 4.8.9 | 0 | No Labor Cost | 400 | unit |  | 400
Equipment | Efficient Battery Charger | Single-phase Ferro resonant or silicon-controlled rectifier chargin equipment with power conversion efficiency >=89% & maintenance power <= 10 W | FR or SCR charging stations with power conversion efficiecy < 89% or > 10 W | Commercial | Turnover | Grocery | FL Zone 2 | Per Appliance | 17.92% | 8124.9 | 7013.694 | 1111.206 | 0.13677 | 7 | 0.60888 | 0 | 0 | reference source included incremental cost only | 0 | 0 | 400 | Illinois 2018 Statewide TRM, Section 4.8.9 | 0 | No Labor Cost | 400 | unit |  | 400
Equipment | Efficient Battery Charger | Single-phase Ferro resonant or silicon-controlled rectifier chargin equipment with power conversion efficiency >=89% & maintenance power <= 10 W | FR or SCR charging stations with power conversion efficiecy < 89% or > 10 W | Commercial | Turnover | Healthcare | FL Zone 2 | Per Appliance | 17.92% | 8124.9 | 7013.694 | 1111.206 | 0.13677 | 7 | 0.60888 | 0 | 0 | reference source included incremental cost only | 0 | 0 | 400 | Illinois 2018 Statewide TRM, Section 4.8.9 | 0 | No Labor Cost | 400 | unit |  | 400
Equipment | Efficient Battery Charger | Single-phase Ferro resonant or silicon-controlled rectifier chargin equipment with power conversion efficiency >=89% & maintenance power <= 10 W | FR or SCR charging stations with power conversion efficiecy < 89% or > 10 W | Commercial | Turnover | Hospitals | FL Zone 2 | Per Appliance | 17.92% | 8124.9 | 7013.694 | 1111.206 | 0.13677 | 7 | 0.60888 | 0 | 0 | reference source included incremental cost only | 0 | 0 | 400 | Illinois 2018 Statewide TRM, Section 4.8.9 | 0 | No Labor Cost | 400 | unit |  | 400
Equipment | Efficient Battery Charger | Single-phase Ferro resonant or silicon-controlled rectifier chargin equipment with power conversion efficiency >=89% & maintenance power <= 10 W | FR or SCR charging stations with power conversion efficiecy < 89% or > 10 W | Commercial | Turnover | Institutional | FL Zone 2 | Per Appliance | 17.92% | 8124.9 | 7013.694 | 1111.206 | 0.13677 | 7 | 0.60888 | 0 | 0 | reference source included incremental cost only | 0 | 0 | 400 | Illinois 2018 Statewide TRM, Section 4.8.9 | 0 | No Labor Cost | 400 | unit |  | 400
Equipment | Efficient Battery Charger | Single-phase Ferro resonant or silicon-controlled rectifier chargin equipment with power conversion efficiency >=89% & maintenance power <= 10 W | FR or SCR charging stations with power conversion efficiecy < 89% or > 10 W | Commercial | Turnover | Lodging/Hospitality | FL Zone 2 | Per Appliance | 17.92% | 8124.9 | 7013.694 | 1111.206 | 0.13677 | 7 | 0.60888 | 0 | 0 | reference source included incremental cost only | 0 | 0 | 400 | Illinois 2018 Statewide TRM, Section 4.8.9 | 0 | No Labor Cost | 400 | unit |  | 400
Equipment | Efficient Battery Charger | Single-phase Ferro resonant or silicon-controlled rectifier chargin equipment with power conversion efficiency >=89% & maintenance power <= 10 W | FR or SCR charging stations with power conversion efficiecy < 89% or > 10 W | Commercial | Turnover | Miscellaneous | FL Zone 2 | Per Appliance | 0% | 8124.9 | 7013.694 | 1111.206 | 0.13677 | 7 | 0.60888 | 0 | 0 | reference source included incremental cost only | 0 | 0 | 400 | Illinois 2018 Statewide TRM, Section 4.8.9 | 0 | No Labor Cost | 400 | unit |  | 400
Equipment | Efficient Battery Charger | Single-phase Ferro resonant or silicon-controlled rectifier chargin equipment with power conversion efficiency >=89% & maintenance power <= 10 W | FR or SCR charging stations with power conversion efficiecy < 89% or > 10 W | Commercial | Turnover | Offices | FL Zone 2 | Per Appliance | 17.92% | 8124.9 | 7013.694 | 1111.206 | 0.13677 | 7 | 0.60888 | 0 | 0 | reference source included incremental cost only | 0 | 0 | 400 | Illinois 2018 Statewide TRM, Section 4.8.9 | 0 | No Labor Cost | 400 | unit |  | 400
Equipment | Efficient Battery Charger | Single-phase Ferro resonant or silicon-controlled rectifier chargin equipment with power conversion efficiency >=89% & maintenance power <= 10 W | FR or SCR charging stations with power conversion efficiecy < 89% or > 10 W | Commercial | Turnover | Restaurants | FL Zone 2 | Per Appliance | 0% | 8124.9 | 7013.694 | 1111.206 | 0.13677 | 7 | 0.60888 | 0 | 0 | reference source included incremental cost only | 0 | 0 | 400 | Illinois 2018 Statewide TRM, Section 4.8.9 | 0 | No Labor Cost | 400 | unit |  | 400
Equipment | Efficient Battery Charger | Single-phase Ferro resonant or silicon-controlled rectifier chargin equipment with power conversion efficiency >=89% & maintenance power <= 10 W | FR or SCR charging stations with power conversion efficiecy < 89% or > 10 W | Commercial | Turnover | Retail | FL Zone 2 | Per Appliance | 17.92% | 8124.9 | 7013.694 | 1111.206 | 0.13677 | 7 | 0.60888 | 0 | 0 | reference source included incremental cost only | 0 | 0 | 400 | Illinois 2018 Statewide TRM, Section 4.8.9 | 0 | No Labor Cost | 400 | unit |  | 400
Equipment | Efficient Battery Charger | Single-phase Ferro resonant or silicon-controlled rectifier chargin equipment with power conversion efficiency >=89% & maintenance power <= 10 W | FR or SCR charging stations with power conversion efficiecy < 89% or > 10 W | Commercial | Turnover | Schools K-12 | FL Zone 2 | Per Appliance | 0% | 8124.9 | 7013.694 | 1111.206 | 0.13677 | 7 | 0.60888 | 0 | 0 | reference source included incremental cost only | 0 | 0 | 400 | Illinois 2018 Statewide TRM, Section 4.8.9 | 0 | No Labor Cost | 400 | unit |  | 400
Equipment | Efficient Battery Charger | Single-phase Ferro resonant or silicon-controlled rectifier chargin equipment with power conversion efficiency >=89% & maintenance power <= 10 W | FR or SCR charging stations with power conversion efficiecy < 89% or > 10 W | Commercial | Turnover | Warehouse | FL Zone 2 | Per Appliance | 17.92% | 8124.9 | 7013.694 | 1111.206 | 0.13677 | 7 | 0.60888 | 0 | 0 | reference source included incremental cost only | 0 | 0 | 400 | Illinois 2018 Statewide TRM, Section 4.8.9 | 0 | No Labor Cost | 400 | unit |  | 400
Equipment | Efficient Battery Charger | Single-phase Ferro resonant or silicon-controlled rectifier chargin equipment with power conversion efficiency >=89% & maintenance power <= 10 W | FR or SCR charging stations with power conversion efficiecy < 89% or > 10 W | Commercial | New | Assembly | FL Zone 2 | Per Appliance | 17.92% | 8124.9 | 7013.694 | 1111.206 | 0.13677 | 7 | 0.60888 | 0 | 0 | reference source included incremental cost only | 0 | 0 | 400 | Illinois 2018 Statewide TRM, Section 4.8.9 | 0 | No Labor Cost | 400 | unit |  | 400
Equipment | Efficient Battery Charger | Single-phase Ferro resonant or silicon-controlled rectifier chargin equipment with power conversion efficiency >=89% & maintenance power <= 10 W | FR or SCR charging stations with power conversion efficiecy < 89% or > 10 W | Commercial | New | College and University | FL Zone 2 | Per Appliance | 0% | 8124.9 | 7013.694 | 1111.206 | 0.13677 | 7 | 0.60888 | 0 | 0 | reference source included incremental cost only | 0 | 0 | 400 | Illinois 2018 Statewide TRM, Section 4.8.9 | 0 | No Labor Cost | 400 | unit |  | 400
Equipment | Efficient Battery Charger | Single-phase Ferro resonant or silicon-controlled rectifier chargin equipment with power conversion efficiency >=89% & maintenance power <= 10 W | FR or SCR charging stations with power conversion efficiecy < 89% or > 10 W | Commercial | New | Grocery | FL Zone 2 | Per Appliance | 17.92% | 8124.9 | 7013.694 | 1111.206 | 0.13677 | 7 | 0.60888 | 0 | 0 | reference source included incremental cost only | 0 | 0 | 400 | Illinois 2018 Statewide TRM, Section 4.8.9 | 0 | No Labor Cost | 400 | unit |  | 400
Equipment | Efficient Battery Charger | Single-phase Ferro resonant or silicon-controlled rectifier chargin equipment with power conversion efficiency >=89% & maintenance power <= 10 W | FR or SCR charging stations with power conversion efficiecy < 89% or > 10 W | Commercial | New | Healthcare | FL Zone 2 | Per Appliance | 17.92% | 8124.9 | 7013.694 | 1111.206 | 0.13677 | 7 | 0.60888 | 0 | 0 | reference source included incremental cost only | 0 | 0 | 400 | Illinois 2018 Statewide TRM, Section 4.8.9 | 0 | No Labor Cost | 400 | unit |  | 400
Equipment | Efficient Battery Charger | Single-phase Ferro resonant or silicon-controlled rectifier chargin equipment with power conversion efficiency >=89% & maintenance power <= 10 W | FR or SCR charging stations with power conversion efficiecy < 89% or > 10 W | Commercial | New | Hospitals | FL Zone 2 | Per Appliance | 17.92% | 8124.9 | 7013.694 | 1111.206 | 0.13677 | 7 | 0.60888 | 0 | 0 | reference source included incremental cost only | 0 | 0 | 400 | Illinois 2018 Statewide TRM, Section 4.8.9 | 0 | No Labor Cost | 400 | unit |  | 400
Equipment | Efficient Battery Charger | Single-phase Ferro resonant or silicon-controlled rectifier chargin equipment with power conversion efficiency >=89% & maintenance power <= 10 W | FR or SCR charging stations with power conversion efficiecy < 89% or > 10 W | Commercial | New | Institutional | FL Zone 2 | Per Appliance | 17.92% | 8124.9 | 7013.694 | 1111.206 | 0.13677 | 7 | 0.60888 | 0 | 0 | reference source included incremental cost only | 0 | 0 | 400 | Illinois 2018 Statewide TRM, Section 4.8.9 | 0 | No Labor Cost | 400 | unit |  | 400
Equipment | Efficient Battery Charger | Single-phase Ferro resonant or silicon-controlled rectifier chargin equipment with power conversion efficiency >=89% & maintenance power <= 10 W | FR or SCR charging stations with power conversion efficiecy < 89% or > 10 W | Commercial | New | Lodging/Hospitality | FL Zone 2 | Per Appliance | 17.92% | 8124.9 | 7013.694 | 1111.206 | 0.13677 | 7 | 0.60888 | 0 | 0 | reference source included incremental cost only | 0 | 0 | 400 | Illinois 2018 Statewide TRM, Section 4.8.9 | 0 | No Labor Cost | 400 | unit |  | 400
Equipment | Efficient Battery Charger | Single-phase Ferro resonant or silicon-controlled rectifier chargin equipment with power conversion efficiency >=89% & maintenance power <= 10 W | FR or SCR charging stations with power conversion efficiecy < 89% or > 10 W | Commercial | New | Miscellaneous | FL Zone 2 | Per Appliance | 0% | 8124.9 | 7013.694 | 1111.206 | 0.13677 | 7 | 0.60888 | 0 | 0 | reference source included incremental cost only | 0 | 0 | 400 | Illinois 2018 Statewide TRM, Section 4.8.9 | 0 | No Labor Cost | 400 | unit |  | 400
Equipment | Efficient Battery Charger | Single-phase Ferro resonant or silicon-controlled rectifier chargin equipment with power conversion efficiency >=89% & maintenance power <= 10 W | FR or SCR charging stations with power conversion efficiecy < 89% or > 10 W | Commercial | New | Offices | FL Zone 2 | Per Appliance | 17.92% | 8124.9 | 7013.694 | 1111.206 | 0.13677 | 7 | 0.60888 | 0 | 0 | reference source included incremental cost only | 0 | 0 | 400 | Illinois 2018 Statewide TRM, Section 4.8.9 | 0 | No Labor Cost | 400 | unit |  | 400
Equipment | Efficient Battery Charger | Single-phase Ferro resonant or silicon-controlled rectifier chargin equipment with power conversion efficiency >=89% & maintenance power <= 10 W | FR or SCR charging stations with power conversion efficiecy < 89% or > 10 W | Commercial | New | Restaurants | FL Zone 2 | Per Appliance | 0% | 8124.9 | 7013.694 | 1111.206 | 0.13677 | 7 | 0.60888 | 0 | 0 | reference source included incremental cost only | 0 | 0 | 400 | Illinois 2018 Statewide TRM, Section 4.8.9 | 0 | No Labor Cost | 400 | unit |  | 400
Equipment | Efficient Battery Charger | Single-phase Ferro resonant or silicon-controlled rectifier chargin equipment with power conversion efficiency >=89% & maintenance power <= 10 W | FR or SCR charging stations with power conversion efficiecy < 89% or > 10 W | Commercial | New | Retail | FL Zone 2 | Per Appliance | 17.92% | 8124.9 | 7013.694 | 1111.206 | 0.13677 | 7 | 0.60888 | 0 | 0 | reference source included incremental cost only | 0 | 0 | 400 | Illinois 2018 Statewide TRM, Section 4.8.9 | 0 | No Labor Cost | 400 | unit |  | 400
Equipment | Efficient Battery Charger | Single-phase Ferro resonant or silicon-controlled rectifier chargin equipment with power conversion efficiency >=89% & maintenance power <= 10 W | FR or SCR charging stations with power conversion efficiecy < 89% or > 10 W | Commercial | New | Schools K-12 | FL Zone 2 | Per Appliance | 0% | 8124.9 | 7013.694 | 1111.206 | 0.13677 | 7 | 0.60888 | 0 | 0 | reference source included incremental cost only | 0 | 0 | 400 | Illinois 2018 Statewide TRM, Section 4.8.9 | 0 | No Labor Cost | 400 | unit |  | 400
Equipment | Efficient Battery Charger | Single-phase Ferro resonant or silicon-controlled rectifier chargin equipment with power conversion efficiency >=89% & maintenance power <= 10 W | FR or SCR charging stations with power conversion efficiecy < 89% or > 10 W | Commercial | New | Warehouse | FL Zone 2 | Per Appliance | 17.92% | 8124.9 | 7013.694 | 1111.206 | 0.13677 | 7 | 0.60888 | 0 | 0 | reference source included incremental cost only | 0 | 0 | 400 | Illinois 2018 Statewide TRM, Section 4.8.9 | 0 | No Labor Cost | 400 | unit |  | 400
Equipment | ENERGY STAR Commercial Clothes Washer | Single-phase Ferro resonant or silicon-controlled rectifier chargin equipment with power conversion efficiency >=89% & maintenance power <= 10 W | FR or SCR charging stations with power conversion efficiecy < 89% or > 10 W | Commercial | Turnover | Assembly | FL Zone 2 | Per Appliance | 0% | 3887.25 | 2827.0909 | 1060.1591 | 0.27273 | 7 | 0 | 0 | 949 | https://www.homedepot.com/p/Whirlpool-2-9-cu-ft-White-Commercial-Top-Load-Washing-Machine-CAE2745FQ/301844420 | 0 | 0 | 1499 | https://www.homedepot.com/p/Whirlpool-3-1-cu-ft-High-Efficicency-White-Front-Load-Commercial-Washing-Machine-CHW9160GW/302700351 | 0 | 0 | 550 | unit |  | 550
Equipment | ENERGY STAR Commercial Clothes Washer | Single-phase Ferro resonant or silicon-controlled rectifier chargin equipment with power conversion efficiency >=89% & maintenance power <= 10 W | FR or SCR charging stations with power conversion efficiecy < 89% or > 10 W | Commercial | Turnover | College and University | FL Zone 2 | Per Appliance | 22.05% | 3887.25 | 2827.0909 | 1060.1591 | 0.27273 | 7 | 0.10782 | 0.1241 | 949 | https://www.homedepot.com/p/Whirlpool-2-9-cu-ft-White-Commercial-Top-Load-Washing-Machine-CAE2745FQ/301844420 | 0 | 0 | 1499 | https://www.homedepot.com/p/Whirlpool-3-1-cu-ft-High-Efficicency-White-Front-Load-Commercial-Washing-Machine-CHW9160GW/302700351 | 0 | 0 | 550 | unit |  | 550
Equipment | ENERGY STAR Commercial Clothes Washer | Single-phase Ferro resonant or silicon-controlled rectifier chargin equipment with power conversion efficiency >=89% & maintenance power <= 10 W | FR or SCR charging stations with power conversion efficiecy < 89% or > 10 W | Commercial | Turnover | Grocery | FL Zone 2 | Per Appliance | 0% | 3887.25 | 2827.0909 | 1060.1591 | 0.27273 | 7 | 0.092846 | 0.067168 | 949 | https://www.homedepot.com/p/Whirlpool-2-9-cu-ft-White-Commercial-Top-Load-Washing-Machine-CAE2745FQ/301844420 | 0 | 0 | 1499 | https://www.homedepot.com/p/Whirlpool-3-1-cu-ft-High-Efficicency-White-Front-Load-Commercial-Washing-Machine-CHW9160GW/302700351 | 0 | 0 | 550 | unit |  | 550
Equipment | ENERGY STAR Commercial Clothes Washer | Single-phase Ferro resonant or silicon-controlled rectifier chargin equipment with power conversion efficiency >=89% & maintenance power <= 10 W | FR or SCR charging stations with power conversion efficiecy < 89% or > 10 W | Commercial | Turnover | Healthcare | FL Zone 2 | Per Appliance | 22.05% | 3887.25 | 2827.0909 | 1060.1591 | 0.27273 | 7 | 0.092846 | 0.067168 | 949 | https://www.homedepot.com/p/Whirlpool-2-9-cu-ft-White-Commercial-Top-Load-Washing-Machine-CAE2745FQ/301844420 | 0 | 0 | 1499 | https://www.homedepot.com/p/Whirlpool-3-1-cu-ft-High-Efficicency-White-Front-Load-Commercial-Washing-Machine-CHW9160GW/302700351 | 0 | 0 | 550 | unit |  | 550
Equipment | ENERGY STAR Commercial Clothes Washer | Single-phase Ferro resonant or silicon-controlled rectifier chargin equipment with power conversion efficiency >=89% & maintenance power <= 10 W | FR or SCR charging stations with power conversion efficiecy < 89% or > 10 W | Commercial | Turnover | Hospitals | FL Zone 2 | Per Appliance | 22.05% | 3887.25 | 2827.0909 | 1060.1591 | 0.27273 | 7 | 0.10782 | 0.1241 | 949 | https://www.homedepot.com/p/Whirlpool-2-9-cu-ft-White-Commercial-Top-Load-Washing-Machine-CAE2745FQ/301844420 | 0 | 0 | 1499 | https://www.homedepot.com/p/Whirlpool-3-1-cu-ft-High-Efficicency-White-Front-Load-Commercial-Washing-Machine-CHW9160GW/302700351 | 0 | 0 | 550 | unit |  | 550
Equipment | ENERGY STAR Commercial Clothes Washer | Single-phase Ferro resonant or silicon-controlled rectifier chargin equipment with power conversion efficiency >=89% & maintenance power <= 10 W | FR or SCR charging stations with power conversion efficiecy < 89% or > 10 W | Commercial | Turnover | Institutional | FL Zone 2 | Per Appliance | 0% | 3887.25 | 2827.0909 | 1060.1591 | 0.27273 | 7 | 0 | 0 | 949 | https://www.homedepot.com/p/Whirlpool-2-9-cu-ft-White-Commercial-Top-Load-Washing-Machine-CAE2745FQ/301844420 | 0 | 0 | 1499 | https://www.homedepot.com/p/Whirlpool-3-1-cu-ft-High-Efficicency-White-Front-Load-Commercial-Washing-Machine-CHW9160GW/302700351 | 0 | 0 | 550 | unit |  | 550
Equipment | ENERGY STAR Commercial Clothes Washer | Single-phase Ferro resonant or silicon-controlled rectifier chargin equipment with power conversion efficiency >=89% & maintenance power <= 10 W | FR or SCR charging stations with power conversion efficiecy < 89% or > 10 W | Commercial | Turnover | Lodging/Hospitality | FL Zone 2 | Per Appliance | 22.05% | 3887.25 | 2827.0909 | 1060.1591 | 0.27273 | 7 | 0.10782 | 0.1241 | 949 | https://www.homedepot.com/p/Whirlpool-2-9-cu-ft-White-Commercial-Top-Load-Washing-Machine-CAE2745FQ/301844420 | 0 | 0 | 1499 | https://www.homedepot.com/p/Whirlpool-3-1-cu-ft-High-Efficicency-White-Front-Load-Commercial-Washing-Machine-CHW9160GW/302700351 | 0 | 0 | 550 | unit |  | 550
Equipment | ENERGY STAR Commercial Clothes Washer | Single-phase Ferro resonant or silicon-controlled rectifier chargin equipment with power conversion efficiency >=89% & maintenance power <= 10 W | FR or SCR charging stations with power conversion efficiecy < 89% or > 10 W | Commercial | Turnover | Miscellaneous | FL Zone 2 | Per Appliance | 0% | 3887.25 | 2827.0909 | 1060.1591 | 0.27273 | 7 | 0 | 0 | 949 | https://www.homedepot.com/p/Whirlpool-2-9-cu-ft-White-Commercial-Top-Load-Washing-Machine-CAE2745FQ/301844420 | 0 | 0 | 1499 | https://www.homedepot.com/p/Whirlpool-3-1-cu-ft-High-Efficicency-White-Front-Load-Commercial-Washing-Machine-CHW9160GW/302700351 | 0 | 0 | 550 | unit |  | 550
Equipment | ENERGY STAR Commercial Clothes Washer | Single-phase Ferro resonant or silicon-controlled rectifier chargin equipment with power conversion efficiency >=89% & maintenance power <= 10 W | FR or SCR charging stations with power conversion efficiecy < 89% or > 10 W | Commercial | Turnover | Offices | FL Zone 2 | Per Appliance | 0% | 3887.25 | 2827.0909 | 1060.1591 | 0.27273 | 7 | 0.092846 | 0.067168 | 949 | https://www.homedepot.com/p/Whirlpool-2-9-cu-ft-White-Commercial-Top-Load-Washing-Machine-CAE2745FQ/301844420 | 0 | 0 | 1499 | https://www.homedepot.com/p/Whirlpool-3-1-cu-ft-High-Efficicency-White-Front-Load-Commercial-Washing-Machine-CHW9160GW/302700351 | 0 | 0 | 550 | unit |  | 550
Equipment | ENERGY STAR Commercial Clothes Washer | Single-phase Ferro resonant or silicon-controlled rectifier chargin equipment with power conversion efficiency >=89% & maintenance power <= 10 W | FR or SCR charging stations with power conversion efficiecy < 89% or > 10 W | Commercial | Turnover | Restaurants | FL Zone 2 | Per Appliance | 22.05% | 3887.25 | 2827.0909 | 1060.1591 | 0.27273 | 7 | 0 | 0 | 949 | https://www.homedepot.com/p/Whirlpool-2-9-cu-ft-White-Commercial-Top-Load-Washing-Machine-CAE2745FQ/301844420 | 0 | 0 | 1499 | https://www.homedepot.com/p/Whirlpool-3-1-cu-ft-High-Efficicency-White-Front-Load-Commercial-Washing-Machine-CHW9160GW/302700351 | 0 | 0 | 550 | unit |  | 550
Equipment | ENERGY STAR Commercial Clothes Washer | Single-phase Ferro resonant or silicon-controlled rectifier chargin equipment with power conversion efficiency >=89% & maintenance power <= 10 W | FR or SCR charging stations with power conversion efficiecy < 89% or > 10 W | Commercial | Turnover | Retail | FL Zone 2 | Per Appliance | 0% | 3887.25 | 2827.0909 | 1060.1591 | 0.27273 | 7 | 0.092846 | 0.067168 | 949 | https://www.homedepot.com/p/Whirlpool-2-9-cu-ft-White-Commercial-Top-Load-Washing-Machine-CAE2745FQ/301844420 | 0 | 0 | 1499 | https://www.homedepot.com/p/Whirlpool-3-1-cu-ft-High-Efficicency-White-Front-Load-Commercial-Washing-Machine-CHW9160GW/302700351 | 0 | 0 | 550 | unit |  | 550
Equipment | ENERGY STAR Commercial Clothes Washer | Single-phase Ferro resonant or silicon-controlled rectifier chargin equipment with power conversion efficiency >=89% & maintenance power <= 10 W | FR or SCR charging stations with power conversion efficiecy < 89% or > 10 W | Commercial | Turnover | Schools K-12 | FL Zone 2 | Per Appliance | 22.05% | 3887.25 | 2827.0909 | 1060.1591 | 0.27273 | 7 | 0.10782 | 0.1241 | 949 | https://www.homedepot.com/p/Whirlpool-2-9-cu-ft-White-Commercial-Top-Load-Washing-Machine-CAE2745FQ/301844420 | 0 | 0 | 1499 | https://www.homedepot.com/p/Whirlpool-3-1-cu-ft-High-Efficicency-White-Front-Load-Commercial-Washing-Machine-CHW9160GW/302700351 | 0 | 0 | 550 | unit |  | 550
Equipment | ENERGY STAR Commercial Clothes Washer | Single-phase Ferro resonant or silicon-controlled rectifier chargin equipment with power conversion efficiency >=89% & maintenance power <= 10 W | FR or SCR charging stations with power conversion efficiecy < 89% or > 10 W | Commercial | Turnover | Warehouse | FL Zone 2 | Per Appliance | 0% | 3887.25 | 2827.0909 | 1060.1591 | 0.27273 | 7 | 0 | 0 | 949 | https://www.homedepot.com/p/Whirlpool-2-9-cu-ft-White-Commercial-Top-Load-Washing-Machine-CAE2745FQ/301844420 | 0 | 0 | 1499 | https://www.homedepot.com/p/Whirlpool-3-1-cu-ft-High-Efficicency-White-Front-Load-Commercial-Washing-Machine-CHW9160GW/302700351 | 0 | 0 | 550 | unit |  | 550
Equipment | ENERGY STAR Commercial Clothes Washer | Single-phase Ferro resonant or silicon-controlled rectifier chargin equipment with power conversion efficiency >=89% & maintenance power <= 10 W | FR or SCR charging stations with power conversion efficiecy < 89% or > 10 W | Commercial | New | Assembly | FL Zone 2 | Per Appliance | 0% | 3887.25 | 2827.0909 | 1060.1591 | 0.27273 | 7 | 0 | 0 | 949 | https://www.homedepot.com/p/Whirlpool-2-9-cu-ft-White-Commercial-Top-Load-Washing-Machine-CAE2745FQ/301844420 | 0 | 0 | 1499 | https://www.homedepot.com/p/Whirlpool-3-1-cu-ft-High-Efficicency-White-Front-Load-Commercial-Washing-Machine-CHW9160GW/302700351 | 0 | 0 | 550 | unit |  | 550
Equipment | ENERGY STAR Commercial Clothes Washer | Single-phase Ferro resonant or silicon-controlled rectifier chargin equipment with power conversion efficiency >=89% & maintenance power <= 10 W | FR or SCR charging stations with power conversion efficiecy < 89% or > 10 W | Commercial | New | College and University | FL Zone 2 | Per Appliance | 22.05% | 3887.25 | 2827.0909 | 1060.1591 | 0.27273 | 7 | 0.10782 | 0.1241 | 949 | https://www.homedepot.com/p/Whirlpool-2-9-cu-ft-White-Commercial-Top-Load-Washing-Machine-CAE2745FQ/301844420 | 0 | 0 | 1499 | https://www.homedepot.com/p/Whirlpool-3-1-cu-ft-High-Efficicency-White-Front-Load-Commercial-Washing-Machine-CHW9160GW/302700351 | 0 | 0 | 550 | unit |  | 550
Equipment | ENERGY STAR Commercial Clothes Washer | Single-phase Ferro resonant or silicon-controlled rectifier chargin equipment with power conversion efficiency >=89% & maintenance power <= 10 W | FR or SCR charging stations with power conversion efficiecy < 89% or > 10 W | Commercial | New | Grocery | FL Zone 2 | Per Appliance | 0% | 3887.25 | 2827.0909 | 1060.1591 | 0.27273 | 7 | 0.092846 | 0.067168 | 949 | https://www.homedepot.com/p/Whirlpool-2-9-cu-ft-White-Commercial-Top-Load-Washing-Machine-CAE2745FQ/301844420 | 0 | 0 | 1499 | https://www.homedepot.com/p/Whirlpool-3-1-cu-ft-High-Efficicency-White-Front-Load-Commercial-Washing-Machine-CHW9160GW/302700351 | 0 | 0 | 550 | unit |  | 550
Equipment | ENERGY STAR Commercial Clothes Washer | Single-phase Ferro resonant or silicon-controlled rectifier chargin equipment with power conversion efficiency >=89% & maintenance power <= 10 W | FR or SCR charging stations with power conversion efficiecy < 89% or > 10 W | Commercial | New | Healthcare | FL Zone 2 | Per Appliance | 22.05% | 3887.25 | 2827.0909 | 1060.1591 | 0.27273 | 7 | 0.092846 | 0.067168 | 949 | https://www.homedepot.com/p/Whirlpool-2-9-cu-ft-White-Commercial-Top-Load-Washing-Machine-CAE2745FQ/301844420 | 0 | 0 | 1499 | https://www.homedepot.com/p/Whirlpool-3-1-cu-ft-High-Efficicency-White-Front-Load-Commercial-Washing-Machine-CHW9160GW/302700351 | 0 | 0 | 550 | unit |  | 550
Equipment | ENERGY STAR Commercial Clothes Washer | Single-phase Ferro resonant or silicon-controlled rectifier chargin equipment with power conversion efficiency >=89% & maintenance power <= 10 W | FR or SCR charging stations with power conversion efficiecy < 89% or > 10 W | Commercial | New | Hospitals | FL Zone 2 | Per Appliance | 22.05% | 3887.25 | 2827.0909 | 1060.1591 | 0.27273 | 7 | 0.10782 | 0.1241 | 949 | https://www.homedepot.com/p/Whirlpool-2-9-cu-ft-White-Commercial-Top-Load-Washing-Machine-CAE2745FQ/301844420 | 0 | 0 | 1499 | https://www.homedepot.com/p/Whirlpool-3-1-cu-ft-High-Efficicency-White-Front-Load-Commercial-Washing-Machine-CHW9160GW/302700351 | 0 | 0 | 550 | unit |  | 550
Equipment | ENERGY STAR Commercial Clothes Washer | Single-phase Ferro resonant or silicon-controlled rectifier chargin equipment with power conversion efficiency >=89% & maintenance power <= 10 W | FR or SCR charging stations with power conversion efficiecy < 89% or > 10 W | Commercial | New | Institutional | FL Zone 2 | Per Appliance | 0% | 3887.25 | 2827.0909 | 1060.1591 | 0.27273 | 7 | 0 | 0 | 949 | https://www.homedepot.com/p/Whirlpool-2-9-cu-ft-White-Commercial-Top-Load-Washing-Machine-CAE2745FQ/301844420 | 0 | 0 | 1499 | https://www.homedepot.com/p/Whirlpool-3-1-cu-ft-High-Efficicency-White-Front-Load-Commercial-Washing-Machine-CHW9160GW/302700351 | 0 | 0 | 550 | unit |  | 550
Equipment | ENERGY STAR Commercial Clothes Washer | Single-phase Ferro resonant or silicon-controlled rectifier chargin equipment with power conversion efficiency >=89% & maintenance power <= 10 W | FR or SCR charging stations with power conversion efficiecy < 89% or > 10 W | Commercial | New | Lodging/Hospitality | FL Zone 2 | Per Appliance | 22.05% | 3887.25 | 2827.0909 | 1060.1591 | 0.27273 | 7 | 0.10782 | 0.1241 | 949 | https://www.homedepot.com/p/Whirlpool-2-9-cu-ft-White-Commercial-Top-Load-Washing-Machine-CAE2745FQ/301844420 | 0 | 0 | 1499 | https://www.homedepot.com/p/Whirlpool-3-1-cu-ft-High-Efficicency-White-Front-Load-Commercial-Washing-Machine-CHW9160GW/302700351 | 0 | 0 | 550 | unit |  | 550
Equipment | ENERGY STAR Commercial Clothes Washer | Single-phase Ferro resonant or silicon-controlled rectifier chargin equipment with power conversion efficiency >=89% & maintenance power <= 10 W | FR or SCR charging stations with power conversion efficiecy < 89% or > 10 W | Commercial | New | Miscellaneous | FL Zone 2 | Per Appliance | 0% | 3887.25 | 2827.0909 | 1060.1591 | 0.27273 | 7 | 0 | 0 | 949 | https://www.homedepot.com/p/Whirlpool-2-9-cu-ft-White-Commercial-Top-Load-Washing-Machine-CAE2745FQ/301844420 | 0 | 0 | 1499 | https://www.homedepot.com/p/Whirlpool-3-1-cu-ft-High-Efficicency-White-Front-Load-Commercial-Washing-Machine-CHW9160GW/302700351 | 0 | 0 | 550 | unit |  | 550
Equipment | ENERGY STAR Commercial Clothes Washer | Single-phase Ferro resonant or silicon-controlled rectifier chargin equipment with power conversion efficiency >=89% & maintenance power <= 10 W | FR or SCR charging stations with power conversion efficiecy < 89% or > 10 W | Commercial | New | Offices | FL Zone 2 | Per Appliance | 0% | 3887.25 | 2827.0909 | 1060.1591 | 0.27273 | 7 | 0.092846 | 0.067168 | 949 | https://www.homedepot.com/p/Whirlpool-2-9-cu-ft-White-Commercial-Top-Load-Washing-Machine-CAE2745FQ/301844420 | 0 | 0 | 1499 | https://www.homedepot.com/p/Whirlpool-3-1-cu-ft-High-Efficicency-White-Front-Load-Commercial-Washing-Machine-CHW9160GW/302700351 | 0 | 0 | 550 | unit |  | 550
Equipment | ENERGY STAR Commercial Clothes Washer | Single-phase Ferro resonant or silicon-controlled rectifier chargin equipment with power conversion efficiency >=89% & maintenance power <= 10 W | FR or SCR charging stations with power conversion efficiecy < 89% or > 10 W | Commercial | New | Restaurants | FL Zone 2 | Per Appliance | 22.05% | 3887.25 | 2827.0909 | 1060.1591 | 0.27273 | 7 | 0 | 0 | 949 | https://www.homedepot.com/p/Whirlpool-2-9-cu-ft-White-Commercial-Top-Load-Washing-Machine-CAE2745FQ/301844420 | 0 | 0 | 1499 | https://www.homedepot.com/p/Whirlpool-3-1-cu-ft-High-Efficicency-White-Front-Load-Commercial-Washing-Machine-CHW9160GW/302700351 | 0 | 0 | 550 | unit |  | 550
Equipment | ENERGY STAR Commercial Clothes Washer | Single-phase Ferro resonant or silicon-controlled rectifier chargin equipment with power conversion efficiency >=89% & maintenance power <= 10 W | FR or SCR charging stations with power conversion efficiecy < 89% or > 10 W | Commercial | New | Retail | FL Zone 2 | Per Appliance | 0% | 3887.25 | 2827.0909 | 1060.1591 | 0.27273 | 7 | 0.092846 | 0.067168 | 949 | https://www.homedepot.com/p/Whirlpool-2-9-cu-ft-White-Commercial-Top-Load-Washing-Machine-CAE2745FQ/301844420 | 0 | 0 | 1499 | https://www.homedepot.com/p/Whirlpool-3-1-cu-ft-High-Efficicency-White-Front-Load-Commercial-Washing-Machine-CHW9160GW/302700351 | 0 | 0 | 550 | unit |  | 550
Equipment | ENERGY STAR Commercial Clothes Washer | Single-phase Ferro resonant or silicon-controlled rectifier chargin equipment with power conversion efficiency >=89% & maintenance power <= 10 W | FR or SCR charging stations with power conversion efficiecy < 89% or > 10 W | Commercial | New | Schools K-12 | FL Zone 2 | Per Appliance | 22.05% | 3887.25 | 2827.0909 | 1060.1591 | 0.27273 | 7 | 0.10782 | 0.1241 | 949 | https://www.homedepot.com/p/Whirlpool-2-9-cu-ft-White-Commercial-Top-Load-Washing-Machine-CAE2745FQ/301844420 | 0 | 0 | 1499 | https://www.homedepot.com/p/Whirlpool-3-1-cu-ft-High-Efficicency-White-Front-Load-Commercial-Washing-Machine-CHW9160GW/302700351 | 0 | 0 | 550 | unit |  | 550
Equipment | ENERGY STAR Commercial Clothes Washer | Single-phase Ferro resonant or silicon-controlled rectifier chargin equipment with power conversion efficiency >=89% & maintenance power <= 10 W | FR or SCR charging stations with power conversion efficiecy < 89% or > 10 W | Commercial | New | Warehouse | FL Zone 2 | Per Appliance | 0% | 3887.25 | 2827.0909 | 1060.1591 | 0.27273 | 7 | 0 | 0 | 949 | https://www.homedepot.com/p/Whirlpool-2-9-cu-ft-White-Commercial-Top-Load-Washing-Machine-CAE2745FQ/301844420 | 0 | 0 | 1499 | https://www.homedepot.com/p/Whirlpool-3-1-cu-ft-High-Efficicency-White-Front-Load-Commercial-Washing-Machine-CHW9160GW/302700351 | 0 | 0 | 550 | unit |  | 550
Equipment | ENERGY STAR Water Cooler | One Storage Type Hot/Cold Water Cooler Unit meeting ENERGY STAR® Standards | One Standard Storage Type Hot/Cold Water Cooler Unit | Commercial | Turnover | Assembly | FL Zone 2 | Per Appliance | 0% | 799.35 | 251.85 | 547.5 | 0.68493 | 10 | 0.095219 | 0.095219 | 200 | Market Research, 2015 | 0 | 0 | 285 | Market Research, 2015 | 0 | 0 | 85 | unit |  | 85
Equipment | ENERGY STAR Water Cooler | One Storage Type Hot/Cold Water Cooler Unit meeting ENERGY STAR® Standards | One Standard Storage Type Hot/Cold Water Cooler Unit | Commercial | Turnover | College and University | FL Zone 2 | Per Appliance | 0% | 799.35 | 251.85 | 547.5 | 0.68493 | 10 | 0.095219 | 0.095219 | 200 | Market Research, 2015 | 0 | 0 | 285 | Market Research, 2015 | 0 | 0 | 85 | unit |  | 85
Equipment | ENERGY STAR Water Cooler | One Storage Type Hot/Cold Water Cooler Unit meeting ENERGY STAR® Standards | One Standard Storage Type Hot/Cold Water Cooler Unit | Commercial | Turnover | Grocery | FL Zone 2 | Per Appliance | 0% | 799.35 | 251.85 | 547.5 | 0.68493 | 10 | 0.095219 | 0.095219 | 200 | Market Research, 2015 | 0 | 0 | 285 | Market Research, 2015 | 0 | 0 | 85 | unit |  | 85
Equipment | ENERGY STAR Water Cooler | One Storage Type Hot/Cold Water Cooler Unit meeting ENERGY STAR® Standards | One Standard Storage Type Hot/Cold Water Cooler Unit | Commercial | Turnover | Healthcare | FL Zone 2 | Per Appliance | 0% | 799.35 | 251.85 | 547.5 | 0.68493 | 10 | 0.095219 | 0.095219 | 200 | Market Research, 2015 | 0 | 0 | 285 | Market Research, 2015 | 0 | 0 | 85 | unit |  | 85
Equipment | ENERGY STAR Water Cooler | One Storage Type Hot/Cold Water Cooler Unit meeting ENERGY STAR® Standards | One Standard Storage Type Hot/Cold Water Cooler Unit | Commercial | Turnover | Hospitals | FL Zone 2 | Per Appliance | 0% | 799.35 | 251.85 | 547.5 | 0.68493 | 10 | 0.095219 | 0.095219 | 200 | Market Research, 2015 | 0 | 0 | 285 | Market Research, 2015 | 0 | 0 | 85 | unit |  | 85
Equipment | ENERGY STAR Water Cooler | One Storage Type Hot/Cold Water Cooler Unit meeting ENERGY STAR® Standards | One Standard Storage Type Hot/Cold Water Cooler Unit | Commercial | Turnover | Institutional | FL Zone 2 | Per Appliance | 3.235% | 799.35 | 251.85 | 547.5 | 0.68493 | 10 | 0.095219 | 0.095219 | 200 | Market Research, 2015 | 0 | 0 | 285 | Market Research, 2015 | 0 | 0 | 85 | unit |  | 85
Equipment | ENERGY STAR Water Cooler | One Storage Type Hot/Cold Water Cooler Unit meeting ENERGY STAR® Standards | One Standard Storage Type Hot/Cold Water Cooler Unit | Commercial | Turnover | Lodging/Hospitality | FL Zone 2 | Per Appliance | 0% | 799.35 | 251.85 | 547.5 | 0.68493 | 10 | 0.095219 | 0.095219 | 200 | Market Research, 2015 | 0 | 0 | 285 | Market Research, 2015 | 0 | 0 | 85 | unit |  | 85
Equipment | ENERGY STAR Water Cooler | One Storage Type Hot/Cold Water Cooler Unit meeting ENERGY STAR® Standards | One Standard Storage Type Hot/Cold Water Cooler Unit | Commercial | Turnover | Miscellaneous | FL Zone 2 | Per Appliance | 0% | 799.35 | 251.85 | 547.5 | 0.68493 | 10 | 0.095219 | 0.095219 | 200 | Market Research, 2015 | 0 | 0 | 285 | Market Research, 2015 | 0 | 0 | 85 | unit |  | 85
Equipment | ENERGY STAR Water Cooler | One Storage Type Hot/Cold Water Cooler Unit meeting ENERGY STAR® Standards | One Standard Storage Type Hot/Cold Water Cooler Unit | Commercial | Turnover | Offices | FL Zone 2 | Per Appliance | 2.912% | 799.35 | 251.85 | 547.5 | 0.68493 | 10 | 0.095219 | 0.095219 | 200 | Market Research, 2015 | 0 | 0 | 285 | Market Research, 2015 | 0 | 0 | 85 | unit |  | 85
Equipment | ENERGY STAR Water Cooler | One Storage Type Hot/Cold Water Cooler Unit meeting ENERGY STAR® Standards | One Standard Storage Type Hot/Cold Water Cooler Unit | Commercial | Turnover | Restaurants | FL Zone 2 | Per Appliance | 0% | 799.35 | 251.85 | 547.5 | 0.68493 | 10 | 0.095219 | 0.095219 | 200 | Market Research, 2015 | 0 | 0 | 285 | Market Research, 2015 | 0 | 0 | 85 | unit |  | 85
Equipment | ENERGY STAR Water Cooler | One Storage Type Hot/Cold Water Cooler Unit meeting ENERGY STAR® Standards | One Standard Storage Type Hot/Cold Water Cooler Unit | Commercial | Turnover | Retail | FL Zone 2 | Per Appliance | 0% | 799.35 | 251.85 | 547.5 | 0.68493 | 10 | 0.095219 | 0.095219 | 200 | Market Research, 2015 | 0 | 0 | 285 | Market Research, 2015 | 0 | 0 | 85 | unit |  | 85
Equipment | ENERGY STAR Water Cooler | One Storage Type Hot/Cold Water Cooler Unit meeting ENERGY STAR® Standards | One Standard Storage Type Hot/Cold Water Cooler Unit | Commercial | Turnover | Schools K-12 | FL Zone 2 | Per Appliance | 0% | 799.35 | 251.85 | 547.5 | 0.68493 | 10 | 0.095219 | 0.095219 | 200 | Market Research, 2015 | 0 | 0 | 285 | Market Research, 2015 | 0 | 0 | 85 | unit |  | 85
Equipment | ENERGY STAR Water Cooler | One Storage Type Hot/Cold Water Cooler Unit meeting ENERGY STAR® Standards | One Standard Storage Type Hot/Cold Water Cooler Unit | Commercial | Turnover | Warehouse | FL Zone 2 | Per Appliance | 0% | 799.35 | 251.85 | 547.5 | 0.68493 | 10 | 0.095219 | 0.095219 | 200 | Market Research, 2015 | 0 | 0 | 285 | Market Research, 2015 | 0 | 0 | 85 | unit |  | 85
Equipment | ENERGY STAR Water Cooler | One Storage Type Hot/Cold Water Cooler Unit meeting ENERGY STAR® Standards | One Standard Storage Type Hot/Cold Water Cooler Unit | Commercial | New | Assembly | FL Zone 2 | Per Appliance | 0% | 799.35 | 251.85 | 547.5 | 0.68493 | 10 | 0.095219 | 0.095219 | 200 | Market Research, 2015 | 0 | 0 | 285 | Market Research, 2015 | 0 | 0 | 85 | unit |  | 85
Equipment | ENERGY STAR Water Cooler | One Storage Type Hot/Cold Water Cooler Unit meeting ENERGY STAR® Standards | One Standard Storage Type Hot/Cold Water Cooler Unit | Commercial | New | College and University | FL Zone 2 | Per Appliance | 0% | 799.35 | 251.85 | 547.5 | 0.68493 | 10 | 0.095219 | 0.095219 | 200 | Market Research, 2015 | 0 | 0 | 285 | Market Research, 2015 | 0 | 0 | 85 | unit |  | 85
Equipment | ENERGY STAR Water Cooler | One Storage Type Hot/Cold Water Cooler Unit meeting ENERGY STAR® Standards | One Standard Storage Type Hot/Cold Water Cooler Unit | Commercial | New | Grocery | FL Zone 2 | Per Appliance | 0% | 799.35 | 251.85 | 547.5 | 0.68493 | 10 | 0.095219 | 0.095219 | 200 | Market Research, 2015 | 0 | 0 | 285 | Market Research, 2015 | 0 | 0 | 85 | unit |  | 85
Equipment | ENERGY STAR Water Cooler | One Storage Type Hot/Cold Water Cooler Unit meeting ENERGY STAR® Standards | One Standard Storage Type Hot/Cold Water Cooler Unit | Commercial | New | Healthcare | FL Zone 2 | Per Appliance | 0% | 799.35 | 251.85 | 547.5 | 0.68493 | 10 | 0.095219 | 0.095219 | 200 | Market Research, 2015 | 0 | 0 | 285 | Market Research, 2015 | 0 | 0 | 85 | unit |  | 85
Equipment | ENERGY STAR Water Cooler | One Storage Type Hot/Cold Water Cooler Unit meeting ENERGY STAR® Standards | One Standard Storage Type Hot/Cold Water Cooler Unit | Commercial | New | Hospitals | FL Zone 2 | Per Appliance | 0% | 799.35 | 251.85 | 547.5 | 0.68493 | 10 | 0.095219 | 0.095219 | 200 | Market Research, 2015 | 0 | 0 | 285 | Market Research, 2015 | 0 | 0 | 85 | unit |  | 85
Equipment | ENERGY STAR Water Cooler | One Storage Type Hot/Cold Water Cooler Unit meeting ENERGY STAR® Standards | One Standard Storage Type Hot/Cold Water Cooler Unit | Commercial | New | Institutional | FL Zone 2 | Per Appliance | 3.235% | 799.35 | 251.85 | 547.5 | 0.68493 | 10 | 0.095219 | 0.095219 | 200 | Market Research, 2015 | 0 | 0 | 285 | Market Research, 2015 | 0 | 0 | 85 | unit |  | 85
Equipment | ENERGY STAR Water Cooler | One Storage Type Hot/Cold Water Cooler Unit meeting ENERGY STAR® Standards | One Standard Storage Type Hot/Cold Water Cooler Unit | Commercial | New | Lodging/Hospitality | FL Zone 2 | Per Appliance | 0% | 799.35 | 251.85 | 547.5 | 0.68493 | 10 | 0.095219 | 0.095219 | 200 | Market Research, 2015 | 0 | 0 | 285 | Market Research, 2015 | 0 | 0 | 85 | unit |  | 85
Equipment | ENERGY STAR Water Cooler | One Storage Type Hot/Cold Water Cooler Unit meeting ENERGY STAR® Standards | One Standard Storage Type Hot/Cold Water Cooler Unit | Commercial | New | Miscellaneous | FL Zone 2 | Per Appliance | 0% | 799.35 | 251.85 | 547.5 | 0.68493 | 10 | 0.095219 | 0.095219 | 200 | Market Research, 2015 | 0 | 0 | 285 | Market Research, 2015 | 0 | 0 | 85 | unit |  | 85
Equipment | ENERGY STAR Water Cooler | One Storage Type Hot/Cold Water Cooler Unit meeting ENERGY STAR® Standards | One Standard Storage Type Hot/Cold Water Cooler Unit | Commercial | New | Offices | FL Zone 2 | Per Appliance | 4.853% | 799.35 | 251.85 | 547.5 | 0.68493 | 10 | 0.095219 | 0.095219 | 200 | Market Research, 2015 | 0 | 0 | 285 | Market Research, 2015 | 0 | 0 | 85 | unit |  | 85
Equipment | ENERGY STAR Water Cooler | One Storage Type Hot/Cold Water Cooler Unit meeting ENERGY STAR® Standards | One Standard Storage Type Hot/Cold Water Cooler Unit | Commercial | New | Restaurants | FL Zone 2 | Per Appliance | 0% | 799.35 | 251.85 | 547.5 | 0.68493 | 10 | 0.095219 | 0.095219 | 200 | Market Research, 2015 | 0 | 0 | 285 | Market Research, 2015 | 0 | 0 | 85 | unit |  | 85
Equipment | ENERGY STAR Water Cooler | One Storage Type Hot/Cold Water Cooler Unit meeting ENERGY STAR® Standards | One Standard Storage Type Hot/Cold Water Cooler Unit | Commercial | New | Retail | FL Zone 2 | Per Appliance | 0% | 799.35 | 251.85 | 547.5 | 0.68493 | 10 | 0.095219 | 0.095219 | 200 | Market Research, 2015 | 0 | 0 | 285 | Market Research, 2015 | 0 | 0 | 85 | unit |  | 85
Equipment | ENERGY STAR Water Cooler | One Storage Type Hot/Cold Water Cooler Unit meeting ENERGY STAR® Standards | One Standard Storage Type Hot/Cold Water Cooler Unit | Commercial | New | Schools K-12 | FL Zone 2 | Per Appliance | 0% | 799.35 | 251.85 | 547.5 | 0.68493 | 10 | 0.095219 | 0.095219 | 200 | Market Research, 2015 | 0 | 0 | 285 | Market Research, 2015 | 0 | 0 | 85 | unit |  | 85
Equipment | ENERGY STAR Water Cooler | One Storage Type Hot/Cold Water Cooler Unit meeting ENERGY STAR® Standards | One Standard Storage Type Hot/Cold Water Cooler Unit | Commercial | New | Warehouse | FL Zone 2 | Per Appliance | 0% | 799.35 | 251.85 | 547.5 | 0.68493 | 10 | 0.095219 | 0.095219 | 200 | Market Research, 2015 | 0 | 0 | 285 | Market Research, 2015 | 0 | 0 | 85 | unit |  | 85
Equipment | Heat Pump Pool Heater | Heat Pump Swimming Pool Heater | Electric Resistance Swimming Pool Heater | Commercial | Turnover | Assembly | FL Zone 2 | Per Unit | 68.53% | 11764.7059 | 2352.9412 | 9411.7647 | 0.8 | 15 | 0 | 0.34381 | 949 | https://www.homedepot.com/p/EcoSmart-27-kW-4-07-GPM-Smart-Pool-Electric-Pool-Tankless-Water-Heater-Smart-POOL-27/203316222 | 574 | https://www.homewyse.com/services/cost_to_replace_pool_heater.html | 1855.95 | https://www.sunplay.com/hayward-heatpro-heat-pump-hp50ta?gclid=EAIaIQobChMIzJL0pouG2AIVHVcNCh3DHgiGEAQYBCABEgJOavD_BwE | 574 | https://www.homewyse.com/services/cost_to_replace_pool_heater.html | 906.95 | unit |  | 906.95
Equipment | Heat Pump Pool Heater | Heat Pump Swimming Pool Heater | Electric Resistance Swimming Pool Heater | Commercial | Turnover | College and University | FL Zone 2 | Per Unit | 63.46% | 11764.7059 | 2352.9412 | 9411.7647 | 0.8 | 15 | 0 | 0.34381 | 949 | https://www.homedepot.com/p/EcoSmart-27-kW-4-07-GPM-Smart-Pool-Electric-Pool-Tankless-Water-Heater-Smart-POOL-27/203316222 | 574 | https://www.homewyse.com/services/cost_to_replace_pool_heater.html | 1855.95 | https://www.sunplay.com/hayward-heatpro-heat-pump-hp50ta?gclid=EAIaIQobChMIzJL0pouG2AIVHVcNCh3DHgiGEAQYBCABEgJOavD_BwE | 574 | https://www.homewyse.com/services/cost_to_replace_pool_heater.html | 906.95 | unit |  | 906.95
Equipment | Heat Pump Pool Heater | Heat Pump Swimming Pool Heater | Electric Resistance Swimming Pool Heater | Commercial | Turnover | Grocery | FL Zone 2 | Per Unit | 0% | 11764.7059 | 2352.9412 | 9411.7647 | 0.8 | 15 | 0 | 0.34381 | 949 | https://www.homedepot.com/p/EcoSmart-27-kW-4-07-GPM-Smart-Pool-Electric-Pool-Tankless-Water-Heater-Smart-POOL-27/203316222 | 574 | https://www.homewyse.com/services/cost_to_replace_pool_heater.html | 1855.95 | https://www.sunplay.com/hayward-heatpro-heat-pump-hp50ta?gclid=EAIaIQobChMIzJL0pouG2AIVHVcNCh3DHgiGEAQYBCABEgJOavD_BwE | 574 | https://www.homewyse.com/services/cost_to_replace_pool_heater.html | 906.95 | unit |  | 906.95
Equipment | Heat Pump Pool Heater | Heat Pump Swimming Pool Heater | Electric Resistance Swimming Pool Heater | Commercial | Turnover | Healthcare | FL Zone 2 | Per Unit | 0% | 11764.7059 | 2352.9412 | 9411.7647 | 0.8 | 15 | 0 | 0.34381 | 949 | https://www.homedepot.com/p/EcoSmart-27-kW-4-07-GPM-Smart-Pool-Electric-Pool-Tankless-Water-Heater-Smart-POOL-27/203316222 | 574 | https://www.homewyse.com/services/cost_to_replace_pool_heater.html | 1855.95 | https://www.sunplay.com/hayward-heatpro-heat-pump-hp50ta?gclid=EAIaIQobChMIzJL0pouG2AIVHVcNCh3DHgiGEAQYBCABEgJOavD_BwE | 574 | https://www.homewyse.com/services/cost_to_replace_pool_heater.html | 906.95 | unit |  | 906.95
Equipment | Heat Pump Pool Heater | Heat Pump Swimming Pool Heater | Electric Resistance Swimming Pool Heater | Commercial | Turnover | Hospitals | FL Zone 2 | Per Unit | 0% | 11764.7059 | 2352.9412 | 9411.7647 | 0.8 | 15 | 0 | 0.34381 | 949 | https://www.homedepot.com/p/EcoSmart-27-kW-4-07-GPM-Smart-Pool-Electric-Pool-Tankless-Water-Heater-Smart-POOL-27/203316222 | 574 | https://www.homewyse.com/services/cost_to_replace_pool_heater.html | 1855.95 | https://www.sunplay.com/hayward-heatpro-heat-pump-hp50ta?gclid=EAIaIQobChMIzJL0pouG2AIVHVcNCh3DHgiGEAQYBCABEgJOavD_BwE | 574 | https://www.homewyse.com/services/cost_to_replace_pool_heater.html | 906.95 | unit |  | 906.95
Equipment | Heat Pump Pool Heater | Heat Pump Swimming Pool Heater | Electric Resistance Swimming Pool Heater | Commercial | Turnover | Institutional | FL Zone 2 | Per Unit | 0% | 11764.7059 | 2352.9412 | 9411.7647 | 0.8 | 15 | 0 | 0.34381 | 949 | https://www.homedepot.com/p/EcoSmart-27-kW-4-07-GPM-Smart-Pool-Electric-Pool-Tankless-Water-Heater-Smart-POOL-27/203316222 | 574 | https://www.homewyse.com/services/cost_to_replace_pool_heater.html | 1855.95 | https://www.sunplay.com/hayward-heatpro-heat-pump-hp50ta?gclid=EAIaIQobChMIzJL0pouG2AIVHVcNCh3DHgiGEAQYBCABEgJOavD_BwE | 574 | https://www.homewyse.com/services/cost_to_replace_pool_heater.html | 906.95 | unit |  | 906.95
Equipment | Heat Pump Pool Heater | Heat Pump Swimming Pool Heater | Electric Resistance Swimming Pool Heater | Commercial | Turnover | Lodging/Hospitality | FL Zone 2 | Per Unit | 75.3% | 11764.7059 | 2352.9412 | 9411.7647 | 0.8 | 15 | 0 | 0.34381 | 949 | https://www.homedepot.com/p/EcoSmart-27-kW-4-07-GPM-Smart-Pool-Electric-Pool-Tankless-Water-Heater-Smart-POOL-27/203316222 | 574 | https://www.homewyse.com/services/cost_to_replace_pool_heater.html | 1855.95 | https://www.sunplay.com/hayward-heatpro-heat-pump-hp50ta?gclid=EAIaIQobChMIzJL0pouG2AIVHVcNCh3DHgiGEAQYBCABEgJOavD_BwE | 574 | https://www.homewyse.com/services/cost_to_replace_pool_heater.html | 906.95 | unit |  | 906.95
Equipment | Heat Pump Pool Heater | Heat Pump Swimming Pool Heater | Electric Resistance Swimming Pool Heater | Commercial | Turnover | Miscellaneous | FL Zone 2 | Per Unit | 0% | 11764.7059 | 2352.9412 | 9411.7647 | 0.8 | 15 | 0 | 0.34381 | 949 | https://www.homedepot.com/p/EcoSmart-27-kW-4-07-GPM-Smart-Pool-Electric-Pool-Tankless-Water-Heater-Smart-POOL-27/203316222 | 574 | https://www.homewyse.com/services/cost_to_replace_pool_heater.html | 1855.95 | https://www.sunplay.com/hayward-heatpro-heat-pump-hp50ta?gclid=EAIaIQobChMIzJL0pouG2AIVHVcNCh3DHgiGEAQYBCABEgJOavD_BwE | 574 | https://www.homewyse.com/services/cost_to_replace_pool_heater.html | 906.95 | unit |  | 906.95
Equipment | Heat Pump Pool Heater | Heat Pump Swimming Pool Heater | Electric Resistance Swimming Pool Heater | Commercial | Turnover | Offices | FL Zone 2 | Per Unit | 0% | 11764.7059 | 2352.9412 | 9411.7647 | 0.8 | 15 | 0 | 0.34381 | 949 | https://www.homedepot.com/p/EcoSmart-27-kW-4-07-GPM-Smart-Pool-Electric-Pool-Tankless-Water-Heater-Smart-POOL-27/203316222 | 574 | https://www.homewyse.com/services/cost_to_replace_pool_heater.html | 1855.95 | https://www.sunplay.com/hayward-heatpro-heat-pump-hp50ta?gclid=EAIaIQobChMIzJL0pouG2AIVHVcNCh3DHgiGEAQYBCABEgJOavD_BwE | 574 | https://www.homewyse.com/services/cost_to_replace_pool_heater.html | 906.95 | unit |  | 906.95
Equipment | Heat Pump Pool Heater | Heat Pump Swimming Pool Heater | Electric Resistance Swimming Pool Heater | Commercial | Turnover | Restaurants | FL Zone 2 | Per Unit | 0% | 11764.7059 | 2352.9412 | 9411.7647 | 0.8 | 15 | 0 | 0.34381 | 949 | https://www.homedepot.com/p/EcoSmart-27-kW-4-07-GPM-Smart-Pool-Electric-Pool-Tankless-Water-Heater-Smart-POOL-27/203316222 | 574 | https://www.homewyse.com/services/cost_to_replace_pool_heater.html | 1855.95 | https://www.sunplay.com/hayward-heatpro-heat-pump-hp50ta?gclid=EAIaIQobChMIzJL0pouG2AIVHVcNCh3DHgiGEAQYBCABEgJOavD_BwE | 574 | https://www.homewyse.com/services/cost_to_replace_pool_heater.html | 906.95 | unit |  | 906.95
Equipment | Heat Pump Pool Heater | Heat Pump Swimming Pool Heater | Electric Resistance Swimming Pool Heater | Commercial | Turnover | Retail | FL Zone 2 | Per Unit | 0% | 11764.7059 | 2352.9412 | 9411.7647 | 0.8 | 15 | 0 | 0.34381 | 949 | https://www.homedepot.com/p/EcoSmart-27-kW-4-07-GPM-Smart-Pool-Electric-Pool-Tankless-Water-Heater-Smart-POOL-27/203316222 | 574 | https://www.homewyse.com/services/cost_to_replace_pool_heater.html | 1855.95 | https://www.sunplay.com/hayward-heatpro-heat-pump-hp50ta?gclid=EAIaIQobChMIzJL0pouG2AIVHVcNCh3DHgiGEAQYBCABEgJOavD_BwE | 574 | https://www.homewyse.com/services/cost_to_replace_pool_heater.html | 906.95 | unit |  | 906.95
Equipment | Heat Pump Pool Heater | Heat Pump Swimming Pool Heater | Electric Resistance Swimming Pool Heater | Commercial | Turnover | Schools K-12 | FL Zone 2 | Per Unit | 63.46% | 11764.7059 | 2352.9412 | 9411.7647 | 0.8 | 15 | 0 | 0.34381 | 949 | https://www.homedepot.com/p/EcoSmart-27-kW-4-07-GPM-Smart-Pool-Electric-Pool-Tankless-Water-Heater-Smart-POOL-27/203316222 | 574 | https://www.homewyse.com/services/cost_to_replace_pool_heater.html | 1855.95 | https://www.sunplay.com/hayward-heatpro-heat-pump-hp50ta?gclid=EAIaIQobChMIzJL0pouG2AIVHVcNCh3DHgiGEAQYBCABEgJOavD_BwE | 574 | https://www.homewyse.com/services/cost_to_replace_pool_heater.html | 906.95 | unit |  | 906.95
Equipment | Heat Pump Pool Heater | Heat Pump Swimming Pool Heater | Electric Resistance Swimming Pool Heater | Commercial | Turnover | Warehouse | FL Zone 2 | Per Unit | 0% | 11764.7059 | 2352.9412 | 9411.7647 | 0.8 | 15 | 0 | 0.34381 | 949 | https://www.homedepot.com/p/EcoSmart-27-kW-4-07-GPM-Smart-Pool-Electric-Pool-Tankless-Water-Heater-Smart-POOL-27/203316222 | 574 | https://www.homewyse.com/services/cost_to_replace_pool_heater.html | 1855.95 | https://www.sunplay.com/hayward-heatpro-heat-pump-hp50ta?gclid=EAIaIQobChMIzJL0pouG2AIVHVcNCh3DHgiGEAQYBCABEgJOavD_BwE | 574 | https://www.homewyse.com/services/cost_to_replace_pool_heater.html | 906.95 | unit |  | 906.95
Equipment | Heat Pump Pool Heater | Heat Pump Swimming Pool Heater | Electric Resistance Swimming Pool Heater | Commercial | New | Assembly | FL Zone 2 | Per Unit | 68.53% | 11764.7059 | 2352.9412 | 9411.7647 | 0.8 | 15 | 0 | 0.34381 | 949 | https://www.homedepot.com/p/EcoSmart-27-kW-4-07-GPM-Smart-Pool-Electric-Pool-Tankless-Water-Heater-Smart-POOL-27/203316222 | 574 | https://www.homewyse.com/services/cost_to_replace_pool_heater.html | 1855.95 | https://www.sunplay.com/hayward-heatpro-heat-pump-hp50ta?gclid=EAIaIQobChMIzJL0pouG2AIVHVcNCh3DHgiGEAQYBCABEgJOavD_BwE | 574 | https://www.homewyse.com/services/cost_to_replace_pool_heater.html | 906.95 | unit |  | 906.95
Equipment | Heat Pump Pool Heater | Heat Pump Swimming Pool Heater | Electric Resistance Swimming Pool Heater | Commercial | New | College and University | FL Zone 2 | Per Unit | 63.46% | 11764.7059 | 2352.9412 | 9411.7647 | 0.8 | 15 | 0 | 0.34381 | 949 | https://www.homedepot.com/p/EcoSmart-27-kW-4-07-GPM-Smart-Pool-Electric-Pool-Tankless-Water-Heater-Smart-POOL-27/203316222 | 574 | https://www.homewyse.com/services/cost_to_replace_pool_heater.html | 1855.95 | https://www.sunplay.com/hayward-heatpro-heat-pump-hp50ta?gclid=EAIaIQobChMIzJL0pouG2AIVHVcNCh3DHgiGEAQYBCABEgJOavD_BwE | 574 | https://www.homewyse.com/services/cost_to_replace_pool_heater.html | 906.95 | unit |  | 906.95
Equipment | Heat Pump Pool Heater | Heat Pump Swimming Pool Heater | Electric Resistance Swimming Pool Heater | Commercial | New | Grocery | FL Zone 2 | Per Unit | 0% | 11764.7059 | 2352.9412 | 9411.7647 | 0.8 | 15 | 0 | 0.34381 | 949 | https://www.homedepot.com/p/EcoSmart-27-kW-4-07-GPM-Smart-Pool-Electric-Pool-Tankless-Water-Heater-Smart-POOL-27/203316222 | 574 | https://www.homewyse.com/services/cost_to_replace_pool_heater.html | 1855.95 | https://www.sunplay.com/hayward-heatpro-heat-pump-hp50ta?gclid=EAIaIQobChMIzJL0pouG2AIVHVcNCh3DHgiGEAQYBCABEgJOavD_BwE | 574 | https://www.homewyse.com/services/cost_to_replace_pool_heater.html | 906.95 | unit |  | 906.95
Equipment | Heat Pump Pool Heater | Heat Pump Swimming Pool Heater | Electric Resistance Swimming Pool Heater | Commercial | New | Healthcare | FL Zone 2 | Per Unit | 0% | 11764.7059 | 2352.9412 | 9411.7647 | 0.8 | 15 | 0 | 0.34381 | 949 | https://www.homedepot.com/p/EcoSmart-27-kW-4-07-GPM-Smart-Pool-Electric-Pool-Tankless-Water-Heater-Smart-POOL-27/203316222 | 574 | https://www.homewyse.com/services/cost_to_replace_pool_heater.html | 1855.95 | https://www.sunplay.com/hayward-heatpro-heat-pump-hp50ta?gclid=EAIaIQobChMIzJL0pouG2AIVHVcNCh3DHgiGEAQYBCABEgJOavD_BwE | 574 | https://www.homewyse.com/services/cost_to_replace_pool_heater.html | 906.95 | unit |  | 906.95
Equipment | Heat Pump Pool Heater | Heat Pump Swimming Pool Heater | Electric Resistance Swimming Pool Heater | Commercial | New | Hospitals | FL Zone 2 | Per Unit | 0% | 11764.7059 | 2352.9412 | 9411.7647 | 0.8 | 15 | 0 | 0.34381 | 949 | https://www.homedepot.com/p/EcoSmart-27-kW-4-07-GPM-Smart-Pool-Electric-Pool-Tankless-Water-Heater-Smart-POOL-27/203316222 | 574 | https://www.homewyse.com/services/cost_to_replace_pool_heater.html | 1855.95 | https://www.sunplay.com/hayward-heatpro-heat-pump-hp50ta?gclid=EAIaIQobChMIzJL0pouG2AIVHVcNCh3DHgiGEAQYBCABEgJOavD_BwE | 574 | https://www.homewyse.com/services/cost_to_replace_pool_heater.html | 906.95 | unit |  | 906.95
Equipment | Heat Pump Pool Heater | Heat Pump Swimming Pool Heater | Electric Resistance Swimming Pool Heater | Commercial | New | Institutional | FL Zone 2 | Per Unit | 0% | 11764.7059 | 2352.9412 | 9411.7647 | 0.8 | 15 | 0 | 0.34381 | 949 | https://www.homedepot.com/p/EcoSmart-27-kW-4-07-GPM-Smart-Pool-Electric-Pool-Tankless-Water-Heater-Smart-POOL-27/203316222 | 574 | https://www.homewyse.com/services/cost_to_replace_pool_heater.html | 1855.95 | https://www.sunplay.com/hayward-heatpro-heat-pump-hp50ta?gclid=EAIaIQobChMIzJL0pouG2AIVHVcNCh3DHgiGEAQYBCABEgJOavD_BwE | 574 | https://www.homewyse.com/services/cost_to_replace_pool_heater.html | 906.95 | unit |  | 906.95
Equipment | Heat Pump Pool Heater | Heat Pump Swimming Pool Heater | Electric Resistance Swimming Pool Heater | Commercial | New | Lodging/Hospitality | FL Zone 2 | Per Unit | 75.3% | 11764.7059 | 2352.9412 | 9411.7647 | 0.8 | 15 | 0 | 0.34381 | 949 | https://www.homedepot.com/p/EcoSmart-27-kW-4-07-GPM-Smart-Pool-Electric-Pool-Tankless-Water-Heater-Smart-POOL-27/203316222 | 574 | https://www.homewyse.com/services/cost_to_replace_pool_heater.html | 1855.95 | https://www.sunplay.com/hayward-heatpro-heat-pump-hp50ta?gclid=EAIaIQobChMIzJL0pouG2AIVHVcNCh3DHgiGEAQYBCABEgJOavD_BwE | 574 | https://www.homewyse.com/services/cost_to_replace_pool_heater.html | 906.95 | unit |  | 906.95
Equipment | Heat Pump Pool Heater | Heat Pump Swimming Pool Heater | Electric Resistance Swimming Pool Heater | Commercial | New | Miscellaneous | FL Zone 2 | Per Unit | 0% | 11764.7059 | 2352.9412 | 9411.7647 | 0.8 | 15 | 0 | 0.34381 | 949 | https://www.homedepot.com/p/EcoSmart-27-kW-4-07-GPM-Smart-Pool-Electric-Pool-Tankless-Water-Heater-Smart-POOL-27/203316222 | 574 | https://www.homewyse.com/services/cost_to_replace_pool_heater.html | 1855.95 | https://www.sunplay.com/hayward-heatpro-heat-pump-hp50ta?gclid=EAIaIQobChMIzJL0pouG2AIVHVcNCh3DHgiGEAQYBCABEgJOavD_BwE | 574 | https://www.homewyse.com/services/cost_to_replace_pool_heater.html | 906.95 | unit |  | 906.95
Equipment | Heat Pump Pool Heater | Heat Pump Swimming Pool Heater | Electric Resistance Swimming Pool Heater | Commercial | New | Offices | FL Zone 2 | Per Unit | 0% | 11764.7059 | 2352.9412 | 9411.7647 | 0.8 | 15 | 0 | 0.34381 | 949 | https://www.homedepot.com/p/EcoSmart-27-kW-4-07-GPM-Smart-Pool-Electric-Pool-Tankless-Water-Heater-Smart-POOL-27/203316222 | 574 | https://www.homewyse.com/services/cost_to_replace_pool_heater.html | 1855.95 | https://www.sunplay.com/hayward-heatpro-heat-pump-hp50ta?gclid=EAIaIQobChMIzJL0pouG2AIVHVcNCh3DHgiGEAQYBCABEgJOavD_BwE | 574 | https://www.homewyse.com/services/cost_to_replace_pool_heater.html | 906.95 | unit |  | 906.95
Equipment | Heat Pump Pool Heater | Heat Pump Swimming Pool Heater | Electric Resistance Swimming Pool Heater | Commercial | New | Restaurants | FL Zone 2 | Per Unit | 0% | 11764.7059 | 2352.9412 | 9411.7647 | 0.8 | 15 | 0 | 0.34381 | 949 | https://www.homedepot.com/p/EcoSmart-27-kW-4-07-GPM-Smart-Pool-Electric-Pool-Tankless-Water-Heater-Smart-POOL-27/203316222 | 574 | https://www.homewyse.com/services/cost_to_replace_pool_heater.html | 1855.95 | https://www.sunplay.com/hayward-heatpro-heat-pump-hp50ta?gclid=EAIaIQobChMIzJL0pouG2AIVHVcNCh3DHgiGEAQYBCABEgJOavD_BwE | 574 | https://www.homewyse.com/services/cost_to_replace_pool_heater.html | 906.95 | unit |  | 906.95
Equipment | Heat Pump Pool Heater | Heat Pump Swimming Pool Heater | Electric Resistance Swimming Pool Heater | Commercial | New | Retail | FL Zone 2 | Per Unit | 0% | 11764.7059 | 2352.9412 | 9411.7647 | 0.8 | 15 | 0 | 0.34381 | 949 | https://www.homedepot.com/p/EcoSmart-27-kW-4-07-GPM-Smart-Pool-Electric-Pool-Tankless-Water-Heater-Smart-POOL-27/203316222 | 574 | https://www.homewyse.com/services/cost_to_replace_pool_heater.html | 1855.95 | https://www.sunplay.com/hayward-heatpro-heat-pump-hp50ta?gclid=EAIaIQobChMIzJL0pouG2AIVHVcNCh3DHgiGEAQYBCABEgJOavD_BwE | 574 | https://www.homewyse.com/services/cost_to_replace_pool_heater.html | 906.95 | unit |  | 906.95
Equipment | Heat Pump Pool Heater | Heat Pump Swimming Pool Heater | Electric Resistance Swimming Pool Heater | Commercial | New | Schools K-12 | FL Zone 2 | Per Unit | 63.46% | 11764.7059 | 2352.9412 | 9411.7647 | 0.8 | 15 | 0 | 0.34381 | 949 | https://www.homedepot.com/p/EcoSmart-27-kW-4-07-GPM-Smart-Pool-Electric-Pool-Tankless-Water-Heater-Smart-POOL-27/203316222 | 574 | https://www.homewyse.com/services/cost_to_replace_pool_heater.html | 1855.95 | https://www.sunplay.com/hayward-heatpro-heat-pump-hp50ta?gclid=EAIaIQobChMIzJL0pouG2AIVHVcNCh3DHgiGEAQYBCABEgJOavD_BwE | 574 | https://www.homewyse.com/services/cost_to_replace_pool_heater.html | 906.95 | unit |  | 906.95
Equipment | Heat Pump Pool Heater | Heat Pump Swimming Pool Heater | Electric Resistance Swimming Pool Heater | Commercial | New | Warehouse | FL Zone 2 | Per Unit | 0% | 11764.7059 | 2352.9412 | 9411.7647 | 0.8 | 15 | 0 | 0.34381 | 949 | https://www.homedepot.com/p/EcoSmart-27-kW-4-07-GPM-Smart-Pool-Electric-Pool-Tankless-Water-Heater-Smart-POOL-27/203316222 | 574 | https://www.homewyse.com/services/cost_to_replace_pool_heater.html | 1855.95 | https://www.sunplay.com/hayward-heatpro-heat-pump-hp50ta?gclid=EAIaIQobChMIzJL0pouG2AIVHVcNCh3DHgiGEAQYBCABEgJOavD_BwE | 574 | https://www.homewyse.com/services/cost_to_replace_pool_heater.html | 906.95 | unit |  | 906.95
Equipment | Solar Pool Heater | Solar Swimming Pool Heater | Electric Resistance Swimming Pool Heater | Commercial | Turnover | Assembly | FL Zone 2 | Per Unit | 11.85% | 11764.7059 | 1633.9869 | 10130.719 | 0.86111 | 15 | 0 | 0.37007 | 949 | https://www.homedepot.com/p/EcoSmart-27-kW-4-07-GPM-Smart-Pool-Electric-Pool-Tankless-Water-Heater-Smart-POOL-27/203316222 | 574 | https://www.homewyse.com/services/cost_to_replace_pool_heater.html | 5000 | Average of three web references: http://solarexpert.com/solar-education/solar-faqs/solar-pool/; https://www.medallionenergy.com/blog/solar-pool-heating-cost/; https://floridasolardesigngroup.com/how-much-does-a-solar-pool-heater-cost/ | 0 | reference source did not distinguish material and labor costs | 3477 | unit |  | 3477
Equipment | Solar Pool Heater | Solar Swimming Pool Heater | Electric Resistance Swimming Pool Heater | Commercial | Turnover | College and University | FL Zone 2 | Per Unit | 16.92% | 11764.7059 | 1633.9869 | 10130.719 | 0.86111 | 15 | 0 | 0.37007 | 949 | https://www.homedepot.com/p/EcoSmart-27-kW-4-07-GPM-Smart-Pool-Electric-Pool-Tankless-Water-Heater-Smart-POOL-27/203316222 | 574 | https://www.homewyse.com/services/cost_to_replace_pool_heater.html | 5000 | Average of three web references: http://solarexpert.com/solar-education/solar-faqs/solar-pool/; https://www.medallionenergy.com/blog/solar-pool-heating-cost/; https://floridasolardesigngroup.com/how-much-does-a-solar-pool-heater-cost/ | 0 | reference source did not distinguish material and labor costs | 3477 | unit |  | 3477
Equipment | Solar Pool Heater | Solar Swimming Pool Heater | Electric Resistance Swimming Pool Heater | Commercial | Turnover | Grocery | FL Zone 2 | Per Unit | 0% | 11764.7059 | 1633.9869 | 10130.719 | 0.86111 | 15 | 0 | 0.37007 | 949 | https://www.homedepot.com/p/EcoSmart-27-kW-4-07-GPM-Smart-Pool-Electric-Pool-Tankless-Water-Heater-Smart-POOL-27/203316222 | 574 | https://www.homewyse.com/services/cost_to_replace_pool_heater.html | 5000 | Average of three web references: http://solarexpert.com/solar-education/solar-faqs/solar-pool/; https://www.medallionenergy.com/blog/solar-pool-heating-cost/; https://floridasolardesigngroup.com/how-much-does-a-solar-pool-heater-cost/ | 0 | reference source did not distinguish material and labor costs | 3477 | unit |  | 3477
Equipment | Solar Pool Heater | Solar Swimming Pool Heater | Electric Resistance Swimming Pool Heater | Commercial | Turnover | Healthcare | FL Zone 2 | Per Unit | 0% | 11764.7059 | 1633.9869 | 10130.719 | 0.86111 | 15 | 0 | 0.37007 | 949 | https://www.homedepot.com/p/EcoSmart-27-kW-4-07-GPM-Smart-Pool-Electric-Pool-Tankless-Water-Heater-Smart-POOL-27/203316222 | 574 | https://www.homewyse.com/services/cost_to_replace_pool_heater.html | 5000 | Average of three web references: http://solarexpert.com/solar-education/solar-faqs/solar-pool/; https://www.medallionenergy.com/blog/solar-pool-heating-cost/; https://floridasolardesigngroup.com/how-much-does-a-solar-pool-heater-cost/ | 0 | reference source did not distinguish material and labor costs | 3477 | unit |  | 3477
Equipment | Solar Pool Heater | Solar Swimming Pool Heater | Electric Resistance Swimming Pool Heater | Commercial | Turnover | Hospitals | FL Zone 2 | Per Unit | 0% | 11764.7059 | 1633.9869 | 10130.719 | 0.86111 | 15 | 0 | 0.37007 | 949 | https://www.homedepot.com/p/EcoSmart-27-kW-4-07-GPM-Smart-Pool-Electric-Pool-Tankless-Water-Heater-Smart-POOL-27/203316222 | 574 | https://www.homewyse.com/services/cost_to_replace_pool_heater.html | 5000 | Average of three web references: http://solarexpert.com/solar-education/solar-faqs/solar-pool/; https://www.medallionenergy.com/blog/solar-pool-heating-cost/; https://floridasolardesigngroup.com/how-much-does-a-solar-pool-heater-cost/ | 0 | reference source did not distinguish material and labor costs | 3477 | unit |  | 3477
Equipment | Solar Pool Heater | Solar Swimming Pool Heater | Electric Resistance Swimming Pool Heater | Commercial | Turnover | Institutional | FL Zone 2 | Per Unit | 0% | 11764.7059 | 1633.9869 | 10130.719 | 0.86111 | 15 | 0 | 0.37007 | 949 | https://www.homedepot.com/p/EcoSmart-27-kW-4-07-GPM-Smart-Pool-Electric-Pool-Tankless-Water-Heater-Smart-POOL-27/203316222 | 574 | https://www.homewyse.com/services/cost_to_replace_pool_heater.html | 5000 | Average of three web references: http://solarexpert.com/solar-education/solar-faqs/solar-pool/; https://www.medallionenergy.com/blog/solar-pool-heating-cost/; https://floridasolardesigngroup.com/how-much-does-a-solar-pool-heater-cost/ | 0 | reference source did not distinguish material and labor costs | 3477 | unit |  | 3477
Equipment | Solar Pool Heater | Solar Swimming Pool Heater | Electric Resistance Swimming Pool Heater | Commercial | Turnover | Lodging/Hospitality | FL Zone 2 | Per Unit | 5.077% | 11764.7059 | 1633.9869 | 10130.719 | 0.86111 | 15 | 0 | 0.37007 | 949 | https://www.homedepot.com/p/EcoSmart-27-kW-4-07-GPM-Smart-Pool-Electric-Pool-Tankless-Water-Heater-Smart-POOL-27/203316222 | 574 | https://www.homewyse.com/services/cost_to_replace_pool_heater.html | 5000 | Average of three web references: http://solarexpert.com/solar-education/solar-faqs/solar-pool/; https://www.medallionenergy.com/blog/solar-pool-heating-cost/; https://floridasolardesigngroup.com/how-much-does-a-solar-pool-heater-cost/ | 0 | reference source did not distinguish material and labor costs | 3477 | unit |  | 3477
Equipment | Solar Pool Heater | Solar Swimming Pool Heater | Electric Resistance Swimming Pool Heater | Commercial | Turnover | Miscellaneous | FL Zone 2 | Per Unit | 0% | 11764.7059 | 1633.9869 | 10130.719 | 0.86111 | 15 | 0 | 0.37007 | 949 | https://www.homedepot.com/p/EcoSmart-27-kW-4-07-GPM-Smart-Pool-Electric-Pool-Tankless-Water-Heater-Smart-POOL-27/203316222 | 574 | https://www.homewyse.com/services/cost_to_replace_pool_heater.html | 5000 | Average of three web references: http://solarexpert.com/solar-education/solar-faqs/solar-pool/; https://www.medallionenergy.com/blog/solar-pool-heating-cost/; https://floridasolardesigngroup.com/how-much-does-a-solar-pool-heater-cost/ | 0 | reference source did not distinguish material and labor costs | 3477 | unit |  | 3477
Equipment | Solar Pool Heater | Solar Swimming Pool Heater | Electric Resistance Swimming Pool Heater | Commercial | Turnover | Offices | FL Zone 2 | Per Unit | 0% | 11764.7059 | 1633.9869 | 10130.719 | 0.86111 | 15 | 0 | 0.37007 | 949 | https://www.homedepot.com/p/EcoSmart-27-kW-4-07-GPM-Smart-Pool-Electric-Pool-Tankless-Water-Heater-Smart-POOL-27/203316222 | 574 | https://www.homewyse.com/services/cost_to_replace_pool_heater.html | 5000 | Average of three web references: http://solarexpert.com/solar-education/solar-faqs/solar-pool/; https://www.medallionenergy.com/blog/solar-pool-heating-cost/; https://floridasolardesigngroup.com/how-much-does-a-solar-pool-heater-cost/ | 0 | reference source did not distinguish material and labor costs | 3477 | unit |  | 3477
Equipment | Solar Pool Heater | Solar Swimming Pool Heater | Electric Resistance Swimming Pool Heater | Commercial | Turnover | Restaurants | FL Zone 2 | Per Unit | 0% | 11764.7059 | 1633.9869 | 10130.719 | 0.86111 | 15 | 0 | 0.37007 | 949 | https://www.homedepot.com/p/EcoSmart-27-kW-4-07-GPM-Smart-Pool-Electric-Pool-Tankless-Water-Heater-Smart-POOL-27/203316222 | 574 | https://www.homewyse.com/services/cost_to_replace_pool_heater.html | 5000 | Average of three web references: http://solarexpert.com/solar-education/solar-faqs/solar-pool/; https://www.medallionenergy.com/blog/solar-pool-heating-cost/; https://floridasolardesigngroup.com/how-much-does-a-solar-pool-heater-cost/ | 0 | reference source did not distinguish material and labor costs | 3477 | unit |  | 3477
Equipment | Solar Pool Heater | Solar Swimming Pool Heater | Electric Resistance Swimming Pool Heater | Commercial | Turnover | Retail | FL Zone 2 | Per Unit | 0% | 11764.7059 | 1633.9869 | 10130.719 | 0.86111 | 15 | 0 | 0.37007 | 949 | https://www.homedepot.com/p/EcoSmart-27-kW-4-07-GPM-Smart-Pool-Electric-Pool-Tankless-Water-Heater-Smart-POOL-27/203316222 | 574 | https://www.homewyse.com/services/cost_to_replace_pool_heater.html | 5000 | Average of three web references: http://solarexpert.com/solar-education/solar-faqs/solar-pool/; https://www.medallionenergy.com/blog/solar-pool-heating-cost/; https://floridasolardesigngroup.com/how-much-does-a-solar-pool-heater-cost/ | 0 | reference source did not distinguish material and labor costs | 3477 | unit |  | 3477
Equipment | Solar Pool Heater | Solar Swimming Pool Heater | Electric Resistance Swimming Pool Heater | Commercial | Turnover | Schools K-12 | FL Zone 2 | Per Unit | 16.92% | 11764.7059 | 1633.9869 | 10130.719 | 0.86111 | 15 | 0 | 0.37007 | 949 | https://www.homedepot.com/p/EcoSmart-27-kW-4-07-GPM-Smart-Pool-Electric-Pool-Tankless-Water-Heater-Smart-POOL-27/203316222 | 574 | https://www.homewyse.com/services/cost_to_replace_pool_heater.html | 5000 | Average of three web references: http://solarexpert.com/solar-education/solar-faqs/solar-pool/; https://www.medallionenergy.com/blog/solar-pool-heating-cost/; https://floridasolardesigngroup.com/how-much-does-a-solar-pool-heater-cost/ | 0 | reference source did not distinguish material and labor costs | 3477 | unit |  | 3477
Equipment | Solar Pool Heater | Solar Swimming Pool Heater | Electric Resistance Swimming Pool Heater | Commercial | Turnover | Warehouse | FL Zone 2 | Per Unit | 0% | 11764.7059 | 1633.9869 | 10130.719 | 0.86111 | 15 | 0 | 0.37007 | 949 | https://www.homedepot.com/p/EcoSmart-27-kW-4-07-GPM-Smart-Pool-Electric-Pool-Tankless-Water-Heater-Smart-POOL-27/203316222 | 574 | https://www.homewyse.com/services/cost_to_replace_pool_heater.html | 5000 | Average of three web references: http://solarexpert.com/solar-education/solar-faqs/solar-pool/; https://www.medallionenergy.com/blog/solar-pool-heating-cost/; https://floridasolardesigngroup.com/how-much-does-a-solar-pool-heater-cost/ | 0 | reference source did not distinguish material and labor costs | 3477 | unit |  | 3477
Equipment | Solar Pool Heater | Solar Swimming Pool Heater | Electric Resistance Swimming Pool Heater | Commercial | New | Assembly | FL Zone 2 | Per Unit | 11.85% | 11764.7059 | 1633.9869 | 10130.719 | 0.86111 | 15 | 0 | 0.37007 | 949 | https://www.homedepot.com/p/EcoSmart-27-kW-4-07-GPM-Smart-Pool-Electric-Pool-Tankless-Water-Heater-Smart-POOL-27/203316222 | 574 | https://www.homewyse.com/services/cost_to_replace_pool_heater.html | 5000 | Average of three web references: http://solarexpert.com/solar-education/solar-faqs/solar-pool/; https://www.medallionenergy.com/blog/solar-pool-heating-cost/; https://floridasolardesigngroup.com/how-much-does-a-solar-pool-heater-cost/ | 0 | reference source did not distinguish material and labor costs | 3477 | unit |  | 3477
Equipment | Solar Pool Heater | Solar Swimming Pool Heater | Electric Resistance Swimming Pool Heater | Commercial | New | College and University | FL Zone 2 | Per Unit | 16.92% | 11764.7059 | 1633.9869 | 10130.719 | 0.86111 | 15 | 0 | 0.37007 | 949 | https://www.homedepot.com/p/EcoSmart-27-kW-4-07-GPM-Smart-Pool-Electric-Pool-Tankless-Water-Heater-Smart-POOL-27/203316222 | 574 | https://www.homewyse.com/services/cost_to_replace_pool_heater.html | 5000 | Average of three web references: http://solarexpert.com/solar-education/solar-faqs/solar-pool/; https://www.medallionenergy.com/blog/solar-pool-heating-cost/; https://floridasolardesigngroup.com/how-much-does-a-solar-pool-heater-cost/ | 0 | reference source did not distinguish material and labor costs | 3477 | unit |  | 3477
Equipment | Solar Pool Heater | Solar Swimming Pool Heater | Electric Resistance Swimming Pool Heater | Commercial | New | Grocery | FL Zone 2 | Per Unit | 0% | 11764.7059 | 1633.9869 | 10130.719 | 0.86111 | 15 | 0 | 0.37007 | 949 | https://www.homedepot.com/p/EcoSmart-27-kW-4-07-GPM-Smart-Pool-Electric-Pool-Tankless-Water-Heater-Smart-POOL-27/203316222 | 574 | https://www.homewyse.com/services/cost_to_replace_pool_heater.html | 5000 | Average of three web references: http://solarexpert.com/solar-education/solar-faqs/solar-pool/; https://www.medallionenergy.com/blog/solar-pool-heating-cost/; https://floridasolardesigngroup.com/how-much-does-a-solar-pool-heater-cost/ | 0 | reference source did not distinguish material and labor costs | 3477 | unit |  | 3477
Equipment | Solar Pool Heater | Solar Swimming Pool Heater | Electric Resistance Swimming Pool Heater | Commercial | New | Healthcare | FL Zone 2 | Per Unit | 0% | 11764.7059 | 1633.9869 | 10130.719 | 0.86111 | 15 | 0 | 0.37007 | 949 | https://www.homedepot.com/p/EcoSmart-27-kW-4-07-GPM-Smart-Pool-Electric-Pool-Tankless-Water-Heater-Smart-POOL-27/203316222 | 574 | https://www.homewyse.com/services/cost_to_replace_pool_heater.html | 5000 | Average of three web references: http://solarexpert.com/solar-education/solar-faqs/solar-pool/; https://www.medallionenergy.com/blog/solar-pool-heating-cost/; https://floridasolardesigngroup.com/how-much-does-a-solar-pool-heater-cost/ | 0 | reference source did not distinguish material and labor costs | 3477 | unit |  | 3477
Equipment | Solar Pool Heater | Solar Swimming Pool Heater | Electric Resistance Swimming Pool Heater | Commercial | New | Hospitals | FL Zone 2 | Per Unit | 0% | 11764.7059 | 1633.9869 | 10130.719 | 0.86111 | 15 | 0 | 0.37007 | 949 | https://www.homedepot.com/p/EcoSmart-27-kW-4-07-GPM-Smart-Pool-Electric-Pool-Tankless-Water-Heater-Smart-POOL-27/203316222 | 574 | https://www.homewyse.com/services/cost_to_replace_pool_heater.html | 5000 | Average of three web references: http://solarexpert.com/solar-education/solar-faqs/solar-pool/; https://www.medallionenergy.com/blog/solar-pool-heating-cost/; https://floridasolardesigngroup.com/how-much-does-a-solar-pool-heater-cost/ | 0 | reference source did not distinguish material and labor costs | 3477 | unit |  | 3477
Equipment | Solar Pool Heater | Solar Swimming Pool Heater | Electric Resistance Swimming Pool Heater | Commercial | New | Institutional | FL Zone 2 | Per Unit | 0% | 11764.7059 | 1633.9869 | 10130.719 | 0.86111 | 15 | 0 | 0.37007 | 949 | https://www.homedepot.com/p/EcoSmart-27-kW-4-07-GPM-Smart-Pool-Electric-Pool-Tankless-Water-Heater-Smart-POOL-27/203316222 | 574 | https://www.homewyse.com/services/cost_to_replace_pool_heater.html | 5000 | Average of three web references: http://solarexpert.com/solar-education/solar-faqs/solar-pool/; https://www.medallionenergy.com/blog/solar-pool-heating-cost/; https://floridasolardesigngroup.com/how-much-does-a-solar-pool-heater-cost/ | 0 | reference source did not distinguish material and labor costs | 3477 | unit |  | 3477
Equipment | Solar Pool Heater | Solar Swimming Pool Heater | Electric Resistance Swimming Pool Heater | Commercial | New | Lodging/Hospitality | FL Zone 2 | Per Unit | 5.077% | 11764.7059 | 1633.9869 | 10130.719 | 0.86111 | 15 | 0 | 0.37007 | 949 | https://www.homedepot.com/p/EcoSmart-27-kW-4-07-GPM-Smart-Pool-Electric-Pool-Tankless-Water-Heater-Smart-POOL-27/203316222 | 574 | https://www.homewyse.com/services/cost_to_replace_pool_heater.html | 5000 | Average of three web references: http://solarexpert.com/solar-education/solar-faqs/solar-pool/; https://www.medallionenergy.com/blog/solar-pool-heating-cost/; https://floridasolardesigngroup.com/how-much-does-a-solar-pool-heater-cost/ | 0 | reference source did not distinguish material and labor costs | 3477 | unit |  | 3477
Equipment | Solar Pool Heater | Solar Swimming Pool Heater | Electric Resistance Swimming Pool Heater | Commercial | New | Miscellaneous | FL Zone 2 | Per Unit | 0% | 11764.7059 | 1633.9869 | 10130.719 | 0.86111 | 15 | 0 | 0.37007 | 949 | https://www.homedepot.com/p/EcoSmart-27-kW-4-07-GPM-Smart-Pool-Electric-Pool-Tankless-Water-Heater-Smart-POOL-27/203316222 | 574 | https://www.homewyse.com/services/cost_to_replace_pool_heater.html | 5000 | Average of three web references: http://solarexpert.com/solar-education/solar-faqs/solar-pool/; https://www.medallionenergy.com/blog/solar-pool-heating-cost/; https://floridasolardesigngroup.com/how-much-does-a-solar-pool-heater-cost/ | 0 | reference source did not distinguish material and labor costs | 3477 | unit |  | 3477
Equipment | Solar Pool Heater | Solar Swimming Pool Heater | Electric Resistance Swimming Pool Heater | Commercial | New | Offices | FL Zone 2 | Per Unit | 0% | 11764.7059 | 1633.9869 | 10130.719 | 0.86111 | 15 | 0 | 0.37007 | 949 | https://www.homedepot.com/p/EcoSmart-27-kW-4-07-GPM-Smart-Pool-Electric-Pool-Tankless-Water-Heater-Smart-POOL-27/203316222 | 574 | https://www.homewyse.com/services/cost_to_replace_pool_heater.html | 5000 | Average of three web references: http://solarexpert.com/solar-education/solar-faqs/solar-pool/; https://www.medallionenergy.com/blog/solar-pool-heating-cost/; https://floridasolardesigngroup.com/how-much-does-a-solar-pool-heater-cost/ | 0 | reference source did not distinguish material and labor costs | 3477 | unit |  | 3477
Equipment | Solar Pool Heater | Solar Swimming Pool Heater | Electric Resistance Swimming Pool Heater | Commercial | New | Restaurants | FL Zone 2 | Per Unit | 0% | 11764.7059 | 1633.9869 | 10130.719 | 0.86111 | 15 | 0 | 0.37007 | 949 | https://www.homedepot.com/p/EcoSmart-27-kW-4-07-GPM-Smart-Pool-Electric-Pool-Tankless-Water-Heater-Smart-POOL-27/203316222 | 574 | https://www.homewyse.com/services/cost_to_replace_pool_heater.html | 5000 | Average of three web references: http://solarexpert.com/solar-education/solar-faqs/solar-pool/; https://www.medallionenergy.com/blog/solar-pool-heating-cost/; https://floridasolardesigngroup.com/how-much-does-a-solar-pool-heater-cost/ | 0 | reference source did not distinguish material and labor costs | 3477 | unit |  | 3477
Equipment | Solar Pool Heater | Solar Swimming Pool Heater | Electric Resistance Swimming Pool Heater | Commercial | New | Retail | FL Zone 2 | Per Unit | 0% | 11764.7059 | 1633.9869 | 10130.719 | 0.86111 | 15 | 0 | 0.37007 | 949 | https://www.homedepot.com/p/EcoSmart-27-kW-4-07-GPM-Smart-Pool-Electric-Pool-Tankless-Water-Heater-Smart-POOL-27/203316222 | 574 | https://www.homewyse.com/services/cost_to_replace_pool_heater.html | 5000 | Average of three web references: http://solarexpert.com/solar-education/solar-faqs/solar-pool/; https://www.medallionenergy.com/blog/solar-pool-heating-cost/; https://floridasolardesigngroup.com/how-much-does-a-solar-pool-heater-cost/ | 0 | reference source did not distinguish material and labor costs | 3477 | unit |  | 3477
Equipment | Solar Pool Heater | Solar Swimming Pool Heater | Electric Resistance Swimming Pool Heater | Commercial | New | Schools K-12 | FL Zone 2 | Per Unit | 16.92% | 11764.7059 | 1633.9869 | 10130.719 | 0.86111 | 15 | 0 | 0.37007 | 949 | https://www.homedepot.com/p/EcoSmart-27-kW-4-07-GPM-Smart-Pool-Electric-Pool-Tankless-Water-Heater-Smart-POOL-27/203316222 | 574 | https://www.homewyse.com/services/cost_to_replace_pool_heater.html | 5000 | Average of three web references: http://solarexpert.com/solar-education/solar-faqs/solar-pool/; https://www.medallionenergy.com/blog/solar-pool-heating-cost/; https://floridasolardesigngroup.com/how-much-does-a-solar-pool-heater-cost/ | 0 | reference source did not distinguish material and labor costs | 3477 | unit |  | 3477
Equipment | Solar Pool Heater | Solar Swimming Pool Heater | Electric Resistance Swimming Pool Heater | Commercial | New | Warehouse | FL Zone 2 | Per Unit | 0% | 11764.7059 | 1633.9869 | 10130.719 | 0.86111 | 15 | 0 | 0.37007 | 949 | https://www.homedepot.com/p/EcoSmart-27-kW-4-07-GPM-Smart-Pool-Electric-Pool-Tankless-Water-Heater-Smart-POOL-27/203316222 | 574 | https://www.homewyse.com/services/cost_to_replace_pool_heater.html | 5000 | Average of three web references: http://solarexpert.com/solar-education/solar-faqs/solar-pool/; https://www.medallionenergy.com/blog/solar-pool-heating-cost/; https://floridasolardesigngroup.com/how-much-does-a-solar-pool-heater-cost/ | 0 | reference source did not distinguish material and labor costs | 3477 | unit |  | 3477
Equipment | Solar Powered Pool Pump | Solar Powered Pool Pump | Single Speed Pool Pump Motor 1 HP | Commercial | Turnover | Assembly | FL Zone 2 | Per Pool | 7.98% | 5018.75 | 953.5625 | 4065.1875 | 0.81 | 10 | 0.9567 | 0.1485 | 179.99 | http://www.inyopools.com/Products/00100018074612.htm?gclid=EAIaIQobChMInIa73oLy2wIVhb9kCh3f9wcGEAQYCCABEgLWHfD_BwE | 150 | Estimate at $150 Per unit, reference: https://www.improvenet.com/r/costs-and-prices/pool-pump-replacement | 1689 | 1hp pump with solar panels and mounting brackets: http://www.naturalcurrent.com/sunray-solflo-1-solar-powered-pool-pump/ | 900 | Estimate at $150 Per unit for pump, reference: https://www.improvenet.com/r/costs-and-prices/pool-pump-replacement; plus $750 for solar panel installation, reference: https://www.homeadvisor.com/cost/swimming-pools-hot-tubs-and-saunas/install-a-swimming-pool-heater/ | 2259.01 | motor |  | 2259.01
Equipment | Solar Powered Pool Pump | Solar Powered Pool Pump | Single Speed Pool Pump Motor 1 HP | Commercial | Turnover | College and University | FL Zone 2 | Per Pool | 11.4% | 5018.75 | 953.5625 | 4065.1875 | 0.81 | 10 | 0.9567 | 0.1485 | 179.99 | http://www.inyopools.com/Products/00100018074612.htm?gclid=EAIaIQobChMInIa73oLy2wIVhb9kCh3f9wcGEAQYCCABEgLWHfD_BwE | 150 | Estimate at $150 Per unit, reference: https://www.improvenet.com/r/costs-and-prices/pool-pump-replacement | 1689 | 1hp pump with solar panels and mounting brackets: http://www.naturalcurrent.com/sunray-solflo-1-solar-powered-pool-pump/ | 900 | Estimate at $150 Per unit for pump, reference: https://www.improvenet.com/r/costs-and-prices/pool-pump-replacement; plus $750 for solar panel installation, reference: https://www.homeadvisor.com/cost/swimming-pools-hot-tubs-and-saunas/install-a-swimming-pool-heater/ | 2259.01 | motor |  | 2259.01
Equipment | Solar Powered Pool Pump | Solar Powered Pool Pump | Single Speed Pool Pump Motor 1 HP | Commercial | Turnover | Grocery | FL Zone 2 | Per Pool | 0% | 5018.75 | 953.5625 | 4065.1875 | 0.81 | 10 | 0.9567 | 0.1485 | 179.99 | http://www.inyopools.com/Products/00100018074612.htm?gclid=EAIaIQobChMInIa73oLy2wIVhb9kCh3f9wcGEAQYCCABEgLWHfD_BwE | 150 | Estimate at $150 Per unit, reference: https://www.improvenet.com/r/costs-and-prices/pool-pump-replacement | 1689 | 1hp pump with solar panels and mounting brackets: http://www.naturalcurrent.com/sunray-solflo-1-solar-powered-pool-pump/ | 900 | Estimate at $150 Per unit for pump, reference: https://www.improvenet.com/r/costs-and-prices/pool-pump-replacement; plus $750 for solar panel installation, reference: https://www.homeadvisor.com/cost/swimming-pools-hot-tubs-and-saunas/install-a-swimming-pool-heater/ | 2259.01 | motor |  | 2259.01
Equipment | Solar Powered Pool Pump | Solar Powered Pool Pump | Single Speed Pool Pump Motor 1 HP | Commercial | Turnover | Healthcare | FL Zone 2 | Per Pool | 0% | 5018.75 | 953.5625 | 4065.1875 | 0.81 | 10 | 0.9567 | 0.1485 | 179.99 | http://www.inyopools.com/Products/00100018074612.htm?gclid=EAIaIQobChMInIa73oLy2wIVhb9kCh3f9wcGEAQYCCABEgLWHfD_BwE | 150 | Estimate at $150 Per unit, reference: https://www.improvenet.com/r/costs-and-prices/pool-pump-replacement | 1689 | 1hp pump with solar panels and mounting brackets: http://www.naturalcurrent.com/sunray-solflo-1-solar-powered-pool-pump/ | 900 | Estimate at $150 Per unit for pump, reference: https://www.improvenet.com/r/costs-and-prices/pool-pump-replacement; plus $750 for solar panel installation, reference: https://www.homeadvisor.com/cost/swimming-pools-hot-tubs-and-saunas/install-a-swimming-pool-heater/ | 2259.01 | motor |  | 2259.01
Equipment | Solar Powered Pool Pump | Solar Powered Pool Pump | Single Speed Pool Pump Motor 1 HP | Commercial | Turnover | Hospitals | FL Zone 2 | Per Pool | 0% | 5018.75 | 953.5625 | 4065.1875 | 0.81 | 10 | 0.9567 | 0.1485 | 179.99 | http://www.inyopools.com/Products/00100018074612.htm?gclid=EAIaIQobChMInIa73oLy2wIVhb9kCh3f9wcGEAQYCCABEgLWHfD_BwE | 150 | Estimate at $150 Per unit, reference: https://www.improvenet.com/r/costs-and-prices/pool-pump-replacement | 1689 | 1hp pump with solar panels and mounting brackets: http://www.naturalcurrent.com/sunray-solflo-1-solar-powered-pool-pump/ | 900 | Estimate at $150 Per unit for pump, reference: https://www.improvenet.com/r/costs-and-prices/pool-pump-replacement; plus $750 for solar panel installation, reference: https://www.homeadvisor.com/cost/swimming-pools-hot-tubs-and-saunas/install-a-swimming-pool-heater/ | 2259.01 | motor |  | 2259.01
Equipment | Solar Powered Pool Pump | Solar Powered Pool Pump | Single Speed Pool Pump Motor 1 HP | Commercial | Turnover | Institutional | FL Zone 2 | Per Pool | 0% | 5018.75 | 953.5625 | 4065.1875 | 0.81 | 10 | 0.9567 | 0.1485 | 179.99 | http://www.inyopools.com/Products/00100018074612.htm?gclid=EAIaIQobChMInIa73oLy2wIVhb9kCh3f9wcGEAQYCCABEgLWHfD_BwE | 150 | Estimate at $150 Per unit, reference: https://www.improvenet.com/r/costs-and-prices/pool-pump-replacement | 1689 | 1hp pump with solar panels and mounting brackets: http://www.naturalcurrent.com/sunray-solflo-1-solar-powered-pool-pump/ | 900 | Estimate at $150 Per unit for pump, reference: https://www.improvenet.com/r/costs-and-prices/pool-pump-replacement; plus $750 for solar panel installation, reference: https://www.homeadvisor.com/cost/swimming-pools-hot-tubs-and-saunas/install-a-swimming-pool-heater/ | 2259.01 | motor |  | 2259.01
Equipment | Solar Powered Pool Pump | Solar Powered Pool Pump | Single Speed Pool Pump Motor 1 HP | Commercial | Turnover | Lodging/Hospitality | FL Zone 2 | Per Pool | 3.42% | 5018.75 | 953.5625 | 4065.1875 | 0.81 | 10 | 0.9567 | 0.1485 | 179.99 | http://www.inyopools.com/Products/00100018074612.htm?gclid=EAIaIQobChMInIa73oLy2wIVhb9kCh3f9wcGEAQYCCABEgLWHfD_BwE | 150 | Estimate at $150 Per unit, reference: https://www.improvenet.com/r/costs-and-prices/pool-pump-replacement | 1689 | 1hp pump with solar panels and mounting brackets: http://www.naturalcurrent.com/sunray-solflo-1-solar-powered-pool-pump/ | 900 | Estimate at $150 Per unit for pump, reference: https://www.improvenet.com/r/costs-and-prices/pool-pump-replacement; plus $750 for solar panel installation, reference: https://www.homeadvisor.com/cost/swimming-pools-hot-tubs-and-saunas/install-a-swimming-pool-heater/ | 2259.01 | motor |  | 2259.01
Equipment | Solar Powered Pool Pump | Solar Powered Pool Pump | Single Speed Pool Pump Motor 1 HP | Commercial | Turnover | Miscellaneous | FL Zone 2 | Per Pool | 0% | 5018.75 | 953.5625 | 4065.1875 | 0.81 | 10 | 0.9567 | 0.1485 | 179.99 | http://www.inyopools.com/Products/00100018074612.htm?gclid=EAIaIQobChMInIa73oLy2wIVhb9kCh3f9wcGEAQYCCABEgLWHfD_BwE | 150 | Estimate at $150 Per unit, reference: https://www.improvenet.com/r/costs-and-prices/pool-pump-replacement | 1689 | 1hp pump with solar panels and mounting brackets: http://www.naturalcurrent.com/sunray-solflo-1-solar-powered-pool-pump/ | 900 | Estimate at $150 Per unit for pump, reference: https://www.improvenet.com/r/costs-and-prices/pool-pump-replacement; plus $750 for solar panel installation, reference: https://www.homeadvisor.com/cost/swimming-pools-hot-tubs-and-saunas/install-a-swimming-pool-heater/ | 2259.01 | motor |  | 2259.01
Equipment | Solar Powered Pool Pump | Solar Powered Pool Pump | Single Speed Pool Pump Motor 1 HP | Commercial | Turnover | Offices | FL Zone 2 | Per Pool | 0% | 5018.75 | 953.5625 | 4065.1875 | 0.81 | 10 | 0.9567 | 0.1485 | 179.99 | http://www.inyopools.com/Products/00100018074612.htm?gclid=EAIaIQobChMInIa73oLy2wIVhb9kCh3f9wcGEAQYCCABEgLWHfD_BwE | 150 | Estimate at $150 Per unit, reference: https://www.improvenet.com/r/costs-and-prices/pool-pump-replacement | 1689 | 1hp pump with solar panels and mounting brackets: http://www.naturalcurrent.com/sunray-solflo-1-solar-powered-pool-pump/ | 900 | Estimate at $150 Per unit for pump, reference: https://www.improvenet.com/r/costs-and-prices/pool-pump-replacement; plus $750 for solar panel installation, reference: https://www.homeadvisor.com/cost/swimming-pools-hot-tubs-and-saunas/install-a-swimming-pool-heater/ | 2259.01 | motor |  | 2259.01
Equipment | Solar Powered Pool Pump | Solar Powered Pool Pump | Single Speed Pool Pump Motor 1 HP | Commercial | Turnover | Restaurants | FL Zone 2 | Per Pool | 0% | 5018.75 | 953.5625 | 4065.1875 | 0.81 | 10 | 0.9567 | 0.1485 | 179.99 | http://www.inyopools.com/Products/00100018074612.htm?gclid=EAIaIQobChMInIa73oLy2wIVhb9kCh3f9wcGEAQYCCABEgLWHfD_BwE | 150 | Estimate at $150 Per unit, reference: https://www.improvenet.com/r/costs-and-prices/pool-pump-replacement | 1689 | 1hp pump with solar panels and mounting brackets: http://www.naturalcurrent.com/sunray-solflo-1-solar-powered-pool-pump/ | 900 | Estimate at $150 Per unit for pump, reference: https://www.improvenet.com/r/costs-and-prices/pool-pump-replacement; plus $750 for solar panel installation, reference: https://www.homeadvisor.com/cost/swimming-pools-hot-tubs-and-saunas/install-a-swimming-pool-heater/ | 2259.01 | motor |  | 2259.01
Equipment | Solar Powered Pool Pump | Solar Powered Pool Pump | Single Speed Pool Pump Motor 1 HP | Commercial | Turnover | Retail | FL Zone 2 | Per Pool | 0% | 5018.75 | 953.5625 | 4065.1875 | 0.81 | 10 | 0.9567 | 0.1485 | 179.99 | http://www.inyopools.com/Products/00100018074612.htm?gclid=EAIaIQobChMInIa73oLy2wIVhb9kCh3f9wcGEAQYCCABEgLWHfD_BwE | 150 | Estimate at $150 Per unit, reference: https://www.improvenet.com/r/costs-and-prices/pool-pump-replacement | 1689 | 1hp pump with solar panels and mounting brackets: http://www.naturalcurrent.com/sunray-solflo-1-solar-powered-pool-pump/ | 900 | Estimate at $150 Per unit for pump, reference: https://www.improvenet.com/r/costs-and-prices/pool-pump-replacement; plus $750 for solar panel installation, reference: https://www.homeadvisor.com/cost/swimming-pools-hot-tubs-and-saunas/install-a-swimming-pool-heater/ | 2259.01 | motor |  | 2259.01
Equipment | Solar Powered Pool Pump | Solar Powered Pool Pump | Single Speed Pool Pump Motor 1 HP | Commercial | Turnover | Schools K-12 | FL Zone 2 | Per Pool | 0% | 5018.75 | 953.5625 | 4065.1875 | 0.81 | 10 | 0.9567 | 0.1485 | 179.99 | http://www.inyopools.com/Products/00100018074612.htm?gclid=EAIaIQobChMInIa73oLy2wIVhb9kCh3f9wcGEAQYCCABEgLWHfD_BwE | 150 | Estimate at $150 Per unit, reference: https://www.improvenet.com/r/costs-and-prices/pool-pump-replacement | 1689 | 1hp pump with solar panels and mounting brackets: http://www.naturalcurrent.com/sunray-solflo-1-solar-powered-pool-pump/ | 900 | Estimate at $150 Per unit for pump, reference: https://www.improvenet.com/r/costs-and-prices/pool-pump-replacement; plus $750 for solar panel installation, reference: https://www.homeadvisor.com/cost/swimming-pools-hot-tubs-and-saunas/install-a-swimming-pool-heater/ | 2259.01 | motor |  | 2259.01
Equipment | Solar Powered Pool Pump | Solar Powered Pool Pump | Single Speed Pool Pump Motor 1 HP | Commercial | New | Assembly | FL Zone 2 | Per Pool | 7.98% | 5018.75 | 953.5625 | 4065.1875 | 0.81 | 10 | 0.9567 | 0.1485 | 179.99 | http://www.inyopools.com/Products/00100018074612.htm?gclid=EAIaIQobChMInIa73oLy2wIVhb9kCh3f9wcGEAQYCCABEgLWHfD_BwE | 150 | Estimate at $150 Per unit, reference: https://www.improvenet.com/r/costs-and-prices/pool-pump-replacement | 1689 | 1hp pump with solar panels and mounting brackets: http://www.naturalcurrent.com/sunray-solflo-1-solar-powered-pool-pump/ | 900 | Estimate at $150 Per unit for pump, reference: https://www.improvenet.com/r/costs-and-prices/pool-pump-replacement; plus $750 for solar panel installation, reference: https://www.homeadvisor.com/cost/swimming-pools-hot-tubs-and-saunas/install-a-swimming-pool-heater/ | 2259.01 | motor |  | 2259.01
Equipment | Solar Powered Pool Pump | Solar Powered Pool Pump | Single Speed Pool Pump Motor 1 HP | Commercial | New | College and University | FL Zone 2 | Per Pool | 11.4% | 5018.75 | 953.5625 | 4065.1875 | 0.81 | 10 | 0.9567 | 0.1485 | 179.99 | http://www.inyopools.com/Products/00100018074612.htm?gclid=EAIaIQobChMInIa73oLy2wIVhb9kCh3f9wcGEAQYCCABEgLWHfD_BwE | 150 | Estimate at $150 Per unit, reference: https://www.improvenet.com/r/costs-and-prices/pool-pump-replacement | 1689 | 1hp pump with solar panels and mounting brackets: http://www.naturalcurrent.com/sunray-solflo-1-solar-powered-pool-pump/ | 900 | Estimate at $150 Per unit for pump, reference: https://www.improvenet.com/r/costs-and-prices/pool-pump-replacement; plus $750 for solar panel installation, reference: https://www.homeadvisor.com/cost/swimming-pools-hot-tubs-and-saunas/install-a-swimming-pool-heater/ | 2259.01 | motor |  | 2259.01
Equipment | Solar Powered Pool Pump | Solar Powered Pool Pump | Single Speed Pool Pump Motor 1 HP | Commercial | New | Grocery | FL Zone 2 | Per Pool | 0% | 5018.75 | 953.5625 | 4065.1875 | 0.81 | 10 | 0.9567 | 0.1485 | 179.99 | http://www.inyopools.com/Products/00100018074612.htm?gclid=EAIaIQobChMInIa73oLy2wIVhb9kCh3f9wcGEAQYCCABEgLWHfD_BwE | 150 | Estimate at $150 Per unit, reference: https://www.improvenet.com/r/costs-and-prices/pool-pump-replacement | 1689 | 1hp pump with solar panels and mounting brackets: http://www.naturalcurrent.com/sunray-solflo-1-solar-powered-pool-pump/ | 900 | Estimate at $150 Per unit for pump, reference: https://www.improvenet.com/r/costs-and-prices/pool-pump-replacement; plus $750 for solar panel installation, reference: https://www.homeadvisor.com/cost/swimming-pools-hot-tubs-and-saunas/install-a-swimming-pool-heater/ | 2259.01 | motor |  | 2259.01
Equipment | Solar Powered Pool Pump | Solar Powered Pool Pump | Single Speed Pool Pump Motor 1 HP | Commercial | New | Healthcare | FL Zone 2 | Per Pool | 0% | 5018.75 | 953.5625 | 4065.1875 | 0.81 | 10 | 0.9567 | 0.1485 | 179.99 | http://www.inyopools.com/Products/00100018074612.htm?gclid=EAIaIQobChMInIa73oLy2wIVhb9kCh3f9wcGEAQYCCABEgLWHfD_BwE | 150 | Estimate at $150 Per unit, reference: https://www.improvenet.com/r/costs-and-prices/pool-pump-replacement | 1689 | 1hp pump with solar panels and mounting brackets: http://www.naturalcurrent.com/sunray-solflo-1-solar-powered-pool-pump/ | 900 | Estimate at $150 Per unit for pump, reference: https://www.improvenet.com/r/costs-and-prices/pool-pump-replacement; plus $750 for solar panel installation, reference: https://www.homeadvisor.com/cost/swimming-pools-hot-tubs-and-saunas/install-a-swimming-pool-heater/ | 2259.01 | motor |  | 2259.01
Equipment | Solar Powered Pool Pump | Solar Powered Pool Pump | Single Speed Pool Pump Motor 1 HP | Commercial | New | Hospitals | FL Zone 2 | Per Pool | 0% | 5018.75 | 953.5625 | 4065.1875 | 0.81 | 10 | 0.9567 | 0.1485 | 179.99 | http://www.inyopools.com/Products/00100018074612.htm?gclid=EAIaIQobChMInIa73oLy2wIVhb9kCh3f9wcGEAQYCCABEgLWHfD_BwE | 150 | Estimate at $150 Per unit, reference: https://www.improvenet.com/r/costs-and-prices/pool-pump-replacement | 1689 | 1hp pump with solar panels and mounting brackets: http://www.naturalcurrent.com/sunray-solflo-1-solar-powered-pool-pump/ | 900 | Estimate at $150 Per unit for pump, reference: https://www.improvenet.com/r/costs-and-prices/pool-pump-replacement; plus $750 for solar panel installation, reference: https://www.homeadvisor.com/cost/swimming-pools-hot-tubs-and-saunas/install-a-swimming-pool-heater/ | 2259.01 | motor |  | 2259.01
Equipment | Solar Powered Pool Pump | Solar Powered Pool Pump | Single Speed Pool Pump Motor 1 HP | Commercial | New | Institutional | FL Zone 2 | Per Pool | 0% | 5018.75 | 953.5625 | 4065.1875 | 0.81 | 10 | 0.9567 | 0.1485 | 179.99 | http://www.inyopools.com/Products/00100018074612.htm?gclid=EAIaIQobChMInIa73oLy2wIVhb9kCh3f9wcGEAQYCCABEgLWHfD_BwE | 150 | Estimate at $150 Per unit, reference: https://www.improvenet.com/r/costs-and-prices/pool-pump-replacement | 1689 | 1hp pump with solar panels and mounting brackets: http://www.naturalcurrent.com/sunray-solflo-1-solar-powered-pool-pump/ | 900 | Estimate at $150 Per unit for pump, reference: https://www.improvenet.com/r/costs-and-prices/pool-pump-replacement; plus $750 for solar panel installation, reference: https://www.homeadvisor.com/cost/swimming-pools-hot-tubs-and-saunas/install-a-swimming-pool-heater/ | 2259.01 | motor |  | 2259.01
Equipment | Solar Powered Pool Pump | Solar Powered Pool Pump | Single Speed Pool Pump Motor 1 HP | Commercial | New | Lodging/Hospitality | FL Zone 2 | Per Pool | 3.42% | 5018.75 | 953.5625 | 4065.1875 | 0.81 | 10 | 0.9567 | 0.1485 | 179.99 | http://www.inyopools.com/Products/00100018074612.htm?gclid=EAIaIQobChMInIa73oLy2wIVhb9kCh3f9wcGEAQYCCABEgLWHfD_BwE | 150 | Estimate at $150 Per unit, reference: https://www.improvenet.com/r/costs-and-prices/pool-pump-replacement | 1689 | 1hp pump with solar panels and mounting brackets: http://www.naturalcurrent.com/sunray-solflo-1-solar-powered-pool-pump/ | 900 | Estimate at $150 Per unit for pump, reference: https://www.improvenet.com/r/costs-and-prices/pool-pump-replacement; plus $750 for solar panel installation, reference: https://www.homeadvisor.com/cost/swimming-pools-hot-tubs-and-saunas/install-a-swimming-pool-heater/ | 2259.01 | motor |  | 2259.01
Equipment | Solar Powered Pool Pump | Solar Powered Pool Pump | Single Speed Pool Pump Motor 1 HP | Commercial | New | Miscellaneous | FL Zone 2 | Per Pool | 0% | 5018.75 | 953.5625 | 4065.1875 | 0.81 | 10 | 0.9567 | 0.1485 | 179.99 | http://www.inyopools.com/Products/00100018074612.htm?gclid=EAIaIQobChMInIa73oLy2wIVhb9kCh3f9wcGEAQYCCABEgLWHfD_BwE | 150 | Estimate at $150 Per unit, reference: https://www.improvenet.com/r/costs-and-prices/pool-pump-replacement | 1689 | 1hp pump with solar panels and mounting brackets: http://www.naturalcurrent.com/sunray-solflo-1-solar-powered-pool-pump/ | 900 | Estimate at $150 Per unit for pump, reference: https://www.improvenet.com/r/costs-and-prices/pool-pump-replacement; plus $750 for solar panel installation, reference: https://www.homeadvisor.com/cost/swimming-pools-hot-tubs-and-saunas/install-a-swimming-pool-heater/ | 2259.01 | motor |  | 2259.01
Equipment | Solar Powered Pool Pump | Solar Powered Pool Pump | Single Speed Pool Pump Motor 1 HP | Commercial | New | Offices | FL Zone 2 | Per Pool | 0% | 5018.75 | 953.5625 | 4065.1875 | 0.81 | 10 | 0.9567 | 0.1485 | 179.99 | http://www.inyopools.com/Products/00100018074612.htm?gclid=EAIaIQobChMInIa73oLy2wIVhb9kCh3f9wcGEAQYCCABEgLWHfD_BwE | 150 | Estimate at $150 Per unit, reference: https://www.improvenet.com/r/costs-and-prices/pool-pump-replacement | 1689 | 1hp pump with solar panels and mounting brackets: http://www.naturalcurrent.com/sunray-solflo-1-solar-powered-pool-pump/ | 900 | Estimate at $150 Per unit for pump, reference: https://www.improvenet.com/r/costs-and-prices/pool-pump-replacement; plus $750 for solar panel installation, reference: https://www.homeadvisor.com/cost/swimming-pools-hot-tubs-and-saunas/install-a-swimming-pool-heater/ | 2259.01 | motor |  | 2259.01
Equipment | Solar Powered Pool Pump | Solar Powered Pool Pump | Single Speed Pool Pump Motor 1 HP | Commercial | New | Restaurants | FL Zone 2 | Per Pool | 0% | 5018.75 | 953.5625 | 4065.1875 | 0.81 | 10 | 0.9567 | 0.1485 | 179.99 | http://www.inyopools.com/Products/00100018074612.htm?gclid=EAIaIQobChMInIa73oLy2wIVhb9kCh3f9wcGEAQYCCABEgLWHfD_BwE | 150 | Estimate at $150 Per unit, reference: https://www.improvenet.com/r/costs-and-prices/pool-pump-replacement | 1689 | 1hp pump with solar panels and mounting brackets: http://www.naturalcurrent.com/sunray-solflo-1-solar-powered-pool-pump/ | 900 | Estimate at $150 Per unit for pump, reference: https://www.improvenet.com/r/costs-and-prices/pool-pump-replacement; plus $750 for solar panel installation, reference: https://www.homeadvisor.com/cost/swimming-pools-hot-tubs-and-saunas/install-a-swimming-pool-heater/ | 2259.01 | motor |  | 2259.01
Equipment | Solar Powered Pool Pump | Solar Powered Pool Pump | Single Speed Pool Pump Motor 1 HP | Commercial | New | Retail | FL Zone 2 | Per Pool | 0% | 5018.75 | 953.5625 | 4065.1875 | 0.81 | 10 | 0.9567 | 0.1485 | 179.99 | http://www.inyopools.com/Products/00100018074612.htm?gclid=EAIaIQobChMInIa73oLy2wIVhb9kCh3f9wcGEAQYCCABEgLWHfD_BwE | 150 | Estimate at $150 Per unit, reference: https://www.improvenet.com/r/costs-and-prices/pool-pump-replacement | 1689 | 1hp pump with solar panels and mounting brackets: http://www.naturalcurrent.com/sunray-solflo-1-solar-powered-pool-pump/ | 900 | Estimate at $150 Per unit for pump, reference: https://www.improvenet.com/r/costs-and-prices/pool-pump-replacement; plus $750 for solar panel installation, reference: https://www.homeadvisor.com/cost/swimming-pools-hot-tubs-and-saunas/install-a-swimming-pool-heater/ | 2259.01 | motor |  | 2259.01
Equipment | Solar Powered Pool Pump | Solar Powered Pool Pump | Single Speed Pool Pump Motor 1 HP | Commercial | New | Schools K-12 | FL Zone 2 | Per Pool | 0% | 5018.75 | 953.5625 | 4065.1875 | 0.81 | 10 | 0.9567 | 0.1485 | 179.99 | http://www.inyopools.com/Products/00100018074612.htm?gclid=EAIaIQobChMInIa73oLy2wIVhb9kCh3f9wcGEAQYCCABEgLWHfD_BwE | 150 | Estimate at $150 Per unit, reference: https://www.improvenet.com/r/costs-and-prices/pool-pump-replacement | 1689 | 1hp pump with solar panels and mounting brackets: http://www.naturalcurrent.com/sunray-solflo-1-solar-powered-pool-pump/ | 900 | Estimate at $150 Per unit for pump, reference: https://www.improvenet.com/r/costs-and-prices/pool-pump-replacement; plus $750 for solar panel installation, reference: https://www.homeadvisor.com/cost/swimming-pools-hot-tubs-and-saunas/install-a-swimming-pool-heater/ | 2259.01 | motor |  | 2259.01
Equipment | Two Speed Pool Pump | Dual Speed Pool Pump Motor 1 HP | Single Speed Pool Pump Motor 1 HP | Commercial | Turnover | Assembly | FL Zone 2 | Per Pool | 0% | 5018.75 | 1917.9091 | 3100.8409 | 0.61785 | 10 | 0.72975 | 0.11327 | 179.99 | http://www.inyopools.com/Products/00100018074612.htm?gclid=EAIaIQobChMInIa73oLy2wIVhb9kCh3f9wcGEAQYCCABEgLWHfD_BwE | 150 | Estimate at $150 Per unit, reference: https://www.improvenet.com/r/costs-and-prices/pool-pump-replacement | 539 | http://www.inyopools.com/Products/44400018081134.htm | 150 | Estimate at $150 Per unit, reference: https://www.improvenet.com/r/costs-and-prices/pool-pump-replacement | 359.01 | motor |  | 359.01
Equipment | Two Speed Pool Pump | Dual Speed Pool Pump Motor 1 HP | Single Speed Pool Pump Motor 1 HP | Commercial | Turnover | College and University | FL Zone 2 | Per Pool | 0% | 5018.75 | 1917.9091 | 3100.8409 | 0.61785 | 10 | 0.72975 | 0.11327 | 179.99 | http://www.inyopools.com/Products/00100018074612.htm?gclid=EAIaIQobChMInIa73oLy2wIVhb9kCh3f9wcGEAQYCCABEgLWHfD_BwE | 150 | Estimate at $150 Per unit, reference: https://www.improvenet.com/r/costs-and-prices/pool-pump-replacement | 539 | http://www.inyopools.com/Products/44400018081134.htm | 150 | Estimate at $150 Per unit, reference: https://www.improvenet.com/r/costs-and-prices/pool-pump-replacement | 359.01 | motor |  | 359.01
Equipment | Two Speed Pool Pump | Dual Speed Pool Pump Motor 1 HP | Single Speed Pool Pump Motor 1 HP | Commercial | Turnover | Grocery | FL Zone 2 | Per Pool | 0% | 5018.75 | 1917.9091 | 3100.8409 | 0.61785 | 10 | 0.72975 | 0.11327 | 179.99 | http://www.inyopools.com/Products/00100018074612.htm?gclid=EAIaIQobChMInIa73oLy2wIVhb9kCh3f9wcGEAQYCCABEgLWHfD_BwE | 150 | Estimate at $150 Per unit, reference: https://www.improvenet.com/r/costs-and-prices/pool-pump-replacement | 539 | http://www.inyopools.com/Products/44400018081134.htm | 150 | Estimate at $150 Per unit, reference: https://www.improvenet.com/r/costs-and-prices/pool-pump-replacement | 359.01 | motor |  | 359.01
Equipment | Two Speed Pool Pump | Dual Speed Pool Pump Motor 1 HP | Single Speed Pool Pump Motor 1 HP | Commercial | Turnover | Healthcare | FL Zone 2 | Per Pool | 0% | 5018.75 | 1917.9091 | 3100.8409 | 0.61785 | 10 | 0.72975 | 0.11327 | 179.99 | http://www.inyopools.com/Products/00100018074612.htm?gclid=EAIaIQobChMInIa73oLy2wIVhb9kCh3f9wcGEAQYCCABEgLWHfD_BwE | 150 | Estimate at $150 Per unit, reference: https://www.improvenet.com/r/costs-and-prices/pool-pump-replacement | 539 | http://www.inyopools.com/Products/44400018081134.htm | 150 | Estimate at $150 Per unit, reference: https://www.improvenet.com/r/costs-and-prices/pool-pump-replacement | 359.01 | motor |  | 359.01
Equipment | Two Speed Pool Pump | Dual Speed Pool Pump Motor 1 HP | Single Speed Pool Pump Motor 1 HP | Commercial | Turnover | Hospitals | FL Zone 2 | Per Pool | 0% | 5018.75 | 1917.9091 | 3100.8409 | 0.61785 | 10 | 0.72975 | 0.11327 | 179.99 | http://www.inyopools.com/Products/00100018074612.htm?gclid=EAIaIQobChMInIa73oLy2wIVhb9kCh3f9wcGEAQYCCABEgLWHfD_BwE | 150 | Estimate at $150 Per unit, reference: https://www.improvenet.com/r/costs-and-prices/pool-pump-replacement | 539 | http://www.inyopools.com/Products/44400018081134.htm | 150 | Estimate at $150 Per unit, reference: https://www.improvenet.com/r/costs-and-prices/pool-pump-replacement | 359.01 | motor |  | 359.01
Equipment | Two Speed Pool Pump | Dual Speed Pool Pump Motor 1 HP | Single Speed Pool Pump Motor 1 HP | Commercial | Turnover | Institutional | FL Zone 2 | Per Pool | 0% | 5018.75 | 1917.9091 | 3100.8409 | 0.61785 | 10 | 0.72975 | 0.11327 | 179.99 | http://www.inyopools.com/Products/00100018074612.htm?gclid=EAIaIQobChMInIa73oLy2wIVhb9kCh3f9wcGEAQYCCABEgLWHfD_BwE | 150 | Estimate at $150 Per unit, reference: https://www.improvenet.com/r/costs-and-prices/pool-pump-replacement | 539 | http://www.inyopools.com/Products/44400018081134.htm | 150 | Estimate at $150 Per unit, reference: https://www.improvenet.com/r/costs-and-prices/pool-pump-replacement | 359.01 | motor |  | 359.01
Equipment | Two Speed Pool Pump | Dual Speed Pool Pump Motor 1 HP | Single Speed Pool Pump Motor 1 HP | Commercial | Turnover | Lodging/Hospitality | FL Zone 2 | Per Pool | 0% | 5018.75 | 1917.9091 | 3100.8409 | 0.61785 | 10 | 0.72975 | 0.11327 | 179.99 | http://www.inyopools.com/Products/00100018074612.htm?gclid=EAIaIQobChMInIa73oLy2wIVhb9kCh3f9wcGEAQYCCABEgLWHfD_BwE | 150 | Estimate at $150 Per unit, reference: https://www.improvenet.com/r/costs-and-prices/pool-pump-replacement | 539 | http://www.inyopools.com/Products/44400018081134.htm | 150 | Estimate at $150 Per unit, reference: https://www.improvenet.com/r/costs-and-prices/pool-pump-replacement | 359.01 | motor |  | 359.01
Equipment | Two Speed Pool Pump | Dual Speed Pool Pump Motor 1 HP | Single Speed Pool Pump Motor 1 HP | Commercial | Turnover | Miscellaneous | FL Zone 2 | Per Pool | 0% | 5018.75 | 1917.9091 | 3100.8409 | 0.61785 | 10 | 0.72975 | 0.11327 | 179.99 | http://www.inyopools.com/Products/00100018074612.htm?gclid=EAIaIQobChMInIa73oLy2wIVhb9kCh3f9wcGEAQYCCABEgLWHfD_BwE | 150 | Estimate at $150 Per unit, reference: https://www.improvenet.com/r/costs-and-prices/pool-pump-replacement | 539 | http://www.inyopools.com/Products/44400018081134.htm | 150 | Estimate at $150 Per unit, reference: https://www.improvenet.com/r/costs-and-prices/pool-pump-replacement | 359.01 | motor |  | 359.01
Equipment | Two Speed Pool Pump | Dual Speed Pool Pump Motor 1 HP | Single Speed Pool Pump Motor 1 HP | Commercial | Turnover | Offices | FL Zone 2 | Per Pool | 0% | 5018.75 | 1917.9091 | 3100.8409 | 0.61785 | 10 | 0.72975 | 0.11327 | 179.99 | http://www.inyopools.com/Products/00100018074612.htm?gclid=EAIaIQobChMInIa73oLy2wIVhb9kCh3f9wcGEAQYCCABEgLWHfD_BwE | 150 | Estimate at $150 Per unit, reference: https://www.improvenet.com/r/costs-and-prices/pool-pump-replacement | 539 | http://www.inyopools.com/Products/44400018081134.htm | 150 | Estimate at $150 Per unit, reference: https://www.improvenet.com/r/costs-and-prices/pool-pump-replacement | 359.01 | motor |  | 359.01
Equipment | Two Speed Pool Pump | Dual Speed Pool Pump Motor 1 HP | Single Speed Pool Pump Motor 1 HP | Commercial | Turnover | Restaurants | FL Zone 2 | Per Pool | 0% | 5018.75 | 1917.9091 | 3100.8409 | 0.61785 | 10 | 0.72975 | 0.11327 | 179.99 | http://www.inyopools.com/Products/00100018074612.htm?gclid=EAIaIQobChMInIa73oLy2wIVhb9kCh3f9wcGEAQYCCABEgLWHfD_BwE | 150 | Estimate at $150 Per unit, reference: https://www.improvenet.com/r/costs-and-prices/pool-pump-replacement | 539 | http://www.inyopools.com/Products/44400018081134.htm | 150 | Estimate at $150 Per unit, reference: https://www.improvenet.com/r/costs-and-prices/pool-pump-replacement | 359.01 | motor |  | 359.01
Equipment | Two Speed Pool Pump | Dual Speed Pool Pump Motor 1 HP | Single Speed Pool Pump Motor 1 HP | Commercial | Turnover | Retail | FL Zone 2 | Per Pool | 0% | 5018.75 | 1917.9091 | 3100.8409 | 0.61785 | 10 | 0.72975 | 0.11327 | 179.99 | http://www.inyopools.com/Products/00100018074612.htm?gclid=EAIaIQobChMInIa73oLy2wIVhb9kCh3f9wcGEAQYCCABEgLWHfD_BwE | 150 | Estimate at $150 Per unit, reference: https://www.improvenet.com/r/costs-and-prices/pool-pump-replacement | 539 | http://www.inyopools.com/Products/44400018081134.htm | 150 | Estimate at $150 Per unit, reference: https://www.improvenet.com/r/costs-and-prices/pool-pump-replacement | 359.01 | motor |  | 359.01
Equipment | Two Speed Pool Pump | Dual Speed Pool Pump Motor 1 HP | Single Speed Pool Pump Motor 1 HP | Commercial | Turnover | Schools K-12 | FL Zone 2 | Per Pool | 0% | 5018.75 | 1917.9091 | 3100.8409 | 0.61785 | 10 | 0.72975 | 0.11327 | 179.99 | http://www.inyopools.com/Products/00100018074612.htm?gclid=EAIaIQobChMInIa73oLy2wIVhb9kCh3f9wcGEAQYCCABEgLWHfD_BwE | 150 | Estimate at $150 Per unit, reference: https://www.improvenet.com/r/costs-and-prices/pool-pump-replacement | 539 | http://www.inyopools.com/Products/44400018081134.htm | 150 | Estimate at $150 Per unit, reference: https://www.improvenet.com/r/costs-and-prices/pool-pump-replacement | 359.01 | motor |  | 359.01
Equipment | Two Speed Pool Pump | Dual Speed Pool Pump Motor 1 HP | Single Speed Pool Pump Motor 1 HP | Commercial | Turnover | Warehouse | FL Zone 2 | Per Pool | 0% | 5018.75 | 1917.9091 | 3100.8409 | 0.61785 | 10 | 0.72975 | 0.11327 | 179.99 | http://www.inyopools.com/Products/00100018074612.htm?gclid=EAIaIQobChMInIa73oLy2wIVhb9kCh3f9wcGEAQYCCABEgLWHfD_BwE | 150 | Estimate at $150 Per unit, reference: https://www.improvenet.com/r/costs-and-prices/pool-pump-replacement | 539 | http://www.inyopools.com/Products/44400018081134.htm | 150 | Estimate at $150 Per unit, reference: https://www.improvenet.com/r/costs-and-prices/pool-pump-replacement | 359.01 | motor |  | 359.01
Equipment | Two Speed Pool Pump | Dual Speed Pool Pump Motor 1 HP | Single Speed Pool Pump Motor 1 HP | Commercial | New | Assembly | FL Zone 2 | Per Pool | 0% | 5018.75 | 1917.9091 | 3100.8409 | 0.61785 | 10 | 0.72975 | 0.11327 | 179.99 | http://www.inyopools.com/Products/00100018074612.htm?gclid=EAIaIQobChMInIa73oLy2wIVhb9kCh3f9wcGEAQYCCABEgLWHfD_BwE | 150 | Estimate at $150 Per unit, reference: https://www.improvenet.com/r/costs-and-prices/pool-pump-replacement | 539 | http://www.inyopools.com/Products/44400018081134.htm | 150 | Estimate at $150 Per unit, reference: https://www.improvenet.com/r/costs-and-prices/pool-pump-replacement | 359.01 | motor |  | 359.01
Equipment | Two Speed Pool Pump | Dual Speed Pool Pump Motor 1 HP | Single Speed Pool Pump Motor 1 HP | Commercial | New | College and University | FL Zone 2 | Per Pool | 0% | 5018.75 | 1917.9091 | 3100.8409 | 0.61785 | 10 | 0.72975 | 0.11327 | 179.99 | http://www.inyopools.com/Products/00100018074612.htm?gclid=EAIaIQobChMInIa73oLy2wIVhb9kCh3f9wcGEAQYCCABEgLWHfD_BwE | 150 | Estimate at $150 Per unit, reference: https://www.improvenet.com/r/costs-and-prices/pool-pump-replacement | 539 | http://www.inyopools.com/Products/44400018081134.htm | 150 | Estimate at $150 Per unit, reference: https://www.improvenet.com/r/costs-and-prices/pool-pump-replacement | 359.01 | motor |  | 359.01
Equipment | Two Speed Pool Pump | Dual Speed Pool Pump Motor 1 HP | Single Speed Pool Pump Motor 1 HP | Commercial | New | Grocery | FL Zone 2 | Per Pool | 0% | 5018.75 | 1917.9091 | 3100.8409 | 0.61785 | 10 | 0.72975 | 0.11327 | 179.99 | http://www.inyopools.com/Products/00100018074612.htm?gclid=EAIaIQobChMInIa73oLy2wIVhb9kCh3f9wcGEAQYCCABEgLWHfD_BwE | 150 | Estimate at $150 Per unit, reference: https://www.improvenet.com/r/costs-and-prices/pool-pump-replacement | 539 | http://www.inyopools.com/Products/44400018081134.htm | 150 | Estimate at $150 Per unit, reference: https://www.improvenet.com/r/costs-and-prices/pool-pump-replacement | 359.01 | motor |  | 359.01
Equipment | Two Speed Pool Pump | Dual Speed Pool Pump Motor 1 HP | Single Speed Pool Pump Motor 1 HP | Commercial | New | Healthcare | FL Zone 2 | Per Pool | 0% | 5018.75 | 1917.9091 | 3100.8409 | 0.61785 | 10 | 0.72975 | 0.11327 | 179.99 | http://www.inyopools.com/Products/00100018074612.htm?gclid=EAIaIQobChMInIa73oLy2wIVhb9kCh3f9wcGEAQYCCABEgLWHfD_BwE | 150 | Estimate at $150 Per unit, reference: https://www.improvenet.com/r/costs-and-prices/pool-pump-replacement | 539 | http://www.inyopools.com/Products/44400018081134.htm | 150 | Estimate at $150 Per unit, reference: https://www.improvenet.com/r/costs-and-prices/pool-pump-replacement | 359.01 | motor |  | 359.01
Equipment | Two Speed Pool Pump | Dual Speed Pool Pump Motor 1 HP | Single Speed Pool Pump Motor 1 HP | Commercial | New | Hospitals | FL Zone 2 | Per Pool | 0% | 5018.75 | 1917.9091 | 3100.8409 | 0.61785 | 10 | 0.72975 | 0.11327 | 179.99 | http://www.inyopools.com/Products/00100018074612.htm?gclid=EAIaIQobChMInIa73oLy2wIVhb9kCh3f9wcGEAQYCCABEgLWHfD_BwE | 150 | Estimate at $150 Per unit, reference: https://www.improvenet.com/r/costs-and-prices/pool-pump-replacement | 539 | http://www.inyopools.com/Products/44400018081134.htm | 150 | Estimate at $150 Per unit, reference: https://www.improvenet.com/r/costs-and-prices/pool-pump-replacement | 359.01 | motor |  | 359.01
Equipment | Two Speed Pool Pump | Dual Speed Pool Pump Motor 1 HP | Single Speed Pool Pump Motor 1 HP | Commercial | New | Institutional | FL Zone 2 | Per Pool | 0% | 5018.75 | 1917.9091 | 3100.8409 | 0.61785 | 10 | 0.72975 | 0.11327 | 179.99 | http://www.inyopools.com/Products/00100018074612.htm?gclid=EAIaIQobChMInIa73oLy2wIVhb9kCh3f9wcGEAQYCCABEgLWHfD_BwE | 150 | Estimate at $150 Per unit, reference: https://www.improvenet.com/r/costs-and-prices/pool-pump-replacement | 539 | http://www.inyopools.com/Products/44400018081134.htm | 150 | Estimate at $150 Per unit, reference: https://www.improvenet.com/r/costs-and-prices/pool-pump-replacement | 359.01 | motor |  | 359.01
Equipment | Two Speed Pool Pump | Dual Speed Pool Pump Motor 1 HP | Single Speed Pool Pump Motor 1 HP | Commercial | New | Lodging/Hospitality | FL Zone 2 | Per Pool | 0% | 5018.75 | 1917.9091 | 3100.8409 | 0.61785 | 10 | 0.72975 | 0.11327 | 179.99 | http://www.inyopools.com/Products/00100018074612.htm?gclid=EAIaIQobChMInIa73oLy2wIVhb9kCh3f9wcGEAQYCCABEgLWHfD_BwE | 150 | Estimate at $150 Per unit, reference: https://www.improvenet.com/r/costs-and-prices/pool-pump-replacement | 539 | http://www.inyopools.com/Products/44400018081134.htm | 150 | Estimate at $150 Per unit, reference: https://www.improvenet.com/r/costs-and-prices/pool-pump-replacement | 359.01 | motor |  | 359.01
Equipment | Two Speed Pool Pump | Dual Speed Pool Pump Motor 1 HP | Single Speed Pool Pump Motor 1 HP | Commercial | New | Miscellaneous | FL Zone 2 | Per Pool | 0% | 5018.75 | 1917.9091 | 3100.8409 | 0.61785 | 10 | 0.72975 | 0.11327 | 179.99 | http://www.inyopools.com/Products/00100018074612.htm?gclid=EAIaIQobChMInIa73oLy2wIVhb9kCh3f9wcGEAQYCCABEgLWHfD_BwE | 150 | Estimate at $150 Per unit, reference: https://www.improvenet.com/r/costs-and-prices/pool-pump-replacement | 539 | http://www.inyopools.com/Products/44400018081134.htm | 150 | Estimate at $150 Per unit, reference: https://www.improvenet.com/r/costs-and-prices/pool-pump-replacement | 359.01 | motor |  | 359.01
Equipment | Two Speed Pool Pump | Dual Speed Pool Pump Motor 1 HP | Single Speed Pool Pump Motor 1 HP | Commercial | New | Offices | FL Zone 2 | Per Pool | 0% | 5018.75 | 1917.9091 | 3100.8409 | 0.61785 | 10 | 0.72975 | 0.11327 | 179.99 | http://www.inyopools.com/Products/00100018074612.htm?gclid=EAIaIQobChMInIa73oLy2wIVhb9kCh3f9wcGEAQYCCABEgLWHfD_BwE | 150 | Estimate at $150 Per unit, reference: https://www.improvenet.com/r/costs-and-prices/pool-pump-replacement | 539 | http://www.inyopools.com/Products/44400018081134.htm | 150 | Estimate at $150 Per unit, reference: https://www.improvenet.com/r/costs-and-prices/pool-pump-replacement | 359.01 | motor |  | 359.01
Equipment | Two Speed Pool Pump | Dual Speed Pool Pump Motor 1 HP | Single Speed Pool Pump Motor 1 HP | Commercial | New | Restaurants | FL Zone 2 | Per Pool | 0% | 5018.75 | 1917.9091 | 3100.8409 | 0.61785 | 10 | 0.72975 | 0.11327 | 179.99 | http://www.inyopools.com/Products/00100018074612.htm?gclid=EAIaIQobChMInIa73oLy2wIVhb9kCh3f9wcGEAQYCCABEgLWHfD_BwE | 150 | Estimate at $150 Per unit, reference: https://www.improvenet.com/r/costs-and-prices/pool-pump-replacement | 539 | http://www.inyopools.com/Products/44400018081134.htm | 150 | Estimate at $150 Per unit, reference: https://www.improvenet.com/r/costs-and-prices/pool-pump-replacement | 359.01 | motor |  | 359.01
Equipment | Two Speed Pool Pump | Dual Speed Pool Pump Motor 1 HP | Single Speed Pool Pump Motor 1 HP | Commercial | New | Retail | FL Zone 2 | Per Pool | 0% | 5018.75 | 1917.9091 | 3100.8409 | 0.61785 | 10 | 0.72975 | 0.11327 | 179.99 | http://www.inyopools.com/Products/00100018074612.htm?gclid=EAIaIQobChMInIa73oLy2wIVhb9kCh3f9wcGEAQYCCABEgLWHfD_BwE | 150 | Estimate at $150 Per unit, reference: https://www.improvenet.com/r/costs-and-prices/pool-pump-replacement | 539 | http://www.inyopools.com/Products/44400018081134.htm | 150 | Estimate at $150 Per unit, reference: https://www.improvenet.com/r/costs-and-prices/pool-pump-replacement | 359.01 | motor |  | 359.01
Equipment | Two Speed Pool Pump | Dual Speed Pool Pump Motor 1 HP | Single Speed Pool Pump Motor 1 HP | Commercial | New | Schools K-12 | FL Zone 2 | Per Pool | 0% | 5018.75 | 1917.9091 | 3100.8409 | 0.61785 | 10 | 0.72975 | 0.11327 | 179.99 | http://www.inyopools.com/Products/00100018074612.htm?gclid=EAIaIQobChMInIa73oLy2wIVhb9kCh3f9wcGEAQYCCABEgLWHfD_BwE | 150 | Estimate at $150 Per unit, reference: https://www.improvenet.com/r/costs-and-prices/pool-pump-replacement | 539 | http://www.inyopools.com/Products/44400018081134.htm | 150 | Estimate at $150 Per unit, reference: https://www.improvenet.com/r/costs-and-prices/pool-pump-replacement | 359.01 | motor |  | 359.01
Equipment | Two Speed Pool Pump | Dual Speed Pool Pump Motor 1 HP | Single Speed Pool Pump Motor 1 HP | Commercial | New | Warehouse | FL Zone 2 | Per Pool | 0% | 5018.75 | 1917.9091 | 3100.8409 | 0.61785 | 10 | 0.72975 | 0.11327 | 179.99 | http://www.inyopools.com/Products/00100018074612.htm?gclid=EAIaIQobChMInIa73oLy2wIVhb9kCh3f9wcGEAQYCCABEgLWHfD_BwE | 150 | Estimate at $150 Per unit, reference: https://www.improvenet.com/r/costs-and-prices/pool-pump-replacement | 539 | http://www.inyopools.com/Products/44400018081134.htm | 150 | Estimate at $150 Per unit, reference: https://www.improvenet.com/r/costs-and-prices/pool-pump-replacement | 359.01 | motor |  | 359.01
Equipment | Variable Speed Pool Pump | Variable Speed Pool Pump | Single Speed Pool Pump Motor 1 HP | Commercial | Turnover | Assembly | FL Zone 2 | Per Pool | 46.17% | 5018.75 | 1788.5 | 3230.25 | 0.64364 | 10 | 0.7602 | 0.118 | 179.99 | http://www.inyopools.com/Products/00100018074612.htm?gclid=EAIaIQobChMInIa73oLy2wIVhb9kCh3f9wcGEAQYCCABEgLWHfD_BwE | 150 | Estimate at $150 Per unit, reference: https://www.improvenet.com/r/costs-and-prices/pool-pump-replacement | 1265 | http://www.inyopools.com/Products/02200018059633.htm | 150 | Estimate at $150 Per unit, reference: https://www.improvenet.com/r/costs-and-prices/pool-pump-replacement | 1085.01 | motor |  | 1085.01
Equipment | Variable Speed Pool Pump | Variable Speed Pool Pump | Single Speed Pool Pump Motor 1 HP | Commercial | Turnover | College and University | FL Zone 2 | Per Pool | 42.75% | 5018.75 | 1788.5 | 3230.25 | 0.64364 | 10 | 0.7602 | 0.118 | 179.99 | http://www.inyopools.com/Products/00100018074612.htm?gclid=EAIaIQobChMInIa73oLy2wIVhb9kCh3f9wcGEAQYCCABEgLWHfD_BwE | 150 | Estimate at $150 Per unit, reference: https://www.improvenet.com/r/costs-and-prices/pool-pump-replacement | 1265 | http://www.inyopools.com/Products/02200018059633.htm | 150 | Estimate at $150 Per unit, reference: https://www.improvenet.com/r/costs-and-prices/pool-pump-replacement | 1085.01 | motor |  | 1085.01
Equipment | Variable Speed Pool Pump | Variable Speed Pool Pump | Single Speed Pool Pump Motor 1 HP | Commercial | Turnover | Grocery | FL Zone 2 | Per Pool | 0% | 5018.75 | 1788.5 | 3230.25 | 0.64364 | 10 | 0.7602 | 0.118 | 179.99 | http://www.inyopools.com/Products/00100018074612.htm?gclid=EAIaIQobChMInIa73oLy2wIVhb9kCh3f9wcGEAQYCCABEgLWHfD_BwE | 150 | Estimate at $150 Per unit, reference: https://www.improvenet.com/r/costs-and-prices/pool-pump-replacement | 1265 | http://www.inyopools.com/Products/02200018059633.htm | 150 | Estimate at $150 Per unit, reference: https://www.improvenet.com/r/costs-and-prices/pool-pump-replacement | 1085.01 | motor |  | 1085.01
Equipment | Variable Speed Pool Pump | Variable Speed Pool Pump | Single Speed Pool Pump Motor 1 HP | Commercial | Turnover | Healthcare | FL Zone 2 | Per Pool | 0% | 5018.75 | 1788.5 | 3230.25 | 0.64364 | 10 | 0.7602 | 0.118 | 179.99 | http://www.inyopools.com/Products/00100018074612.htm?gclid=EAIaIQobChMInIa73oLy2wIVhb9kCh3f9wcGEAQYCCABEgLWHfD_BwE | 150 | Estimate at $150 Per unit, reference: https://www.improvenet.com/r/costs-and-prices/pool-pump-replacement | 1265 | http://www.inyopools.com/Products/02200018059633.htm | 150 | Estimate at $150 Per unit, reference: https://www.improvenet.com/r/costs-and-prices/pool-pump-replacement | 1085.01 | motor |  | 1085.01
Equipment | Variable Speed Pool Pump | Variable Speed Pool Pump | Single Speed Pool Pump Motor 1 HP | Commercial | Turnover | Hospitals | FL Zone 2 | Per Pool | 0% | 5018.75 | 1788.5 | 3230.25 | 0.64364 | 10 | 0.7602 | 0.118 | 179.99 | http://www.inyopools.com/Products/00100018074612.htm?gclid=EAIaIQobChMInIa73oLy2wIVhb9kCh3f9wcGEAQYCCABEgLWHfD_BwE | 150 | Estimate at $150 Per unit, reference: https://www.improvenet.com/r/costs-and-prices/pool-pump-replacement | 1265 | http://www.inyopools.com/Products/02200018059633.htm | 150 | Estimate at $150 Per unit, reference: https://www.improvenet.com/r/costs-and-prices/pool-pump-replacement | 1085.01 | motor |  | 1085.01
Equipment | Variable Speed Pool Pump | Variable Speed Pool Pump | Single Speed Pool Pump Motor 1 HP | Commercial | Turnover | Institutional | FL Zone 2 | Per Pool | 0% | 5018.75 | 1788.5 | 3230.25 | 0.64364 | 10 | 0.7602 | 0.118 | 179.99 | http://www.inyopools.com/Products/00100018074612.htm?gclid=EAIaIQobChMInIa73oLy2wIVhb9kCh3f9wcGEAQYCCABEgLWHfD_BwE | 150 | Estimate at $150 Per unit, reference: https://www.improvenet.com/r/costs-and-prices/pool-pump-replacement | 1265 | http://www.inyopools.com/Products/02200018059633.htm | 150 | Estimate at $150 Per unit, reference: https://www.improvenet.com/r/costs-and-prices/pool-pump-replacement | 1085.01 | motor |  | 1085.01
Equipment | Variable Speed Pool Pump | Variable Speed Pool Pump | Single Speed Pool Pump Motor 1 HP | Commercial | Turnover | Lodging/Hospitality | FL Zone 2 | Per Pool | 50.73% | 5018.75 | 1788.5 | 3230.25 | 0.64364 | 10 | 0.7602 | 0.118 | 179.99 | http://www.inyopools.com/Products/00100018074612.htm?gclid=EAIaIQobChMInIa73oLy2wIVhb9kCh3f9wcGEAQYCCABEgLWHfD_BwE | 150 | Estimate at $150 Per unit, reference: https://www.improvenet.com/r/costs-and-prices/pool-pump-replacement | 1265 | http://www.inyopools.com/Products/02200018059633.htm | 150 | Estimate at $150 Per unit, reference: https://www.improvenet.com/r/costs-and-prices/pool-pump-replacement | 1085.01 | motor |  | 1085.01
Equipment | Variable Speed Pool Pump | Variable Speed Pool Pump | Single Speed Pool Pump Motor 1 HP | Commercial | Turnover | Miscellaneous | FL Zone 2 | Per Pool | 0% | 5018.75 | 1788.5 | 3230.25 | 0.64364 | 10 | 0.7602 | 0.118 | 179.99 | http://www.inyopools.com/Products/00100018074612.htm?gclid=EAIaIQobChMInIa73oLy2wIVhb9kCh3f9wcGEAQYCCABEgLWHfD_BwE | 150 | Estimate at $150 Per unit, reference: https://www.improvenet.com/r/costs-and-prices/pool-pump-replacement | 1265 | http://www.inyopools.com/Products/02200018059633.htm | 150 | Estimate at $150 Per unit, reference: https://www.improvenet.com/r/costs-and-prices/pool-pump-replacement | 1085.01 | motor |  | 1085.01
Equipment | Variable Speed Pool Pump | Variable Speed Pool Pump | Single Speed Pool Pump Motor 1 HP | Commercial | Turnover | Offices | FL Zone 2 | Per Pool | 0% | 5018.75 | 1788.5 | 3230.25 | 0.64364 | 10 | 0.7602 | 0.118 | 179.99 | http://www.inyopools.com/Products/00100018074612.htm?gclid=EAIaIQobChMInIa73oLy2wIVhb9kCh3f9wcGEAQYCCABEgLWHfD_BwE | 150 | Estimate at $150 Per unit, reference: https://www.improvenet.com/r/costs-and-prices/pool-pump-replacement | 1265 | http://www.inyopools.com/Products/02200018059633.htm | 150 | Estimate at $150 Per unit, reference: https://www.improvenet.com/r/costs-and-prices/pool-pump-replacement | 1085.01 | motor |  | 1085.01
Equipment | Variable Speed Pool Pump | Variable Speed Pool Pump | Single Speed Pool Pump Motor 1 HP | Commercial | Turnover | Restaurants | FL Zone 2 | Per Pool | 0% | 5018.75 | 1788.5 | 3230.25 | 0.64364 | 10 | 0.7602 | 0.118 | 179.99 | http://www.inyopools.com/Products/00100018074612.htm?gclid=EAIaIQobChMInIa73oLy2wIVhb9kCh3f9wcGEAQYCCABEgLWHfD_BwE | 150 | Estimate at $150 Per unit, reference: https://www.improvenet.com/r/costs-and-prices/pool-pump-replacement | 1265 | http://www.inyopools.com/Products/02200018059633.htm | 150 | Estimate at $150 Per unit, reference: https://www.improvenet.com/r/costs-and-prices/pool-pump-replacement | 1085.01 | motor |  | 1085.01
Equipment | Variable Speed Pool Pump | Variable Speed Pool Pump | Single Speed Pool Pump Motor 1 HP | Commercial | Turnover | Retail | FL Zone 2 | Per Pool | 0% | 5018.75 | 1788.5 | 3230.25 | 0.64364 | 10 | 0.7602 | 0.118 | 179.99 | http://www.inyopools.com/Products/00100018074612.htm?gclid=EAIaIQobChMInIa73oLy2wIVhb9kCh3f9wcGEAQYCCABEgLWHfD_BwE | 150 | Estimate at $150 Per unit, reference: https://www.improvenet.com/r/costs-and-prices/pool-pump-replacement | 1265 | http://www.inyopools.com/Products/02200018059633.htm | 150 | Estimate at $150 Per unit, reference: https://www.improvenet.com/r/costs-and-prices/pool-pump-replacement | 1085.01 | motor |  | 1085.01
Equipment | Variable Speed Pool Pump | Variable Speed Pool Pump | Single Speed Pool Pump Motor 1 HP | Commercial | Turnover | Schools K-12 | FL Zone 2 | Per Pool | 0% | 5018.75 | 1788.5 | 3230.25 | 0.64364 | 10 | 0.7602 | 0.118 | 179.99 | http://www.inyopools.com/Products/00100018074612.htm?gclid=EAIaIQobChMInIa73oLy2wIVhb9kCh3f9wcGEAQYCCABEgLWHfD_BwE | 150 | Estimate at $150 Per unit, reference: https://www.improvenet.com/r/costs-and-prices/pool-pump-replacement | 1265 | http://www.inyopools.com/Products/02200018059633.htm | 150 | Estimate at $150 Per unit, reference: https://www.improvenet.com/r/costs-and-prices/pool-pump-replacement | 1085.01 | motor |  | 1085.01
Equipment | Variable Speed Pool Pump | Variable Speed Pool Pump | Single Speed Pool Pump Motor 1 HP | Commercial | New | Assembly | FL Zone 2 | Per Pool | 46.17% | 5018.75 | 1788.5 | 3230.25 | 0.64364 | 10 | 0.7602 | 0.118 | 179.99 | http://www.inyopools.com/Products/00100018074612.htm?gclid=EAIaIQobChMInIa73oLy2wIVhb9kCh3f9wcGEAQYCCABEgLWHfD_BwE | 150 | Estimate at $150 Per unit, reference: https://www.improvenet.com/r/costs-and-prices/pool-pump-replacement | 1265 | http://www.inyopools.com/Products/02200018059633.htm | 150 | Estimate at $150 Per unit, reference: https://www.improvenet.com/r/costs-and-prices/pool-pump-replacement | 1085.01 | motor |  | 1085.01
Equipment | Variable Speed Pool Pump | Variable Speed Pool Pump | Single Speed Pool Pump Motor 1 HP | Commercial | New | College and University | FL Zone 2 | Per Pool | 42.75% | 5018.75 | 1788.5 | 3230.25 | 0.64364 | 10 | 0.7602 | 0.118 | 179.99 | http://www.inyopools.com/Products/00100018074612.htm?gclid=EAIaIQobChMInIa73oLy2wIVhb9kCh3f9wcGEAQYCCABEgLWHfD_BwE | 150 | Estimate at $150 Per unit, reference: https://www.improvenet.com/r/costs-and-prices/pool-pump-replacement | 1265 | http://www.inyopools.com/Products/02200018059633.htm | 150 | Estimate at $150 Per unit, reference: https://www.improvenet.com/r/costs-and-prices/pool-pump-replacement | 1085.01 | motor |  | 1085.01
Equipment | Variable Speed Pool Pump | Variable Speed Pool Pump | Single Speed Pool Pump Motor 1 HP | Commercial | New | Grocery | FL Zone 2 | Per Pool | 0% | 5018.75 | 1788.5 | 3230.25 | 0.64364 | 10 | 0.7602 | 0.118 | 179.99 | http://www.inyopools.com/Products/00100018074612.htm?gclid=EAIaIQobChMInIa73oLy2wIVhb9kCh3f9wcGEAQYCCABEgLWHfD_BwE | 150 | Estimate at $150 Per unit, reference: https://www.improvenet.com/r/costs-and-prices/pool-pump-replacement | 1265 | http://www.inyopools.com/Products/02200018059633.htm | 150 | Estimate at $150 Per unit, reference: https://www.improvenet.com/r/costs-and-prices/pool-pump-replacement | 1085.01 | motor |  | 1085.01
Equipment | Variable Speed Pool Pump | Variable Speed Pool Pump | Single Speed Pool Pump Motor 1 HP | Commercial | New | Healthcare | FL Zone 2 | Per Pool | 0% | 5018.75 | 1788.5 | 3230.25 | 0.64364 | 10 | 0.7602 | 0.118 | 179.99 | http://www.inyopools.com/Products/00100018074612.htm?gclid=EAIaIQobChMInIa73oLy2wIVhb9kCh3f9wcGEAQYCCABEgLWHfD_BwE | 150 | Estimate at $150 Per unit, reference: https://www.improvenet.com/r/costs-and-prices/pool-pump-replacement | 1265 | http://www.inyopools.com/Products/02200018059633.htm | 150 | Estimate at $150 Per unit, reference: https://www.improvenet.com/r/costs-and-prices/pool-pump-replacement | 1085.01 | motor |  | 1085.01
Equipment | Variable Speed Pool Pump | Variable Speed Pool Pump | Single Speed Pool Pump Motor 1 HP | Commercial | New | Hospitals | FL Zone 2 | Per Pool | 0% | 5018.75 | 1788.5 | 3230.25 | 0.64364 | 10 | 0.7602 | 0.118 | 179.99 | http://www.inyopools.com/Products/00100018074612.htm?gclid=EAIaIQobChMInIa73oLy2wIVhb9kCh3f9wcGEAQYCCABEgLWHfD_BwE | 150 | Estimate at $150 Per unit, reference: https://www.improvenet.com/r/costs-and-prices/pool-pump-replacement | 1265 | http://www.inyopools.com/Products/02200018059633.htm | 150 | Estimate at $150 Per unit, reference: https://www.improvenet.com/r/costs-and-prices/pool-pump-replacement | 1085.01 | motor |  | 1085.01
Equipment | Variable Speed Pool Pump | Variable Speed Pool Pump | Single Speed Pool Pump Motor 1 HP | Commercial | New | Institutional | FL Zone 2 | Per Pool | 0% | 5018.75 | 1788.5 | 3230.25 | 0.64364 | 10 | 0.7602 | 0.118 | 179.99 | http://www.inyopools.com/Products/00100018074612.htm?gclid=EAIaIQobChMInIa73oLy2wIVhb9kCh3f9wcGEAQYCCABEgLWHfD_BwE | 150 | Estimate at $150 Per unit, reference: https://www.improvenet.com/r/costs-and-prices/pool-pump-replacement | 1265 | http://www.inyopools.com/Products/02200018059633.htm | 150 | Estimate at $150 Per unit, reference: https://www.improvenet.com/r/costs-and-prices/pool-pump-replacement | 1085.01 | motor |  | 1085.01
Equipment | Variable Speed Pool Pump | Variable Speed Pool Pump | Single Speed Pool Pump Motor 1 HP | Commercial | New | Lodging/Hospitality | FL Zone 2 | Per Pool | 50.73% | 5018.75 | 1788.5 | 3230.25 | 0.64364 | 10 | 0.7602 | 0.118 | 179.99 | http://www.inyopools.com/Products/00100018074612.htm?gclid=EAIaIQobChMInIa73oLy2wIVhb9kCh3f9wcGEAQYCCABEgLWHfD_BwE | 150 | Estimate at $150 Per unit, reference: https://www.improvenet.com/r/costs-and-prices/pool-pump-replacement | 1265 | http://www.inyopools.com/Products/02200018059633.htm | 150 | Estimate at $150 Per unit, reference: https://www.improvenet.com/r/costs-and-prices/pool-pump-replacement | 1085.01 | motor |  | 1085.01
Equipment | Variable Speed Pool Pump | Variable Speed Pool Pump | Single Speed Pool Pump Motor 1 HP | Commercial | New | Miscellaneous | FL Zone 2 | Per Pool | 0% | 5018.75 | 1788.5 | 3230.25 | 0.64364 | 10 | 0.7602 | 0.118 | 179.99 | http://www.inyopools.com/Products/00100018074612.htm?gclid=EAIaIQobChMInIa73oLy2wIVhb9kCh3f9wcGEAQYCCABEgLWHfD_BwE | 150 | Estimate at $150 Per unit, reference: https://www.improvenet.com/r/costs-and-prices/pool-pump-replacement | 1265 | http://www.inyopools.com/Products/02200018059633.htm | 150 | Estimate at $150 Per unit, reference: https://www.improvenet.com/r/costs-and-prices/pool-pump-replacement | 1085.01 | motor |  | 1085.01
Equipment | Variable Speed Pool Pump | Variable Speed Pool Pump | Single Speed Pool Pump Motor 1 HP | Commercial | New | Offices | FL Zone 2 | Per Pool | 0% | 5018.75 | 1788.5 | 3230.25 | 0.64364 | 10 | 0.7602 | 0.118 | 179.99 | http://www.inyopools.com/Products/00100018074612.htm?gclid=EAIaIQobChMInIa73oLy2wIVhb9kCh3f9wcGEAQYCCABEgLWHfD_BwE | 150 | Estimate at $150 Per unit, reference: https://www.improvenet.com/r/costs-and-prices/pool-pump-replacement | 1265 | http://www.inyopools.com/Products/02200018059633.htm | 150 | Estimate at $150 Per unit, reference: https://www.improvenet.com/r/costs-and-prices/pool-pump-replacement | 1085.01 | motor |  | 1085.01
Equipment | Variable Speed Pool Pump | Variable Speed Pool Pump | Single Speed Pool Pump Motor 1 HP | Commercial | New | Restaurants | FL Zone 2 | Per Pool | 0% | 5018.75 | 1788.5 | 3230.25 | 0.64364 | 10 | 0.7602 | 0.118 | 179.99 | http://www.inyopools.com/Products/00100018074612.htm?gclid=EAIaIQobChMInIa73oLy2wIVhb9kCh3f9wcGEAQYCCABEgLWHfD_BwE | 150 | Estimate at $150 Per unit, reference: https://www.improvenet.com/r/costs-and-prices/pool-pump-replacement | 1265 | http://www.inyopools.com/Products/02200018059633.htm | 150 | Estimate at $150 Per unit, reference: https://www.improvenet.com/r/costs-and-prices/pool-pump-replacement | 1085.01 | motor |  | 1085.01
Equipment | Variable Speed Pool Pump | Variable Speed Pool Pump | Single Speed Pool Pump Motor 1 HP | Commercial | New | Retail | FL Zone 2 | Per Pool | 0% | 5018.75 | 1788.5 | 3230.25 | 0.64364 | 10 | 0.7602 | 0.118 | 179.99 | http://www.inyopools.com/Products/00100018074612.htm?gclid=EAIaIQobChMInIa73oLy2wIVhb9kCh3f9wcGEAQYCCABEgLWHfD_BwE | 150 | Estimate at $150 Per unit, reference: https://www.improvenet.com/r/costs-and-prices/pool-pump-replacement | 1265 | http://www.inyopools.com/Products/02200018059633.htm | 150 | Estimate at $150 Per unit, reference: https://www.improvenet.com/r/costs-and-prices/pool-pump-replacement | 1085.01 | motor |  | 1085.01
Equipment | Variable Speed Pool Pump | Variable Speed Pool Pump | Single Speed Pool Pump Motor 1 HP | Commercial | New | Schools K-12 | FL Zone 2 | Per Pool | 0% | 5018.75 | 1788.5 | 3230.25 | 0.64364 | 10 | 0.7602 | 0.118 | 179.99 | http://www.inyopools.com/Products/00100018074612.htm?gclid=EAIaIQobChMInIa73oLy2wIVhb9kCh3f9wcGEAQYCCABEgLWHfD_BwE | 150 | Estimate at $150 Per unit, reference: https://www.improvenet.com/r/costs-and-prices/pool-pump-replacement | 1265 | http://www.inyopools.com/Products/02200018059633.htm | 150 | Estimate at $150 Per unit, reference: https://www.improvenet.com/r/costs-and-prices/pool-pump-replacement | 1085.01 | motor |  | 1085.01
Equipment | ENERGY STAR Imaging Equipment | One Copier meeting ENERGY STAR 2.0 Standards | One Standard Copier | Commercial | Turnover | Assembly | FL Zone 2 | Per Unit | 17.92% | 937.8 | 521 | 416.8 | 0.44444 | 6 | 0.0578 | 0.038813 | 2358.71 | https://www.printer-central.com/shop/product/printers/multifunction-printers/hewlett-packard/l3u59a-201/31704009/1 | 0 | 0 | 2943.85 | https://www.printer-central.com/shop/product/printers/multifunction-printers/hewlett-packard/f2a81a-aaz/32652051/1 | 0 | 0 | 585.14 | unit |  | 585.14
Equipment | ENERGY STAR Imaging Equipment | One Copier meeting ENERGY STAR 2.0 Standards | One Standard Copier | Commercial | Turnover | College and University | FL Zone 2 | Per Unit | 17.92% | 937.8 | 521 | 416.8 | 0.44444 | 6 | 0.0578 | 0.038813 | 2358.71 | https://www.printer-central.com/shop/product/printers/multifunction-printers/hewlett-packard/l3u59a-201/31704009/1 | 0 | 0 | 2943.85 | https://www.printer-central.com/shop/product/printers/multifunction-printers/hewlett-packard/f2a81a-aaz/32652051/1 | 0 | 0 | 585.14 | unit |  | 585.14
Equipment | ENERGY STAR Imaging Equipment | One Copier meeting ENERGY STAR 2.0 Standards | One Standard Copier | Commercial | Turnover | Grocery | FL Zone 2 | Per Unit | 17.92% | 937.8 | 521 | 416.8 | 0.44444 | 6 | 0.0578 | 0.038813 | 2358.71 | https://www.printer-central.com/shop/product/printers/multifunction-printers/hewlett-packard/l3u59a-201/31704009/1 | 0 | 0 | 2943.85 | https://www.printer-central.com/shop/product/printers/multifunction-printers/hewlett-packard/f2a81a-aaz/32652051/1 | 0 | 0 | 585.14 | unit |  | 585.14
Equipment | ENERGY STAR Imaging Equipment | One Copier meeting ENERGY STAR 2.0 Standards | One Standard Copier | Commercial | Turnover | Healthcare | FL Zone 2 | Per Unit | 17.92% | 937.8 | 521 | 416.8 | 0.44444 | 6 | 0.0578 | 0.038813 | 2358.71 | https://www.printer-central.com/shop/product/printers/multifunction-printers/hewlett-packard/l3u59a-201/31704009/1 | 0 | 0 | 2943.85 | https://www.printer-central.com/shop/product/printers/multifunction-printers/hewlett-packard/f2a81a-aaz/32652051/1 | 0 | 0 | 585.14 | unit |  | 585.14
Equipment | ENERGY STAR Imaging Equipment | One Copier meeting ENERGY STAR 2.0 Standards | One Standard Copier | Commercial | Turnover | Hospitals | FL Zone 2 | Per Unit | 17.92% | 937.8 | 521 | 416.8 | 0.44444 | 6 | 0.0578 | 0.038813 | 2358.71 | https://www.printer-central.com/shop/product/printers/multifunction-printers/hewlett-packard/l3u59a-201/31704009/1 | 0 | 0 | 2943.85 | https://www.printer-central.com/shop/product/printers/multifunction-printers/hewlett-packard/f2a81a-aaz/32652051/1 | 0 | 0 | 585.14 | unit |  | 585.14
Equipment | ENERGY STAR Imaging Equipment | One Copier meeting ENERGY STAR 2.0 Standards | One Standard Copier | Commercial | Turnover | Institutional | FL Zone 2 | Per Unit | 17.92% | 937.8 | 521 | 416.8 | 0.44444 | 6 | 0.0578 | 0.038813 | 2358.71 | https://www.printer-central.com/shop/product/printers/multifunction-printers/hewlett-packard/l3u59a-201/31704009/1 | 0 | 0 | 2943.85 | https://www.printer-central.com/shop/product/printers/multifunction-printers/hewlett-packard/f2a81a-aaz/32652051/1 | 0 | 0 | 585.14 | unit |  | 585.14
Equipment | ENERGY STAR Imaging Equipment | One Copier meeting ENERGY STAR 2.0 Standards | One Standard Copier | Commercial | Turnover | Lodging/Hospitality | FL Zone 2 | Per Unit | 17.92% | 937.8 | 521 | 416.8 | 0.44444 | 6 | 0.0578 | 0.038813 | 2358.71 | https://www.printer-central.com/shop/product/printers/multifunction-printers/hewlett-packard/l3u59a-201/31704009/1 | 0 | 0 | 2943.85 | https://www.printer-central.com/shop/product/printers/multifunction-printers/hewlett-packard/f2a81a-aaz/32652051/1 | 0 | 0 | 585.14 | unit |  | 585.14
Equipment | ENERGY STAR Imaging Equipment | One Copier meeting ENERGY STAR 2.0 Standards | One Standard Copier | Commercial | Turnover | Miscellaneous | FL Zone 2 | Per Unit | 0% | 937.8 | 521 | 416.8 | 0.44444 | 6 | 0.0578 | 0.038813 | 2358.71 | https://www.printer-central.com/shop/product/printers/multifunction-printers/hewlett-packard/l3u59a-201/31704009/1 | 0 | 0 | 2943.85 | https://www.printer-central.com/shop/product/printers/multifunction-printers/hewlett-packard/f2a81a-aaz/32652051/1 | 0 | 0 | 585.14 | unit |  | 585.14
Equipment | ENERGY STAR Imaging Equipment | One Copier meeting ENERGY STAR 2.0 Standards | One Standard Copier | Commercial | Turnover | Offices | FL Zone 2 | Per Unit | 17.92% | 937.8 | 521 | 416.8 | 0.44444 | 6 | 0.0578 | 0.038813 | 2358.71 | https://www.printer-central.com/shop/product/printers/multifunction-printers/hewlett-packard/l3u59a-201/31704009/1 | 0 | 0 | 2943.85 | https://www.printer-central.com/shop/product/printers/multifunction-printers/hewlett-packard/f2a81a-aaz/32652051/1 | 0 | 0 | 585.14 | unit |  | 585.14
Equipment | ENERGY STAR Imaging Equipment | One Copier meeting ENERGY STAR 2.0 Standards | One Standard Copier | Commercial | Turnover | Restaurants | FL Zone 2 | Per Unit | 0% | 937.8 | 521 | 416.8 | 0.44444 | 6 | 0.0578 | 0.038813 | 2358.71 | https://www.printer-central.com/shop/product/printers/multifunction-printers/hewlett-packard/l3u59a-201/31704009/1 | 0 | 0 | 2943.85 | https://www.printer-central.com/shop/product/printers/multifunction-printers/hewlett-packard/f2a81a-aaz/32652051/1 | 0 | 0 | 585.14 | unit |  | 585.14
Equipment | ENERGY STAR Imaging Equipment | One Copier meeting ENERGY STAR 2.0 Standards | One Standard Copier | Commercial | Turnover | Retail | FL Zone 2 | Per Unit | 17.92% | 937.8 | 521 | 416.8 | 0.44444 | 6 | 0.0578 | 0.038813 | 2358.71 | https://www.printer-central.com/shop/product/printers/multifunction-printers/hewlett-packard/l3u59a-201/31704009/1 | 0 | 0 | 2943.85 | https://www.printer-central.com/shop/product/printers/multifunction-printers/hewlett-packard/f2a81a-aaz/32652051/1 | 0 | 0 | 585.14 | unit |  | 585.14
Equipment | ENERGY STAR Imaging Equipment | One Copier meeting ENERGY STAR 2.0 Standards | One Standard Copier | Commercial | Turnover | Schools K-12 | FL Zone 2 | Per Unit | 17.92% | 937.8 | 521 | 416.8 | 0.44444 | 6 | 0.0578 | 0.038813 | 2358.71 | https://www.printer-central.com/shop/product/printers/multifunction-printers/hewlett-packard/l3u59a-201/31704009/1 | 0 | 0 | 2943.85 | https://www.printer-central.com/shop/product/printers/multifunction-printers/hewlett-packard/f2a81a-aaz/32652051/1 | 0 | 0 | 585.14 | unit |  | 585.14
Equipment | ENERGY STAR Imaging Equipment | One Copier meeting ENERGY STAR 2.0 Standards | One Standard Copier | Commercial | Turnover | Warehouse | FL Zone 2 | Per Unit | 0% | 937.8 | 521 | 416.8 | 0.44444 | 6 | 0.0578 | 0.038813 | 2358.71 | https://www.printer-central.com/shop/product/printers/multifunction-printers/hewlett-packard/l3u59a-201/31704009/1 | 0 | 0 | 2943.85 | https://www.printer-central.com/shop/product/printers/multifunction-printers/hewlett-packard/f2a81a-aaz/32652051/1 | 0 | 0 | 585.14 | unit |  | 585.14
Equipment | ENERGY STAR Imaging Equipment | One Copier meeting ENERGY STAR 2.0 Standards | One Standard Copier | Commercial | New | Assembly | FL Zone 2 | Per Unit | 17.92% | 937.8 | 521 | 416.8 | 0.44444 | 6 | 0.0578 | 0.038813 | 2358.71 | https://www.printer-central.com/shop/product/printers/multifunction-printers/hewlett-packard/l3u59a-201/31704009/1 | 0 | 0 | 2943.85 | https://www.printer-central.com/shop/product/printers/multifunction-printers/hewlett-packard/f2a81a-aaz/32652051/1 | 0 | 0 | 585.14 | unit |  | 585.14
Equipment | ENERGY STAR Imaging Equipment | One Copier meeting ENERGY STAR 2.0 Standards | One Standard Copier | Commercial | New | College and University | FL Zone 2 | Per Unit | 17.92% | 937.8 | 521 | 416.8 | 0.44444 | 6 | 0.0578 | 0.038813 | 2358.71 | https://www.printer-central.com/shop/product/printers/multifunction-printers/hewlett-packard/l3u59a-201/31704009/1 | 0 | 0 | 2943.85 | https://www.printer-central.com/shop/product/printers/multifunction-printers/hewlett-packard/f2a81a-aaz/32652051/1 | 0 | 0 | 585.14 | unit |  | 585.14
Equipment | ENERGY STAR Imaging Equipment | One Copier meeting ENERGY STAR 2.0 Standards | One Standard Copier | Commercial | New | Grocery | FL Zone 2 | Per Unit | 17.92% | 937.8 | 521 | 416.8 | 0.44444 | 6 | 0.0578 | 0.038813 | 2358.71 | https://www.printer-central.com/shop/product/printers/multifunction-printers/hewlett-packard/l3u59a-201/31704009/1 | 0 | 0 | 2943.85 | https://www.printer-central.com/shop/product/printers/multifunction-printers/hewlett-packard/f2a81a-aaz/32652051/1 | 0 | 0 | 585.14 | unit |  | 585.14
Equipment | ENERGY STAR Imaging Equipment | One Copier meeting ENERGY STAR 2.0 Standards | One Standard Copier | Commercial | New | Healthcare | FL Zone 2 | Per Unit | 17.92% | 937.8 | 521 | 416.8 | 0.44444 | 6 | 0.0578 | 0.038813 | 2358.71 | https://www.printer-central.com/shop/product/printers/multifunction-printers/hewlett-packard/l3u59a-201/31704009/1 | 0 | 0 | 2943.85 | https://www.printer-central.com/shop/product/printers/multifunction-printers/hewlett-packard/f2a81a-aaz/32652051/1 | 0 | 0 | 585.14 | unit |  | 585.14
Equipment | ENERGY STAR Imaging Equipment | One Copier meeting ENERGY STAR 2.0 Standards | One Standard Copier | Commercial | New | Hospitals | FL Zone 2 | Per Unit | 17.92% | 937.8 | 521 | 416.8 | 0.44444 | 6 | 0.0578 | 0.038813 | 2358.71 | https://www.printer-central.com/shop/product/printers/multifunction-printers/hewlett-packard/l3u59a-201/31704009/1 | 0 | 0 | 2943.85 | https://www.printer-central.com/shop/product/printers/multifunction-printers/hewlett-packard/f2a81a-aaz/32652051/1 | 0 | 0 | 585.14 | unit |  | 585.14
Equipment | ENERGY STAR Imaging Equipment | One Copier meeting ENERGY STAR 2.0 Standards | One Standard Copier | Commercial | New | Institutional | FL Zone 2 | Per Unit | 17.92% | 937.8 | 521 | 416.8 | 0.44444 | 6 | 0.0578 | 0.038813 | 2358.71 | https://www.printer-central.com/shop/product/printers/multifunction-printers/hewlett-packard/l3u59a-201/31704009/1 | 0 | 0 | 2943.85 | https://www.printer-central.com/shop/product/printers/multifunction-printers/hewlett-packard/f2a81a-aaz/32652051/1 | 0 | 0 | 585.14 | unit |  | 585.14
Equipment | ENERGY STAR Imaging Equipment | One Copier meeting ENERGY STAR 2.0 Standards | One Standard Copier | Commercial | New | Lodging/Hospitality | FL Zone 2 | Per Unit | 17.92% | 937.8 | 521 | 416.8 | 0.44444 | 6 | 0.0578 | 0.038813 | 2358.71 | https://www.printer-central.com/shop/product/printers/multifunction-printers/hewlett-packard/l3u59a-201/31704009/1 | 0 | 0 | 2943.85 | https://www.printer-central.com/shop/product/printers/multifunction-printers/hewlett-packard/f2a81a-aaz/32652051/1 | 0 | 0 | 585.14 | unit |  | 585.14
Equipment | ENERGY STAR Imaging Equipment | One Copier meeting ENERGY STAR 2.0 Standards | One Standard Copier | Commercial | New | Miscellaneous | FL Zone 2 | Per Unit | 0% | 937.8 | 521 | 416.8 | 0.44444 | 6 | 0.0578 | 0.038813 | 2358.71 | https://www.printer-central.com/shop/product/printers/multifunction-printers/hewlett-packard/l3u59a-201/31704009/1 | 0 | 0 | 2943.85 | https://www.printer-central.com/shop/product/printers/multifunction-printers/hewlett-packard/f2a81a-aaz/32652051/1 | 0 | 0 | 585.14 | unit |  | 585.14
Equipment | ENERGY STAR Imaging Equipment | One Copier meeting ENERGY STAR 2.0 Standards | One Standard Copier | Commercial | New | Offices | FL Zone 2 | Per Unit | 17.92% | 937.8 | 521 | 416.8 | 0.44444 | 6 | 0.0578 | 0.038813 | 2358.71 | https://www.printer-central.com/shop/product/printers/multifunction-printers/hewlett-packard/l3u59a-201/31704009/1 | 0 | 0 | 2943.85 | https://www.printer-central.com/shop/product/printers/multifunction-printers/hewlett-packard/f2a81a-aaz/32652051/1 | 0 | 0 | 585.14 | unit |  | 585.14
Equipment | ENERGY STAR Imaging Equipment | One Copier meeting ENERGY STAR 2.0 Standards | One Standard Copier | Commercial | New | Restaurants | FL Zone 2 | Per Unit | 0% | 937.8 | 521 | 416.8 | 0.44444 | 6 | 0.0578 | 0.038813 | 2358.71 | https://www.printer-central.com/shop/product/printers/multifunction-printers/hewlett-packard/l3u59a-201/31704009/1 | 0 | 0 | 2943.85 | https://www.printer-central.com/shop/product/printers/multifunction-printers/hewlett-packard/f2a81a-aaz/32652051/1 | 0 | 0 | 585.14 | unit |  | 585.14
Equipment | ENERGY STAR Imaging Equipment | One Copier meeting ENERGY STAR 2.0 Standards | One Standard Copier | Commercial | New | Retail | FL Zone 2 | Per Unit | 17.92% | 937.8 | 521 | 416.8 | 0.44444 | 6 | 0.0578 | 0.038813 | 2358.71 | https://www.printer-central.com/shop/product/printers/multifunction-printers/hewlett-packard/l3u59a-201/31704009/1 | 0 | 0 | 2943.85 | https://www.printer-central.com/shop/product/printers/multifunction-printers/hewlett-packard/f2a81a-aaz/32652051/1 | 0 | 0 | 585.14 | unit |  | 585.14
Equipment | ENERGY STAR Imaging Equipment | One Copier meeting ENERGY STAR 2.0 Standards | One Standard Copier | Commercial | New | Schools K-12 | FL Zone 2 | Per Unit | 17.92% | 937.8 | 521 | 416.8 | 0.44444 | 6 | 0.0578 | 0.038813 | 2358.71 | https://www.printer-central.com/shop/product/printers/multifunction-printers/hewlett-packard/l3u59a-201/31704009/1 | 0 | 0 | 2943.85 | https://www.printer-central.com/shop/product/printers/multifunction-printers/hewlett-packard/f2a81a-aaz/32652051/1 | 0 | 0 | 585.14 | unit |  | 585.14
Equipment | ENERGY STAR Imaging Equipment | One Copier meeting ENERGY STAR 2.0 Standards | One Standard Copier | Commercial | New | Warehouse | FL Zone 2 | Per Unit | 0% | 937.8 | 521 | 416.8 | 0.44444 | 6 | 0.0578 | 0.038813 | 2358.71 | https://www.printer-central.com/shop/product/printers/multifunction-printers/hewlett-packard/l3u59a-201/31704009/1 | 0 | 0 | 2943.85 | https://www.printer-central.com/shop/product/printers/multifunction-printers/hewlett-packard/f2a81a-aaz/32652051/1 | 0 | 0 | 585.14 | unit |  | 585.14
Equipment | Energy Star PCs | One Personal Computer meeting ENERGY STAR® 6.1 Standards | One Personal Computer meeting ENERGY STAR® 3.0 Standards | Commercial | Turnover | Assembly | FL Zone 2 | Per Unit | 35% | 284.9901 | 161.4747 | 123.5154 | 0.4334 | 4 | 0.017591 | 0 | 0 | Reference source included incremental cost only | 0 | 0 | 20 | Illinois 2018 Statewide TRM, Section 4.8.6 | 0 | 0 | 20 | unit |  | 20
Equipment | Energy Star PCs | One Personal Computer meeting ENERGY STAR® 6.1 Standards | One Personal Computer meeting ENERGY STAR® 3.0 Standards | Commercial | Turnover | College and University | FL Zone 2 | Per Unit | 35% | 284.9901 | 161.4747 | 123.5154 | 0.4334 | 4 | 0.023703 | 0.023703 | 0 | Reference source included incremental cost only | 0 | 0 | 20 | Illinois 2018 Statewide TRM, Section 4.8.6 | 0 | 0 | 20 | unit |  | 20
Equipment | Energy Star PCs | One Personal Computer meeting ENERGY STAR® 6.1 Standards | One Personal Computer meeting ENERGY STAR® 3.0 Standards | Commercial | Turnover | Grocery | FL Zone 2 | Per Unit | 35% | 284.9901 | 161.4747 | 123.5154 | 0.4334 | 4 | 0.017591 | 0.0068231 | 0 | Reference source included incremental cost only | 0 | 0 | 20 | Illinois 2018 Statewide TRM, Section 4.8.6 | 0 | 0 | 20 | unit |  | 20
Equipment | Energy Star PCs | One Personal Computer meeting ENERGY STAR® 6.1 Standards | One Personal Computer meeting ENERGY STAR® 3.0 Standards | Commercial | Turnover | Healthcare | FL Zone 2 | Per Unit | 35% | 284.9901 | 161.4747 | 123.5154 | 0.4334 | 4 | 0.017591 | 0.0068231 | 0 | Reference source included incremental cost only | 0 | 0 | 20 | Illinois 2018 Statewide TRM, Section 4.8.6 | 0 | 0 | 20 | unit |  | 20
Equipment | Energy Star PCs | One Personal Computer meeting ENERGY STAR® 6.1 Standards | One Personal Computer meeting ENERGY STAR® 3.0 Standards | Commercial | Turnover | Hospitals | FL Zone 2 | Per Unit | 35% | 284.9901 | 161.4747 | 123.5154 | 0.4334 | 4 | 0.023703 | 0.023703 | 0 | Reference source included incremental cost only | 0 | 0 | 20 | Illinois 2018 Statewide TRM, Section 4.8.6 | 0 | 0 | 20 | unit |  | 20
Equipment | Energy Star PCs | One Personal Computer meeting ENERGY STAR® 6.1 Standards | One Personal Computer meeting ENERGY STAR® 3.0 Standards | Commercial | Turnover | Institutional | FL Zone 2 | Per Unit | 35% | 284.9901 | 161.4747 | 123.5154 | 0.4334 | 4 | 0.017591 | 0 | 0 | Reference source included incremental cost only | 0 | 0 | 20 | Illinois 2018 Statewide TRM, Section 4.8.6 | 0 | 0 | 20 | unit |  | 20
Equipment | Energy Star PCs | One Personal Computer meeting ENERGY STAR® 6.1 Standards | One Personal Computer meeting ENERGY STAR® 3.0 Standards | Commercial | Turnover | Lodging/Hospitality | FL Zone 2 | Per Unit | 35% | 284.9901 | 161.4747 | 123.5154 | 0.4334 | 4 | 0.017591 | 0.0068231 | 0 | Reference source included incremental cost only | 0 | 0 | 20 | Illinois 2018 Statewide TRM, Section 4.8.6 | 0 | 0 | 20 | unit |  | 20
Equipment | Energy Star PCs | One Personal Computer meeting ENERGY STAR® 6.1 Standards | One Personal Computer meeting ENERGY STAR® 3.0 Standards | Commercial | Turnover | Miscellaneous | FL Zone 2 | Per Unit | 35% | 284.9901 | 161.4747 | 123.5154 | 0.4334 | 4 | 0.017591 | 0 | 0 | Reference source included incremental cost only | 0 | 0 | 20 | Illinois 2018 Statewide TRM, Section 4.8.6 | 0 | 0 | 20 | unit |  | 20
Equipment | Energy Star PCs | One Personal Computer meeting ENERGY STAR® 6.1 Standards | One Personal Computer meeting ENERGY STAR® 3.0 Standards | Commercial | Turnover | Offices | FL Zone 2 | Per Unit | 35% | 284.9901 | 161.4747 | 123.5154 | 0.4334 | 4 | 0.017591 | 0.0068231 | 0 | Reference source included incremental cost only | 0 | 0 | 20 | Illinois 2018 Statewide TRM, Section 4.8.6 | 0 | 0 | 20 | unit |  | 20
Equipment | Energy Star PCs | One Personal Computer meeting ENERGY STAR® 6.1 Standards | One Personal Computer meeting ENERGY STAR® 3.0 Standards | Commercial | Turnover | Restaurants | FL Zone 2 | Per Unit | 35% | 284.9901 | 161.4747 | 123.5154 | 0.4334 | 4 | 0.017591 | 0 | 0 | Reference source included incremental cost only | 0 | 0 | 20 | Illinois 2018 Statewide TRM, Section 4.8.6 | 0 | 0 | 20 | unit |  | 20
Equipment | Energy Star PCs | One Personal Computer meeting ENERGY STAR® 6.1 Standards | One Personal Computer meeting ENERGY STAR® 3.0 Standards | Commercial | Turnover | Retail | FL Zone 2 | Per Unit | 35% | 284.9901 | 161.4747 | 123.5154 | 0.4334 | 4 | 0.017591 | 0.0068231 | 0 | Reference source included incremental cost only | 0 | 0 | 20 | Illinois 2018 Statewide TRM, Section 4.8.6 | 0 | 0 | 20 | unit |  | 20
Equipment | Energy Star PCs | One Personal Computer meeting ENERGY STAR® 6.1 Standards | One Personal Computer meeting ENERGY STAR® 3.0 Standards | Commercial | Turnover | Schools K-12 | FL Zone 2 | Per Unit | 35% | 284.9901 | 161.4747 | 123.5154 | 0.4334 | 4 | 0.017591 | 0.0068231 | 0 | Reference source included incremental cost only | 0 | 0 | 20 | Illinois 2018 Statewide TRM, Section 4.8.6 | 0 | 0 | 20 | unit |  | 20
Equipment | Energy Star PCs | One Personal Computer meeting ENERGY STAR® 6.1 Standards | One Personal Computer meeting ENERGY STAR® 3.0 Standards | Commercial | Turnover | Warehouse | FL Zone 2 | Per Unit | 35% | 284.9901 | 161.4747 | 123.5154 | 0.4334 | 4 | 0.017591 | 0 | 0 | Reference source included incremental cost only | 0 | 0 | 20 | Illinois 2018 Statewide TRM, Section 4.8.6 | 0 | 0 | 20 | unit |  | 20
Equipment | Energy Star PCs | One Personal Computer meeting ENERGY STAR® 6.1 Standards | One Personal Computer meeting ENERGY STAR® 3.0 Standards | Commercial | New | Assembly | FL Zone 2 | Per Unit | 35% | 284.9901 | 161.4747 | 123.5154 | 0.4334 | 4 | 0.017591 | 0 | 0 | Reference source included incremental cost only | 0 | 0 | 20 | Illinois 2018 Statewide TRM, Section 4.8.6 | 0 | 0 | 20 | unit |  | 20
Equipment | Energy Star PCs | One Personal Computer meeting ENERGY STAR® 6.1 Standards | One Personal Computer meeting ENERGY STAR® 3.0 Standards | Commercial | New | College and University | FL Zone 2 | Per Unit | 35% | 284.9901 | 161.4747 | 123.5154 | 0.4334 | 4 | 0.023703 | 0.023703 | 0 | Reference source included incremental cost only | 0 | 0 | 20 | Illinois 2018 Statewide TRM, Section 4.8.6 | 0 | 0 | 20 | unit |  | 20
Equipment | Energy Star PCs | One Personal Computer meeting ENERGY STAR® 6.1 Standards | One Personal Computer meeting ENERGY STAR® 3.0 Standards | Commercial | New | Grocery | FL Zone 2 | Per Unit | 35% | 284.9901 | 161.4747 | 123.5154 | 0.4334 | 4 | 0.017591 | 0.0068231 | 0 | Reference source included incremental cost only | 0 | 0 | 20 | Illinois 2018 Statewide TRM, Section 4.8.6 | 0 | 0 | 20 | unit |  | 20
Equipment | Energy Star PCs | One Personal Computer meeting ENERGY STAR® 6.1 Standards | One Personal Computer meeting ENERGY STAR® 3.0 Standards | Commercial | New | Healthcare | FL Zone 2 | Per Unit | 35% | 284.9901 | 161.4747 | 123.5154 | 0.4334 | 4 | 0.017591 | 0.0068231 | 0 | Reference source included incremental cost only | 0 | 0 | 20 | Illinois 2018 Statewide TRM, Section 4.8.6 | 0 | 0 | 20 | unit |  | 20
Equipment | Energy Star PCs | One Personal Computer meeting ENERGY STAR® 6.1 Standards | One Personal Computer meeting ENERGY STAR® 3.0 Standards | Commercial | New | Hospitals | FL Zone 2 | Per Unit | 35% | 284.9901 | 161.4747 | 123.5154 | 0.4334 | 4 | 0.023703 | 0.023703 | 0 | Reference source included incremental cost only | 0 | 0 | 20 | Illinois 2018 Statewide TRM, Section 4.8.6 | 0 | 0 | 20 | unit |  | 20
Equipment | Energy Star PCs | One Personal Computer meeting ENERGY STAR® 6.1 Standards | One Personal Computer meeting ENERGY STAR® 3.0 Standards | Commercial | New | Institutional | FL Zone 2 | Per Unit | 35% | 284.9901 | 161.4747 | 123.5154 | 0.4334 | 4 | 0.017591 | 0 | 0 | Reference source included incremental cost only | 0 | 0 | 20 | Illinois 2018 Statewide TRM, Section 4.8.6 | 0 | 0 | 20 | unit |  | 20
Equipment | Energy Star PCs | One Personal Computer meeting ENERGY STAR® 6.1 Standards | One Personal Computer meeting ENERGY STAR® 3.0 Standards | Commercial | New | Lodging/Hospitality | FL Zone 2 | Per Unit | 35% | 284.9901 | 161.4747 | 123.5154 | 0.4334 | 4 | 0.017591 | 0.0068231 | 0 | Reference source included incremental cost only | 0 | 0 | 20 | Illinois 2018 Statewide TRM, Section 4.8.6 | 0 | 0 | 20 | unit |  | 20
Equipment | Energy Star PCs | One Personal Computer meeting ENERGY STAR® 6.1 Standards | One Personal Computer meeting ENERGY STAR® 3.0 Standards | Commercial | New | Miscellaneous | FL Zone 2 | Per Unit | 35% | 284.9901 | 161.4747 | 123.5154 | 0.4334 | 4 | 0.017591 | 0 | 0 | Reference source included incremental cost only | 0 | 0 | 20 | Illinois 2018 Statewide TRM, Section 4.8.6 | 0 | 0 | 20 | unit |  | 20
Equipment | Energy Star PCs | One Personal Computer meeting ENERGY STAR® 6.1 Standards | One Personal Computer meeting ENERGY STAR® 3.0 Standards | Commercial | New | Offices | FL Zone 2 | Per Unit | 35% | 284.9901 | 161.4747 | 123.5154 | 0.4334 | 4 | 0.017591 | 0.0068231 | 0 | Reference source included incremental cost only | 0 | 0 | 20 | Illinois 2018 Statewide TRM, Section 4.8.6 | 0 | 0 | 20 | unit |  | 20
Equipment | Energy Star PCs | One Personal Computer meeting ENERGY STAR® 6.1 Standards | One Personal Computer meeting ENERGY STAR® 3.0 Standards | Commercial | New | Restaurants | FL Zone 2 | Per Unit | 35% | 284.9901 | 161.4747 | 123.5154 | 0.4334 | 4 | 0.017591 | 0 | 0 | Reference source included incremental cost only | 0 | 0 | 20 | Illinois 2018 Statewide TRM, Section 4.8.6 | 0 | 0 | 20 | unit |  | 20
Equipment | Energy Star PCs | One Personal Computer meeting ENERGY STAR® 6.1 Standards | One Personal Computer meeting ENERGY STAR® 3.0 Standards | Commercial | New | Retail | FL Zone 2 | Per Unit | 35% | 284.9901 | 161.4747 | 123.5154 | 0.4334 | 4 | 0.017591 | 0.0068231 | 0 | Reference source included incremental cost only | 0 | 0 | 20 | Illinois 2018 Statewide TRM, Section 4.8.6 | 0 | 0 | 20 | unit |  | 20
Equipment | Energy Star PCs | One Personal Computer meeting ENERGY STAR® 6.1 Standards | One Personal Computer meeting ENERGY STAR® 3.0 Standards | Commercial | New | Schools K-12 | FL Zone 2 | Per Unit | 35% | 284.9901 | 161.4747 | 123.5154 | 0.4334 | 4 | 0.017591 | 0.0068231 | 0 | Reference source included incremental cost only | 0 | 0 | 20 | Illinois 2018 Statewide TRM, Section 4.8.6 | 0 | 0 | 20 | unit |  | 20
Equipment | Energy Star PCs | One Personal Computer meeting ENERGY STAR® 6.1 Standards | One Personal Computer meeting ENERGY STAR® 3.0 Standards | Commercial | New | Warehouse | FL Zone 2 | Per Unit | 35% | 284.9901 | 161.4747 | 123.5154 | 0.4334 | 4 | 0.017591 | 0 | 0 | Reference source included incremental cost only | 0 | 0 | 20 | Illinois 2018 Statewide TRM, Section 4.8.6 | 0 | 0 | 20 | unit |  | 20
Equipment | Energy Star Servers | One Server meeting ENERGY STAR 2.0 Standards | One Standard Server | Commercial | Turnover | Assembly | FL Zone 2 | Per Unit | 0% | 4925.6988 | 3788.9991 | 1136.6997 | 0.23077 | 4 | 0.16919 | 0.11767 | 0 | Reference source included incremental cost only | 0 | 0 | 70 | Efficiency Vermont TRM, 2015: Iinternal Power Supplies, efficient datacenter server power supply | 0 | 0 | 70 | unit |  | 70
Equipment | Energy Star Servers | One Server meeting ENERGY STAR 2.0 Standards | One Standard Server | Commercial | Turnover | College and University | FL Zone 2 | Per Unit | 47.28% | 4925.6988 | 3788.9991 | 1136.6997 | 0.23077 | 4 | 0.16919 | 0.11767 | 0 | Reference source included incremental cost only | 0 | 0 | 70 | Efficiency Vermont TRM, 2015: Iinternal Power Supplies, efficient datacenter server power supply | 0 | 0 | 70 | unit |  | 70
Equipment | Energy Star Servers | One Server meeting ENERGY STAR 2.0 Standards | One Standard Server | Commercial | Turnover | Grocery | FL Zone 2 | Per Unit | 0% | 4925.6988 | 3788.9991 | 1136.6997 | 0.23077 | 4 | 0.16919 | 0.11767 | 0 | Reference source included incremental cost only | 0 | 0 | 70 | Efficiency Vermont TRM, 2015: Iinternal Power Supplies, efficient datacenter server power supply | 0 | 0 | 70 | unit |  | 70
Equipment | Energy Star Servers | One Server meeting ENERGY STAR 2.0 Standards | One Standard Server | Commercial | Turnover | Healthcare | FL Zone 2 | Per Unit | 47.28% | 4925.6988 | 3788.9991 | 1136.6997 | 0.23077 | 4 | 0.16919 | 0.11767 | 0 | Reference source included incremental cost only | 0 | 0 | 70 | Efficiency Vermont TRM, 2015: Iinternal Power Supplies, efficient datacenter server power supply | 0 | 0 | 70 | unit |  | 70
Equipment | Energy Star Servers | One Server meeting ENERGY STAR 2.0 Standards | One Standard Server | Commercial | Turnover | Hospitals | FL Zone 2 | Per Unit | 47.28% | 4925.6988 | 3788.9991 | 1136.6997 | 0.23077 | 4 | 0.16919 | 0.11767 | 0 | Reference source included incremental cost only | 0 | 0 | 70 | Efficiency Vermont TRM, 2015: Iinternal Power Supplies, efficient datacenter server power supply | 0 | 0 | 70 | unit |  | 70
Equipment | Energy Star Servers | One Server meeting ENERGY STAR 2.0 Standards | One Standard Server | Commercial | Turnover | Institutional | FL Zone 2 | Per Unit | 47.28% | 4925.6988 | 3788.9991 | 1136.6997 | 0.23077 | 4 | 0.16919 | 0.11767 | 0 | Reference source included incremental cost only | 0 | 0 | 70 | Efficiency Vermont TRM, 2015: Iinternal Power Supplies, efficient datacenter server power supply | 0 | 0 | 70 | unit |  | 70
Equipment | Energy Star Servers | One Server meeting ENERGY STAR 2.0 Standards | One Standard Server | Commercial | Turnover | Lodging/Hospitality | FL Zone 2 | Per Unit | 47.28% | 4925.6988 | 3788.9991 | 1136.6997 | 0.23077 | 4 | 0.16919 | 0.11767 | 0 | Reference source included incremental cost only | 0 | 0 | 70 | Efficiency Vermont TRM, 2015: Iinternal Power Supplies, efficient datacenter server power supply | 0 | 0 | 70 | unit |  | 70
Equipment | Energy Star Servers | One Server meeting ENERGY STAR 2.0 Standards | One Standard Server | Commercial | Turnover | Miscellaneous | FL Zone 2 | Per Unit | 47.28% | 4925.6988 | 3788.9991 | 1136.6997 | 0.23077 | 4 | 0.16919 | 0.11767 | 0 | Reference source included incremental cost only | 0 | 0 | 70 | Efficiency Vermont TRM, 2015: Iinternal Power Supplies, efficient datacenter server power supply | 0 | 0 | 70 | unit |  | 70
Equipment | Energy Star Servers | One Server meeting ENERGY STAR 2.0 Standards | One Standard Server | Commercial | Turnover | Offices | FL Zone 2 | Per Unit | 47.28% | 4925.6988 | 3788.9991 | 1136.6997 | 0.23077 | 4 | 0.16919 | 0.11767 | 0 | Reference source included incremental cost only | 0 | 0 | 70 | Efficiency Vermont TRM, 2015: Iinternal Power Supplies, efficient datacenter server power supply | 0 | 0 | 70 | unit |  | 70
Equipment | Energy Star Servers | One Server meeting ENERGY STAR 2.0 Standards | One Standard Server | Commercial | Turnover | Restaurants | FL Zone 2 | Per Unit | 0% | 4925.6988 | 3788.9991 | 1136.6997 | 0.23077 | 4 | 0.16919 | 0.11767 | 0 | Reference source included incremental cost only | 0 | 0 | 70 | Efficiency Vermont TRM, 2015: Iinternal Power Supplies, efficient datacenter server power supply | 0 | 0 | 70 | unit |  | 70
Equipment | Energy Star Servers | One Server meeting ENERGY STAR 2.0 Standards | One Standard Server | Commercial | Turnover | Retail | FL Zone 2 | Per Unit | 47.28% | 4925.6988 | 3788.9991 | 1136.6997 | 0.23077 | 4 | 0.16919 | 0.11767 | 0 | Reference source included incremental cost only | 0 | 0 | 70 | Efficiency Vermont TRM, 2015: Iinternal Power Supplies, efficient datacenter server power supply | 0 | 0 | 70 | unit |  | 70
Equipment | Energy Star Servers | One Server meeting ENERGY STAR 2.0 Standards | One Standard Server | Commercial | Turnover | Schools K-12 | FL Zone 2 | Per Unit | 47.28% | 4925.6988 | 3788.9991 | 1136.6997 | 0.23077 | 4 | 0.16919 | 0.11767 | 0 | Reference source included incremental cost only | 0 | 0 | 70 | Efficiency Vermont TRM, 2015: Iinternal Power Supplies, efficient datacenter server power supply | 0 | 0 | 70 | unit |  | 70
Equipment | Energy Star Servers | One Server meeting ENERGY STAR 2.0 Standards | One Standard Server | Commercial | Turnover | Warehouse | FL Zone 2 | Per Unit | 0% | 4925.6988 | 3788.9991 | 1136.6997 | 0.23077 | 4 | 0.16919 | 0.11767 | 0 | Reference source included incremental cost only | 0 | 0 | 70 | Efficiency Vermont TRM, 2015: Iinternal Power Supplies, efficient datacenter server power supply | 0 | 0 | 70 | unit |  | 70
Equipment | Energy Star Servers | One Server meeting ENERGY STAR 2.0 Standards | One Standard Server | Commercial | New | Assembly | FL Zone 2 | Per Unit | 0% | 4925.6988 | 3788.9991 | 1136.6997 | 0.23077 | 4 | 0.16919 | 0.11767 | 0 | Reference source included incremental cost only | 0 | 0 | 70 | Efficiency Vermont TRM, 2015: Iinternal Power Supplies, efficient datacenter server power supply | 0 | 0 | 70 | unit |  | 70
Equipment | Energy Star Servers | One Server meeting ENERGY STAR 2.0 Standards | One Standard Server | Commercial | New | College and University | FL Zone 2 | Per Unit | 47.28% | 4925.6988 | 3788.9991 | 1136.6997 | 0.23077 | 4 | 0.16919 | 0.11767 | 0 | Reference source included incremental cost only | 0 | 0 | 70 | Efficiency Vermont TRM, 2015: Iinternal Power Supplies, efficient datacenter server power supply | 0 | 0 | 70 | unit |  | 70
Equipment | Energy Star Servers | One Server meeting ENERGY STAR 2.0 Standards | One Standard Server | Commercial | New | Grocery | FL Zone 2 | Per Unit | 0% | 4925.6988 | 3788.9991 | 1136.6997 | 0.23077 | 4 | 0.16919 | 0.11767 | 0 | Reference source included incremental cost only | 0 | 0 | 70 | Efficiency Vermont TRM, 2015: Iinternal Power Supplies, efficient datacenter server power supply | 0 | 0 | 70 | unit |  | 70
Equipment | Energy Star Servers | One Server meeting ENERGY STAR 2.0 Standards | One Standard Server | Commercial | New | Healthcare | FL Zone 2 | Per Unit | 47.28% | 4925.6988 | 3788.9991 | 1136.6997 | 0.23077 | 4 | 0.16919 | 0.11767 | 0 | Reference source included incremental cost only | 0 | 0 | 70 | Efficiency Vermont TRM, 2015: Iinternal Power Supplies, efficient datacenter server power supply | 0 | 0 | 70 | unit |  | 70
Equipment | Energy Star Servers | One Server meeting ENERGY STAR 2.0 Standards | One Standard Server | Commercial | New | Hospitals | FL Zone 2 | Per Unit | 47.28% | 4925.6988 | 3788.9991 | 1136.6997 | 0.23077 | 4 | 0.16919 | 0.11767 | 0 | Reference source included incremental cost only | 0 | 0 | 70 | Efficiency Vermont TRM, 2015: Iinternal Power Supplies, efficient datacenter server power supply | 0 | 0 | 70 | unit |  | 70
Equipment | Energy Star Servers | One Server meeting ENERGY STAR 2.0 Standards | One Standard Server | Commercial | New | Institutional | FL Zone 2 | Per Unit | 47.28% | 4925.6988 | 3788.9991 | 1136.6997 | 0.23077 | 4 | 0.16919 | 0.11767 | 0 | Reference source included incremental cost only | 0 | 0 | 70 | Efficiency Vermont TRM, 2015: Iinternal Power Supplies, efficient datacenter server power supply | 0 | 0 | 70 | unit |  | 70
Equipment | Energy Star Servers | One Server meeting ENERGY STAR 2.0 Standards | One Standard Server | Commercial | New | Lodging/Hospitality | FL Zone 2 | Per Unit | 47.28% | 4925.6988 | 3788.9991 | 1136.6997 | 0.23077 | 4 | 0.16919 | 0.11767 | 0 | Reference source included incremental cost only | 0 | 0 | 70 | Efficiency Vermont TRM, 2015: Iinternal Power Supplies, efficient datacenter server power supply | 0 | 0 | 70 | unit |  | 70
Equipment | Energy Star Servers | One Server meeting ENERGY STAR 2.0 Standards | One Standard Server | Commercial | New | Miscellaneous | FL Zone 2 | Per Unit | 47.28% | 4925.6988 | 3788.9991 | 1136.6997 | 0.23077 | 4 | 0.16919 | 0.11767 | 0 | Reference source included incremental cost only | 0 | 0 | 70 | Efficiency Vermont TRM, 2015: Iinternal Power Supplies, efficient datacenter server power supply | 0 | 0 | 70 | unit |  | 70
Equipment | Energy Star Servers | One Server meeting ENERGY STAR 2.0 Standards | One Standard Server | Commercial | New | Offices | FL Zone 2 | Per Unit | 47.28% | 4925.6988 | 3788.9991 | 1136.6997 | 0.23077 | 4 | 0.16919 | 0.11767 | 0 | Reference source included incremental cost only | 0 | 0 | 70 | Efficiency Vermont TRM, 2015: Iinternal Power Supplies, efficient datacenter server power supply | 0 | 0 | 70 | unit |  | 70
Equipment | Energy Star Servers | One Server meeting ENERGY STAR 2.0 Standards | One Standard Server | Commercial | New | Restaurants | FL Zone 2 | Per Unit | 0% | 4925.6988 | 3788.9991 | 1136.6997 | 0.23077 | 4 | 0.16919 | 0.11767 | 0 | Reference source included incremental cost only | 0 | 0 | 70 | Efficiency Vermont TRM, 2015: Iinternal Power Supplies, efficient datacenter server power supply | 0 | 0 | 70 | unit |  | 70
Equipment | Energy Star Servers | One Server meeting ENERGY STAR 2.0 Standards | One Standard Server | Commercial | New | Retail | FL Zone 2 | Per Unit | 47.28% | 4925.6988 | 3788.9991 | 1136.6997 | 0.23077 | 4 | 0.16919 | 0.11767 | 0 | Reference source included incremental cost only | 0 | 0 | 70 | Efficiency Vermont TRM, 2015: Iinternal Power Supplies, efficient datacenter server power supply | 0 | 0 | 70 | unit |  | 70
Equipment | Energy Star Servers | One Server meeting ENERGY STAR 2.0 Standards | One Standard Server | Commercial | New | Schools K-12 | FL Zone 2 | Per Unit | 47.28% | 4925.6988 | 3788.9991 | 1136.6997 | 0.23077 | 4 | 0.16919 | 0.11767 | 0 | Reference source included incremental cost only | 0 | 0 | 70 | Efficiency Vermont TRM, 2015: Iinternal Power Supplies, efficient datacenter server power supply | 0 | 0 | 70 | unit |  | 70
Equipment | Energy Star Servers | One Server meeting ENERGY STAR 2.0 Standards | One Standard Server | Commercial | New | Warehouse | FL Zone 2 | Per Unit | 0% | 4925.6988 | 3788.9991 | 1136.6997 | 0.23077 | 4 | 0.16919 | 0.11767 | 0 | Reference source included incremental cost only | 0 | 0 | 70 | Efficiency Vermont TRM, 2015: Iinternal Power Supplies, efficient datacenter server power supply | 0 | 0 | 70 | unit |  | 70
Equipment | Energy Star Uninterruptable Power Supply | Standard Desktop Plugged into Energy Star Uninterruptable Power Supply at 25% Load | Standard Desktop Plugged into Uninterruptable Power Supply at 25% Load | Commercial | Turnover | Assembly | FL Zone 2 | kWh | 0% | 284.9901 | 279.638 | 5.3521 | 0.01878 | 10 | 0.00061097 | 0.00061097 | 0 | Reference source included incremental cost only | 0 | 0 | 1.5473 | CMUA TRM, 2017, based on incremental cost per deemend kWh applied to kWh savings in Measure Workbook (UPS on single desktop PC) | 0 | 0 | 1.5473 | unit |  | 1.5473
Equipment | Energy Star Uninterruptable Power Supply | Standard Desktop Plugged into Energy Star Uninterruptable Power Supply at 25% Load | Standard Desktop Plugged into Uninterruptable Power Supply at 25% Load | Commercial | Turnover | College and University | FL Zone 2 | kWh | 22.4% | 284.9901 | 279.638 | 5.3521 | 0.01878 | 10 | 0.00061097 | 0.00061097 | 0 | Reference source included incremental cost only | 0 | 0 | 1.5473 | CMUA TRM, 2017, based on incremental cost per deemend kWh applied to kWh savings in Measure Workbook (UPS on single desktop PC) | 0 | 0 | 1.5473 | unit |  | 1.5473
Equipment | Energy Star Uninterruptable Power Supply | Standard Desktop Plugged into Energy Star Uninterruptable Power Supply at 25% Load | Standard Desktop Plugged into Uninterruptable Power Supply at 25% Load | Commercial | Turnover | Grocery | FL Zone 2 | kWh | 0% | 284.9901 | 279.638 | 5.3521 | 0.01878 | 10 | 0.00061097 | 0.00061097 | 0 | Reference source included incremental cost only | 0 | 0 | 1.5473 | CMUA TRM, 2017, based on incremental cost per deemend kWh applied to kWh savings in Measure Workbook (UPS on single desktop PC) | 0 | 0 | 1.5473 | unit |  | 1.5473
Equipment | Energy Star Uninterruptable Power Supply | Standard Desktop Plugged into Energy Star Uninterruptable Power Supply at 25% Load | Standard Desktop Plugged into Uninterruptable Power Supply at 25% Load | Commercial | Turnover | Healthcare | FL Zone 2 | kWh | 22.4% | 284.9901 | 279.638 | 5.3521 | 0.01878 | 10 | 0.00061097 | 0.00061097 | 0 | Reference source included incremental cost only | 0 | 0 | 1.5473 | CMUA TRM, 2017, based on incremental cost per deemend kWh applied to kWh savings in Measure Workbook (UPS on single desktop PC) | 0 | 0 | 1.5473 | unit |  | 1.5473
Equipment | Energy Star Uninterruptable Power Supply | Standard Desktop Plugged into Energy Star Uninterruptable Power Supply at 25% Load | Standard Desktop Plugged into Uninterruptable Power Supply at 25% Load | Commercial | Turnover | Hospitals | FL Zone 2 | kWh | 22.4% | 284.9901 | 279.638 | 5.3521 | 0.01878 | 10 | 0.00061097 | 0.00061097 | 0 | Reference source included incremental cost only | 0 | 0 | 1.5473 | CMUA TRM, 2017, based on incremental cost per deemend kWh applied to kWh savings in Measure Workbook (UPS on single desktop PC) | 0 | 0 | 1.5473 | unit |  | 1.5473
Equipment | Energy Star Uninterruptable Power Supply | Standard Desktop Plugged into Energy Star Uninterruptable Power Supply at 25% Load | Standard Desktop Plugged into Uninterruptable Power Supply at 25% Load | Commercial | Turnover | Institutional | FL Zone 2 | kWh | 22.4% | 284.9901 | 279.638 | 5.3521 | 0.01878 | 10 | 0.00061097 | 0.00061097 | 0 | Reference source included incremental cost only | 0 | 0 | 1.5473 | CMUA TRM, 2017, based on incremental cost per deemend kWh applied to kWh savings in Measure Workbook (UPS on single desktop PC) | 0 | 0 | 1.5473 | unit |  | 1.5473
Equipment | Energy Star Uninterruptable Power Supply | Standard Desktop Plugged into Energy Star Uninterruptable Power Supply at 25% Load | Standard Desktop Plugged into Uninterruptable Power Supply at 25% Load | Commercial | Turnover | Lodging/Hospitality | FL Zone 2 | kWh | 22.4% | 284.9901 | 279.638 | 5.3521 | 0.01878 | 10 | 0.00061097 | 0.00061097 | 0 | Reference source included incremental cost only | 0 | 0 | 1.5473 | CMUA TRM, 2017, based on incremental cost per deemend kWh applied to kWh savings in Measure Workbook (UPS on single desktop PC) | 0 | 0 | 1.5473 | unit |  | 1.5473
Equipment | Energy Star Uninterruptable Power Supply | Standard Desktop Plugged into Energy Star Uninterruptable Power Supply at 25% Load | Standard Desktop Plugged into Uninterruptable Power Supply at 25% Load | Commercial | Turnover | Miscellaneous | FL Zone 2 | kWh | 22.4% | 284.9901 | 279.638 | 5.3521 | 0.01878 | 10 | 0.00061097 | 0.00061097 | 0 | Reference source included incremental cost only | 0 | 0 | 1.5473 | CMUA TRM, 2017, based on incremental cost per deemend kWh applied to kWh savings in Measure Workbook (UPS on single desktop PC) | 0 | 0 | 1.5473 | unit |  | 1.5473
Equipment | Energy Star Uninterruptable Power Supply | Standard Desktop Plugged into Energy Star Uninterruptable Power Supply at 25% Load | Standard Desktop Plugged into Uninterruptable Power Supply at 25% Load | Commercial | Turnover | Offices | FL Zone 2 | kWh | 22.4% | 284.9901 | 279.638 | 5.3521 | 0.01878 | 10 | 0.00061097 | 0.00061097 | 0 | Reference source included incremental cost only | 0 | 0 | 1.5473 | CMUA TRM, 2017, based on incremental cost per deemend kWh applied to kWh savings in Measure Workbook (UPS on single desktop PC) | 0 | 0 | 1.5473 | unit |  | 1.5473
Equipment | Energy Star Uninterruptable Power Supply | Standard Desktop Plugged into Energy Star Uninterruptable Power Supply at 25% Load | Standard Desktop Plugged into Uninterruptable Power Supply at 25% Load | Commercial | Turnover | Restaurants | FL Zone 2 | kWh | 0% | 284.9901 | 279.638 | 5.3521 | 0.01878 | 10 | 0.00061097 | 0.00061097 | 0 | Reference source included incremental cost only | 0 | 0 | 1.5473 | CMUA TRM, 2017, based on incremental cost per deemend kWh applied to kWh savings in Measure Workbook (UPS on single desktop PC) | 0 | 0 | 1.5473 | unit |  | 1.5473
Equipment | Energy Star Uninterruptable Power Supply | Standard Desktop Plugged into Energy Star Uninterruptable Power Supply at 25% Load | Standard Desktop Plugged into Uninterruptable Power Supply at 25% Load | Commercial | Turnover | Retail | FL Zone 2 | kWh | 0% | 284.9901 | 279.638 | 5.3521 | 0.01878 | 10 | 0.00061097 | 0.00061097 | 0 | Reference source included incremental cost only | 0 | 0 | 1.5473 | CMUA TRM, 2017, based on incremental cost per deemend kWh applied to kWh savings in Measure Workbook (UPS on single desktop PC) | 0 | 0 | 1.5473 | unit |  | 1.5473
Equipment | Energy Star Uninterruptable Power Supply | Standard Desktop Plugged into Energy Star Uninterruptable Power Supply at 25% Load | Standard Desktop Plugged into Uninterruptable Power Supply at 25% Load | Commercial | Turnover | Schools K-12 | FL Zone 2 | kWh | 22.4% | 284.9901 | 279.638 | 5.3521 | 0.01878 | 10 | 0.00061097 | 0.00061097 | 0 | Reference source included incremental cost only | 0 | 0 | 1.5473 | CMUA TRM, 2017, based on incremental cost per deemend kWh applied to kWh savings in Measure Workbook (UPS on single desktop PC) | 0 | 0 | 1.5473 | unit |  | 1.5473
Equipment | Energy Star Uninterruptable Power Supply | Standard Desktop Plugged into Energy Star Uninterruptable Power Supply at 25% Load | Standard Desktop Plugged into Uninterruptable Power Supply at 25% Load | Commercial | Turnover | Warehouse | FL Zone 2 | kWh | 0% | 284.9901 | 279.638 | 5.3521 | 0.01878 | 10 | 0.00061097 | 0.00061097 | 0 | Reference source included incremental cost only | 0 | 0 | 1.5473 | CMUA TRM, 2017, based on incremental cost per deemend kWh applied to kWh savings in Measure Workbook (UPS on single desktop PC) | 0 | 0 | 1.5473 | unit |  | 1.5473
Equipment | Energy Star Uninterruptable Power Supply | Standard Desktop Plugged into Energy Star Uninterruptable Power Supply at 25% Load | Standard Desktop Plugged into Uninterruptable Power Supply at 25% Load | Commercial | New | Assembly | FL Zone 2 | kWh | 0% | 284.9901 | 279.638 | 5.3521 | 0.01878 | 10 | 0.00061097 | 0.00061097 | 0 | Reference source included incremental cost only | 0 | 0 | 1.5473 | CMUA TRM, 2017, based on incremental cost per deemend kWh applied to kWh savings in Measure Workbook (UPS on single desktop PC) | 0 | 0 | 1.5473 | unit |  | 1.5473
Equipment | Energy Star Uninterruptable Power Supply | Standard Desktop Plugged into Energy Star Uninterruptable Power Supply at 25% Load | Standard Desktop Plugged into Uninterruptable Power Supply at 25% Load | Commercial | New | College and University | FL Zone 2 | kWh | 22.4% | 284.9901 | 279.638 | 5.3521 | 0.01878 | 10 | 0.00061097 | 0.00061097 | 0 | Reference source included incremental cost only | 0 | 0 | 1.5473 | CMUA TRM, 2017, based on incremental cost per deemend kWh applied to kWh savings in Measure Workbook (UPS on single desktop PC) | 0 | 0 | 1.5473 | unit |  | 1.5473
Equipment | Energy Star Uninterruptable Power Supply | Standard Desktop Plugged into Energy Star Uninterruptable Power Supply at 25% Load | Standard Desktop Plugged into Uninterruptable Power Supply at 25% Load | Commercial | New | Grocery | FL Zone 2 | kWh | 0% | 284.9901 | 279.638 | 5.3521 | 0.01878 | 10 | 0.00061097 | 0.00061097 | 0 | Reference source included incremental cost only | 0 | 0 | 1.5473 | CMUA TRM, 2017, based on incremental cost per deemend kWh applied to kWh savings in Measure Workbook (UPS on single desktop PC) | 0 | 0 | 1.5473 | unit |  | 1.5473
Equipment | Energy Star Uninterruptable Power Supply | Standard Desktop Plugged into Energy Star Uninterruptable Power Supply at 25% Load | Standard Desktop Plugged into Uninterruptable Power Supply at 25% Load | Commercial | New | Healthcare | FL Zone 2 | kWh | 22.4% | 284.9901 | 279.638 | 5.3521 | 0.01878 | 10 | 0.00061097 | 0.00061097 | 0 | Reference source included incremental cost only | 0 | 0 | 1.5473 | CMUA TRM, 2017, based on incremental cost per deemend kWh applied to kWh savings in Measure Workbook (UPS on single desktop PC) | 0 | 0 | 1.5473 | unit |  | 1.5473
Equipment | Energy Star Uninterruptable Power Supply | Standard Desktop Plugged into Energy Star Uninterruptable Power Supply at 25% Load | Standard Desktop Plugged into Uninterruptable Power Supply at 25% Load | Commercial | New | Hospitals | FL Zone 2 | kWh | 22.4% | 284.9901 | 279.638 | 5.3521 | 0.01878 | 10 | 0.00061097 | 0.00061097 | 0 | Reference source included incremental cost only | 0 | 0 | 1.5473 | CMUA TRM, 2017, based on incremental cost per deemend kWh applied to kWh savings in Measure Workbook (UPS on single desktop PC) | 0 | 0 | 1.5473 | unit |  | 1.5473
Equipment | Energy Star Uninterruptable Power Supply | Standard Desktop Plugged into Energy Star Uninterruptable Power Supply at 25% Load | Standard Desktop Plugged into Uninterruptable Power Supply at 25% Load | Commercial | New | Institutional | FL Zone 2 | kWh | 22.4% | 284.9901 | 279.638 | 5.3521 | 0.01878 | 10 | 0.00061097 | 0.00061097 | 0 | Reference source included incremental cost only | 0 | 0 | 1.5473 | CMUA TRM, 2017, based on incremental cost per deemend kWh applied to kWh savings in Measure Workbook (UPS on single desktop PC) | 0 | 0 | 1.5473 | unit |  | 1.5473
Equipment | Energy Star Uninterruptable Power Supply | Standard Desktop Plugged into Energy Star Uninterruptable Power Supply at 25% Load | Standard Desktop Plugged into Uninterruptable Power Supply at 25% Load | Commercial | New | Lodging/Hospitality | FL Zone 2 | kWh | 22.4% | 284.9901 | 279.638 | 5.3521 | 0.01878 | 10 | 0.00061097 | 0.00061097 | 0 | Reference source included incremental cost only | 0 | 0 | 1.5473 | CMUA TRM, 2017, based on incremental cost per deemend kWh applied to kWh savings in Measure Workbook (UPS on single desktop PC) | 0 | 0 | 1.5473 | unit |  | 1.5473
Equipment | Energy Star Uninterruptable Power Supply | Standard Desktop Plugged into Energy Star Uninterruptable Power Supply at 25% Load | Standard Desktop Plugged into Uninterruptable Power Supply at 25% Load | Commercial | New | Miscellaneous | FL Zone 2 | kWh | 22.4% | 284.9901 | 279.638 | 5.3521 | 0.01878 | 10 | 0.00061097 | 0.00061097 | 0 | Reference source included incremental cost only | 0 | 0 | 1.5473 | CMUA TRM, 2017, based on incremental cost per deemend kWh applied to kWh savings in Measure Workbook (UPS on single desktop PC) | 0 | 0 | 1.5473 | unit |  | 1.5473
Equipment | Energy Star Uninterruptable Power Supply | Standard Desktop Plugged into Energy Star Uninterruptable Power Supply at 25% Load | Standard Desktop Plugged into Uninterruptable Power Supply at 25% Load | Commercial | New | Offices | FL Zone 2 | kWh | 22.4% | 284.9901 | 279.638 | 5.3521 | 0.01878 | 10 | 0.00061097 | 0.00061097 | 0 | Reference source included incremental cost only | 0 | 0 | 1.5473 | CMUA TRM, 2017, based on incremental cost per deemend kWh applied to kWh savings in Measure Workbook (UPS on single desktop PC) | 0 | 0 | 1.5473 | unit |  | 1.5473
Equipment | Energy Star Uninterruptable Power Supply | Standard Desktop Plugged into Energy Star Uninterruptable Power Supply at 25% Load | Standard Desktop Plugged into Uninterruptable Power Supply at 25% Load | Commercial | New | Restaurants | FL Zone 2 | kWh | 0% | 284.9901 | 279.638 | 5.3521 | 0.01878 | 10 | 0.00061097 | 0.00061097 | 0 | Reference source included incremental cost only | 0 | 0 | 1.5473 | CMUA TRM, 2017, based on incremental cost per deemend kWh applied to kWh savings in Measure Workbook (UPS on single desktop PC) | 0 | 0 | 1.5473 | unit |  | 1.5473
Equipment | Energy Star Uninterruptable Power Supply | Standard Desktop Plugged into Energy Star Uninterruptable Power Supply at 25% Load | Standard Desktop Plugged into Uninterruptable Power Supply at 25% Load | Commercial | New | Retail | FL Zone 2 | kWh | 0% | 284.9901 | 279.638 | 5.3521 | 0.01878 | 10 | 0.00061097 | 0.00061097 | 0 | Reference source included incremental cost only | 0 | 0 | 1.5473 | CMUA TRM, 2017, based on incremental cost per deemend kWh applied to kWh savings in Measure Workbook (UPS on single desktop PC) | 0 | 0 | 1.5473 | unit |  | 1.5473
Equipment | Energy Star Uninterruptable Power Supply | Standard Desktop Plugged into Energy Star Uninterruptable Power Supply at 25% Load | Standard Desktop Plugged into Uninterruptable Power Supply at 25% Load | Commercial | New | Schools K-12 | FL Zone 2 | kWh | 22.4% | 284.9901 | 279.638 | 5.3521 | 0.01878 | 10 | 0.00061097 | 0.00061097 | 0 | Reference source included incremental cost only | 0 | 0 | 1.5473 | CMUA TRM, 2017, based on incremental cost per deemend kWh applied to kWh savings in Measure Workbook (UPS on single desktop PC) | 0 | 0 | 1.5473 | unit |  | 1.5473
Equipment | Energy Star Uninterruptable Power Supply | Standard Desktop Plugged into Energy Star Uninterruptable Power Supply at 25% Load | Standard Desktop Plugged into Uninterruptable Power Supply at 25% Load | Commercial | New | Warehouse | FL Zone 2 | kWh | 0% | 284.9901 | 279.638 | 5.3521 | 0.01878 | 10 | 0.00061097 | 0.00061097 | 0 | Reference source included incremental cost only | 0 | 0 | 1.5473 | CMUA TRM, 2017, based on incremental cost per deemend kWh applied to kWh savings in Measure Workbook (UPS on single desktop PC) | 0 | 0 | 1.5473 | unit |  | 1.5473
Equipment | Server Virtualization | 2 Virtual Host Server | 20 Single Application Server | Commercial | Turnover | Assembly | FL Zone 2 | Per Unit | 0% | 24528 | 3504 | 21024 | 0.85714 | 3 | 3.1292 | 2.1764 | 10215 | https://searchvmware.techtarget.com/Virtualization-benefits-are-worth-the-extra-cost-over-physical-servers-alone | 0 | 0 | 27915 | 2 virtual shared servers - https://searchvmware.techtarget.com/Virtualization-benefits-are-worth-the-extra-cost-over-physical-servers-alone | 0 | 0 | 17700 | system |  | 17700
Equipment | Server Virtualization | 2 Virtual Host Server | 20 Single Application Server | Commercial | Turnover | College and University | FL Zone 2 | Per Unit | 92% | 24528 | 3504 | 21024 | 0.85714 | 3 | 3.1292 | 2.1764 | 10215 | https://searchvmware.techtarget.com/Virtualization-benefits-are-worth-the-extra-cost-over-physical-servers-alone | 0 | 0 | 27915 | 2 virtual shared servers - https://searchvmware.techtarget.com/Virtualization-benefits-are-worth-the-extra-cost-over-physical-servers-alone | 0 | 0 | 17700 | system |  | 17700
Equipment | Server Virtualization | 2 Virtual Host Server | 20 Single Application Server | Commercial | Turnover | Grocery | FL Zone 2 | Per Unit | 0% | 24528 | 3504 | 21024 | 0.85714 | 3 | 3.1292 | 2.1764 | 10215 | https://searchvmware.techtarget.com/Virtualization-benefits-are-worth-the-extra-cost-over-physical-servers-alone | 0 | 0 | 27915 | 2 virtual shared servers - https://searchvmware.techtarget.com/Virtualization-benefits-are-worth-the-extra-cost-over-physical-servers-alone | 0 | 0 | 17700 | system |  | 17700
Equipment | Server Virtualization | 2 Virtual Host Server | 20 Single Application Server | Commercial | Turnover | Healthcare | FL Zone 2 | Per Unit | 37.33% | 24528 | 3504 | 21024 | 0.85714 | 3 | 3.1292 | 2.1764 | 10215 | https://searchvmware.techtarget.com/Virtualization-benefits-are-worth-the-extra-cost-over-physical-servers-alone | 0 | 0 | 27915 | 2 virtual shared servers - https://searchvmware.techtarget.com/Virtualization-benefits-are-worth-the-extra-cost-over-physical-servers-alone | 0 | 0 | 17700 | system |  | 17700
Equipment | Server Virtualization | 2 Virtual Host Server | 20 Single Application Server | Commercial | Turnover | Hospitals | FL Zone 2 | Per Unit | 92% | 24528 | 3504 | 21024 | 0.85714 | 3 | 3.1292 | 2.1764 | 10215 | https://searchvmware.techtarget.com/Virtualization-benefits-are-worth-the-extra-cost-over-physical-servers-alone | 0 | 0 | 27915 | 2 virtual shared servers - https://searchvmware.techtarget.com/Virtualization-benefits-are-worth-the-extra-cost-over-physical-servers-alone | 0 | 0 | 17700 | system |  | 17700
Equipment | Server Virtualization | 2 Virtual Host Server | 20 Single Application Server | Commercial | Turnover | Institutional | FL Zone 2 | Per Unit | 92% | 24528 | 3504 | 21024 | 0.85714 | 3 | 3.1292 | 2.1764 | 10215 | https://searchvmware.techtarget.com/Virtualization-benefits-are-worth-the-extra-cost-over-physical-servers-alone | 0 | 0 | 27915 | 2 virtual shared servers - https://searchvmware.techtarget.com/Virtualization-benefits-are-worth-the-extra-cost-over-physical-servers-alone | 0 | 0 | 17700 | system |  | 17700
Equipment | Server Virtualization | 2 Virtual Host Server | 20 Single Application Server | Commercial | Turnover | Lodging/Hospitality | FL Zone 2 | Per Unit | 37.33% | 24528 | 3504 | 21024 | 0.85714 | 3 | 3.1292 | 2.1764 | 10215 | https://searchvmware.techtarget.com/Virtualization-benefits-are-worth-the-extra-cost-over-physical-servers-alone | 0 | 0 | 27915 | 2 virtual shared servers - https://searchvmware.techtarget.com/Virtualization-benefits-are-worth-the-extra-cost-over-physical-servers-alone | 0 | 0 | 17700 | system |  | 17700
Equipment | Server Virtualization | 2 Virtual Host Server | 20 Single Application Server | Commercial | Turnover | Miscellaneous | FL Zone 2 | Per Unit | 39.02% | 24528 | 3504 | 21024 | 0.85714 | 3 | 3.1292 | 2.1764 | 10215 | https://searchvmware.techtarget.com/Virtualization-benefits-are-worth-the-extra-cost-over-physical-servers-alone | 0 | 0 | 27915 | 2 virtual shared servers - https://searchvmware.techtarget.com/Virtualization-benefits-are-worth-the-extra-cost-over-physical-servers-alone | 0 | 0 | 17700 | system |  | 17700
Equipment | Server Virtualization | 2 Virtual Host Server | 20 Single Application Server | Commercial | Turnover | Offices | FL Zone 2 | Per Unit | 37.33% | 24528 | 3504 | 21024 | 0.85714 | 3 | 3.1292 | 2.1764 | 10215 | https://searchvmware.techtarget.com/Virtualization-benefits-are-worth-the-extra-cost-over-physical-servers-alone | 0 | 0 | 27915 | 2 virtual shared servers - https://searchvmware.techtarget.com/Virtualization-benefits-are-worth-the-extra-cost-over-physical-servers-alone | 0 | 0 | 17700 | system |  | 17700
Equipment | Server Virtualization | 2 Virtual Host Server | 20 Single Application Server | Commercial | Turnover | Restaurants | FL Zone 2 | Per Unit | 0% | 24528 | 3504 | 21024 | 0.85714 | 3 | 3.1292 | 2.1764 | 10215 | https://searchvmware.techtarget.com/Virtualization-benefits-are-worth-the-extra-cost-over-physical-servers-alone | 0 | 0 | 27915 | 2 virtual shared servers - https://searchvmware.techtarget.com/Virtualization-benefits-are-worth-the-extra-cost-over-physical-servers-alone | 0 | 0 | 17700 | system |  | 17700
Equipment | Server Virtualization | 2 Virtual Host Server | 20 Single Application Server | Commercial | Turnover | Retail | FL Zone 2 | Per Unit | 37.33% | 24528 | 3504 | 21024 | 0.85714 | 3 | 3.1292 | 2.1764 | 10215 | https://searchvmware.techtarget.com/Virtualization-benefits-are-worth-the-extra-cost-over-physical-servers-alone | 0 | 0 | 27915 | 2 virtual shared servers - https://searchvmware.techtarget.com/Virtualization-benefits-are-worth-the-extra-cost-over-physical-servers-alone | 0 | 0 | 17700 | system |  | 17700
Equipment | Server Virtualization | 2 Virtual Host Server | 20 Single Application Server | Commercial | Turnover | Schools K-12 | FL Zone 2 | Per Unit | 92% | 24528 | 3504 | 21024 | 0.85714 | 3 | 3.1292 | 2.1764 | 10215 | https://searchvmware.techtarget.com/Virtualization-benefits-are-worth-the-extra-cost-over-physical-servers-alone | 0 | 0 | 27915 | 2 virtual shared servers - https://searchvmware.techtarget.com/Virtualization-benefits-are-worth-the-extra-cost-over-physical-servers-alone | 0 | 0 | 17700 | system |  | 17700
Equipment | Server Virtualization | 2 Virtual Host Server | 20 Single Application Server | Commercial | Turnover | Warehouse | FL Zone 2 | Per Unit | 0% | 24528 | 3504 | 21024 | 0.85714 | 3 | 3.1292 | 2.1764 | 10215 | https://searchvmware.techtarget.com/Virtualization-benefits-are-worth-the-extra-cost-over-physical-servers-alone | 0 | 0 | 27915 | 2 virtual shared servers - https://searchvmware.techtarget.com/Virtualization-benefits-are-worth-the-extra-cost-over-physical-servers-alone | 0 | 0 | 17700 | system |  | 17700
Equipment | Server Virtualization | 2 Virtual Host Server | 20 Single Application Server | Commercial | New | Assembly | FL Zone 2 | Per Unit | 0% | 24528 | 3504 | 21024 | 0.85714 | 3 | 3.1292 | 2.1764 | 10215 | https://searchvmware.techtarget.com/Virtualization-benefits-are-worth-the-extra-cost-over-physical-servers-alone | 0 | 0 | 27915 | 2 virtual shared servers - https://searchvmware.techtarget.com/Virtualization-benefits-are-worth-the-extra-cost-over-physical-servers-alone | 0 | 0 | 17700 | system |  | 17700
Equipment | Server Virtualization | 2 Virtual Host Server | 20 Single Application Server | Commercial | New | College and University | FL Zone 2 | Per Unit | 92% | 24528 | 3504 | 21024 | 0.85714 | 3 | 3.1292 | 2.1764 | 10215 | https://searchvmware.techtarget.com/Virtualization-benefits-are-worth-the-extra-cost-over-physical-servers-alone | 0 | 0 | 27915 | 2 virtual shared servers - https://searchvmware.techtarget.com/Virtualization-benefits-are-worth-the-extra-cost-over-physical-servers-alone | 0 | 0 | 17700 | system |  | 17700
Equipment | Server Virtualization | 2 Virtual Host Server | 20 Single Application Server | Commercial | New | Grocery | FL Zone 2 | Per Unit | 0% | 24528 | 3504 | 21024 | 0.85714 | 3 | 3.1292 | 2.1764 | 10215 | https://searchvmware.techtarget.com/Virtualization-benefits-are-worth-the-extra-cost-over-physical-servers-alone | 0 | 0 | 27915 | 2 virtual shared servers - https://searchvmware.techtarget.com/Virtualization-benefits-are-worth-the-extra-cost-over-physical-servers-alone | 0 | 0 | 17700 | system |  | 17700
Equipment | Server Virtualization | 2 Virtual Host Server | 20 Single Application Server | Commercial | New | Healthcare | FL Zone 2 | Per Unit | 38.55% | 24528 | 3504 | 21024 | 0.85714 | 3 | 3.1292 | 2.1764 | 10215 | https://searchvmware.techtarget.com/Virtualization-benefits-are-worth-the-extra-cost-over-physical-servers-alone | 0 | 0 | 27915 | 2 virtual shared servers - https://searchvmware.techtarget.com/Virtualization-benefits-are-worth-the-extra-cost-over-physical-servers-alone | 0 | 0 | 17700 | system |  | 17700
Equipment | Server Virtualization | 2 Virtual Host Server | 20 Single Application Server | Commercial | New | Hospitals | FL Zone 2 | Per Unit | 92% | 24528 | 3504 | 21024 | 0.85714 | 3 | 3.1292 | 2.1764 | 10215 | https://searchvmware.techtarget.com/Virtualization-benefits-are-worth-the-extra-cost-over-physical-servers-alone | 0 | 0 | 27915 | 2 virtual shared servers - https://searchvmware.techtarget.com/Virtualization-benefits-are-worth-the-extra-cost-over-physical-servers-alone | 0 | 0 | 17700 | system |  | 17700
Equipment | Server Virtualization | 2 Virtual Host Server | 20 Single Application Server | Commercial | New | Institutional | FL Zone 2 | Per Unit | 92% | 24528 | 3504 | 21024 | 0.85714 | 3 | 3.1292 | 2.1764 | 10215 | https://searchvmware.techtarget.com/Virtualization-benefits-are-worth-the-extra-cost-over-physical-servers-alone | 0 | 0 | 27915 | 2 virtual shared servers - https://searchvmware.techtarget.com/Virtualization-benefits-are-worth-the-extra-cost-over-physical-servers-alone | 0 | 0 | 17700 | system |  | 17700
Equipment | Server Virtualization | 2 Virtual Host Server | 20 Single Application Server | Commercial | New | Lodging/Hospitality | FL Zone 2 | Per Unit | 38.55% | 24528 | 3504 | 21024 | 0.85714 | 3 | 3.1292 | 2.1764 | 10215 | https://searchvmware.techtarget.com/Virtualization-benefits-are-worth-the-extra-cost-over-physical-servers-alone | 0 | 0 | 27915 | 2 virtual shared servers - https://searchvmware.techtarget.com/Virtualization-benefits-are-worth-the-extra-cost-over-physical-servers-alone | 0 | 0 | 17700 | system |  | 17700
Equipment | Server Virtualization | 2 Virtual Host Server | 20 Single Application Server | Commercial | New | Miscellaneous | FL Zone 2 | Per Unit | 39.02% | 24528 | 3504 | 21024 | 0.85714 | 3 | 3.1292 | 2.1764 | 10215 | https://searchvmware.techtarget.com/Virtualization-benefits-are-worth-the-extra-cost-over-physical-servers-alone | 0 | 0 | 27915 | 2 virtual shared servers - https://searchvmware.techtarget.com/Virtualization-benefits-are-worth-the-extra-cost-over-physical-servers-alone | 0 | 0 | 17700 | system |  | 17700
Equipment | Server Virtualization | 2 Virtual Host Server | 20 Single Application Server | Commercial | New | Offices | FL Zone 2 | Per Unit | 38.55% | 24528 | 3504 | 21024 | 0.85714 | 3 | 3.1292 | 2.1764 | 10215 | https://searchvmware.techtarget.com/Virtualization-benefits-are-worth-the-extra-cost-over-physical-servers-alone | 0 | 0 | 27915 | 2 virtual shared servers - https://searchvmware.techtarget.com/Virtualization-benefits-are-worth-the-extra-cost-over-physical-servers-alone | 0 | 0 | 17700 | system |  | 17700
Equipment | Server Virtualization | 2 Virtual Host Server | 20 Single Application Server | Commercial | New | Restaurants | FL Zone 2 | Per Unit | 0% | 24528 | 3504 | 21024 | 0.85714 | 3 | 3.1292 | 2.1764 | 10215 | https://searchvmware.techtarget.com/Virtualization-benefits-are-worth-the-extra-cost-over-physical-servers-alone | 0 | 0 | 27915 | 2 virtual shared servers - https://searchvmware.techtarget.com/Virtualization-benefits-are-worth-the-extra-cost-over-physical-servers-alone | 0 | 0 | 17700 | system |  | 17700
Equipment | Server Virtualization | 2 Virtual Host Server | 20 Single Application Server | Commercial | New | Retail | FL Zone 2 | Per Unit | 38.55% | 24528 | 3504 | 21024 | 0.85714 | 3 | 3.1292 | 2.1764 | 10215 | https://searchvmware.techtarget.com/Virtualization-benefits-are-worth-the-extra-cost-over-physical-servers-alone | 0 | 0 | 27915 | 2 virtual shared servers - https://searchvmware.techtarget.com/Virtualization-benefits-are-worth-the-extra-cost-over-physical-servers-alone | 0 | 0 | 17700 | system |  | 17700
Equipment | Server Virtualization | 2 Virtual Host Server | 20 Single Application Server | Commercial | New | Schools K-12 | FL Zone 2 | Per Unit | 92% | 24528 | 3504 | 21024 | 0.85714 | 3 | 3.1292 | 2.1764 | 10215 | https://searchvmware.techtarget.com/Virtualization-benefits-are-worth-the-extra-cost-over-physical-servers-alone | 0 | 0 | 27915 | 2 virtual shared servers - https://searchvmware.techtarget.com/Virtualization-benefits-are-worth-the-extra-cost-over-physical-servers-alone | 0 | 0 | 17700 | system |  | 17700
Equipment | Server Virtualization | 2 Virtual Host Server | 20 Single Application Server | Commercial | New | Warehouse | FL Zone 2 | Per Unit | 0% | 24528 | 3504 | 21024 | 0.85714 | 3 | 3.1292 | 2.1764 | 10215 | https://searchvmware.techtarget.com/Virtualization-benefits-are-worth-the-extra-cost-over-physical-servers-alone | 0 | 0 | 27915 | 2 virtual shared servers - https://searchvmware.techtarget.com/Virtualization-benefits-are-worth-the-extra-cost-over-physical-servers-alone | 0 | 0 | 17700 | system |  | 17700
Equipment | Energy Star Commercial Glass Door Freezer | One Glass Door Freezer meeting ENERGY STAR® 3.0 Standards | One Glass Door Freezer meeting Federal Standards | Commercial | Turnover | Assembly | FL Zone 2 | Per Unit | 0% | 10820.5523 | 6430.57 | 4389.9823 | 0.40571 | 12 | 0.64112 | 0.22051 | 0 | Reference source included incremental cost only | 0 | 0 | 166 | Illinois 2018 Statewide TRM, Section 4.2.2 | 0 | 0 | 166 | freezer |  | 166
Equipment | Energy Star Commercial Glass Door Freezer | One Glass Door Freezer meeting ENERGY STAR® 3.0 Standards | One Glass Door Freezer meeting Federal Standards | Commercial | Turnover | College and University | FL Zone 2 | Per Unit | 0% | 10820.5523 | 6430.57 | 4389.9823 | 0.40571 | 12 | 0.56918 | 0.47676 | 0 | Reference source included incremental cost only | 0 | 0 | 166 | Illinois 2018 Statewide TRM, Section 4.2.2 | 0 | 0 | 166 | freezer |  | 166
Equipment | Energy Star Commercial Glass Door Freezer | One Glass Door Freezer meeting ENERGY STAR® 3.0 Standards | One Glass Door Freezer meeting Federal Standards | Commercial | Turnover | Grocery | FL Zone 2 | Per Unit | 33.1% | 10820.5523 | 6430.57 | 4389.9823 | 0.40571 | 12 | 0.64112 | 0.22051 | 0 | Reference source included incremental cost only | 0 | 0 | 166 | Illinois 2018 Statewide TRM, Section 4.2.2 | 0 | 0 | 166 | freezer |  | 166
Equipment | Energy Star Commercial Glass Door Freezer | One Glass Door Freezer meeting ENERGY STAR® 3.0 Standards | One Glass Door Freezer meeting Federal Standards | Commercial | Turnover | Healthcare | FL Zone 2 | Per Unit | 0% | 10820.5523 | 6430.57 | 4389.9823 | 0.40571 | 12 | 0.56918 | 0.47676 | 0 | Reference source included incremental cost only | 0 | 0 | 166 | Illinois 2018 Statewide TRM, Section 4.2.2 | 0 | 0 | 166 | freezer |  | 166
Equipment | Energy Star Commercial Glass Door Freezer | One Glass Door Freezer meeting ENERGY STAR® 3.0 Standards | One Glass Door Freezer meeting Federal Standards | Commercial | Turnover | Hospitals | FL Zone 2 | Per Unit | 0% | 10820.5523 | 6430.57 | 4389.9823 | 0.40571 | 12 | 0.56918 | 0.47676 | 0 | Reference source included incremental cost only | 0 | 0 | 166 | Illinois 2018 Statewide TRM, Section 4.2.2 | 0 | 0 | 166 | freezer |  | 166
Equipment | Energy Star Commercial Glass Door Freezer | One Glass Door Freezer meeting ENERGY STAR® 3.0 Standards | One Glass Door Freezer meeting Federal Standards | Commercial | Turnover | Institutional | FL Zone 2 | Per Unit | 0% | 10820.5523 | 6430.57 | 4389.9823 | 0.40571 | 12 | 0.64112 | 0.22051 | 0 | Reference source included incremental cost only | 0 | 0 | 166 | Illinois 2018 Statewide TRM, Section 4.2.2 | 0 | 0 | 166 | freezer |  | 166
Equipment | Energy Star Commercial Glass Door Freezer | One Glass Door Freezer meeting ENERGY STAR® 3.0 Standards | One Glass Door Freezer meeting Federal Standards | Commercial | Turnover | Lodging/Hospitality | FL Zone 2 | Per Unit | 0% | 10820.5523 | 6430.57 | 4389.9823 | 0.40571 | 12 | 0.56918 | 0.47676 | 0 | Reference source included incremental cost only | 0 | 0 | 166 | Illinois 2018 Statewide TRM, Section 4.2.2 | 0 | 0 | 166 | freezer |  | 166
Equipment | Energy Star Commercial Glass Door Freezer | One Glass Door Freezer meeting ENERGY STAR® 3.0 Standards | One Glass Door Freezer meeting Federal Standards | Commercial | Turnover | Miscellaneous | FL Zone 2 | Per Unit | 0% | 10820.5523 | 6430.57 | 4389.9823 | 0.40571 | 12 | 0.64112 | 0.22051 | 0 | Reference source included incremental cost only | 0 | 0 | 166 | Illinois 2018 Statewide TRM, Section 4.2.2 | 0 | 0 | 166 | freezer |  | 166
Equipment | Energy Star Commercial Glass Door Freezer | One Glass Door Freezer meeting ENERGY STAR® 3.0 Standards | One Glass Door Freezer meeting Federal Standards | Commercial | Turnover | Offices | FL Zone 2 | Per Unit | 0% | 10820.5523 | 6430.57 | 4389.9823 | 0.40571 | 12 | 0.64112 | 0.22051 | 0 | Reference source included incremental cost only | 0 | 0 | 166 | Illinois 2018 Statewide TRM, Section 4.2.2 | 0 | 0 | 166 | freezer |  | 166
Equipment | Energy Star Commercial Glass Door Freezer | One Glass Door Freezer meeting ENERGY STAR® 3.0 Standards | One Glass Door Freezer meeting Federal Standards | Commercial | Turnover | Restaurants | FL Zone 2 | Per Unit | 0% | 10820.5523 | 6430.57 | 4389.9823 | 0.40571 | 12 | 0.56918 | 0.47676 | 0 | Reference source included incremental cost only | 0 | 0 | 166 | Illinois 2018 Statewide TRM, Section 4.2.2 | 0 | 0 | 166 | freezer |  | 166
Equipment | Energy Star Commercial Glass Door Freezer | One Glass Door Freezer meeting ENERGY STAR® 3.0 Standards | One Glass Door Freezer meeting Federal Standards | Commercial | Turnover | Retail | FL Zone 2 | Per Unit | 33.1% | 10820.5523 | 6430.57 | 4389.9823 | 0.40571 | 12 | 0.64112 | 0.22051 | 0 | Reference source included incremental cost only | 0 | 0 | 166 | Illinois 2018 Statewide TRM, Section 4.2.2 | 0 | 0 | 166 | freezer |  | 166
Equipment | Energy Star Commercial Glass Door Freezer | One Glass Door Freezer meeting ENERGY STAR® 3.0 Standards | One Glass Door Freezer meeting Federal Standards | Commercial | Turnover | Schools K-12 | FL Zone 2 | Per Unit | 0% | 10820.5523 | 6430.57 | 4389.9823 | 0.40571 | 12 | 0.56918 | 0.47676 | 0 | Reference source included incremental cost only | 0 | 0 | 166 | Illinois 2018 Statewide TRM, Section 4.2.2 | 0 | 0 | 166 | freezer |  | 166
Equipment | Energy Star Commercial Glass Door Freezer | One Glass Door Freezer meeting ENERGY STAR® 3.0 Standards | One Glass Door Freezer meeting Federal Standards | Commercial | Turnover | Warehouse | FL Zone 2 | Per Unit | 0% | 10820.5523 | 6430.57 | 4389.9823 | 0.40571 | 12 | 0.64112 | 0.22051 | 0 | Reference source included incremental cost only | 0 | 0 | 166 | Illinois 2018 Statewide TRM, Section 4.2.2 | 0 | 0 | 166 | freezer |  | 166
Equipment | Energy Star Commercial Glass Door Freezer | One Glass Door Freezer meeting ENERGY STAR® 3.0 Standards | One Glass Door Freezer meeting Federal Standards | Commercial | New | Assembly | FL Zone 2 | Per Unit | 0% | 10820.5523 | 6430.57 | 4389.9823 | 0.40571 | 12 | 0.64112 | 0.22051 | 0 | Reference source included incremental cost only | 0 | 0 | 166 | Illinois 2018 Statewide TRM, Section 4.2.2 | 0 | 0 | 166 | freezer |  | 166
Equipment | Energy Star Commercial Glass Door Freezer | One Glass Door Freezer meeting ENERGY STAR® 3.0 Standards | One Glass Door Freezer meeting Federal Standards | Commercial | New | College and University | FL Zone 2 | Per Unit | 0% | 10820.5523 | 6430.57 | 4389.9823 | 0.40571 | 12 | 0.56918 | 0.47676 | 0 | Reference source included incremental cost only | 0 | 0 | 166 | Illinois 2018 Statewide TRM, Section 4.2.2 | 0 | 0 | 166 | freezer |  | 166
Equipment | Energy Star Commercial Glass Door Freezer | One Glass Door Freezer meeting ENERGY STAR® 3.0 Standards | One Glass Door Freezer meeting Federal Standards | Commercial | New | Grocery | FL Zone 2 | Per Unit | 0.46% | 10820.5523 | 6430.57 | 4389.9823 | 0.40571 | 12 | 0.64112 | 0.22051 | 0 | Reference source included incremental cost only | 0 | 0 | 166 | Illinois 2018 Statewide TRM, Section 4.2.2 | 0 | 0 | 166 | freezer |  | 166
Equipment | Energy Star Commercial Glass Door Freezer | One Glass Door Freezer meeting ENERGY STAR® 3.0 Standards | One Glass Door Freezer meeting Federal Standards | Commercial | New | Healthcare | FL Zone 2 | Per Unit | 0% | 10820.5523 | 6430.57 | 4389.9823 | 0.40571 | 12 | 0.56918 | 0.47676 | 0 | Reference source included incremental cost only | 0 | 0 | 166 | Illinois 2018 Statewide TRM, Section 4.2.2 | 0 | 0 | 166 | freezer |  | 166
Equipment | Energy Star Commercial Glass Door Freezer | One Glass Door Freezer meeting ENERGY STAR® 3.0 Standards | One Glass Door Freezer meeting Federal Standards | Commercial | New | Hospitals | FL Zone 2 | Per Unit | 0% | 10820.5523 | 6430.57 | 4389.9823 | 0.40571 | 12 | 0.56918 | 0.47676 | 0 | Reference source included incremental cost only | 0 | 0 | 166 | Illinois 2018 Statewide TRM, Section 4.2.2 | 0 | 0 | 166 | freezer |  | 166
Equipment | Energy Star Commercial Glass Door Freezer | One Glass Door Freezer meeting ENERGY STAR® 3.0 Standards | One Glass Door Freezer meeting Federal Standards | Commercial | New | Institutional | FL Zone 2 | Per Unit | 0% | 10820.5523 | 6430.57 | 4389.9823 | 0.40571 | 12 | 0.64112 | 0.22051 | 0 | Reference source included incremental cost only | 0 | 0 | 166 | Illinois 2018 Statewide TRM, Section 4.2.2 | 0 | 0 | 166 | freezer |  | 166
Equipment | Energy Star Commercial Glass Door Freezer | One Glass Door Freezer meeting ENERGY STAR® 3.0 Standards | One Glass Door Freezer meeting Federal Standards | Commercial | New | Lodging/Hospitality | FL Zone 2 | Per Unit | 0% | 10820.5523 | 6430.57 | 4389.9823 | 0.40571 | 12 | 0.56918 | 0.47676 | 0 | Reference source included incremental cost only | 0 | 0 | 166 | Illinois 2018 Statewide TRM, Section 4.2.2 | 0 | 0 | 166 | freezer |  | 166
Equipment | Energy Star Commercial Glass Door Freezer | One Glass Door Freezer meeting ENERGY STAR® 3.0 Standards | One Glass Door Freezer meeting Federal Standards | Commercial | New | Miscellaneous | FL Zone 2 | Per Unit | 0% | 10820.5523 | 6430.57 | 4389.9823 | 0.40571 | 12 | 0.64112 | 0.22051 | 0 | Reference source included incremental cost only | 0 | 0 | 166 | Illinois 2018 Statewide TRM, Section 4.2.2 | 0 | 0 | 166 | freezer |  | 166
Equipment | Energy Star Commercial Glass Door Freezer | One Glass Door Freezer meeting ENERGY STAR® 3.0 Standards | One Glass Door Freezer meeting Federal Standards | Commercial | New | Offices | FL Zone 2 | Per Unit | 0% | 10820.5523 | 6430.57 | 4389.9823 | 0.40571 | 12 | 0.64112 | 0.22051 | 0 | Reference source included incremental cost only | 0 | 0 | 166 | Illinois 2018 Statewide TRM, Section 4.2.2 | 0 | 0 | 166 | freezer |  | 166
Equipment | Energy Star Commercial Glass Door Freezer | One Glass Door Freezer meeting ENERGY STAR® 3.0 Standards | One Glass Door Freezer meeting Federal Standards | Commercial | New | Restaurants | FL Zone 2 | Per Unit | 0% | 10820.5523 | 6430.57 | 4389.9823 | 0.40571 | 12 | 0.56918 | 0.47676 | 0 | Reference source included incremental cost only | 0 | 0 | 166 | Illinois 2018 Statewide TRM, Section 4.2.2 | 0 | 0 | 166 | freezer |  | 166
Equipment | Energy Star Commercial Glass Door Freezer | One Glass Door Freezer meeting ENERGY STAR® 3.0 Standards | One Glass Door Freezer meeting Federal Standards | Commercial | New | Retail | FL Zone 2 | Per Unit | 0.437% | 10820.5523 | 6430.57 | 4389.9823 | 0.40571 | 12 | 0.64112 | 0.22051 | 0 | Reference source included incremental cost only | 0 | 0 | 166 | Illinois 2018 Statewide TRM, Section 4.2.2 | 0 | 0 | 166 | freezer |  | 166
Equipment | Energy Star Commercial Glass Door Freezer | One Glass Door Freezer meeting ENERGY STAR® 3.0 Standards | One Glass Door Freezer meeting Federal Standards | Commercial | New | Schools K-12 | FL Zone 2 | Per Unit | 0% | 10820.5523 | 6430.57 | 4389.9823 | 0.40571 | 12 | 0.56918 | 0.47676 | 0 | Reference source included incremental cost only | 0 | 0 | 166 | Illinois 2018 Statewide TRM, Section 4.2.2 | 0 | 0 | 166 | freezer |  | 166
Equipment | Energy Star Commercial Glass Door Freezer | One Glass Door Freezer meeting ENERGY STAR® 3.0 Standards | One Glass Door Freezer meeting Federal Standards | Commercial | New | Warehouse | FL Zone 2 | Per Unit | 0% | 10820.5523 | 6430.57 | 4389.9823 | 0.40571 | 12 | 0.64112 | 0.22051 | 0 | Reference source included incremental cost only | 0 | 0 | 166 | Illinois 2018 Statewide TRM, Section 4.2.2 | 0 | 0 | 166 | freezer |  | 166
Equipment | Energy Star Commercial Glass Door Refrigerator | One Glass Door Refrigerator meeting ENERGY STAR® 3.0 Standards | One Glass Door Refrigerator meeting Federal Standards | Commercial | Turnover | Assembly | FL Zone 2 | Per Unit | 0% | 2436.1825 | 1513.3161 | 922.8665 | 0.37882 | 12 | 0.13478 | 0.046356 | 0 | Reference source included incremental cost only | 0 | 0 | 164 | Illinois 2018 Statewide TRM, Section 4.2.2 | 0 | 0 | 164 | refrigerator |  | 164
Equipment | Energy Star Commercial Glass Door Refrigerator | One Glass Door Refrigerator meeting ENERGY STAR® 3.0 Standards | One Glass Door Refrigerator meeting Federal Standards | Commercial | Turnover | College and University | FL Zone 2 | Per Unit | 0% | 2436.1825 | 1513.3161 | 922.8665 | 0.37882 | 12 | 0.11965 | 0.10023 | 0 | Reference source included incremental cost only | 0 | 0 | 164 | Illinois 2018 Statewide TRM, Section 4.2.2 | 0 | 0 | 164 | refrigerator |  | 164
Equipment | Energy Star Commercial Glass Door Refrigerator | One Glass Door Refrigerator meeting ENERGY STAR® 3.0 Standards | One Glass Door Refrigerator meeting Federal Standards | Commercial | Turnover | Grocery | FL Zone 2 | Per Unit | 33.1% | 2436.1825 | 1513.3161 | 922.8665 | 0.37882 | 12 | 0.13478 | 0.046356 | 0 | Reference source included incremental cost only | 0 | 0 | 164 | Illinois 2018 Statewide TRM, Section 4.2.2 | 0 | 0 | 164 | refrigerator |  | 164
Equipment | Energy Star Commercial Glass Door Refrigerator | One Glass Door Refrigerator meeting ENERGY STAR® 3.0 Standards | One Glass Door Refrigerator meeting Federal Standards | Commercial | Turnover | Healthcare | FL Zone 2 | Per Unit | 0% | 2436.1825 | 1513.3161 | 922.8665 | 0.37882 | 12 | 0.11965 | 0.10023 | 0 | Reference source included incremental cost only | 0 | 0 | 164 | Illinois 2018 Statewide TRM, Section 4.2.2 | 0 | 0 | 164 | refrigerator |  | 164
Equipment | Energy Star Commercial Glass Door Refrigerator | One Glass Door Refrigerator meeting ENERGY STAR® 3.0 Standards | One Glass Door Refrigerator meeting Federal Standards | Commercial | Turnover | Hospitals | FL Zone 2 | Per Unit | 0% | 2436.1825 | 1513.3161 | 922.8665 | 0.37882 | 12 | 0.11965 | 0.10023 | 0 | Reference source included incremental cost only | 0 | 0 | 164 | Illinois 2018 Statewide TRM, Section 4.2.2 | 0 | 0 | 164 | refrigerator |  | 164
Equipment | Energy Star Commercial Glass Door Refrigerator | One Glass Door Refrigerator meeting ENERGY STAR® 3.0 Standards | One Glass Door Refrigerator meeting Federal Standards | Commercial | Turnover | Institutional | FL Zone 2 | Per Unit | 0% | 2436.1825 | 1513.3161 | 922.8665 | 0.37882 | 12 | 0.13478 | 0.046356 | 0 | Reference source included incremental cost only | 0 | 0 | 164 | Illinois 2018 Statewide TRM, Section 4.2.2 | 0 | 0 | 164 | refrigerator |  | 164
Equipment | Energy Star Commercial Glass Door Refrigerator | One Glass Door Refrigerator meeting ENERGY STAR® 3.0 Standards | One Glass Door Refrigerator meeting Federal Standards | Commercial | Turnover | Lodging/Hospitality | FL Zone 2 | Per Unit | 0% | 2436.1825 | 1513.3161 | 922.8665 | 0.37882 | 12 | 0.11965 | 0.10023 | 0 | Reference source included incremental cost only | 0 | 0 | 164 | Illinois 2018 Statewide TRM, Section 4.2.2 | 0 | 0 | 164 | refrigerator |  | 164
Equipment | Energy Star Commercial Glass Door Refrigerator | One Glass Door Refrigerator meeting ENERGY STAR® 3.0 Standards | One Glass Door Refrigerator meeting Federal Standards | Commercial | Turnover | Miscellaneous | FL Zone 2 | Per Unit | 0% | 2436.1825 | 1513.3161 | 922.8665 | 0.37882 | 12 | 0.13478 | 0.046356 | 0 | Reference source included incremental cost only | 0 | 0 | 164 | Illinois 2018 Statewide TRM, Section 4.2.2 | 0 | 0 | 164 | refrigerator |  | 164
Equipment | Energy Star Commercial Glass Door Refrigerator | One Glass Door Refrigerator meeting ENERGY STAR® 3.0 Standards | One Glass Door Refrigerator meeting Federal Standards | Commercial | Turnover | Offices | FL Zone 2 | Per Unit | 0% | 2436.1825 | 1513.3161 | 922.8665 | 0.37882 | 12 | 0.13478 | 0.046356 | 0 | Reference source included incremental cost only | 0 | 0 | 164 | Illinois 2018 Statewide TRM, Section 4.2.2 | 0 | 0 | 164 | refrigerator |  | 164
Equipment | Energy Star Commercial Glass Door Refrigerator | One Glass Door Refrigerator meeting ENERGY STAR® 3.0 Standards | One Glass Door Refrigerator meeting Federal Standards | Commercial | Turnover | Restaurants | FL Zone 2 | Per Unit | 0% | 2436.1825 | 1513.3161 | 922.8665 | 0.37882 | 12 | 0.11965 | 0.10023 | 0 | Reference source included incremental cost only | 0 | 0 | 164 | Illinois 2018 Statewide TRM, Section 4.2.2 | 0 | 0 | 164 | refrigerator |  | 164
Equipment | Energy Star Commercial Glass Door Refrigerator | One Glass Door Refrigerator meeting ENERGY STAR® 3.0 Standards | One Glass Door Refrigerator meeting Federal Standards | Commercial | Turnover | Retail | FL Zone 2 | Per Unit | 33.1% | 2436.1825 | 1513.3161 | 922.8665 | 0.37882 | 12 | 0.13478 | 0.046356 | 0 | Reference source included incremental cost only | 0 | 0 | 164 | Illinois 2018 Statewide TRM, Section 4.2.2 | 0 | 0 | 164 | refrigerator |  | 164
Equipment | Energy Star Commercial Glass Door Refrigerator | One Glass Door Refrigerator meeting ENERGY STAR® 3.0 Standards | One Glass Door Refrigerator meeting Federal Standards | Commercial | Turnover | Schools K-12 | FL Zone 2 | Per Unit | 0% | 2436.1825 | 1513.3161 | 922.8665 | 0.37882 | 12 | 0.11965 | 0.10023 | 0 | Reference source included incremental cost only | 0 | 0 | 164 | Illinois 2018 Statewide TRM, Section 4.2.2 | 0 | 0 | 164 | refrigerator |  | 164
Equipment | Energy Star Commercial Glass Door Refrigerator | One Glass Door Refrigerator meeting ENERGY STAR® 3.0 Standards | One Glass Door Refrigerator meeting Federal Standards | Commercial | Turnover | Warehouse | FL Zone 2 | Per Unit | 0% | 2436.1825 | 1513.3161 | 922.8665 | 0.37882 | 12 | 0.13478 | 0.046356 | 0 | Reference source included incremental cost only | 0 | 0 | 164 | Illinois 2018 Statewide TRM, Section 4.2.2 | 0 | 0 | 164 | refrigerator |  | 164
Equipment | Energy Star Commercial Glass Door Refrigerator | One Glass Door Refrigerator meeting ENERGY STAR® 3.0 Standards | One Glass Door Refrigerator meeting Federal Standards | Commercial | New | Assembly | FL Zone 2 | Per Unit | 0% | 2436.1825 | 1513.3161 | 922.8665 | 0.37882 | 12 | 0.13478 | 0.046356 | 0 | Reference source included incremental cost only | 0 | 0 | 164 | Illinois 2018 Statewide TRM, Section 4.2.2 | 0 | 0 | 164 | refrigerator |  | 164
Equipment | Energy Star Commercial Glass Door Refrigerator | One Glass Door Refrigerator meeting ENERGY STAR® 3.0 Standards | One Glass Door Refrigerator meeting Federal Standards | Commercial | New | College and University | FL Zone 2 | Per Unit | 0% | 2436.1825 | 1513.3161 | 922.8665 | 0.37882 | 12 | 0.11965 | 0.10023 | 0 | Reference source included incremental cost only | 0 | 0 | 164 | Illinois 2018 Statewide TRM, Section 4.2.2 | 0 | 0 | 164 | refrigerator |  | 164
Equipment | Energy Star Commercial Glass Door Refrigerator | One Glass Door Refrigerator meeting ENERGY STAR® 3.0 Standards | One Glass Door Refrigerator meeting Federal Standards | Commercial | New | Grocery | FL Zone 2 | Per Unit | 0.46% | 2436.1825 | 1513.3161 | 922.8665 | 0.37882 | 12 | 0.13478 | 0.046356 | 0 | Reference source included incremental cost only | 0 | 0 | 164 | Illinois 2018 Statewide TRM, Section 4.2.2 | 0 | 0 | 164 | refrigerator |  | 164
Equipment | Energy Star Commercial Glass Door Refrigerator | One Glass Door Refrigerator meeting ENERGY STAR® 3.0 Standards | One Glass Door Refrigerator meeting Federal Standards | Commercial | New | Healthcare | FL Zone 2 | Per Unit | 0% | 2436.1825 | 1513.3161 | 922.8665 | 0.37882 | 12 | 0.11965 | 0.10023 | 0 | Reference source included incremental cost only | 0 | 0 | 164 | Illinois 2018 Statewide TRM, Section 4.2.2 | 0 | 0 | 164 | refrigerator |  | 164
Equipment | Energy Star Commercial Glass Door Refrigerator | One Glass Door Refrigerator meeting ENERGY STAR® 3.0 Standards | One Glass Door Refrigerator meeting Federal Standards | Commercial | New | Hospitals | FL Zone 2 | Per Unit | 0% | 2436.1825 | 1513.3161 | 922.8665 | 0.37882 | 12 | 0.11965 | 0.10023 | 0 | Reference source included incremental cost only | 0 | 0 | 164 | Illinois 2018 Statewide TRM, Section 4.2.2 | 0 | 0 | 164 | refrigerator |  | 164
Equipment | Energy Star Commercial Glass Door Refrigerator | One Glass Door Refrigerator meeting ENERGY STAR® 3.0 Standards | One Glass Door Refrigerator meeting Federal Standards | Commercial | New | Institutional | FL Zone 2 | Per Unit | 0% | 2436.1825 | 1513.3161 | 922.8665 | 0.37882 | 12 | 0.13478 | 0.046356 | 0 | Reference source included incremental cost only | 0 | 0 | 164 | Illinois 2018 Statewide TRM, Section 4.2.2 | 0 | 0 | 164 | refrigerator |  | 164
Equipment | Energy Star Commercial Glass Door Refrigerator | One Glass Door Refrigerator meeting ENERGY STAR® 3.0 Standards | One Glass Door Refrigerator meeting Federal Standards | Commercial | New | Lodging/Hospitality | FL Zone 2 | Per Unit | 0% | 2436.1825 | 1513.3161 | 922.8665 | 0.37882 | 12 | 0.11965 | 0.10023 | 0 | Reference source included incremental cost only | 0 | 0 | 164 | Illinois 2018 Statewide TRM, Section 4.2.2 | 0 | 0 | 164 | refrigerator |  | 164
Equipment | Energy Star Commercial Glass Door Refrigerator | One Glass Door Refrigerator meeting ENERGY STAR® 3.0 Standards | One Glass Door Refrigerator meeting Federal Standards | Commercial | New | Miscellaneous | FL Zone 2 | Per Unit | 0% | 2436.1825 | 1513.3161 | 922.8665 | 0.37882 | 12 | 0.13478 | 0.046356 | 0 | Reference source included incremental cost only | 0 | 0 | 164 | Illinois 2018 Statewide TRM, Section 4.2.2 | 0 | 0 | 164 | refrigerator |  | 164
Equipment | Energy Star Commercial Glass Door Refrigerator | One Glass Door Refrigerator meeting ENERGY STAR® 3.0 Standards | One Glass Door Refrigerator meeting Federal Standards | Commercial | New | Offices | FL Zone 2 | Per Unit | 0% | 2436.1825 | 1513.3161 | 922.8665 | 0.37882 | 12 | 0.13478 | 0.046356 | 0 | Reference source included incremental cost only | 0 | 0 | 164 | Illinois 2018 Statewide TRM, Section 4.2.2 | 0 | 0 | 164 | refrigerator |  | 164
Equipment | Energy Star Commercial Glass Door Refrigerator | One Glass Door Refrigerator meeting ENERGY STAR® 3.0 Standards | One Glass Door Refrigerator meeting Federal Standards | Commercial | New | Restaurants | FL Zone 2 | Per Unit | 0% | 2436.1825 | 1513.3161 | 922.8665 | 0.37882 | 12 | 0.11965 | 0.10023 | 0 | Reference source included incremental cost only | 0 | 0 | 164 | Illinois 2018 Statewide TRM, Section 4.2.2 | 0 | 0 | 164 | refrigerator |  | 164
Equipment | Energy Star Commercial Glass Door Refrigerator | One Glass Door Refrigerator meeting ENERGY STAR® 3.0 Standards | One Glass Door Refrigerator meeting Federal Standards | Commercial | New | Retail | FL Zone 2 | Per Unit | 0.437% | 2436.1825 | 1513.3161 | 922.8665 | 0.37882 | 12 | 0.13478 | 0.046356 | 0 | Reference source included incremental cost only | 0 | 0 | 164 | Illinois 2018 Statewide TRM, Section 4.2.2 | 0 | 0 | 164 | refrigerator |  | 164
Equipment | Energy Star Commercial Glass Door Refrigerator | One Glass Door Refrigerator meeting ENERGY STAR® 3.0 Standards | One Glass Door Refrigerator meeting Federal Standards | Commercial | New | Schools K-12 | FL Zone 2 | Per Unit | 0% | 2436.1825 | 1513.3161 | 922.8665 | 0.37882 | 12 | 0.11965 | 0.10023 | 0 | Reference source included incremental cost only | 0 | 0 | 164 | Illinois 2018 Statewide TRM, Section 4.2.2 | 0 | 0 | 164 | refrigerator |  | 164
Equipment | Energy Star Commercial Glass Door Refrigerator | One Glass Door Refrigerator meeting ENERGY STAR® 3.0 Standards | One Glass Door Refrigerator meeting Federal Standards | Commercial | New | Warehouse | FL Zone 2 | Per Unit | 0% | 2436.1825 | 1513.3161 | 922.8665 | 0.37882 | 12 | 0.13478 | 0.046356 | 0 | Reference source included incremental cost only | 0 | 0 | 164 | Illinois 2018 Statewide TRM, Section 4.2.2 | 0 | 0 | 164 | refrigerator |  | 164
Equipment | Energy Star Commercial Solid Door Freezer | One Solid Door Freezer meeting ENERGY STAR® 3.0 Standards | One Solid Door Freezer meeting Federal Standards | Commercial | Turnover | Assembly | FL Zone 2 | Per Unit | 0% | 6015.1469 | 3482.1 | 2533.0469 | 0.42111 | 12 | 0.37834 | 0.16907 | 0 | Reference source included incremental cost only | 0 | 0 | 166 | Illinois 2018 Statewide TRM, Section 4.2.2 | 0 | 0 | 166 | freezer |  | 166
Equipment | Energy Star Commercial Solid Door Freezer | One Solid Door Freezer meeting ENERGY STAR® 3.0 Standards | One Solid Door Freezer meeting Federal Standards | Commercial | Turnover | College and University | FL Zone 2 | Per Unit | 0% | 6015.1469 | 3482.1 | 2533.0469 | 0.42111 | 12 | 0.32842 | 0.27509 | 0 | Reference source included incremental cost only | 0 | 0 | 166 | Illinois 2018 Statewide TRM, Section 4.2.2 | 0 | 0 | 166 | freezer |  | 166
Equipment | Energy Star Commercial Solid Door Freezer | One Solid Door Freezer meeting ENERGY STAR® 3.0 Standards | One Solid Door Freezer meeting Federal Standards | Commercial | Turnover | Grocery | FL Zone 2 | Per Unit | 66.59% | 6015.1469 | 3482.1 | 2533.0469 | 0.42111 | 12 | 0.37834 | 0.16907 | 0 | Reference source included incremental cost only | 0 | 0 | 166 | Illinois 2018 Statewide TRM, Section 4.2.2 | 0 | 0 | 166 | freezer |  | 166
Equipment | Energy Star Commercial Solid Door Freezer | One Solid Door Freezer meeting ENERGY STAR® 3.0 Standards | One Solid Door Freezer meeting Federal Standards | Commercial | Turnover | Healthcare | FL Zone 2 | Per Unit | 0% | 6015.1469 | 3482.1 | 2533.0469 | 0.42111 | 12 | 0.32842 | 0.27509 | 0 | Reference source included incremental cost only | 0 | 0 | 166 | Illinois 2018 Statewide TRM, Section 4.2.2 | 0 | 0 | 166 | freezer |  | 166
Equipment | Energy Star Commercial Solid Door Freezer | One Solid Door Freezer meeting ENERGY STAR® 3.0 Standards | One Solid Door Freezer meeting Federal Standards | Commercial | Turnover | Hospitals | FL Zone 2 | Per Unit | 0% | 6015.1469 | 3482.1 | 2533.0469 | 0.42111 | 12 | 0.32842 | 0.27509 | 0 | Reference source included incremental cost only | 0 | 0 | 166 | Illinois 2018 Statewide TRM, Section 4.2.2 | 0 | 0 | 166 | freezer |  | 166
Equipment | Energy Star Commercial Solid Door Freezer | One Solid Door Freezer meeting ENERGY STAR® 3.0 Standards | One Solid Door Freezer meeting Federal Standards | Commercial | Turnover | Institutional | FL Zone 2 | Per Unit | 0% | 6015.1469 | 3482.1 | 2533.0469 | 0.42111 | 12 | 0.37834 | 0.16907 | 0 | Reference source included incremental cost only | 0 | 0 | 166 | Illinois 2018 Statewide TRM, Section 4.2.2 | 0 | 0 | 166 | freezer |  | 166
Equipment | Energy Star Commercial Solid Door Freezer | One Solid Door Freezer meeting ENERGY STAR® 3.0 Standards | One Solid Door Freezer meeting Federal Standards | Commercial | Turnover | Lodging/Hospitality | FL Zone 2 | Per Unit | 0% | 6015.1469 | 3482.1 | 2533.0469 | 0.42111 | 12 | 0.32842 | 0.27509 | 0 | Reference source included incremental cost only | 0 | 0 | 166 | Illinois 2018 Statewide TRM, Section 4.2.2 | 0 | 0 | 166 | freezer |  | 166
Equipment | Energy Star Commercial Solid Door Freezer | One Solid Door Freezer meeting ENERGY STAR® 3.0 Standards | One Solid Door Freezer meeting Federal Standards | Commercial | Turnover | Miscellaneous | FL Zone 2 | Per Unit | 0% | 6015.1469 | 3482.1 | 2533.0469 | 0.42111 | 12 | 0.37834 | 0.16907 | 0 | Reference source included incremental cost only | 0 | 0 | 166 | Illinois 2018 Statewide TRM, Section 4.2.2 | 0 | 0 | 166 | freezer |  | 166
Equipment | Energy Star Commercial Solid Door Freezer | One Solid Door Freezer meeting ENERGY STAR® 3.0 Standards | One Solid Door Freezer meeting Federal Standards | Commercial | Turnover | Offices | FL Zone 2 | Per Unit | 0% | 6015.1469 | 3482.1 | 2533.0469 | 0.42111 | 12 | 0.37834 | 0.16907 | 0 | Reference source included incremental cost only | 0 | 0 | 166 | Illinois 2018 Statewide TRM, Section 4.2.2 | 0 | 0 | 166 | freezer |  | 166
Equipment | Energy Star Commercial Solid Door Freezer | One Solid Door Freezer meeting ENERGY STAR® 3.0 Standards | One Solid Door Freezer meeting Federal Standards | Commercial | Turnover | Restaurants | FL Zone 2 | Per Unit | 0% | 6015.1469 | 3482.1 | 2533.0469 | 0.42111 | 12 | 0.32842 | 0.27509 | 0 | Reference source included incremental cost only | 0 | 0 | 166 | Illinois 2018 Statewide TRM, Section 4.2.2 | 0 | 0 | 166 | freezer |  | 166
Equipment | Energy Star Commercial Solid Door Freezer | One Solid Door Freezer meeting ENERGY STAR® 3.0 Standards | One Solid Door Freezer meeting Federal Standards | Commercial | Turnover | Retail | FL Zone 2 | Per Unit | 66.59% | 6015.1469 | 3482.1 | 2533.0469 | 0.42111 | 12 | 0.37834 | 0.16907 | 0 | Reference source included incremental cost only | 0 | 0 | 166 | Illinois 2018 Statewide TRM, Section 4.2.2 | 0 | 0 | 166 | freezer |  | 166
Equipment | Energy Star Commercial Solid Door Freezer | One Solid Door Freezer meeting ENERGY STAR® 3.0 Standards | One Solid Door Freezer meeting Federal Standards | Commercial | Turnover | Schools K-12 | FL Zone 2 | Per Unit | 0% | 6015.1469 | 3482.1 | 2533.0469 | 0.42111 | 12 | 0.32842 | 0.27509 | 0 | Reference source included incremental cost only | 0 | 0 | 166 | Illinois 2018 Statewide TRM, Section 4.2.2 | 0 | 0 | 166 | freezer |  | 166
Equipment | Energy Star Commercial Solid Door Freezer | One Solid Door Freezer meeting ENERGY STAR® 3.0 Standards | One Solid Door Freezer meeting Federal Standards | Commercial | Turnover | Warehouse | FL Zone 2 | Per Unit | 0% | 6015.1469 | 3482.1 | 2533.0469 | 0.42111 | 12 | 0.37834 | 0.16907 | 0 | Reference source included incremental cost only | 0 | 0 | 166 | Illinois 2018 Statewide TRM, Section 4.2.2 | 0 | 0 | 166 | freezer |  | 166
Equipment | Energy Star Commercial Solid Door Freezer | One Solid Door Freezer meeting ENERGY STAR® 3.0 Standards | One Solid Door Freezer meeting Federal Standards | Commercial | New | Assembly | FL Zone 2 | Per Unit | 0% | 6015.1469 | 3482.1 | 2533.0469 | 0.42111 | 12 | 0.37834 | 0.16907 | 0 | Reference source included incremental cost only | 0 | 0 | 166 | Illinois 2018 Statewide TRM, Section 4.2.2 | 0 | 0 | 166 | freezer |  | 166
Equipment | Energy Star Commercial Solid Door Freezer | One Solid Door Freezer meeting ENERGY STAR® 3.0 Standards | One Solid Door Freezer meeting Federal Standards | Commercial | New | College and University | FL Zone 2 | Per Unit | 0% | 6015.1469 | 3482.1 | 2533.0469 | 0.42111 | 12 | 0.32842 | 0.27509 | 0 | Reference source included incremental cost only | 0 | 0 | 166 | Illinois 2018 Statewide TRM, Section 4.2.2 | 0 | 0 | 166 | freezer |  | 166
Equipment | Energy Star Commercial Solid Door Freezer | One Solid Door Freezer meeting ENERGY STAR® 3.0 Standards | One Solid Door Freezer meeting Federal Standards | Commercial | New | Grocery | FL Zone 2 | Per Unit | 66.59% | 6015.1469 | 3482.1 | 2533.0469 | 0.42111 | 12 | 0.37834 | 0.16907 | 0 | Reference source included incremental cost only | 0 | 0 | 166 | Illinois 2018 Statewide TRM, Section 4.2.2 | 0 | 0 | 166 | freezer |  | 166
Equipment | Energy Star Commercial Solid Door Freezer | One Solid Door Freezer meeting ENERGY STAR® 3.0 Standards | One Solid Door Freezer meeting Federal Standards | Commercial | New | Healthcare | FL Zone 2 | Per Unit | 0% | 6015.1469 | 3482.1 | 2533.0469 | 0.42111 | 12 | 0.32842 | 0.27509 | 0 | Reference source included incremental cost only | 0 | 0 | 166 | Illinois 2018 Statewide TRM, Section 4.2.2 | 0 | 0 | 166 | freezer |  | 166
Equipment | Energy Star Commercial Solid Door Freezer | One Solid Door Freezer meeting ENERGY STAR® 3.0 Standards | One Solid Door Freezer meeting Federal Standards | Commercial | New | Hospitals | FL Zone 2 | Per Unit | 0% | 6015.1469 | 3482.1 | 2533.0469 | 0.42111 | 12 | 0.32842 | 0.27509 | 0 | Reference source included incremental cost only | 0 | 0 | 166 | Illinois 2018 Statewide TRM, Section 4.2.2 | 0 | 0 | 166 | freezer |  | 166
Equipment | Energy Star Commercial Solid Door Freezer | One Solid Door Freezer meeting ENERGY STAR® 3.0 Standards | One Solid Door Freezer meeting Federal Standards | Commercial | New | Institutional | FL Zone 2 | Per Unit | 0% | 6015.1469 | 3482.1 | 2533.0469 | 0.42111 | 12 | 0.37834 | 0.16907 | 0 | Reference source included incremental cost only | 0 | 0 | 166 | Illinois 2018 Statewide TRM, Section 4.2.2 | 0 | 0 | 166 | freezer |  | 166
Equipment | Energy Star Commercial Solid Door Freezer | One Solid Door Freezer meeting ENERGY STAR® 3.0 Standards | One Solid Door Freezer meeting Federal Standards | Commercial | New | Lodging/Hospitality | FL Zone 2 | Per Unit | 0% | 6015.1469 | 3482.1 | 2533.0469 | 0.42111 | 12 | 0.32842 | 0.27509 | 0 | Reference source included incremental cost only | 0 | 0 | 166 | Illinois 2018 Statewide TRM, Section 4.2.2 | 0 | 0 | 166 | freezer |  | 166
Equipment | Energy Star Commercial Solid Door Freezer | One Solid Door Freezer meeting ENERGY STAR® 3.0 Standards | One Solid Door Freezer meeting Federal Standards | Commercial | New | Miscellaneous | FL Zone 2 | Per Unit | 0% | 6015.1469 | 3482.1 | 2533.0469 | 0.42111 | 12 | 0.37834 | 0.16907 | 0 | Reference source included incremental cost only | 0 | 0 | 166 | Illinois 2018 Statewide TRM, Section 4.2.2 | 0 | 0 | 166 | freezer |  | 166
Equipment | Energy Star Commercial Solid Door Freezer | One Solid Door Freezer meeting ENERGY STAR® 3.0 Standards | One Solid Door Freezer meeting Federal Standards | Commercial | New | Offices | FL Zone 2 | Per Unit | 0% | 6015.1469 | 3482.1 | 2533.0469 | 0.42111 | 12 | 0.37834 | 0.16907 | 0 | Reference source included incremental cost only | 0 | 0 | 166 | Illinois 2018 Statewide TRM, Section 4.2.2 | 0 | 0 | 166 | freezer |  | 166
Equipment | Energy Star Commercial Solid Door Freezer | One Solid Door Freezer meeting ENERGY STAR® 3.0 Standards | One Solid Door Freezer meeting Federal Standards | Commercial | New | Restaurants | FL Zone 2 | Per Unit | 0% | 6015.1469 | 3482.1 | 2533.0469 | 0.42111 | 12 | 0.32842 | 0.27509 | 0 | Reference source included incremental cost only | 0 | 0 | 166 | Illinois 2018 Statewide TRM, Section 4.2.2 | 0 | 0 | 166 | freezer |  | 166
Equipment | Energy Star Commercial Solid Door Freezer | One Solid Door Freezer meeting ENERGY STAR® 3.0 Standards | One Solid Door Freezer meeting Federal Standards | Commercial | New | Retail | FL Zone 2 | Per Unit | 66.59% | 6015.1469 | 3482.1 | 2533.0469 | 0.42111 | 12 | 0.37834 | 0.16907 | 0 | Reference source included incremental cost only | 0 | 0 | 166 | Illinois 2018 Statewide TRM, Section 4.2.2 | 0 | 0 | 166 | freezer |  | 166
Equipment | Energy Star Commercial Solid Door Freezer | One Solid Door Freezer meeting ENERGY STAR® 3.0 Standards | One Solid Door Freezer meeting Federal Standards | Commercial | New | Schools K-12 | FL Zone 2 | Per Unit | 0% | 6015.1469 | 3482.1 | 2533.0469 | 0.42111 | 12 | 0.32842 | 0.27509 | 0 | Reference source included incremental cost only | 0 | 0 | 166 | Illinois 2018 Statewide TRM, Section 4.2.2 | 0 | 0 | 166 | freezer |  | 166
Equipment | Energy Star Commercial Solid Door Freezer | One Solid Door Freezer meeting ENERGY STAR® 3.0 Standards | One Solid Door Freezer meeting Federal Standards | Commercial | New | Warehouse | FL Zone 2 | Per Unit | 0% | 6015.1469 | 3482.1 | 2533.0469 | 0.42111 | 12 | 0.37834 | 0.16907 | 0 | Reference source included incremental cost only | 0 | 0 | 166 | Illinois 2018 Statewide TRM, Section 4.2.2 | 0 | 0 | 166 | freezer |  | 166
Equipment | Energy Star Commercial Solid Door Refrigerator | One Solid Door Refrigerator meeting ENERGY STAR® 3.0 Standards | One Solid Door Refrigerator meeting Federal Standards | Commercial | Turnover | Assembly | FL Zone 2 | Per Unit | 0% | 1690.4885 | 840.5646 | 849.9239 | 0.50277 | 12 | 0.12695 | 0.056728 | 0 | Reference source included incremental cost only | 0 | 0 | 164 | Illinois 2018 Statewide TRM, Section 4.2.2 | 0 | 0 | 164 | refrigerator |  | 164
Equipment | Energy Star Commercial Solid Door Refrigerator | One Solid Door Refrigerator meeting ENERGY STAR® 3.0 Standards | One Solid Door Refrigerator meeting Federal Standards | Commercial | Turnover | College and University | FL Zone 2 | Per Unit | 0% | 1690.4885 | 840.5646 | 849.9239 | 0.50277 | 12 | 0.1102 | 0.092304 | 0 | Reference source included incremental cost only | 0 | 0 | 164 | Illinois 2018 Statewide TRM, Section 4.2.2 | 0 | 0 | 164 | refrigerator |  | 164
Equipment | Energy Star Commercial Solid Door Refrigerator | One Solid Door Refrigerator meeting ENERGY STAR® 3.0 Standards | One Solid Door Refrigerator meeting Federal Standards | Commercial | Turnover | Grocery | FL Zone 2 | Per Unit | 66.59% | 1690.4885 | 840.5646 | 849.9239 | 0.50277 | 12 | 0.12695 | 0.056728 | 0 | Reference source included incremental cost only | 0 | 0 | 164 | Illinois 2018 Statewide TRM, Section 4.2.2 | 0 | 0 | 164 | refrigerator |  | 164
Equipment | Energy Star Commercial Solid Door Refrigerator | One Solid Door Refrigerator meeting ENERGY STAR® 3.0 Standards | One Solid Door Refrigerator meeting Federal Standards | Commercial | Turnover | Healthcare | FL Zone 2 | Per Unit | 0% | 1690.4885 | 840.5646 | 849.9239 | 0.50277 | 12 | 0.1102 | 0.092304 | 0 | Reference source included incremental cost only | 0 | 0 | 164 | Illinois 2018 Statewide TRM, Section 4.2.2 | 0 | 0 | 164 | refrigerator |  | 164
Equipment | Energy Star Commercial Solid Door Refrigerator | One Solid Door Refrigerator meeting ENERGY STAR® 3.0 Standards | One Solid Door Refrigerator meeting Federal Standards | Commercial | Turnover | Hospitals | FL Zone 2 | Per Unit | 0% | 1690.4885 | 840.5646 | 849.9239 | 0.50277 | 12 | 0.1102 | 0.092304 | 0 | Reference source included incremental cost only | 0 | 0 | 164 | Illinois 2018 Statewide TRM, Section 4.2.2 | 0 | 0 | 164 | refrigerator |  | 164
Equipment | Energy Star Commercial Solid Door Refrigerator | One Solid Door Refrigerator meeting ENERGY STAR® 3.0 Standards | One Solid Door Refrigerator meeting Federal Standards | Commercial | Turnover | Institutional | FL Zone 2 | Per Unit | 0% | 1690.4885 | 840.5646 | 849.9239 | 0.50277 | 12 | 0.12695 | 0.056728 | 0 | Reference source included incremental cost only | 0 | 0 | 164 | Illinois 2018 Statewide TRM, Section 4.2.2 | 0 | 0 | 164 | refrigerator |  | 164
Equipment | Energy Star Commercial Solid Door Refrigerator | One Solid Door Refrigerator meeting ENERGY STAR® 3.0 Standards | One Solid Door Refrigerator meeting Federal Standards | Commercial | Turnover | Lodging/Hospitality | FL Zone 2 | Per Unit | 0% | 1690.4885 | 840.5646 | 849.9239 | 0.50277 | 12 | 0.1102 | 0.092304 | 0 | Reference source included incremental cost only | 0 | 0 | 164 | Illinois 2018 Statewide TRM, Section 4.2.2 | 0 | 0 | 164 | refrigerator |  | 164
Equipment | Energy Star Commercial Solid Door Refrigerator | One Solid Door Refrigerator meeting ENERGY STAR® 3.0 Standards | One Solid Door Refrigerator meeting Federal Standards | Commercial | Turnover | Miscellaneous | FL Zone 2 | Per Unit | 0% | 1690.4885 | 840.5646 | 849.9239 | 0.50277 | 12 | 0.12695 | 0.056728 | 0 | Reference source included incremental cost only | 0 | 0 | 164 | Illinois 2018 Statewide TRM, Section 4.2.2 | 0 | 0 | 164 | refrigerator |  | 164
Equipment | Energy Star Commercial Solid Door Refrigerator | One Solid Door Refrigerator meeting ENERGY STAR® 3.0 Standards | One Solid Door Refrigerator meeting Federal Standards | Commercial | Turnover | Offices | FL Zone 2 | Per Unit | 0% | 1690.4885 | 840.5646 | 849.9239 | 0.50277 | 12 | 0.12695 | 0.056728 | 0 | Reference source included incremental cost only | 0 | 0 | 164 | Illinois 2018 Statewide TRM, Section 4.2.2 | 0 | 0 | 164 | refrigerator |  | 164
Equipment | Energy Star Commercial Solid Door Refrigerator | One Solid Door Refrigerator meeting ENERGY STAR® 3.0 Standards | One Solid Door Refrigerator meeting Federal Standards | Commercial | Turnover | Restaurants | FL Zone 2 | Per Unit | 0% | 1690.4885 | 840.5646 | 849.9239 | 0.50277 | 12 | 0.1102 | 0.092304 | 0 | Reference source included incremental cost only | 0 | 0 | 164 | Illinois 2018 Statewide TRM, Section 4.2.2 | 0 | 0 | 164 | refrigerator |  | 164
Equipment | Energy Star Commercial Solid Door Refrigerator | One Solid Door Refrigerator meeting ENERGY STAR® 3.0 Standards | One Solid Door Refrigerator meeting Federal Standards | Commercial | Turnover | Retail | FL Zone 2 | Per Unit | 66.59% | 1690.4885 | 840.5646 | 849.9239 | 0.50277 | 12 | 0.12695 | 0.056728 | 0 | Reference source included incremental cost only | 0 | 0 | 164 | Illinois 2018 Statewide TRM, Section 4.2.2 | 0 | 0 | 164 | refrigerator |  | 164
Equipment | Energy Star Commercial Solid Door Refrigerator | One Solid Door Refrigerator meeting ENERGY STAR® 3.0 Standards | One Solid Door Refrigerator meeting Federal Standards | Commercial | Turnover | Schools K-12 | FL Zone 2 | Per Unit | 0% | 1690.4885 | 840.5646 | 849.9239 | 0.50277 | 12 | 0.1102 | 0.092304 | 0 | Reference source included incremental cost only | 0 | 0 | 164 | Illinois 2018 Statewide TRM, Section 4.2.2 | 0 | 0 | 164 | refrigerator |  | 164
Equipment | Energy Star Commercial Solid Door Refrigerator | One Solid Door Refrigerator meeting ENERGY STAR® 3.0 Standards | One Solid Door Refrigerator meeting Federal Standards | Commercial | Turnover | Warehouse | FL Zone 2 | Per Unit | 0% | 1690.4885 | 840.5646 | 849.9239 | 0.50277 | 12 | 0.12695 | 0.056728 | 0 | Reference source included incremental cost only | 0 | 0 | 164 | Illinois 2018 Statewide TRM, Section 4.2.2 | 0 | 0 | 164 | refrigerator |  | 164
Equipment | Energy Star Commercial Solid Door Refrigerator | One Solid Door Refrigerator meeting ENERGY STAR® 3.0 Standards | One Solid Door Refrigerator meeting Federal Standards | Commercial | New | Assembly | FL Zone 2 | Per Unit | 0% | 1690.4885 | 840.5646 | 849.9239 | 0.50277 | 12 | 0.12695 | 0.056728 | 0 | Reference source included incremental cost only | 0 | 0 | 164 | Illinois 2018 Statewide TRM, Section 4.2.2 | 0 | 0 | 164 | refrigerator |  | 164
Equipment | Energy Star Commercial Solid Door Refrigerator | One Solid Door Refrigerator meeting ENERGY STAR® 3.0 Standards | One Solid Door Refrigerator meeting Federal Standards | Commercial | New | College and University | FL Zone 2 | Per Unit | 0% | 1690.4885 | 840.5646 | 849.9239 | 0.50277 | 12 | 0.1102 | 0.092304 | 0 | Reference source included incremental cost only | 0 | 0 | 164 | Illinois 2018 Statewide TRM, Section 4.2.2 | 0 | 0 | 164 | refrigerator |  | 164
Equipment | Energy Star Commercial Solid Door Refrigerator | One Solid Door Refrigerator meeting ENERGY STAR® 3.0 Standards | One Solid Door Refrigerator meeting Federal Standards | Commercial | New | Grocery | FL Zone 2 | Per Unit | 66.59% | 1690.4885 | 840.5646 | 849.9239 | 0.50277 | 12 | 0.12695 | 0.056728 | 0 | Reference source included incremental cost only | 0 | 0 | 164 | Illinois 2018 Statewide TRM, Section 4.2.2 | 0 | 0 | 164 | refrigerator |  | 164
Equipment | Energy Star Commercial Solid Door Refrigerator | One Solid Door Refrigerator meeting ENERGY STAR® 3.0 Standards | One Solid Door Refrigerator meeting Federal Standards | Commercial | New | Healthcare | FL Zone 2 | Per Unit | 0% | 1690.4885 | 840.5646 | 849.9239 | 0.50277 | 12 | 0.1102 | 0.092304 | 0 | Reference source included incremental cost only | 0 | 0 | 164 | Illinois 2018 Statewide TRM, Section 4.2.2 | 0 | 0 | 164 | refrigerator |  | 164
Equipment | Energy Star Commercial Solid Door Refrigerator | One Solid Door Refrigerator meeting ENERGY STAR® 3.0 Standards | One Solid Door Refrigerator meeting Federal Standards | Commercial | New | Hospitals | FL Zone 2 | Per Unit | 0% | 1690.4885 | 840.5646 | 849.9239 | 0.50277 | 12 | 0.1102 | 0.092304 | 0 | Reference source included incremental cost only | 0 | 0 | 164 | Illinois 2018 Statewide TRM, Section 4.2.2 | 0 | 0 | 164 | refrigerator |  | 164
Equipment | Energy Star Commercial Solid Door Refrigerator | One Solid Door Refrigerator meeting ENERGY STAR® 3.0 Standards | One Solid Door Refrigerator meeting Federal Standards | Commercial | New | Institutional | FL Zone 2 | Per Unit | 0% | 1690.4885 | 840.5646 | 849.9239 | 0.50277 | 12 | 0.12695 | 0.056728 | 0 | Reference source included incremental cost only | 0 | 0 | 164 | Illinois 2018 Statewide TRM, Section 4.2.2 | 0 | 0 | 164 | refrigerator |  | 164
Equipment | Energy Star Commercial Solid Door Refrigerator | One Solid Door Refrigerator meeting ENERGY STAR® 3.0 Standards | One Solid Door Refrigerator meeting Federal Standards | Commercial | New | Lodging/Hospitality | FL Zone 2 | Per Unit | 0% | 1690.4885 | 840.5646 | 849.9239 | 0.50277 | 12 | 0.1102 | 0.092304 | 0 | Reference source included incremental cost only | 0 | 0 | 164 | Illinois 2018 Statewide TRM, Section 4.2.2 | 0 | 0 | 164 | refrigerator |  | 164
Equipment | Energy Star Commercial Solid Door Refrigerator | One Solid Door Refrigerator meeting ENERGY STAR® 3.0 Standards | One Solid Door Refrigerator meeting Federal Standards | Commercial | New | Miscellaneous | FL Zone 2 | Per Unit | 0% | 1690.4885 | 840.5646 | 849.9239 | 0.50277 | 12 | 0.12695 | 0.056728 | 0 | Reference source included incremental cost only | 0 | 0 | 164 | Illinois 2018 Statewide TRM, Section 4.2.2 | 0 | 0 | 164 | refrigerator |  | 164
Equipment | Energy Star Commercial Solid Door Refrigerator | One Solid Door Refrigerator meeting ENERGY STAR® 3.0 Standards | One Solid Door Refrigerator meeting Federal Standards | Commercial | New | Offices | FL Zone 2 | Per Unit | 0% | 1690.4885 | 840.5646 | 849.9239 | 0.50277 | 12 | 0.12695 | 0.056728 | 0 | Reference source included incremental cost only | 0 | 0 | 164 | Illinois 2018 Statewide TRM, Section 4.2.2 | 0 | 0 | 164 | refrigerator |  | 164
Equipment | Energy Star Commercial Solid Door Refrigerator | One Solid Door Refrigerator meeting ENERGY STAR® 3.0 Standards | One Solid Door Refrigerator meeting Federal Standards | Commercial | New | Restaurants | FL Zone 2 | Per Unit | 0% | 1690.4885 | 840.5646 | 849.9239 | 0.50277 | 12 | 0.1102 | 0.092304 | 0 | Reference source included incremental cost only | 0 | 0 | 164 | Illinois 2018 Statewide TRM, Section 4.2.2 | 0 | 0 | 164 | refrigerator |  | 164
Equipment | Energy Star Commercial Solid Door Refrigerator | One Solid Door Refrigerator meeting ENERGY STAR® 3.0 Standards | One Solid Door Refrigerator meeting Federal Standards | Commercial | New | Retail | FL Zone 2 | Per Unit | 66.59% | 1690.4885 | 840.5646 | 849.9239 | 0.50277 | 12 | 0.12695 | 0.056728 | 0 | Reference source included incremental cost only | 0 | 0 | 164 | Illinois 2018 Statewide TRM, Section 4.2.2 | 0 | 0 | 164 | refrigerator |  | 164
Equipment | Energy Star Commercial Solid Door Refrigerator | One Solid Door Refrigerator meeting ENERGY STAR® 3.0 Standards | One Solid Door Refrigerator meeting Federal Standards | Commercial | New | Schools K-12 | FL Zone 2 | Per Unit | 0% | 1690.4885 | 840.5646 | 849.9239 | 0.50277 | 12 | 0.1102 | 0.092304 | 0 | Reference source included incremental cost only | 0 | 0 | 164 | Illinois 2018 Statewide TRM, Section 4.2.2 | 0 | 0 | 164 | refrigerator |  | 164
Equipment | Energy Star Commercial Solid Door Refrigerator | One Solid Door Refrigerator meeting ENERGY STAR® 3.0 Standards | One Solid Door Refrigerator meeting Federal Standards | Commercial | New | Warehouse | FL Zone 2 | Per Unit | 0% | 1690.4885 | 840.5646 | 849.9239 | 0.50277 | 12 | 0.12695 | 0.056728 | 0 | Reference source included incremental cost only | 0 | 0 | 164 | Illinois 2018 Statewide TRM, Section 4.2.2 | 0 | 0 | 164 | refrigerator |  | 164
Equipment | Energy Star Ice Maker | One Continuous Self-Contained Ice Maker meeting ENERGY STAR® 2.0 Standards (8.9 kWh / 100 lbs of ice) | One Continuous Self-Contained Ice Maker meeting Federal Standard (9.5 kWh / 100 lbs of ice) | Commercial | Turnover | Assembly | FL Zone 2 | Per Unit | 32.96% | 2088.5085 | 1850.6475 | 237.861 | 0.11389 | 8 | 0.036863 | 0.023275 | 0 | Reference source included incremental cost only | 0 | 0 | 249 | CMUA TRM, 2017, based on 500-1000 lbs/day unit | 0 | 0 | 249 | ice maker |  | 249
Equipment | Energy Star Ice Maker | One Continuous Self-Contained Ice Maker meeting ENERGY STAR® 2.0 Standards (8.9 kWh / 100 lbs of ice) | One Continuous Self-Contained Ice Maker meeting Federal Standard (9.5 kWh / 100 lbs of ice) | Commercial | Turnover | College and University | FL Zone 2 | Per Unit | 32.68% | 2088.5085 | 1850.6475 | 237.861 | 0.11389 | 8 | 0.03084 | 0.025832 | 0 | Reference source included incremental cost only | 0 | 0 | 249 | CMUA TRM, 2017, based on 500-1000 lbs/day unit | 0 | 0 | 249 | ice maker |  | 249
Equipment | Energy Star Ice Maker | One Continuous Self-Contained Ice Maker meeting ENERGY STAR® 2.0 Standards (8.9 kWh / 100 lbs of ice) | One Continuous Self-Contained Ice Maker meeting Federal Standard (9.5 kWh / 100 lbs of ice) | Commercial | Turnover | Grocery | FL Zone 2 | Per Unit | 33.92% | 2088.5085 | 1850.6475 | 237.861 | 0.11389 | 8 | 0.036863 | 0.023275 | 0 | Reference source included incremental cost only | 0 | 0 | 249 | CMUA TRM, 2017, based on 500-1000 lbs/day unit | 0 | 0 | 249 | ice maker |  | 249
Equipment | Energy Star Ice Maker | One Continuous Self-Contained Ice Maker meeting ENERGY STAR® 2.0 Standards (8.9 kWh / 100 lbs of ice) | One Continuous Self-Contained Ice Maker meeting Federal Standard (9.5 kWh / 100 lbs of ice) | Commercial | Turnover | Healthcare | FL Zone 2 | Per Unit | 32.68% | 2088.5085 | 1850.6475 | 237.861 | 0.11389 | 8 | 0.03084 | 0.025832 | 0 | Reference source included incremental cost only | 0 | 0 | 249 | CMUA TRM, 2017, based on 500-1000 lbs/day unit | 0 | 0 | 249 | ice maker |  | 249
Equipment | Energy Star Ice Maker | One Continuous Self-Contained Ice Maker meeting ENERGY STAR® 2.0 Standards (8.9 kWh / 100 lbs of ice) | One Continuous Self-Contained Ice Maker meeting Federal Standard (9.5 kWh / 100 lbs of ice) | Commercial | Turnover | Hospitals | FL Zone 2 | Per Unit | 32.68% | 2088.5085 | 1850.6475 | 237.861 | 0.11389 | 8 | 0.03084 | 0.025832 | 0 | Reference source included incremental cost only | 0 | 0 | 249 | CMUA TRM, 2017, based on 500-1000 lbs/day unit | 0 | 0 | 249 | ice maker |  | 249
Equipment | Energy Star Ice Maker | One Continuous Self-Contained Ice Maker meeting ENERGY STAR® 2.0 Standards (8.9 kWh / 100 lbs of ice) | One Continuous Self-Contained Ice Maker meeting Federal Standard (9.5 kWh / 100 lbs of ice) | Commercial | Turnover | Institutional | FL Zone 2 | Per Unit | 0% | 2088.5085 | 1850.6475 | 237.861 | 0.11389 | 8 | 0.036863 | 0.023275 | 0 | Reference source included incremental cost only | 0 | 0 | 249 | CMUA TRM, 2017, based on 500-1000 lbs/day unit | 0 | 0 | 249 | ice maker |  | 249
Equipment | Energy Star Ice Maker | One Continuous Self-Contained Ice Maker meeting ENERGY STAR® 2.0 Standards (8.9 kWh / 100 lbs of ice) | One Continuous Self-Contained Ice Maker meeting Federal Standard (9.5 kWh / 100 lbs of ice) | Commercial | Turnover | Lodging/Hospitality | FL Zone 2 | Per Unit | 32.68% | 2088.5085 | 1850.6475 | 237.861 | 0.11389 | 8 | 0.03084 | 0.025832 | 0 | Reference source included incremental cost only | 0 | 0 | 249 | CMUA TRM, 2017, based on 500-1000 lbs/day unit | 0 | 0 | 249 | ice maker |  | 249
Equipment | Energy Star Ice Maker | One Continuous Self-Contained Ice Maker meeting ENERGY STAR® 2.0 Standards (8.9 kWh / 100 lbs of ice) | One Continuous Self-Contained Ice Maker meeting Federal Standard (9.5 kWh / 100 lbs of ice) | Commercial | Turnover | Miscellaneous | FL Zone 2 | Per Unit | 0% | 2088.5085 | 1850.6475 | 237.861 | 0.11389 | 8 | 0.036863 | 0.023275 | 0 | Reference source included incremental cost only | 0 | 0 | 249 | CMUA TRM, 2017, based on 500-1000 lbs/day unit | 0 | 0 | 249 | ice maker |  | 249
Equipment | Energy Star Ice Maker | One Continuous Self-Contained Ice Maker meeting ENERGY STAR® 2.0 Standards (8.9 kWh / 100 lbs of ice) | One Continuous Self-Contained Ice Maker meeting Federal Standard (9.5 kWh / 100 lbs of ice) | Commercial | Turnover | Offices | FL Zone 2 | Per Unit | 0% | 2088.5085 | 1850.6475 | 237.861 | 0.11389 | 8 | 0.036863 | 0.023275 | 0 | Reference source included incremental cost only | 0 | 0 | 249 | CMUA TRM, 2017, based on 500-1000 lbs/day unit | 0 | 0 | 249 | ice maker |  | 249
Equipment | Energy Star Ice Maker | One Continuous Self-Contained Ice Maker meeting ENERGY STAR® 2.0 Standards (8.9 kWh / 100 lbs of ice) | One Continuous Self-Contained Ice Maker meeting Federal Standard (9.5 kWh / 100 lbs of ice) | Commercial | Turnover | Restaurants | FL Zone 2 | Per Unit | 33.92% | 2088.5085 | 1850.6475 | 237.861 | 0.11389 | 8 | 0.03084 | 0.025832 | 0 | Reference source included incremental cost only | 0 | 0 | 249 | CMUA TRM, 2017, based on 500-1000 lbs/day unit | 0 | 0 | 249 | ice maker |  | 249
Equipment | Energy Star Ice Maker | One Continuous Self-Contained Ice Maker meeting ENERGY STAR® 2.0 Standards (8.9 kWh / 100 lbs of ice) | One Continuous Self-Contained Ice Maker meeting Federal Standard (9.5 kWh / 100 lbs of ice) | Commercial | Turnover | Retail | FL Zone 2 | Per Unit | 32.68% | 2088.5085 | 1850.6475 | 237.861 | 0.11389 | 8 | 0.036863 | 0.023275 | 0 | Reference source included incremental cost only | 0 | 0 | 249 | CMUA TRM, 2017, based on 500-1000 lbs/day unit | 0 | 0 | 249 | ice maker |  | 249
Equipment | Energy Star Ice Maker | One Continuous Self-Contained Ice Maker meeting ENERGY STAR® 2.0 Standards (8.9 kWh / 100 lbs of ice) | One Continuous Self-Contained Ice Maker meeting Federal Standard (9.5 kWh / 100 lbs of ice) | Commercial | Turnover | Schools K-12 | FL Zone 2 | Per Unit | 32.68% | 2088.5085 | 1850.6475 | 237.861 | 0.11389 | 8 | 0.03084 | 0.025832 | 0 | Reference source included incremental cost only | 0 | 0 | 249 | CMUA TRM, 2017, based on 500-1000 lbs/day unit | 0 | 0 | 249 | ice maker |  | 249
Equipment | Energy Star Ice Maker | One Continuous Self-Contained Ice Maker meeting ENERGY STAR® 2.0 Standards (8.9 kWh / 100 lbs of ice) | One Continuous Self-Contained Ice Maker meeting Federal Standard (9.5 kWh / 100 lbs of ice) | Commercial | Turnover | Warehouse | FL Zone 2 | Per Unit | 0% | 2088.5085 | 1850.6475 | 237.861 | 0.11389 | 8 | 0.036863 | 0.023275 | 0 | Reference source included incremental cost only | 0 | 0 | 249 | CMUA TRM, 2017, based on 500-1000 lbs/day unit | 0 | 0 | 249 | ice maker |  | 249
Equipment | Energy Star Ice Maker | One Continuous Self-Contained Ice Maker meeting ENERGY STAR® 2.0 Standards (8.9 kWh / 100 lbs of ice) | One Continuous Self-Contained Ice Maker meeting Federal Standard (9.5 kWh / 100 lbs of ice) | Commercial | New | Assembly | FL Zone 2 | Per Unit | 32.96% | 2088.5085 | 1850.6475 | 237.861 | 0.11389 | 8 | 0.036863 | 0.023275 | 0 | Reference source included incremental cost only | 0 | 0 | 249 | CMUA TRM, 2017, based on 500-1000 lbs/day unit | 0 | 0 | 249 | ice maker |  | 249
Equipment | Energy Star Ice Maker | One Continuous Self-Contained Ice Maker meeting ENERGY STAR® 2.0 Standards (8.9 kWh / 100 lbs of ice) | One Continuous Self-Contained Ice Maker meeting Federal Standard (9.5 kWh / 100 lbs of ice) | Commercial | New | College and University | FL Zone 2 | Per Unit | 32.68% | 2088.5085 | 1850.6475 | 237.861 | 0.11389 | 8 | 0.03084 | 0.025832 | 0 | Reference source included incremental cost only | 0 | 0 | 249 | CMUA TRM, 2017, based on 500-1000 lbs/day unit | 0 | 0 | 249 | ice maker |  | 249
Equipment | Energy Star Ice Maker | One Continuous Self-Contained Ice Maker meeting ENERGY STAR® 2.0 Standards (8.9 kWh / 100 lbs of ice) | One Continuous Self-Contained Ice Maker meeting Federal Standard (9.5 kWh / 100 lbs of ice) | Commercial | New | Grocery | FL Zone 2 | Per Unit | 33.92% | 2088.5085 | 1850.6475 | 237.861 | 0.11389 | 8 | 0.036863 | 0.023275 | 0 | Reference source included incremental cost only | 0 | 0 | 249 | CMUA TRM, 2017, based on 500-1000 lbs/day unit | 0 | 0 | 249 | ice maker |  | 249
Equipment | Energy Star Ice Maker | One Continuous Self-Contained Ice Maker meeting ENERGY STAR® 2.0 Standards (8.9 kWh / 100 lbs of ice) | One Continuous Self-Contained Ice Maker meeting Federal Standard (9.5 kWh / 100 lbs of ice) | Commercial | New | Healthcare | FL Zone 2 | Per Unit | 32.68% | 2088.5085 | 1850.6475 | 237.861 | 0.11389 | 8 | 0.03084 | 0.025832 | 0 | Reference source included incremental cost only | 0 | 0 | 249 | CMUA TRM, 2017, based on 500-1000 lbs/day unit | 0 | 0 | 249 | ice maker |  | 249
Equipment | Energy Star Ice Maker | One Continuous Self-Contained Ice Maker meeting ENERGY STAR® 2.0 Standards (8.9 kWh / 100 lbs of ice) | One Continuous Self-Contained Ice Maker meeting Federal Standard (9.5 kWh / 100 lbs of ice) | Commercial | New | Hospitals | FL Zone 2 | Per Unit | 32.68% | 2088.5085 | 1850.6475 | 237.861 | 0.11389 | 8 | 0.03084 | 0.025832 | 0 | Reference source included incremental cost only | 0 | 0 | 249 | CMUA TRM, 2017, based on 500-1000 lbs/day unit | 0 | 0 | 249 | ice maker |  | 249
Equipment | Energy Star Ice Maker | One Continuous Self-Contained Ice Maker meeting ENERGY STAR® 2.0 Standards (8.9 kWh / 100 lbs of ice) | One Continuous Self-Contained Ice Maker meeting Federal Standard (9.5 kWh / 100 lbs of ice) | Commercial | New | Institutional | FL Zone 2 | Per Unit | 0% | 2088.5085 | 1850.6475 | 237.861 | 0.11389 | 8 | 0.036863 | 0.023275 | 0 | Reference source included incremental cost only | 0 | 0 | 249 | CMUA TRM, 2017, based on 500-1000 lbs/day unit | 0 | 0 | 249 | ice maker |  | 249
Equipment | Energy Star Ice Maker | One Continuous Self-Contained Ice Maker meeting ENERGY STAR® 2.0 Standards (8.9 kWh / 100 lbs of ice) | One Continuous Self-Contained Ice Maker meeting Federal Standard (9.5 kWh / 100 lbs of ice) | Commercial | New | Lodging/Hospitality | FL Zone 2 | Per Unit | 32.68% | 2088.5085 | 1850.6475 | 237.861 | 0.11389 | 8 | 0.03084 | 0.025832 | 0 | Reference source included incremental cost only | 0 | 0 | 249 | CMUA TRM, 2017, based on 500-1000 lbs/day unit | 0 | 0 | 249 | ice maker |  | 249
Equipment | Energy Star Ice Maker | One Continuous Self-Contained Ice Maker meeting ENERGY STAR® 2.0 Standards (8.9 kWh / 100 lbs of ice) | One Continuous Self-Contained Ice Maker meeting Federal Standard (9.5 kWh / 100 lbs of ice) | Commercial | New | Miscellaneous | FL Zone 2 | Per Unit | 0% | 2088.5085 | 1850.6475 | 237.861 | 0.11389 | 8 | 0.036863 | 0.023275 | 0 | Reference source included incremental cost only | 0 | 0 | 249 | CMUA TRM, 2017, based on 500-1000 lbs/day unit | 0 | 0 | 249 | ice maker |  | 249
Equipment | Energy Star Ice Maker | One Continuous Self-Contained Ice Maker meeting ENERGY STAR® 2.0 Standards (8.9 kWh / 100 lbs of ice) | One Continuous Self-Contained Ice Maker meeting Federal Standard (9.5 kWh / 100 lbs of ice) | Commercial | New | Offices | FL Zone 2 | Per Unit | 0% | 2088.5085 | 1850.6475 | 237.861 | 0.11389 | 8 | 0.036863 | 0.023275 | 0 | Reference source included incremental cost only | 0 | 0 | 249 | CMUA TRM, 2017, based on 500-1000 lbs/day unit | 0 | 0 | 249 | ice maker |  | 249
Equipment | Energy Star Ice Maker | One Continuous Self-Contained Ice Maker meeting ENERGY STAR® 2.0 Standards (8.9 kWh / 100 lbs of ice) | One Continuous Self-Contained Ice Maker meeting Federal Standard (9.5 kWh / 100 lbs of ice) | Commercial | New | Restaurants | FL Zone 2 | Per Unit | 33.92% | 2088.5085 | 1850.6475 | 237.861 | 0.11389 | 8 | 0.03084 | 0.025832 | 0 | Reference source included incremental cost only | 0 | 0 | 249 | CMUA TRM, 2017, based on 500-1000 lbs/day unit | 0 | 0 | 249 | ice maker |  | 249
Equipment | Energy Star Ice Maker | One Continuous Self-Contained Ice Maker meeting ENERGY STAR® 2.0 Standards (8.9 kWh / 100 lbs of ice) | One Continuous Self-Contained Ice Maker meeting Federal Standard (9.5 kWh / 100 lbs of ice) | Commercial | New | Retail | FL Zone 2 | Per Unit | 32.68% | 2088.5085 | 1850.6475 | 237.861 | 0.11389 | 8 | 0.036863 | 0.023275 | 0 | Reference source included incremental cost only | 0 | 0 | 249 | CMUA TRM, 2017, based on 500-1000 lbs/day unit | 0 | 0 | 249 | ice maker |  | 249
Equipment | Energy Star Ice Maker | One Continuous Self-Contained Ice Maker meeting ENERGY STAR® 2.0 Standards (8.9 kWh / 100 lbs of ice) | One Continuous Self-Contained Ice Maker meeting Federal Standard (9.5 kWh / 100 lbs of ice) | Commercial | New | Schools K-12 | FL Zone 2 | Per Unit | 32.68% | 2088.5085 | 1850.6475 | 237.861 | 0.11389 | 8 | 0.03084 | 0.025832 | 0 | Reference source included incremental cost only | 0 | 0 | 249 | CMUA TRM, 2017, based on 500-1000 lbs/day unit | 0 | 0 | 249 | ice maker |  | 249
Equipment | Energy Star Ice Maker | One Continuous Self-Contained Ice Maker meeting ENERGY STAR® 2.0 Standards (8.9 kWh / 100 lbs of ice) | One Continuous Self-Contained Ice Maker meeting Federal Standard (9.5 kWh / 100 lbs of ice) | Commercial | New | Warehouse | FL Zone 2 | Per Unit | 0% | 2088.5085 | 1850.6475 | 237.861 | 0.11389 | 8 | 0.036863 | 0.023275 | 0 | Reference source included incremental cost only | 0 | 0 | 249 | CMUA TRM, 2017, based on 500-1000 lbs/day unit | 0 | 0 | 249 | ice maker |  | 249
Equipment | Energy Star Refrigerator | One Refrigerator/Freezer meeting ENERGY STAR® 5.0 Standards | One Refrigerator/Freezer meeting Federal Standard | Commercial | Turnover | Assembly | FL Zone 2 | Per Appliance | 35.47% | 607.13 | 473.63 | 133.5 | 0.21989 | 12 | 0.017577 | 0.01383 | 907 | NEEP Incremental Cost Recommendations 2017 - average of refrigerator types (https://neep.org/sites/default/files/resources/Incremental_Cost_Recommendations_Non_Lighting_050917.xlsx) | 166.52 | rate at $83.26/per labor hour, assume 2 hours work, reference: https://www.homewyse.com/costs/cost_of_energy_efficient_refrigerators.html | 1029 | NEEP Incremental Cost Recommendations 2017 - average of refrigerator types (https://neep.org/sites/default/files/resources/Incremental_Cost_Recommendations_Non_Lighting_050917.xlsx) | 166.52 | rate at $83.26/per labor hour, assume 2 hours work, reference: https://www.homewyse.com/costs/cost_of_energy_efficient_refrigerators.html | 122 | refrigerator |  | 122
Equipment | Energy Star Refrigerator | One Refrigerator/Freezer meeting ENERGY STAR® 5.0 Standards | One Refrigerator/Freezer meeting Federal Standard | Commercial | Turnover | College and University | FL Zone 2 | Per Appliance | 45.6% | 607.13 | 473.63 | 133.5 | 0.21989 | 12 | 0.017577 | 0.01383 | 907 | NEEP Incremental Cost Recommendations 2017 - average of refrigerator types (https://neep.org/sites/default/files/resources/Incremental_Cost_Recommendations_Non_Lighting_050917.xlsx) | 166.52 | rate at $83.26/per labor hour, assume 2 hours work, reference: https://www.homewyse.com/costs/cost_of_energy_efficient_refrigerators.html | 1029 | NEEP Incremental Cost Recommendations 2017 - average of refrigerator types (https://neep.org/sites/default/files/resources/Incremental_Cost_Recommendations_Non_Lighting_050917.xlsx) | 166.52 | rate at $83.26/per labor hour, assume 2 hours work, reference: https://www.homewyse.com/costs/cost_of_energy_efficient_refrigerators.html | 122 | refrigerator |  | 122
Equipment | Energy Star Refrigerator | One Refrigerator/Freezer meeting ENERGY STAR® 5.0 Standards | One Refrigerator/Freezer meeting Federal Standard | Commercial | Turnover | Grocery | FL Zone 2 | Per Appliance | 45.6% | 607.13 | 473.63 | 133.5 | 0.21989 | 12 | 0.017577 | 0.01383 | 907 | NEEP Incremental Cost Recommendations 2017 - average of refrigerator types (https://neep.org/sites/default/files/resources/Incremental_Cost_Recommendations_Non_Lighting_050917.xlsx) | 166.52 | rate at $83.26/per labor hour, assume 2 hours work, reference: https://www.homewyse.com/costs/cost_of_energy_efficient_refrigerators.html | 1029 | NEEP Incremental Cost Recommendations 2017 - average of refrigerator types (https://neep.org/sites/default/files/resources/Incremental_Cost_Recommendations_Non_Lighting_050917.xlsx) | 166.52 | rate at $83.26/per labor hour, assume 2 hours work, reference: https://www.homewyse.com/costs/cost_of_energy_efficient_refrigerators.html | 122 | refrigerator |  | 122
Equipment | Energy Star Refrigerator | One Refrigerator/Freezer meeting ENERGY STAR® 5.0 Standards | One Refrigerator/Freezer meeting Federal Standard | Commercial | Turnover | Healthcare | FL Zone 2 | Per Appliance | 35.47% | 607.13 | 473.63 | 133.5 | 0.21989 | 12 | 0.017577 | 0.01383 | 907 | NEEP Incremental Cost Recommendations 2017 - average of refrigerator types (https://neep.org/sites/default/files/resources/Incremental_Cost_Recommendations_Non_Lighting_050917.xlsx) | 166.52 | rate at $83.26/per labor hour, assume 2 hours work, reference: https://www.homewyse.com/costs/cost_of_energy_efficient_refrigerators.html | 1029 | NEEP Incremental Cost Recommendations 2017 - average of refrigerator types (https://neep.org/sites/default/files/resources/Incremental_Cost_Recommendations_Non_Lighting_050917.xlsx) | 166.52 | rate at $83.26/per labor hour, assume 2 hours work, reference: https://www.homewyse.com/costs/cost_of_energy_efficient_refrigerators.html | 122 | refrigerator |  | 122
Equipment | Energy Star Refrigerator | One Refrigerator/Freezer meeting ENERGY STAR® 5.0 Standards | One Refrigerator/Freezer meeting Federal Standard | Commercial | Turnover | Hospitals | FL Zone 2 | Per Appliance | 45.6% | 607.13 | 473.63 | 133.5 | 0.21989 | 12 | 0.017577 | 0.01383 | 907 | NEEP Incremental Cost Recommendations 2017 - average of refrigerator types (https://neep.org/sites/default/files/resources/Incremental_Cost_Recommendations_Non_Lighting_050917.xlsx) | 166.52 | rate at $83.26/per labor hour, assume 2 hours work, reference: https://www.homewyse.com/costs/cost_of_energy_efficient_refrigerators.html | 1029 | NEEP Incremental Cost Recommendations 2017 - average of refrigerator types (https://neep.org/sites/default/files/resources/Incremental_Cost_Recommendations_Non_Lighting_050917.xlsx) | 166.52 | rate at $83.26/per labor hour, assume 2 hours work, reference: https://www.homewyse.com/costs/cost_of_energy_efficient_refrigerators.html | 122 | refrigerator |  | 122
Equipment | Energy Star Refrigerator | One Refrigerator/Freezer meeting ENERGY STAR® 5.0 Standards | One Refrigerator/Freezer meeting Federal Standard | Commercial | Turnover | Institutional | FL Zone 2 | Per Appliance | 45.6% | 607.13 | 473.63 | 133.5 | 0.21989 | 12 | 0.017577 | 0.01383 | 907 | NEEP Incremental Cost Recommendations 2017 - average of refrigerator types (https://neep.org/sites/default/files/resources/Incremental_Cost_Recommendations_Non_Lighting_050917.xlsx) | 166.52 | rate at $83.26/per labor hour, assume 2 hours work, reference: https://www.homewyse.com/costs/cost_of_energy_efficient_refrigerators.html | 1029 | NEEP Incremental Cost Recommendations 2017 - average of refrigerator types (https://neep.org/sites/default/files/resources/Incremental_Cost_Recommendations_Non_Lighting_050917.xlsx) | 166.52 | rate at $83.26/per labor hour, assume 2 hours work, reference: https://www.homewyse.com/costs/cost_of_energy_efficient_refrigerators.html | 122 | refrigerator |  | 122
Equipment | Energy Star Refrigerator | One Refrigerator/Freezer meeting ENERGY STAR® 5.0 Standards | One Refrigerator/Freezer meeting Federal Standard | Commercial | Turnover | Lodging/Hospitality | FL Zone 2 | Per Appliance | 45.6% | 607.13 | 473.63 | 133.5 | 0.21989 | 12 | 0.017577 | 0.01383 | 907 | NEEP Incremental Cost Recommendations 2017 - average of refrigerator types (https://neep.org/sites/default/files/resources/Incremental_Cost_Recommendations_Non_Lighting_050917.xlsx) | 166.52 | rate at $83.26/per labor hour, assume 2 hours work, reference: https://www.homewyse.com/costs/cost_of_energy_efficient_refrigerators.html | 1029 | NEEP Incremental Cost Recommendations 2017 - average of refrigerator types (https://neep.org/sites/default/files/resources/Incremental_Cost_Recommendations_Non_Lighting_050917.xlsx) | 166.52 | rate at $83.26/per labor hour, assume 2 hours work, reference: https://www.homewyse.com/costs/cost_of_energy_efficient_refrigerators.html | 122 | refrigerator |  | 122
Equipment | Energy Star Refrigerator | One Refrigerator/Freezer meeting ENERGY STAR® 5.0 Standards | One Refrigerator/Freezer meeting Federal Standard | Commercial | Turnover | Miscellaneous | FL Zone 2 | Per Appliance | 45.6% | 607.13 | 473.63 | 133.5 | 0.21989 | 12 | 0.017577 | 0.01383 | 907 | NEEP Incremental Cost Recommendations 2017 - average of refrigerator types (https://neep.org/sites/default/files/resources/Incremental_Cost_Recommendations_Non_Lighting_050917.xlsx) | 166.52 | rate at $83.26/per labor hour, assume 2 hours work, reference: https://www.homewyse.com/costs/cost_of_energy_efficient_refrigerators.html | 1029 | NEEP Incremental Cost Recommendations 2017 - average of refrigerator types (https://neep.org/sites/default/files/resources/Incremental_Cost_Recommendations_Non_Lighting_050917.xlsx) | 166.52 | rate at $83.26/per labor hour, assume 2 hours work, reference: https://www.homewyse.com/costs/cost_of_energy_efficient_refrigerators.html | 122 | refrigerator |  | 122
Equipment | Energy Star Refrigerator | One Refrigerator/Freezer meeting ENERGY STAR® 5.0 Standards | One Refrigerator/Freezer meeting Federal Standard | Commercial | Turnover | Offices | FL Zone 2 | Per Appliance | 45.6% | 607.13 | 473.63 | 133.5 | 0.21989 | 12 | 0.017577 | 0.01383 | 907 | NEEP Incremental Cost Recommendations 2017 - average of refrigerator types (https://neep.org/sites/default/files/resources/Incremental_Cost_Recommendations_Non_Lighting_050917.xlsx) | 166.52 | rate at $83.26/per labor hour, assume 2 hours work, reference: https://www.homewyse.com/costs/cost_of_energy_efficient_refrigerators.html | 1029 | NEEP Incremental Cost Recommendations 2017 - average of refrigerator types (https://neep.org/sites/default/files/resources/Incremental_Cost_Recommendations_Non_Lighting_050917.xlsx) | 166.52 | rate at $83.26/per labor hour, assume 2 hours work, reference: https://www.homewyse.com/costs/cost_of_energy_efficient_refrigerators.html | 122 | refrigerator |  | 122
Equipment | Energy Star Refrigerator | One Refrigerator/Freezer meeting ENERGY STAR® 5.0 Standards | One Refrigerator/Freezer meeting Federal Standard | Commercial | Turnover | Restaurants | FL Zone 2 | Per Appliance | 45.6% | 607.13 | 473.63 | 133.5 | 0.21989 | 12 | 0.017577 | 0.01383 | 907 | NEEP Incremental Cost Recommendations 2017 - average of refrigerator types (https://neep.org/sites/default/files/resources/Incremental_Cost_Recommendations_Non_Lighting_050917.xlsx) | 166.52 | rate at $83.26/per labor hour, assume 2 hours work, reference: https://www.homewyse.com/costs/cost_of_energy_efficient_refrigerators.html | 1029 | NEEP Incremental Cost Recommendations 2017 - average of refrigerator types (https://neep.org/sites/default/files/resources/Incremental_Cost_Recommendations_Non_Lighting_050917.xlsx) | 166.52 | rate at $83.26/per labor hour, assume 2 hours work, reference: https://www.homewyse.com/costs/cost_of_energy_efficient_refrigerators.html | 122 | refrigerator |  | 122
Equipment | Energy Star Refrigerator | One Refrigerator/Freezer meeting ENERGY STAR® 5.0 Standards | One Refrigerator/Freezer meeting Federal Standard | Commercial | Turnover | Retail | FL Zone 2 | Per Appliance | 45.6% | 607.13 | 473.63 | 133.5 | 0.21989 | 12 | 0.017577 | 0.01383 | 907 | NEEP Incremental Cost Recommendations 2017 - average of refrigerator types (https://neep.org/sites/default/files/resources/Incremental_Cost_Recommendations_Non_Lighting_050917.xlsx) | 166.52 | rate at $83.26/per labor hour, assume 2 hours work, reference: https://www.homewyse.com/costs/cost_of_energy_efficient_refrigerators.html | 1029 | NEEP Incremental Cost Recommendations 2017 - average of refrigerator types (https://neep.org/sites/default/files/resources/Incremental_Cost_Recommendations_Non_Lighting_050917.xlsx) | 166.52 | rate at $83.26/per labor hour, assume 2 hours work, reference: https://www.homewyse.com/costs/cost_of_energy_efficient_refrigerators.html | 122 | refrigerator |  | 122
Equipment | Energy Star Refrigerator | One Refrigerator/Freezer meeting ENERGY STAR® 5.0 Standards | One Refrigerator/Freezer meeting Federal Standard | Commercial | Turnover | Schools K-12 | FL Zone 2 | Per Appliance | 45.6% | 607.13 | 473.63 | 133.5 | 0.21989 | 12 | 0.017577 | 0.01383 | 907 | NEEP Incremental Cost Recommendations 2017 - average of refrigerator types (https://neep.org/sites/default/files/resources/Incremental_Cost_Recommendations_Non_Lighting_050917.xlsx) | 166.52 | rate at $83.26/per labor hour, assume 2 hours work, reference: https://www.homewyse.com/costs/cost_of_energy_efficient_refrigerators.html | 1029 | NEEP Incremental Cost Recommendations 2017 - average of refrigerator types (https://neep.org/sites/default/files/resources/Incremental_Cost_Recommendations_Non_Lighting_050917.xlsx) | 166.52 | rate at $83.26/per labor hour, assume 2 hours work, reference: https://www.homewyse.com/costs/cost_of_energy_efficient_refrigerators.html | 122 | refrigerator |  | 122
Equipment | Energy Star Refrigerator | One Refrigerator/Freezer meeting ENERGY STAR® 5.0 Standards | One Refrigerator/Freezer meeting Federal Standard | Commercial | Turnover | Warehouse | FL Zone 2 | Per Appliance | 45.6% | 607.13 | 473.63 | 133.5 | 0.21989 | 12 | 0.017577 | 0.01383 | 907 | NEEP Incremental Cost Recommendations 2017 - average of refrigerator types (https://neep.org/sites/default/files/resources/Incremental_Cost_Recommendations_Non_Lighting_050917.xlsx) | 166.52 | rate at $83.26/per labor hour, assume 2 hours work, reference: https://www.homewyse.com/costs/cost_of_energy_efficient_refrigerators.html | 1029 | NEEP Incremental Cost Recommendations 2017 - average of refrigerator types (https://neep.org/sites/default/files/resources/Incremental_Cost_Recommendations_Non_Lighting_050917.xlsx) | 166.52 | rate at $83.26/per labor hour, assume 2 hours work, reference: https://www.homewyse.com/costs/cost_of_energy_efficient_refrigerators.html | 122 | refrigerator |  | 122
Equipment | Energy Star Refrigerator | One Refrigerator/Freezer meeting ENERGY STAR® 5.0 Standards | One Refrigerator/Freezer meeting Federal Standard | Commercial | New | Assembly | FL Zone 2 | Per Appliance | 35.47% | 607.13 | 473.63 | 133.5 | 0.21989 | 12 | 0.017577 | 0.01383 | 907 | NEEP Incremental Cost Recommendations 2017 - average of refrigerator types (https://neep.org/sites/default/files/resources/Incremental_Cost_Recommendations_Non_Lighting_050917.xlsx) | 166.52 | rate at $83.26/per labor hour, assume 2 hours work, reference: https://www.homewyse.com/costs/cost_of_energy_efficient_refrigerators.html | 1029 | NEEP Incremental Cost Recommendations 2017 - average of refrigerator types (https://neep.org/sites/default/files/resources/Incremental_Cost_Recommendations_Non_Lighting_050917.xlsx) | 166.52 | rate at $83.26/per labor hour, assume 2 hours work, reference: https://www.homewyse.com/costs/cost_of_energy_efficient_refrigerators.html | 122 | refrigerator |  | 122
Equipment | Energy Star Refrigerator | One Refrigerator/Freezer meeting ENERGY STAR® 5.0 Standards | One Refrigerator/Freezer meeting Federal Standard | Commercial | New | College and University | FL Zone 2 | Per Appliance | 53.2% | 607.13 | 473.63 | 133.5 | 0.21989 | 12 | 0.017577 | 0.01383 | 907 | NEEP Incremental Cost Recommendations 2017 - average of refrigerator types (https://neep.org/sites/default/files/resources/Incremental_Cost_Recommendations_Non_Lighting_050917.xlsx) | 166.52 | rate at $83.26/per labor hour, assume 2 hours work, reference: https://www.homewyse.com/costs/cost_of_energy_efficient_refrigerators.html | 1029 | NEEP Incremental Cost Recommendations 2017 - average of refrigerator types (https://neep.org/sites/default/files/resources/Incremental_Cost_Recommendations_Non_Lighting_050917.xlsx) | 166.52 | rate at $83.26/per labor hour, assume 2 hours work, reference: https://www.homewyse.com/costs/cost_of_energy_efficient_refrigerators.html | 122 | refrigerator |  | 122
Equipment | Energy Star Refrigerator | One Refrigerator/Freezer meeting ENERGY STAR® 5.0 Standards | One Refrigerator/Freezer meeting Federal Standard | Commercial | New | Grocery | FL Zone 2 | Per Appliance | 53.2% | 607.13 | 473.63 | 133.5 | 0.21989 | 12 | 0.017577 | 0.01383 | 907 | NEEP Incremental Cost Recommendations 2017 - average of refrigerator types (https://neep.org/sites/default/files/resources/Incremental_Cost_Recommendations_Non_Lighting_050917.xlsx) | 166.52 | rate at $83.26/per labor hour, assume 2 hours work, reference: https://www.homewyse.com/costs/cost_of_energy_efficient_refrigerators.html | 1029 | NEEP Incremental Cost Recommendations 2017 - average of refrigerator types (https://neep.org/sites/default/files/resources/Incremental_Cost_Recommendations_Non_Lighting_050917.xlsx) | 166.52 | rate at $83.26/per labor hour, assume 2 hours work, reference: https://www.homewyse.com/costs/cost_of_energy_efficient_refrigerators.html | 122 | refrigerator |  | 122
Equipment | Energy Star Refrigerator | One Refrigerator/Freezer meeting ENERGY STAR® 5.0 Standards | One Refrigerator/Freezer meeting Federal Standard | Commercial | New | Healthcare | FL Zone 2 | Per Appliance | 35.47% | 607.13 | 473.63 | 133.5 | 0.21989 | 12 | 0.017577 | 0.01383 | 907 | NEEP Incremental Cost Recommendations 2017 - average of refrigerator types (https://neep.org/sites/default/files/resources/Incremental_Cost_Recommendations_Non_Lighting_050917.xlsx) | 166.52 | rate at $83.26/per labor hour, assume 2 hours work, reference: https://www.homewyse.com/costs/cost_of_energy_efficient_refrigerators.html | 1029 | NEEP Incremental Cost Recommendations 2017 - average of refrigerator types (https://neep.org/sites/default/files/resources/Incremental_Cost_Recommendations_Non_Lighting_050917.xlsx) | 166.52 | rate at $83.26/per labor hour, assume 2 hours work, reference: https://www.homewyse.com/costs/cost_of_energy_efficient_refrigerators.html | 122 | refrigerator |  | 122
Equipment | Energy Star Refrigerator | One Refrigerator/Freezer meeting ENERGY STAR® 5.0 Standards | One Refrigerator/Freezer meeting Federal Standard | Commercial | New | Hospitals | FL Zone 2 | Per Appliance | 53.2% | 607.13 | 473.63 | 133.5 | 0.21989 | 12 | 0.017577 | 0.01383 | 907 | NEEP Incremental Cost Recommendations 2017 - average of refrigerator types (https://neep.org/sites/default/files/resources/Incremental_Cost_Recommendations_Non_Lighting_050917.xlsx) | 166.52 | rate at $83.26/per labor hour, assume 2 hours work, reference: https://www.homewyse.com/costs/cost_of_energy_efficient_refrigerators.html | 1029 | NEEP Incremental Cost Recommendations 2017 - average of refrigerator types (https://neep.org/sites/default/files/resources/Incremental_Cost_Recommendations_Non_Lighting_050917.xlsx) | 166.52 | rate at $83.26/per labor hour, assume 2 hours work, reference: https://www.homewyse.com/costs/cost_of_energy_efficient_refrigerators.html | 122 | refrigerator |  | 122
Equipment | Energy Star Refrigerator | One Refrigerator/Freezer meeting ENERGY STAR® 5.0 Standards | One Refrigerator/Freezer meeting Federal Standard | Commercial | New | Institutional | FL Zone 2 | Per Appliance | 53.2% | 607.13 | 473.63 | 133.5 | 0.21989 | 12 | 0.017577 | 0.01383 | 907 | NEEP Incremental Cost Recommendations 2017 - average of refrigerator types (https://neep.org/sites/default/files/resources/Incremental_Cost_Recommendations_Non_Lighting_050917.xlsx) | 166.52 | rate at $83.26/per labor hour, assume 2 hours work, reference: https://www.homewyse.com/costs/cost_of_energy_efficient_refrigerators.html | 1029 | NEEP Incremental Cost Recommendations 2017 - average of refrigerator types (https://neep.org/sites/default/files/resources/Incremental_Cost_Recommendations_Non_Lighting_050917.xlsx) | 166.52 | rate at $83.26/per labor hour, assume 2 hours work, reference: https://www.homewyse.com/costs/cost_of_energy_efficient_refrigerators.html | 122 | refrigerator |  | 122
Equipment | Energy Star Refrigerator | One Refrigerator/Freezer meeting ENERGY STAR® 5.0 Standards | One Refrigerator/Freezer meeting Federal Standard | Commercial | New | Lodging/Hospitality | FL Zone 2 | Per Appliance | 53.2% | 607.13 | 473.63 | 133.5 | 0.21989 | 12 | 0.017577 | 0.01383 | 907 | NEEP Incremental Cost Recommendations 2017 - average of refrigerator types (https://neep.org/sites/default/files/resources/Incremental_Cost_Recommendations_Non_Lighting_050917.xlsx) | 166.52 | rate at $83.26/per labor hour, assume 2 hours work, reference: https://www.homewyse.com/costs/cost_of_energy_efficient_refrigerators.html | 1029 | NEEP Incremental Cost Recommendations 2017 - average of refrigerator types (https://neep.org/sites/default/files/resources/Incremental_Cost_Recommendations_Non_Lighting_050917.xlsx) | 166.52 | rate at $83.26/per labor hour, assume 2 hours work, reference: https://www.homewyse.com/costs/cost_of_energy_efficient_refrigerators.html | 122 | refrigerator |  | 122
Equipment | Energy Star Refrigerator | One Refrigerator/Freezer meeting ENERGY STAR® 5.0 Standards | One Refrigerator/Freezer meeting Federal Standard | Commercial | New | Miscellaneous | FL Zone 2 | Per Appliance | 53.2% | 607.13 | 473.63 | 133.5 | 0.21989 | 12 | 0.017577 | 0.01383 | 907 | NEEP Incremental Cost Recommendations 2017 - average of refrigerator types (https://neep.org/sites/default/files/resources/Incremental_Cost_Recommendations_Non_Lighting_050917.xlsx) | 166.52 | rate at $83.26/per labor hour, assume 2 hours work, reference: https://www.homewyse.com/costs/cost_of_energy_efficient_refrigerators.html | 1029 | NEEP Incremental Cost Recommendations 2017 - average of refrigerator types (https://neep.org/sites/default/files/resources/Incremental_Cost_Recommendations_Non_Lighting_050917.xlsx) | 166.52 | rate at $83.26/per labor hour, assume 2 hours work, reference: https://www.homewyse.com/costs/cost_of_energy_efficient_refrigerators.html | 122 | refrigerator |  | 122
Equipment | Energy Star Refrigerator | One Refrigerator/Freezer meeting ENERGY STAR® 5.0 Standards | One Refrigerator/Freezer meeting Federal Standard | Commercial | New | Offices | FL Zone 2 | Per Appliance | 53.2% | 607.13 | 473.63 | 133.5 | 0.21989 | 12 | 0.017577 | 0.01383 | 907 | NEEP Incremental Cost Recommendations 2017 - average of refrigerator types (https://neep.org/sites/default/files/resources/Incremental_Cost_Recommendations_Non_Lighting_050917.xlsx) | 166.52 | rate at $83.26/per labor hour, assume 2 hours work, reference: https://www.homewyse.com/costs/cost_of_energy_efficient_refrigerators.html | 1029 | NEEP Incremental Cost Recommendations 2017 - average of refrigerator types (https://neep.org/sites/default/files/resources/Incremental_Cost_Recommendations_Non_Lighting_050917.xlsx) | 166.52 | rate at $83.26/per labor hour, assume 2 hours work, reference: https://www.homewyse.com/costs/cost_of_energy_efficient_refrigerators.html | 122 | refrigerator |  | 122
Equipment | Energy Star Refrigerator | One Refrigerator/Freezer meeting ENERGY STAR® 5.0 Standards | One Refrigerator/Freezer meeting Federal Standard | Commercial | New | Restaurants | FL Zone 2 | Per Appliance | 53.2% | 607.13 | 473.63 | 133.5 | 0.21989 | 12 | 0.017577 | 0.01383 | 907 | NEEP Incremental Cost Recommendations 2017 - average of refrigerator types (https://neep.org/sites/default/files/resources/Incremental_Cost_Recommendations_Non_Lighting_050917.xlsx) | 166.52 | rate at $83.26/per labor hour, assume 2 hours work, reference: https://www.homewyse.com/costs/cost_of_energy_efficient_refrigerators.html | 1029 | NEEP Incremental Cost Recommendations 2017 - average of refrigerator types (https://neep.org/sites/default/files/resources/Incremental_Cost_Recommendations_Non_Lighting_050917.xlsx) | 166.52 | rate at $83.26/per labor hour, assume 2 hours work, reference: https://www.homewyse.com/costs/cost_of_energy_efficient_refrigerators.html | 122 | refrigerator |  | 122
Equipment | Energy Star Refrigerator | One Refrigerator/Freezer meeting ENERGY STAR® 5.0 Standards | One Refrigerator/Freezer meeting Federal Standard | Commercial | New | Retail | FL Zone 2 | Per Appliance | 53.2% | 607.13 | 473.63 | 133.5 | 0.21989 | 12 | 0.017577 | 0.01383 | 907 | NEEP Incremental Cost Recommendations 2017 - average of refrigerator types (https://neep.org/sites/default/files/resources/Incremental_Cost_Recommendations_Non_Lighting_050917.xlsx) | 166.52 | rate at $83.26/per labor hour, assume 2 hours work, reference: https://www.homewyse.com/costs/cost_of_energy_efficient_refrigerators.html | 1029 | NEEP Incremental Cost Recommendations 2017 - average of refrigerator types (https://neep.org/sites/default/files/resources/Incremental_Cost_Recommendations_Non_Lighting_050917.xlsx) | 166.52 | rate at $83.26/per labor hour, assume 2 hours work, reference: https://www.homewyse.com/costs/cost_of_energy_efficient_refrigerators.html | 122 | refrigerator |  | 122
Equipment | Energy Star Refrigerator | One Refrigerator/Freezer meeting ENERGY STAR® 5.0 Standards | One Refrigerator/Freezer meeting Federal Standard | Commercial | New | Schools K-12 | FL Zone 2 | Per Appliance | 53.2% | 607.13 | 473.63 | 133.5 | 0.21989 | 12 | 0.017577 | 0.01383 | 907 | NEEP Incremental Cost Recommendations 2017 - average of refrigerator types (https://neep.org/sites/default/files/resources/Incremental_Cost_Recommendations_Non_Lighting_050917.xlsx) | 166.52 | rate at $83.26/per labor hour, assume 2 hours work, reference: https://www.homewyse.com/costs/cost_of_energy_efficient_refrigerators.html | 1029 | NEEP Incremental Cost Recommendations 2017 - average of refrigerator types (https://neep.org/sites/default/files/resources/Incremental_Cost_Recommendations_Non_Lighting_050917.xlsx) | 166.52 | rate at $83.26/per labor hour, assume 2 hours work, reference: https://www.homewyse.com/costs/cost_of_energy_efficient_refrigerators.html | 122 | refrigerator |  | 122
Equipment | Energy Star Refrigerator | One Refrigerator/Freezer meeting ENERGY STAR® 5.0 Standards | One Refrigerator/Freezer meeting Federal Standard | Commercial | New | Warehouse | FL Zone 2 | Per Appliance | 53.2% | 607.13 | 473.63 | 133.5 | 0.21989 | 12 | 0.017577 | 0.01383 | 907 | NEEP Incremental Cost Recommendations 2017 - average of refrigerator types (https://neep.org/sites/default/files/resources/Incremental_Cost_Recommendations_Non_Lighting_050917.xlsx) | 166.52 | rate at $83.26/per labor hour, assume 2 hours work, reference: https://www.homewyse.com/costs/cost_of_energy_efficient_refrigerators.html | 1029 | NEEP Incremental Cost Recommendations 2017 - average of refrigerator types (https://neep.org/sites/default/files/resources/Incremental_Cost_Recommendations_Non_Lighting_050917.xlsx) | 166.52 | rate at $83.26/per labor hour, assume 2 hours work, reference: https://www.homewyse.com/costs/cost_of_energy_efficient_refrigerators.html | 122 | refrigerator |  | 122
Equipment | Energy Star Vending Machine | One Refrigerated Vending Machine meeting ENERGY STAR® 3.2 Standards | One standard efficiency Refrigerated Vending Machine | Commercial | Turnover | Assembly | FL Zone 2 | Per Unit | 10.61% | 1460.365 | 934.6336 | 525.7314 | 0.36 | 14 | 0.082226 | 0.051367 | 0 | Reference source included incremental cost only | 0 | 0 | 500 | Illinois 2018 Statewide TRM, Section 4.6.5 | 0 | 0 | 500 | vending machine |  | 500
Equipment | Energy Star Vending Machine | One Refrigerated Vending Machine meeting ENERGY STAR® 3.2 Standards | One standard efficiency Refrigerated Vending Machine | Commercial | Turnover | College and University | FL Zone 2 | Per Unit | 4.15% | 1460.365 | 934.6336 | 525.7314 | 0.36 | 14 | 0.082504 | 0.051277 | 0 | Reference source included incremental cost only | 0 | 0 | 500 | Illinois 2018 Statewide TRM, Section 4.6.5 | 0 | 0 | 500 | vending machine |  | 500
Equipment | Energy Star Vending Machine | One Refrigerated Vending Machine meeting ENERGY STAR® 3.2 Standards | One standard efficiency Refrigerated Vending Machine | Commercial | Turnover | Grocery | FL Zone 2 | Per Unit | 62.25% | 1460.365 | 934.6336 | 525.7314 | 0.36 | 14 | 0.082226 | 0.051367 | 0 | Reference source included incremental cost only | 0 | 0 | 500 | Illinois 2018 Statewide TRM, Section 4.6.5 | 0 | 0 | 500 | vending machine |  | 500
Equipment | Energy Star Vending Machine | One Refrigerated Vending Machine meeting ENERGY STAR® 3.2 Standards | One standard efficiency Refrigerated Vending Machine | Commercial | Turnover | Healthcare | FL Zone 2 | Per Unit | 4.15% | 1460.365 | 934.6336 | 525.7314 | 0.36 | 14 | 0.082504 | 0.051277 | 0 | Reference source included incremental cost only | 0 | 0 | 500 | Illinois 2018 Statewide TRM, Section 4.6.5 | 0 | 0 | 500 | vending machine |  | 500
Equipment | Energy Star Vending Machine | One Refrigerated Vending Machine meeting ENERGY STAR® 3.2 Standards | One standard efficiency Refrigerated Vending Machine | Commercial | Turnover | Hospitals | FL Zone 2 | Per Unit | 4.15% | 1460.365 | 934.6336 | 525.7314 | 0.36 | 14 | 0.082504 | 0.051277 | 0 | Reference source included incremental cost only | 0 | 0 | 500 | Illinois 2018 Statewide TRM, Section 4.6.5 | 0 | 0 | 500 | vending machine |  | 500
Equipment | Energy Star Vending Machine | One Refrigerated Vending Machine meeting ENERGY STAR® 3.2 Standards | One standard efficiency Refrigerated Vending Machine | Commercial | Turnover | Institutional | FL Zone 2 | Per Unit | 0% | 1460.365 | 934.6336 | 525.7314 | 0.36 | 14 | 0.082226 | 0.051367 | 0 | Reference source included incremental cost only | 0 | 0 | 500 | Illinois 2018 Statewide TRM, Section 4.6.5 | 0 | 0 | 500 | vending machine |  | 500
Equipment | Energy Star Vending Machine | One Refrigerated Vending Machine meeting ENERGY STAR® 3.2 Standards | One standard efficiency Refrigerated Vending Machine | Commercial | Turnover | Lodging/Hospitality | FL Zone 2 | Per Unit | 4.15% | 1460.365 | 934.6336 | 525.7314 | 0.36 | 14 | 0.082504 | 0.051277 | 0 | Reference source included incremental cost only | 0 | 0 | 500 | Illinois 2018 Statewide TRM, Section 4.6.5 | 0 | 0 | 500 | vending machine |  | 500
Equipment | Energy Star Vending Machine | One Refrigerated Vending Machine meeting ENERGY STAR® 3.2 Standards | One standard efficiency Refrigerated Vending Machine | Commercial | Turnover | Miscellaneous | FL Zone 2 | Per Unit | 0% | 1460.365 | 934.6336 | 525.7314 | 0.36 | 14 | 0.082226 | 0.051367 | 0 | Reference source included incremental cost only | 0 | 0 | 500 | Illinois 2018 Statewide TRM, Section 4.6.5 | 0 | 0 | 500 | vending machine |  | 500
Equipment | Energy Star Vending Machine | One Refrigerated Vending Machine meeting ENERGY STAR® 3.2 Standards | One standard efficiency Refrigerated Vending Machine | Commercial | Turnover | Offices | FL Zone 2 | Per Unit | 10.61% | 1460.365 | 934.6336 | 525.7314 | 0.36 | 14 | 0.082226 | 0.051367 | 0 | Reference source included incremental cost only | 0 | 0 | 500 | Illinois 2018 Statewide TRM, Section 4.6.5 | 0 | 0 | 500 | vending machine |  | 500
Equipment | Energy Star Vending Machine | One Refrigerated Vending Machine meeting ENERGY STAR® 3.2 Standards | One standard efficiency Refrigerated Vending Machine | Commercial | Turnover | Restaurants | FL Zone 2 | Per Unit | 4.15% | 1460.365 | 934.6336 | 525.7314 | 0.36 | 14 | 0.082504 | 0.051277 | 0 | Reference source included incremental cost only | 0 | 0 | 500 | Illinois 2018 Statewide TRM, Section 4.6.5 | 0 | 0 | 500 | vending machine |  | 500
Equipment | Energy Star Vending Machine | One Refrigerated Vending Machine meeting ENERGY STAR® 3.2 Standards | One standard efficiency Refrigerated Vending Machine | Commercial | Turnover | Retail | FL Zone 2 | Per Unit | 4.15% | 1460.365 | 934.6336 | 525.7314 | 0.36 | 14 | 0.082226 | 0.051367 | 0 | Reference source included incremental cost only | 0 | 0 | 500 | Illinois 2018 Statewide TRM, Section 4.6.5 | 0 | 0 | 500 | vending machine |  | 500
Equipment | Energy Star Vending Machine | One Refrigerated Vending Machine meeting ENERGY STAR® 3.2 Standards | One standard efficiency Refrigerated Vending Machine | Commercial | Turnover | Schools K-12 | FL Zone 2 | Per Unit | 4.15% | 1460.365 | 934.6336 | 525.7314 | 0.36 | 14 | 0.082504 | 0.051277 | 0 | Reference source included incremental cost only | 0 | 0 | 500 | Illinois 2018 Statewide TRM, Section 4.6.5 | 0 | 0 | 500 | vending machine |  | 500
Equipment | Energy Star Vending Machine | One Refrigerated Vending Machine meeting ENERGY STAR® 3.2 Standards | One standard efficiency Refrigerated Vending Machine | Commercial | Turnover | Warehouse | FL Zone 2 | Per Unit | 0% | 1460.365 | 934.6336 | 525.7314 | 0.36 | 14 | 0.082226 | 0.051367 | 0 | Reference source included incremental cost only | 0 | 0 | 500 | Illinois 2018 Statewide TRM, Section 4.6.5 | 0 | 0 | 500 | vending machine |  | 500
Equipment | Energy Star Vending Machine | One Refrigerated Vending Machine meeting ENERGY STAR® 3.2 Standards | One standard efficiency Refrigerated Vending Machine | Commercial | New | Assembly | FL Zone 2 | Per Unit | 10.61% | 1460.365 | 934.6336 | 525.7314 | 0.36 | 14 | 0.082226 | 0.051367 | 0 | Reference source included incremental cost only | 0 | 0 | 500 | Illinois 2018 Statewide TRM, Section 4.6.5 | 0 | 0 | 500 | vending machine |  | 500
Equipment | Energy Star Vending Machine | One Refrigerated Vending Machine meeting ENERGY STAR® 3.2 Standards | One standard efficiency Refrigerated Vending Machine | Commercial | New | College and University | FL Zone 2 | Per Unit | 4.15% | 1460.365 | 934.6336 | 525.7314 | 0.36 | 14 | 0.082504 | 0.051277 | 0 | Reference source included incremental cost only | 0 | 0 | 500 | Illinois 2018 Statewide TRM, Section 4.6.5 | 0 | 0 | 500 | vending machine |  | 500
Equipment | Energy Star Vending Machine | One Refrigerated Vending Machine meeting ENERGY STAR® 3.2 Standards | One standard efficiency Refrigerated Vending Machine | Commercial | New | Grocery | FL Zone 2 | Per Unit | 62.25% | 1460.365 | 934.6336 | 525.7314 | 0.36 | 14 | 0.082226 | 0.051367 | 0 | Reference source included incremental cost only | 0 | 0 | 500 | Illinois 2018 Statewide TRM, Section 4.6.5 | 0 | 0 | 500 | vending machine |  | 500
Equipment | Energy Star Vending Machine | One Refrigerated Vending Machine meeting ENERGY STAR® 3.2 Standards | One standard efficiency Refrigerated Vending Machine | Commercial | New | Healthcare | FL Zone 2 | Per Unit | 4.15% | 1460.365 | 934.6336 | 525.7314 | 0.36 | 14 | 0.082504 | 0.051277 | 0 | Reference source included incremental cost only | 0 | 0 | 500 | Illinois 2018 Statewide TRM, Section 4.6.5 | 0 | 0 | 500 | vending machine |  | 500
Equipment | Energy Star Vending Machine | One Refrigerated Vending Machine meeting ENERGY STAR® 3.2 Standards | One standard efficiency Refrigerated Vending Machine | Commercial | New | Hospitals | FL Zone 2 | Per Unit | 4.15% | 1460.365 | 934.6336 | 525.7314 | 0.36 | 14 | 0.082504 | 0.051277 | 0 | Reference source included incremental cost only | 0 | 0 | 500 | Illinois 2018 Statewide TRM, Section 4.6.5 | 0 | 0 | 500 | vending machine |  | 500
Equipment | Energy Star Vending Machine | One Refrigerated Vending Machine meeting ENERGY STAR® 3.2 Standards | One standard efficiency Refrigerated Vending Machine | Commercial | New | Institutional | FL Zone 2 | Per Unit | 0% | 1460.365 | 934.6336 | 525.7314 | 0.36 | 14 | 0.082226 | 0.051367 | 0 | Reference source included incremental cost only | 0 | 0 | 500 | Illinois 2018 Statewide TRM, Section 4.6.5 | 0 | 0 | 500 | vending machine |  | 500
Equipment | Energy Star Vending Machine | One Refrigerated Vending Machine meeting ENERGY STAR® 3.2 Standards | One standard efficiency Refrigerated Vending Machine | Commercial | New | Lodging/Hospitality | FL Zone 2 | Per Unit | 4.15% | 1460.365 | 934.6336 | 525.7314 | 0.36 | 14 | 0.082504 | 0.051277 | 0 | Reference source included incremental cost only | 0 | 0 | 500 | Illinois 2018 Statewide TRM, Section 4.6.5 | 0 | 0 | 500 | vending machine |  | 500
Equipment | Energy Star Vending Machine | One Refrigerated Vending Machine meeting ENERGY STAR® 3.2 Standards | One standard efficiency Refrigerated Vending Machine | Commercial | New | Miscellaneous | FL Zone 2 | Per Unit | 0% | 1460.365 | 934.6336 | 525.7314 | 0.36 | 14 | 0.082226 | 0.051367 | 0 | Reference source included incremental cost only | 0 | 0 | 500 | Illinois 2018 Statewide TRM, Section 4.6.5 | 0 | 0 | 500 | vending machine |  | 500
Equipment | Energy Star Vending Machine | One Refrigerated Vending Machine meeting ENERGY STAR® 3.2 Standards | One standard efficiency Refrigerated Vending Machine | Commercial | New | Offices | FL Zone 2 | Per Unit | 10.61% | 1460.365 | 934.6336 | 525.7314 | 0.36 | 14 | 0.082226 | 0.051367 | 0 | Reference source included incremental cost only | 0 | 0 | 500 | Illinois 2018 Statewide TRM, Section 4.6.5 | 0 | 0 | 500 | vending machine |  | 500
Equipment | Energy Star Vending Machine | One Refrigerated Vending Machine meeting ENERGY STAR® 3.2 Standards | One standard efficiency Refrigerated Vending Machine | Commercial | New | Restaurants | FL Zone 2 | Per Unit | 4.15% | 1460.365 | 934.6336 | 525.7314 | 0.36 | 14 | 0.082504 | 0.051277 | 0 | Reference source included incremental cost only | 0 | 0 | 500 | Illinois 2018 Statewide TRM, Section 4.6.5 | 0 | 0 | 500 | vending machine |  | 500
Equipment | Energy Star Vending Machine | One Refrigerated Vending Machine meeting ENERGY STAR® 3.2 Standards | One standard efficiency Refrigerated Vending Machine | Commercial | New | Retail | FL Zone 2 | Per Unit | 4.15% | 1460.365 | 934.6336 | 525.7314 | 0.36 | 14 | 0.082226 | 0.051367 | 0 | Reference source included incremental cost only | 0 | 0 | 500 | Illinois 2018 Statewide TRM, Section 4.6.5 | 0 | 0 | 500 | vending machine |  | 500
Equipment | Energy Star Vending Machine | One Refrigerated Vending Machine meeting ENERGY STAR® 3.2 Standards | One standard efficiency Refrigerated Vending Machine | Commercial | New | Schools K-12 | FL Zone 2 | Per Unit | 4.15% | 1460.365 | 934.6336 | 525.7314 | 0.36 | 14 | 0.082504 | 0.051277 | 0 | Reference source included incremental cost only | 0 | 0 | 500 | Illinois 2018 Statewide TRM, Section 4.6.5 | 0 | 0 | 500 | vending machine |  | 500
Equipment | Energy Star Vending Machine | One Refrigerated Vending Machine meeting ENERGY STAR® 3.2 Standards | One standard efficiency Refrigerated Vending Machine | Commercial | New | Warehouse | FL Zone 2 | Per Unit | 0% | 1460.365 | 934.6336 | 525.7314 | 0.36 | 14 | 0.082226 | 0.051367 | 0 | Reference source included incremental cost only | 0 | 0 | 500 | Illinois 2018 Statewide TRM, Section 4.6.5 | 0 | 0 | 500 | vending machine |  | 500
Equipment | Refrigerated Display Case LED Lighting | 60" Refrigerated Case LED Strip | Lumen-Equivalent 32-Watt T8 Fixture | Commercial | Turnover | Assembly | FL Zone 2 | Per Unit | 0% | 2434.55 | 2273.5603 | 160.9897 | 0.066127 | 8 | 0.024002 | 0.013074 | 0 | Reference source included incremental cost only | 0 | 0 | 55 | Illinois 2018 Statewide TRM, Section 4.5.4 | 0 | 0 | 55 | fixture (5 ft lamp) |  | 55
Equipment | Refrigerated Display Case LED Lighting | 60" Refrigerated Case LED Strip | Lumen-Equivalent 32-Watt T8 Fixture | Commercial | Turnover | College and University | FL Zone 2 | Per Unit | 0% | 2434.55 | 2273.5603 | 160.9897 | 0.066127 | 8 | 0.020873 | 0.017484 | 0 | Reference source included incremental cost only | 0 | 0 | 55 | Illinois 2018 Statewide TRM, Section 4.5.4 | 0 | 0 | 55 | fixture (5 ft lamp) |  | 55
Equipment | Refrigerated Display Case LED Lighting | 60" Refrigerated Case LED Strip | Lumen-Equivalent 32-Watt T8 Fixture | Commercial | Turnover | Grocery | FL Zone 2 | Per Unit | 35.63% | 2434.55 | 2273.5603 | 160.9897 | 0.066127 | 8 | 0.024002 | 0.013074 | 0 | Reference source included incremental cost only | 0 | 0 | 55 | Illinois 2018 Statewide TRM, Section 4.5.4 | 0 | 0 | 55 | fixture (5 ft lamp) |  | 55
Equipment | Refrigerated Display Case LED Lighting | 60" Refrigerated Case LED Strip | Lumen-Equivalent 32-Watt T8 Fixture | Commercial | Turnover | Healthcare | FL Zone 2 | Per Unit | 0% | 2434.55 | 2273.5603 | 160.9897 | 0.066127 | 8 | 0.020873 | 0.017484 | 0 | Reference source included incremental cost only | 0 | 0 | 55 | Illinois 2018 Statewide TRM, Section 4.5.4 | 0 | 0 | 55 | fixture (5 ft lamp) |  | 55
Equipment | Refrigerated Display Case LED Lighting | 60" Refrigerated Case LED Strip | Lumen-Equivalent 32-Watt T8 Fixture | Commercial | Turnover | Hospitals | FL Zone 2 | Per Unit | 0% | 2434.55 | 2273.5603 | 160.9897 | 0.066127 | 8 | 0.020873 | 0.017484 | 0 | Reference source included incremental cost only | 0 | 0 | 55 | Illinois 2018 Statewide TRM, Section 4.5.4 | 0 | 0 | 55 | fixture (5 ft lamp) |  | 55
Equipment | Refrigerated Display Case LED Lighting | 60" Refrigerated Case LED Strip | Lumen-Equivalent 32-Watt T8 Fixture | Commercial | Turnover | Institutional | FL Zone 2 | Per Unit | 0% | 2434.55 | 2273.5603 | 160.9897 | 0.066127 | 8 | 0.024002 | 0.013074 | 0 | Reference source included incremental cost only | 0 | 0 | 55 | Illinois 2018 Statewide TRM, Section 4.5.4 | 0 | 0 | 55 | fixture (5 ft lamp) |  | 55
Equipment | Refrigerated Display Case LED Lighting | 60" Refrigerated Case LED Strip | Lumen-Equivalent 32-Watt T8 Fixture | Commercial | Turnover | Lodging/Hospitality | FL Zone 2 | Per Unit | 0% | 2434.55 | 2273.5603 | 160.9897 | 0.066127 | 8 | 0.020873 | 0.017484 | 0 | Reference source included incremental cost only | 0 | 0 | 55 | Illinois 2018 Statewide TRM, Section 4.5.4 | 0 | 0 | 55 | fixture (5 ft lamp) |  | 55
Equipment | Refrigerated Display Case LED Lighting | 60" Refrigerated Case LED Strip | Lumen-Equivalent 32-Watt T8 Fixture | Commercial | Turnover | Miscellaneous | FL Zone 2 | Per Unit | 0% | 2434.55 | 2273.5603 | 160.9897 | 0.066127 | 8 | 0.024002 | 0.013074 | 0 | Reference source included incremental cost only | 0 | 0 | 55 | Illinois 2018 Statewide TRM, Section 4.5.4 | 0 | 0 | 55 | fixture (5 ft lamp) |  | 55
Equipment | Refrigerated Display Case LED Lighting | 60" Refrigerated Case LED Strip | Lumen-Equivalent 32-Watt T8 Fixture | Commercial | Turnover | Offices | FL Zone 2 | Per Unit | 0% | 2434.55 | 2273.5603 | 160.9897 | 0.066127 | 8 | 0.024002 | 0.013074 | 0 | Reference source included incremental cost only | 0 | 0 | 55 | Illinois 2018 Statewide TRM, Section 4.5.4 | 0 | 0 | 55 | fixture (5 ft lamp) |  | 55
Equipment | Refrigerated Display Case LED Lighting | 60" Refrigerated Case LED Strip | Lumen-Equivalent 32-Watt T8 Fixture | Commercial | Turnover | Restaurants | FL Zone 2 | Per Unit | 0% | 2434.55 | 2273.5603 | 160.9897 | 0.066127 | 8 | 0.020873 | 0.017484 | 0 | Reference source included incremental cost only | 0 | 0 | 55 | Illinois 2018 Statewide TRM, Section 4.5.4 | 0 | 0 | 55 | fixture (5 ft lamp) |  | 55
Equipment | Refrigerated Display Case LED Lighting | 60" Refrigerated Case LED Strip | Lumen-Equivalent 32-Watt T8 Fixture | Commercial | Turnover | Retail | FL Zone 2 | Per Unit | 0% | 2434.55 | 2273.5603 | 160.9897 | 0.066127 | 8 | 0.024002 | 0.013074 | 0 | Reference source included incremental cost only | 0 | 0 | 55 | Illinois 2018 Statewide TRM, Section 4.5.4 | 0 | 0 | 55 | fixture (5 ft lamp) |  | 55
Equipment | Refrigerated Display Case LED Lighting | 60" Refrigerated Case LED Strip | Lumen-Equivalent 32-Watt T8 Fixture | Commercial | Turnover | Schools K-12 | FL Zone 2 | Per Unit | 0% | 2434.55 | 2273.5603 | 160.9897 | 0.066127 | 8 | 0.020873 | 0.017484 | 0 | Reference source included incremental cost only | 0 | 0 | 55 | Illinois 2018 Statewide TRM, Section 4.5.4 | 0 | 0 | 55 | fixture (5 ft lamp) |  | 55
Equipment | Refrigerated Display Case LED Lighting | 60" Refrigerated Case LED Strip | Lumen-Equivalent 32-Watt T8 Fixture | Commercial | Turnover | Warehouse | FL Zone 2 | Per Unit | 0% | 2434.55 | 2273.5603 | 160.9897 | 0.066127 | 8 | 0.024002 | 0.013074 | 0 | Reference source included incremental cost only | 0 | 0 | 55 | Illinois 2018 Statewide TRM, Section 4.5.4 | 0 | 0 | 55 | fixture (5 ft lamp) |  | 55
Equipment | Refrigerated Display Case LED Lighting | 60" Refrigerated Case LED Strip | Lumen-Equivalent 32-Watt T8 Fixture | Commercial | New | Assembly | FL Zone 2 | Per Unit | 0% | 2434.55 | 2434.55 | 0 | 0 | 8 | 0 | 0 | 0 | Reference source included incremental cost only | 0 | 0 | 55 | Illinois 2018 Statewide TRM, Section 4.5.4 | 0 | 0 | 55 | fixture (5 ft lamp) |  | 55
Equipment | Refrigerated Display Case LED Lighting | 60" Refrigerated Case LED Strip | Lumen-Equivalent 32-Watt T8 Fixture | Commercial | New | College and University | FL Zone 2 | Per Unit | 0% | 2434.55 | 2434.55 | 0 | 0 | 8 | 0 | 0 | 0 | Reference source included incremental cost only | 0 | 0 | 55 | Illinois 2018 Statewide TRM, Section 4.5.4 | 0 | 0 | 55 | fixture (5 ft lamp) |  | 55
Equipment | Refrigerated Display Case LED Lighting | 60" Refrigerated Case LED Strip | Lumen-Equivalent 32-Watt T8 Fixture | Commercial | New | Grocery | FL Zone 2 | Per Unit | 0% | 2434.55 | 2434.55 | 0 | 0 | 8 | 0 | 0 | 0 | Reference source included incremental cost only | 0 | 0 | 55 | Illinois 2018 Statewide TRM, Section 4.5.4 | 0 | 0 | 55 | fixture (5 ft lamp) |  | 55
Equipment | Refrigerated Display Case LED Lighting | 60" Refrigerated Case LED Strip | Lumen-Equivalent 32-Watt T8 Fixture | Commercial | New | Healthcare | FL Zone 2 | Per Unit | 0% | 2434.55 | 2434.55 | 0 | 0 | 8 | 0 | 0 | 0 | Reference source included incremental cost only | 0 | 0 | 55 | Illinois 2018 Statewide TRM, Section 4.5.4 | 0 | 0 | 55 | fixture (5 ft lamp) |  | 55
Equipment | Refrigerated Display Case LED Lighting | 60" Refrigerated Case LED Strip | Lumen-Equivalent 32-Watt T8 Fixture | Commercial | New | Hospitals | FL Zone 2 | Per Unit | 0% | 2434.55 | 2434.55 | 0 | 0 | 8 | 0 | 0 | 0 | Reference source included incremental cost only | 0 | 0 | 55 | Illinois 2018 Statewide TRM, Section 4.5.4 | 0 | 0 | 55 | fixture (5 ft lamp) |  | 55
Equipment | Refrigerated Display Case LED Lighting | 60" Refrigerated Case LED Strip | Lumen-Equivalent 32-Watt T8 Fixture | Commercial | New | Institutional | FL Zone 2 | Per Unit | 0% | 2434.55 | 2434.55 | 0 | 0 | 8 | 0 | 0 | 0 | Reference source included incremental cost only | 0 | 0 | 55 | Illinois 2018 Statewide TRM, Section 4.5.4 | 0 | 0 | 55 | fixture (5 ft lamp) |  | 55
Equipment | Refrigerated Display Case LED Lighting | 60" Refrigerated Case LED Strip | Lumen-Equivalent 32-Watt T8 Fixture | Commercial | New | Lodging/Hospitality | FL Zone 2 | Per Unit | 0% | 2434.55 | 2434.55 | 0 | 0 | 8 | 0 | 0 | 0 | Reference source included incremental cost only | 0 | 0 | 55 | Illinois 2018 Statewide TRM, Section 4.5.4 | 0 | 0 | 55 | fixture (5 ft lamp) |  | 55
Equipment | Refrigerated Display Case LED Lighting | 60" Refrigerated Case LED Strip | Lumen-Equivalent 32-Watt T8 Fixture | Commercial | New | Miscellaneous | FL Zone 2 | Per Unit | 0% | 2434.55 | 2434.55 | 0 | 0 | 8 | 0 | 0 | 0 | Reference source included incremental cost only | 0 | 0 | 55 | Illinois 2018 Statewide TRM, Section 4.5.4 | 0 | 0 | 55 | fixture (5 ft lamp) |  | 55
Equipment | Refrigerated Display Case LED Lighting | 60" Refrigerated Case LED Strip | Lumen-Equivalent 32-Watt T8 Fixture | Commercial | New | Offices | FL Zone 2 | Per Unit | 0% | 2434.55 | 2434.55 | 0 | 0 | 8 | 0 | 0 | 0 | Reference source included incremental cost only | 0 | 0 | 55 | Illinois 2018 Statewide TRM, Section 4.5.4 | 0 | 0 | 55 | fixture (5 ft lamp) |  | 55
Equipment | Refrigerated Display Case LED Lighting | 60" Refrigerated Case LED Strip | Lumen-Equivalent 32-Watt T8 Fixture | Commercial | New | Restaurants | FL Zone 2 | Per Unit | 0% | 2434.55 | 2434.55 | 0 | 0 | 8 | 0 | 0 | 0 | Reference source included incremental cost only | 0 | 0 | 55 | Illinois 2018 Statewide TRM, Section 4.5.4 | 0 | 0 | 55 | fixture (5 ft lamp) |  | 55
Equipment | Refrigerated Display Case LED Lighting | 60" Refrigerated Case LED Strip | Lumen-Equivalent 32-Watt T8 Fixture | Commercial | New | Retail | FL Zone 2 | Per Unit | 0% | 2434.55 | 2434.55 | 0 | 0 | 8 | 0 | 0 | 0 | Reference source included incremental cost only | 0 | 0 | 55 | Illinois 2018 Statewide TRM, Section 4.5.4 | 0 | 0 | 55 | fixture (5 ft lamp) |  | 55
Equipment | Refrigerated Display Case LED Lighting | 60" Refrigerated Case LED Strip | Lumen-Equivalent 32-Watt T8 Fixture | Commercial | New | Schools K-12 | FL Zone 2 | Per Unit | 0% | 2434.55 | 2434.55 | 0 | 0 | 8 | 0 | 0 | 0 | Reference source included incremental cost only | 0 | 0 | 55 | Illinois 2018 Statewide TRM, Section 4.5.4 | 0 | 0 | 55 | fixture (5 ft lamp) |  | 55
Equipment | Refrigerated Display Case LED Lighting | 60" Refrigerated Case LED Strip | Lumen-Equivalent 32-Watt T8 Fixture | Commercial | New | Warehouse | FL Zone 2 | Per Unit | 0% | 2434.55 | 2434.55 | 0 | 0 | 8 | 0 | 0 | 0 | Reference source included incremental cost only | 0 | 0 | 55 | Illinois 2018 Statewide TRM, Section 4.5.4 | 0 | 0 | 55 | fixture (5 ft lamp) |  | 55
Equipment | 10HP Open Drip-Proof(ODP) Motor | High Efficiency 10 HP Open-Drip Proof Motor, 4-Pole, 1800 RPM | 10 HP Open-Drip Proof Motor with EPACT 1992 Efficiency | Commercial | Turnover | Assembly | FL Zone 2 | Per Unit | 29.73% | 20689.9073 | 20466.7152 | 223.1921 | 0.010787 | 15 | 0.030596 | 0.0075551 | 1475.12 | Minnesota 2016 Statewide TRM, Appendix C | 0 | 0 | 2220.27 | Minnesota 2016 Statewide TRM, Appendix C | 0 | 0 | 745.15 | motor (10 hp) |  | 745.15
Equipment | 10HP Open Drip-Proof(ODP) Motor | High Efficiency 10 HP Open-Drip Proof Motor, 4-Pole, 1800 RPM | 10 HP Open-Drip Proof Motor with EPACT 1992 Efficiency | Commercial | Turnover | College and University | FL Zone 2 | Per Unit | 29.73% | 20689.9073 | 20466.7152 | 223.1921 | 0.010787 | 15 | 0.028938 | 0.024239 | 1475.12 | Minnesota 2016 Statewide TRM, Appendix C | 0 | 0 | 2220.27 | Minnesota 2016 Statewide TRM, Appendix C | 0 | 0 | 745.15 | motor (10 hp) |  | 745.15
Equipment | 10HP Open Drip-Proof(ODP) Motor | High Efficiency 10 HP Open-Drip Proof Motor, 4-Pole, 1800 RPM | 10 HP Open-Drip Proof Motor with EPACT 1992 Efficiency | Commercial | Turnover | Grocery | FL Zone 2 | Per Unit | 29.73% | 20689.9073 | 20466.7152 | 223.1921 | 0.010787 | 15 | 0.030596 | 0.0075551 | 1475.12 | Minnesota 2016 Statewide TRM, Appendix C | 0 | 0 | 2220.27 | Minnesota 2016 Statewide TRM, Appendix C | 0 | 0 | 745.15 | motor (10 hp) |  | 745.15
Equipment | 10HP Open Drip-Proof(ODP) Motor | High Efficiency 10 HP Open-Drip Proof Motor, 4-Pole, 1800 RPM | 10 HP Open-Drip Proof Motor with EPACT 1992 Efficiency | Commercial | Turnover | Healthcare | FL Zone 2 | Per Unit | 29.73% | 20689.9073 | 20466.7152 | 223.1921 | 0.010787 | 15 | 0.028938 | 0.024239 | 1475.12 | Minnesota 2016 Statewide TRM, Appendix C | 0 | 0 | 2220.27 | Minnesota 2016 Statewide TRM, Appendix C | 0 | 0 | 745.15 | motor (10 hp) |  | 745.15
Equipment | 10HP Open Drip-Proof(ODP) Motor | High Efficiency 10 HP Open-Drip Proof Motor, 4-Pole, 1800 RPM | 10 HP Open-Drip Proof Motor with EPACT 1992 Efficiency | Commercial | Turnover | Hospitals | FL Zone 2 | Per Unit | 29.73% | 20689.9073 | 20466.7152 | 223.1921 | 0.010787 | 15 | 0.028938 | 0.024239 | 1475.12 | Minnesota 2016 Statewide TRM, Appendix C | 0 | 0 | 2220.27 | Minnesota 2016 Statewide TRM, Appendix C | 0 | 0 | 745.15 | motor (10 hp) |  | 745.15
Equipment | 10HP Open Drip-Proof(ODP) Motor | High Efficiency 10 HP Open-Drip Proof Motor, 4-Pole, 1800 RPM | 10 HP Open-Drip Proof Motor with EPACT 1992 Efficiency | Commercial | Turnover | Institutional | FL Zone 2 | Per Unit | 0% | 20689.9073 | 20466.7152 | 223.1921 | 0.010787 | 15 | 0.030596 | 0.0075551 | 1475.12 | Minnesota 2016 Statewide TRM, Appendix C | 0 | 0 | 2220.27 | Minnesota 2016 Statewide TRM, Appendix C | 0 | 0 | 745.15 | motor (10 hp) |  | 745.15
Equipment | 10HP Open Drip-Proof(ODP) Motor | High Efficiency 10 HP Open-Drip Proof Motor, 4-Pole, 1800 RPM | 10 HP Open-Drip Proof Motor with EPACT 1992 Efficiency | Commercial | Turnover | Lodging/Hospitality | FL Zone 2 | Per Unit | 29.73% | 20689.9073 | 20466.7152 | 223.1921 | 0.010787 | 15 | 0.028938 | 0.024239 | 1475.12 | Minnesota 2016 Statewide TRM, Appendix C | 0 | 0 | 2220.27 | Minnesota 2016 Statewide TRM, Appendix C | 0 | 0 | 745.15 | motor (10 hp) |  | 745.15
Equipment | 10HP Open Drip-Proof(ODP) Motor | High Efficiency 10 HP Open-Drip Proof Motor, 4-Pole, 1800 RPM | 10 HP Open-Drip Proof Motor with EPACT 1992 Efficiency | Commercial | Turnover | Miscellaneous | FL Zone 2 | Per Unit | 0% | 20689.9073 | 20466.7152 | 223.1921 | 0.010787 | 15 | 0.030596 | 0.0075551 | 1475.12 | Minnesota 2016 Statewide TRM, Appendix C | 0 | 0 | 2220.27 | Minnesota 2016 Statewide TRM, Appendix C | 0 | 0 | 745.15 | motor (10 hp) |  | 745.15
Equipment | 10HP Open Drip-Proof(ODP) Motor | High Efficiency 10 HP Open-Drip Proof Motor, 4-Pole, 1800 RPM | 10 HP Open-Drip Proof Motor with EPACT 1992 Efficiency | Commercial | Turnover | Offices | FL Zone 2 | Per Unit | 0% | 20689.9073 | 20466.7152 | 223.1921 | 0.010787 | 15 | 0.030596 | 0.0075551 | 1475.12 | Minnesota 2016 Statewide TRM, Appendix C | 0 | 0 | 2220.27 | Minnesota 2016 Statewide TRM, Appendix C | 0 | 0 | 745.15 | motor (10 hp) |  | 745.15
Equipment | 10HP Open Drip-Proof(ODP) Motor | High Efficiency 10 HP Open-Drip Proof Motor, 4-Pole, 1800 RPM | 10 HP Open-Drip Proof Motor with EPACT 1992 Efficiency | Commercial | Turnover | Restaurants | FL Zone 2 | Per Unit | 29.73% | 20689.9073 | 20466.7152 | 223.1921 | 0.010787 | 15 | 0.028938 | 0.024239 | 1475.12 | Minnesota 2016 Statewide TRM, Appendix C | 0 | 0 | 2220.27 | Minnesota 2016 Statewide TRM, Appendix C | 0 | 0 | 745.15 | motor (10 hp) |  | 745.15
Equipment | 10HP Open Drip-Proof(ODP) Motor | High Efficiency 10 HP Open-Drip Proof Motor, 4-Pole, 1800 RPM | 10 HP Open-Drip Proof Motor with EPACT 1992 Efficiency | Commercial | Turnover | Retail | FL Zone 2 | Per Unit | 29.73% | 20689.9073 | 20466.7152 | 223.1921 | 0.010787 | 15 | 0.030596 | 0.0075551 | 1475.12 | Minnesota 2016 Statewide TRM, Appendix C | 0 | 0 | 2220.27 | Minnesota 2016 Statewide TRM, Appendix C | 0 | 0 | 745.15 | motor (10 hp) |  | 745.15
Equipment | 10HP Open Drip-Proof(ODP) Motor | High Efficiency 10 HP Open-Drip Proof Motor, 4-Pole, 1800 RPM | 10 HP Open-Drip Proof Motor with EPACT 1992 Efficiency | Commercial | Turnover | Schools K-12 | FL Zone 2 | Per Unit | 29.73% | 20689.9073 | 20466.7152 | 223.1921 | 0.010787 | 15 | 0.028938 | 0.024239 | 1475.12 | Minnesota 2016 Statewide TRM, Appendix C | 0 | 0 | 2220.27 | Minnesota 2016 Statewide TRM, Appendix C | 0 | 0 | 745.15 | motor (10 hp) |  | 745.15
Equipment | 10HP Open Drip-Proof(ODP) Motor | High Efficiency 10 HP Open-Drip Proof Motor, 4-Pole, 1800 RPM | 10 HP Open-Drip Proof Motor with EPACT 1992 Efficiency | Commercial | Turnover | Warehouse | FL Zone 2 | Per Unit | 0% | 20689.9073 | 20466.7152 | 223.1921 | 0.010787 | 15 | 0.030596 | 0.0075551 | 1475.12 | Minnesota 2016 Statewide TRM, Appendix C | 0 | 0 | 2220.27 | Minnesota 2016 Statewide TRM, Appendix C | 0 | 0 | 745.15 | motor (10 hp) |  | 745.15
Equipment | 10HP Open Drip-Proof(ODP) Motor | High Efficiency 10 HP Open-Drip Proof Motor, 4-Pole, 1800 RPM | 10 HP Open-Drip Proof Motor with EPACT 1992 Efficiency | Commercial | New | Assembly | FL Zone 2 | Per Unit | 37.16% | 20689.9073 | 20466.7152 | 223.1921 | 0.010787 | 15 | 0.030596 | 0.0075551 | 1475.12 | Minnesota 2016 Statewide TRM, Appendix C | 0 | 0 | 2220.27 | Minnesota 2016 Statewide TRM, Appendix C | 0 | 0 | 745.15 | motor (10 hp) |  | 745.15
Equipment | 10HP Open Drip-Proof(ODP) Motor | High Efficiency 10 HP Open-Drip Proof Motor, 4-Pole, 1800 RPM | 10 HP Open-Drip Proof Motor with EPACT 1992 Efficiency | Commercial | New | College and University | FL Zone 2 | Per Unit | 37.16% | 20689.9073 | 20466.7152 | 223.1921 | 0.010787 | 15 | 0.028938 | 0.024239 | 1475.12 | Minnesota 2016 Statewide TRM, Appendix C | 0 | 0 | 2220.27 | Minnesota 2016 Statewide TRM, Appendix C | 0 | 0 | 745.15 | motor (10 hp) |  | 745.15
Equipment | 10HP Open Drip-Proof(ODP) Motor | High Efficiency 10 HP Open-Drip Proof Motor, 4-Pole, 1800 RPM | 10 HP Open-Drip Proof Motor with EPACT 1992 Efficiency | Commercial | New | Grocery | FL Zone 2 | Per Unit | 37.16% | 20689.9073 | 20466.7152 | 223.1921 | 0.010787 | 15 | 0.030596 | 0.0075551 | 1475.12 | Minnesota 2016 Statewide TRM, Appendix C | 0 | 0 | 2220.27 | Minnesota 2016 Statewide TRM, Appendix C | 0 | 0 | 745.15 | motor (10 hp) |  | 745.15
Equipment | 10HP Open Drip-Proof(ODP) Motor | High Efficiency 10 HP Open-Drip Proof Motor, 4-Pole, 1800 RPM | 10 HP Open-Drip Proof Motor with EPACT 1992 Efficiency | Commercial | New | Healthcare | FL Zone 2 | Per Unit | 37.16% | 20689.9073 | 20466.7152 | 223.1921 | 0.010787 | 15 | 0.028938 | 0.024239 | 1475.12 | Minnesota 2016 Statewide TRM, Appendix C | 0 | 0 | 2220.27 | Minnesota 2016 Statewide TRM, Appendix C | 0 | 0 | 745.15 | motor (10 hp) |  | 745.15
Equipment | 10HP Open Drip-Proof(ODP) Motor | High Efficiency 10 HP Open-Drip Proof Motor, 4-Pole, 1800 RPM | 10 HP Open-Drip Proof Motor with EPACT 1992 Efficiency | Commercial | New | Hospitals | FL Zone 2 | Per Unit | 37.16% | 20689.9073 | 20466.7152 | 223.1921 | 0.010787 | 15 | 0.028938 | 0.024239 | 1475.12 | Minnesota 2016 Statewide TRM, Appendix C | 0 | 0 | 2220.27 | Minnesota 2016 Statewide TRM, Appendix C | 0 | 0 | 745.15 | motor (10 hp) |  | 745.15
Equipment | 10HP Open Drip-Proof(ODP) Motor | High Efficiency 10 HP Open-Drip Proof Motor, 4-Pole, 1800 RPM | 10 HP Open-Drip Proof Motor with EPACT 1992 Efficiency | Commercial | New | Institutional | FL Zone 2 | Per Unit | 0% | 20689.9073 | 20466.7152 | 223.1921 | 0.010787 | 15 | 0.030596 | 0.0075551 | 1475.12 | Minnesota 2016 Statewide TRM, Appendix C | 0 | 0 | 2220.27 | Minnesota 2016 Statewide TRM, Appendix C | 0 | 0 | 745.15 | motor (10 hp) |  | 745.15
Equipment | 10HP Open Drip-Proof(ODP) Motor | High Efficiency 10 HP Open-Drip Proof Motor, 4-Pole, 1800 RPM | 10 HP Open-Drip Proof Motor with EPACT 1992 Efficiency | Commercial | New | Lodging/Hospitality | FL Zone 2 | Per Unit | 37.16% | 20689.9073 | 20466.7152 | 223.1921 | 0.010787 | 15 | 0.028938 | 0.024239 | 1475.12 | Minnesota 2016 Statewide TRM, Appendix C | 0 | 0 | 2220.27 | Minnesota 2016 Statewide TRM, Appendix C | 0 | 0 | 745.15 | motor (10 hp) |  | 745.15
Equipment | 10HP Open Drip-Proof(ODP) Motor | High Efficiency 10 HP Open-Drip Proof Motor, 4-Pole, 1800 RPM | 10 HP Open-Drip Proof Motor with EPACT 1992 Efficiency | Commercial | New | Miscellaneous | FL Zone 2 | Per Unit | 0% | 20689.9073 | 20466.7152 | 223.1921 | 0.010787 | 15 | 0.030596 | 0.0075551 | 1475.12 | Minnesota 2016 Statewide TRM, Appendix C | 0 | 0 | 2220.27 | Minnesota 2016 Statewide TRM, Appendix C | 0 | 0 | 745.15 | motor (10 hp) |  | 745.15
Equipment | 10HP Open Drip-Proof(ODP) Motor | High Efficiency 10 HP Open-Drip Proof Motor, 4-Pole, 1800 RPM | 10 HP Open-Drip Proof Motor with EPACT 1992 Efficiency | Commercial | New | Offices | FL Zone 2 | Per Unit | 0% | 20689.9073 | 20466.7152 | 223.1921 | 0.010787 | 15 | 0.030596 | 0.0075551 | 1475.12 | Minnesota 2016 Statewide TRM, Appendix C | 0 | 0 | 2220.27 | Minnesota 2016 Statewide TRM, Appendix C | 0 | 0 | 745.15 | motor (10 hp) |  | 745.15
Equipment | 10HP Open Drip-Proof(ODP) Motor | High Efficiency 10 HP Open-Drip Proof Motor, 4-Pole, 1800 RPM | 10 HP Open-Drip Proof Motor with EPACT 1992 Efficiency | Commercial | New | Restaurants | FL Zone 2 | Per Unit | 37.16% | 20689.9073 | 20466.7152 | 223.1921 | 0.010787 | 15 | 0.028938 | 0.024239 | 1475.12 | Minnesota 2016 Statewide TRM, Appendix C | 0 | 0 | 2220.27 | Minnesota 2016 Statewide TRM, Appendix C | 0 | 0 | 745.15 | motor (10 hp) |  | 745.15
Equipment | 10HP Open Drip-Proof(ODP) Motor | High Efficiency 10 HP Open-Drip Proof Motor, 4-Pole, 1800 RPM | 10 HP Open-Drip Proof Motor with EPACT 1992 Efficiency | Commercial | New | Retail | FL Zone 2 | Per Unit | 37.16% | 20689.9073 | 20466.7152 | 223.1921 | 0.010787 | 15 | 0.030596 | 0.0075551 | 1475.12 | Minnesota 2016 Statewide TRM, Appendix C | 0 | 0 | 2220.27 | Minnesota 2016 Statewide TRM, Appendix C | 0 | 0 | 745.15 | motor (10 hp) |  | 745.15
Equipment | 10HP Open Drip-Proof(ODP) Motor | High Efficiency 10 HP Open-Drip Proof Motor, 4-Pole, 1800 RPM | 10 HP Open-Drip Proof Motor with EPACT 1992 Efficiency | Commercial | New | Schools K-12 | FL Zone 2 | Per Unit | 37.16% | 20689.9073 | 20466.7152 | 223.1921 | 0.010787 | 15 | 0.028938 | 0.024239 | 1475.12 | Minnesota 2016 Statewide TRM, Appendix C | 0 | 0 | 2220.27 | Minnesota 2016 Statewide TRM, Appendix C | 0 | 0 | 745.15 | motor (10 hp) |  | 745.15
Equipment | 10HP Open Drip-Proof(ODP) Motor | High Efficiency 10 HP Open-Drip Proof Motor, 4-Pole, 1800 RPM | 10 HP Open-Drip Proof Motor with EPACT 1992 Efficiency | Commercial | New | Warehouse | FL Zone 2 | Per Unit | 0% | 20689.9073 | 20466.7152 | 223.1921 | 0.010787 | 15 | 0.030596 | 0.0075551 | 1475.12 | Minnesota 2016 Statewide TRM, Appendix C | 0 | 0 | 2220.27 | Minnesota 2016 Statewide TRM, Appendix C | 0 | 0 | 745.15 | motor (10 hp) |  | 745.15
Equipment | High Speed Fans | High Speed Fan, 24" - 35" Blade Diameter | Standard Speed Fan, 24" - 35" Blade Diameter | Commercial | Turnover | Assembly | FL Zone 2 | Per Unit | 11.82% | 4629.1782 | 4120.6164 | 508.5618 | 0.10986 | 7 | 0.070783 | 0.0064843 | 0 | Reference source included incremental cost only | 0 | 0 | 150 | Illinois 2018 Statewide TRM, Section 4.1.3 | 0 | 0 | 150 | fan |  | 150
Equipment | High Speed Fans | High Speed Fan, 24" - 35" Blade Diameter | Standard Speed Fan, 24" - 35" Blade Diameter | Commercial | Turnover | College and University | FL Zone 2 | Per Unit | 10.93% | 4629.1782 | 4120.6164 | 508.5618 | 0.10986 | 7 | 0.065938 | 0.055231 | 0 | Reference source included incremental cost only | 0 | 0 | 150 | Illinois 2018 Statewide TRM, Section 4.1.3 | 0 | 0 | 150 | fan |  | 150
Equipment | High Speed Fans | High Speed Fan, 24" - 35" Blade Diameter | Standard Speed Fan, 24" - 35" Blade Diameter | Commercial | Turnover | Grocery | FL Zone 2 | Per Unit | 9.456% | 4629.1782 | 4120.6164 | 508.5618 | 0.10986 | 7 | 0.070783 | 0.0064843 | 0 | Reference source included incremental cost only | 0 | 0 | 150 | Illinois 2018 Statewide TRM, Section 4.1.3 | 0 | 0 | 150 | fan |  | 150
Equipment | High Speed Fans | High Speed Fan, 24" - 35" Blade Diameter | Standard Speed Fan, 24" - 35" Blade Diameter | Commercial | Turnover | Healthcare | FL Zone 2 | Per Unit | 10.98% | 4629.1782 | 4120.6164 | 508.5618 | 0.10986 | 7 | 0.065938 | 0.055231 | 0 | Reference source included incremental cost only | 0 | 0 | 150 | Illinois 2018 Statewide TRM, Section 4.1.3 | 0 | 0 | 150 | fan |  | 150
Equipment | High Speed Fans | High Speed Fan, 24" - 35" Blade Diameter | Standard Speed Fan, 24" - 35" Blade Diameter | Commercial | Turnover | Hospitals | FL Zone 2 | Per Unit | 11.82% | 4629.1782 | 4120.6164 | 508.5618 | 0.10986 | 7 | 0.065938 | 0.055231 | 0 | Reference source included incremental cost only | 0 | 0 | 150 | Illinois 2018 Statewide TRM, Section 4.1.3 | 0 | 0 | 150 | fan |  | 150
Equipment | High Speed Fans | High Speed Fan, 24" - 35" Blade Diameter | Standard Speed Fan, 24" - 35" Blade Diameter | Commercial | Turnover | Institutional | FL Zone 2 | Per Unit | 18.39% | 4629.1782 | 4120.6164 | 508.5618 | 0.10986 | 7 | 0.070783 | 0.0064843 | 0 | Reference source included incremental cost only | 0 | 0 | 150 | Illinois 2018 Statewide TRM, Section 4.1.3 | 0 | 0 | 150 | fan |  | 150
Equipment | High Speed Fans | High Speed Fan, 24" - 35" Blade Diameter | Standard Speed Fan, 24" - 35" Blade Diameter | Commercial | Turnover | Lodging/Hospitality | FL Zone 2 | Per Unit | 14.03% | 4629.1782 | 4120.6164 | 508.5618 | 0.10986 | 7 | 0.065938 | 0.055231 | 0 | Reference source included incremental cost only | 0 | 0 | 150 | Illinois 2018 Statewide TRM, Section 4.1.3 | 0 | 0 | 150 | fan |  | 150
Equipment | High Speed Fans | High Speed Fan, 24" - 35" Blade Diameter | Standard Speed Fan, 24" - 35" Blade Diameter | Commercial | Turnover | Miscellaneous | FL Zone 2 | Per Unit | 14.03% | 4629.1782 | 4120.6164 | 508.5618 | 0.10986 | 7 | 0.070783 | 0.0064843 | 0 | Reference source included incremental cost only | 0 | 0 | 150 | Illinois 2018 Statewide TRM, Section 4.1.3 | 0 | 0 | 150 | fan |  | 150
Equipment | High Speed Fans | High Speed Fan, 24" - 35" Blade Diameter | Standard Speed Fan, 24" - 35" Blade Diameter | Commercial | Turnover | Offices | FL Zone 2 | Per Unit | 11.82% | 4629.1782 | 4120.6164 | 508.5618 | 0.10986 | 7 | 0.070783 | 0.0064843 | 0 | Reference source included incremental cost only | 0 | 0 | 150 | Illinois 2018 Statewide TRM, Section 4.1.3 | 0 | 0 | 150 | fan |  | 150
Equipment | High Speed Fans | High Speed Fan, 24" - 35" Blade Diameter | Standard Speed Fan, 24" - 35" Blade Diameter | Commercial | Turnover | Restaurants | FL Zone 2 | Per Unit | 14.03% | 4629.1782 | 4120.6164 | 508.5618 | 0.10986 | 7 | 0.065938 | 0.055231 | 0 | Reference source included incremental cost only | 0 | 0 | 150 | Illinois 2018 Statewide TRM, Section 4.1.3 | 0 | 0 | 150 | fan |  | 150
Equipment | High Speed Fans | High Speed Fan, 24" - 35" Blade Diameter | Standard Speed Fan, 24" - 35" Blade Diameter | Commercial | Turnover | Retail | FL Zone 2 | Per Unit | 11.03% | 4629.1782 | 4120.6164 | 508.5618 | 0.10986 | 7 | 0.070783 | 0.0064843 | 0 | Reference source included incremental cost only | 0 | 0 | 150 | Illinois 2018 Statewide TRM, Section 4.1.3 | 0 | 0 | 150 | fan |  | 150
Equipment | High Speed Fans | High Speed Fan, 24" - 35" Blade Diameter | Standard Speed Fan, 24" - 35" Blade Diameter | Commercial | Turnover | Schools K-12 | FL Zone 2 | Per Unit | 10.93% | 4629.1782 | 4120.6164 | 508.5618 | 0.10986 | 7 | 0.065938 | 0.055231 | 0 | Reference source included incremental cost only | 0 | 0 | 150 | Illinois 2018 Statewide TRM, Section 4.1.3 | 0 | 0 | 150 | fan |  | 150
Equipment | High Speed Fans | High Speed Fan, 24" - 35" Blade Diameter | Standard Speed Fan, 24" - 35" Blade Diameter | Commercial | Turnover | Warehouse | FL Zone 2 | Per Unit | 14.03% | 4629.1782 | 4120.6164 | 508.5618 | 0.10986 | 7 | 0.070783 | 0.0064843 | 0 | Reference source included incremental cost only | 0 | 0 | 150 | Illinois 2018 Statewide TRM, Section 4.1.3 | 0 | 0 | 150 | fan |  | 150
Equipment | High Speed Fans | High Speed Fan, 24" - 35" Blade Diameter | Standard Speed Fan, 24" - 35" Blade Diameter | Commercial | New | Assembly | FL Zone 2 | Per Unit | 11.82% | 4629.1782 | 4120.6164 | 508.5618 | 0.10986 | 7 | 0.070783 | 0.0064843 | 0 | Reference source included incremental cost only | 0 | 0 | 150 | Illinois 2018 Statewide TRM, Section 4.1.3 | 0 | 0 | 150 | fan |  | 150
Equipment | High Speed Fans | High Speed Fan, 24" - 35" Blade Diameter | Standard Speed Fan, 24" - 35" Blade Diameter | Commercial | New | College and University | FL Zone 2 | Per Unit | 10.93% | 4629.1782 | 4120.6164 | 508.5618 | 0.10986 | 7 | 0.065938 | 0.055231 | 0 | Reference source included incremental cost only | 0 | 0 | 150 | Illinois 2018 Statewide TRM, Section 4.1.3 | 0 | 0 | 150 | fan |  | 150
Equipment | High Speed Fans | High Speed Fan, 24" - 35" Blade Diameter | Standard Speed Fan, 24" - 35" Blade Diameter | Commercial | New | Grocery | FL Zone 2 | Per Unit | 9.456% | 4629.1782 | 4120.6164 | 508.5618 | 0.10986 | 7 | 0.070783 | 0.0064843 | 0 | Reference source included incremental cost only | 0 | 0 | 150 | Illinois 2018 Statewide TRM, Section 4.1.3 | 0 | 0 | 150 | fan |  | 150
Equipment | High Speed Fans | High Speed Fan, 24" - 35" Blade Diameter | Standard Speed Fan, 24" - 35" Blade Diameter | Commercial | New | Healthcare | FL Zone 2 | Per Unit | 10.98% | 4629.1782 | 4120.6164 | 508.5618 | 0.10986 | 7 | 0.065938 | 0.055231 | 0 | Reference source included incremental cost only | 0 | 0 | 150 | Illinois 2018 Statewide TRM, Section 4.1.3 | 0 | 0 | 150 | fan |  | 150
Equipment | High Speed Fans | High Speed Fan, 24" - 35" Blade Diameter | Standard Speed Fan, 24" - 35" Blade Diameter | Commercial | New | Hospitals | FL Zone 2 | Per Unit | 11.82% | 4629.1782 | 4120.6164 | 508.5618 | 0.10986 | 7 | 0.065938 | 0.055231 | 0 | Reference source included incremental cost only | 0 | 0 | 150 | Illinois 2018 Statewide TRM, Section 4.1.3 | 0 | 0 | 150 | fan |  | 150
Equipment | High Speed Fans | High Speed Fan, 24" - 35" Blade Diameter | Standard Speed Fan, 24" - 35" Blade Diameter | Commercial | New | Institutional | FL Zone 2 | Per Unit | 18.39% | 4629.1782 | 4120.6164 | 508.5618 | 0.10986 | 7 | 0.070783 | 0.0064843 | 0 | Reference source included incremental cost only | 0 | 0 | 150 | Illinois 2018 Statewide TRM, Section 4.1.3 | 0 | 0 | 150 | fan |  | 150
Equipment | High Speed Fans | High Speed Fan, 24" - 35" Blade Diameter | Standard Speed Fan, 24" - 35" Blade Diameter | Commercial | New | Lodging/Hospitality | FL Zone 2 | Per Unit | 14.03% | 4629.1782 | 4120.6164 | 508.5618 | 0.10986 | 7 | 0.065938 | 0.055231 | 0 | Reference source included incremental cost only | 0 | 0 | 150 | Illinois 2018 Statewide TRM, Section 4.1.3 | 0 | 0 | 150 | fan |  | 150
Equipment | High Speed Fans | High Speed Fan, 24" - 35" Blade Diameter | Standard Speed Fan, 24" - 35" Blade Diameter | Commercial | New | Miscellaneous | FL Zone 2 | Per Unit | 14.03% | 4629.1782 | 4120.6164 | 508.5618 | 0.10986 | 7 | 0.070783 | 0.0064843 | 0 | Reference source included incremental cost only | 0 | 0 | 150 | Illinois 2018 Statewide TRM, Section 4.1.3 | 0 | 0 | 150 | fan |  | 150
Equipment | High Speed Fans | High Speed Fan, 24" - 35" Blade Diameter | Standard Speed Fan, 24" - 35" Blade Diameter | Commercial | New | Offices | FL Zone 2 | Per Unit | 11.82% | 4629.1782 | 4120.6164 | 508.5618 | 0.10986 | 7 | 0.070783 | 0.0064843 | 0 | Reference source included incremental cost only | 0 | 0 | 150 | Illinois 2018 Statewide TRM, Section 4.1.3 | 0 | 0 | 150 | fan |  | 150
Equipment | High Speed Fans | High Speed Fan, 24" - 35" Blade Diameter | Standard Speed Fan, 24" - 35" Blade Diameter | Commercial | New | Restaurants | FL Zone 2 | Per Unit | 14.03% | 4629.1782 | 4120.6164 | 508.5618 | 0.10986 | 7 | 0.065938 | 0.055231 | 0 | Reference source included incremental cost only | 0 | 0 | 150 | Illinois 2018 Statewide TRM, Section 4.1.3 | 0 | 0 | 150 | fan |  | 150
Equipment | High Speed Fans | High Speed Fan, 24" - 35" Blade Diameter | Standard Speed Fan, 24" - 35" Blade Diameter | Commercial | New | Retail | FL Zone 2 | Per Unit | 11.03% | 4629.1782 | 4120.6164 | 508.5618 | 0.10986 | 7 | 0.070783 | 0.0064843 | 0 | Reference source included incremental cost only | 0 | 0 | 150 | Illinois 2018 Statewide TRM, Section 4.1.3 | 0 | 0 | 150 | fan |  | 150
Equipment | High Speed Fans | High Speed Fan, 24" - 35" Blade Diameter | Standard Speed Fan, 24" - 35" Blade Diameter | Commercial | New | Schools K-12 | FL Zone 2 | Per Unit | 10.93% | 4629.1782 | 4120.6164 | 508.5618 | 0.10986 | 7 | 0.065938 | 0.055231 | 0 | Reference source included incremental cost only | 0 | 0 | 150 | Illinois 2018 Statewide TRM, Section 4.1.3 | 0 | 0 | 150 | fan |  | 150
Equipment | High Speed Fans | High Speed Fan, 24" - 35" Blade Diameter | Standard Speed Fan, 24" - 35" Blade Diameter | Commercial | New | Warehouse | FL Zone 2 | Per Unit | 14.03% | 4629.1782 | 4120.6164 | 508.5618 | 0.10986 | 7 | 0.070783 | 0.0064843 | 0 | Reference source included incremental cost only | 0 | 0 | 150 | Illinois 2018 Statewide TRM, Section 4.1.3 | 0 | 0 | 150 | fan |  | 150
Nonequipment | Drain Water Heat Recovery | Hot Water Loop with 50 Gallon Electric Resistance Heater and Drain Water Heat Exchanger | Standard Hot Water Loop with 50 Gallon Electric Resistance Heater, No Drain Water Heat Recovery | Commercial | Existing | Assembly | FL Zone 2 | Per End Use Consumption | 2.67% | 7518.6978 | 6595.9485 | 922.7493 | 0.12273 | 15 | 0.22336 | 0.10621 | 0 | No equipment cost | 0 | 0 | 7592 | M2P4-60 http://gfxtechnology.com/contents.html Plus 2 Days Plumbers and 3 days Technician | 0 | 0 | 7592 | system | 1 | 7592
Nonequipment | Drain Water Heat Recovery | Hot Water Loop with 50 Gallon Electric Resistance Heater and Drain Water Heat Exchanger | Standard Hot Water Loop with 50 Gallon Electric Resistance Heater, No Drain Water Heat Recovery | Commercial | Existing | College and University | FL Zone 2 | Per End Use Consumption | 2.67% | 172930.0493 | 151706.816 | 21223.2333 | 0.12273 | 15 | 2.1673 | 4.8102 | 0 | No equipment cost | 0 | 0 | 7592 | M2P4-60 http://gfxtechnology.com/contents.html Plus 2 Days Plumbers and 3 days Technician | 0 | 0 | 7592 | system | 10 | 75920
Nonequipment | Drain Water Heat Recovery | Hot Water Loop with 50 Gallon Electric Resistance Heater and Drain Water Heat Exchanger | Standard Hot Water Loop with 50 Gallon Electric Resistance Heater, No Drain Water Heat Recovery | Commercial | Existing | Grocery | FL Zone 2 | Per End Use Consumption | 2.67% | 15037.3956 | 13191.897 | 1845.4985 | 0.12273 | 15 | 0.11154 | 0.77467 | 0 | No equipment cost | 0 | 0 | 7592 | M2P4-60 http://gfxtechnology.com/contents.html Plus 2 Days Plumbers and 3 days Technician | 0 | 0 | 7592 | system | 1 | 7592
Nonequipment | Drain Water Heat Recovery | Hot Water Loop with 50 Gallon Electric Resistance Heater and Drain Water Heat Exchanger | Standard Hot Water Loop with 50 Gallon Electric Resistance Heater, No Drain Water Heat Recovery | Commercial | Existing | Healthcare | FL Zone 2 | Per End Use Consumption | 2.67% | 10024.9304 | 8794.598 | 1230.3324 | 0.12273 | 15 | 0.29781 | 0.14162 | 0 | No equipment cost | 0 | 0 | 7592 | M2P4-60 http://gfxtechnology.com/contents.html Plus 2 Days Plumbers and 3 days Technician | 0 | 0 | 7592 | system | 1 | 7592
Nonequipment | Drain Water Heat Recovery | Hot Water Loop with 50 Gallon Electric Resistance Heater and Drain Water Heat Exchanger | Standard Hot Water Loop with 50 Gallon Electric Resistance Heater, No Drain Water Heat Recovery | Commercial | Existing | Hospitals | FL Zone 2 | Per End Use Consumption | 2.67% | 303254.1444 | 266036.5903 | 37217.5541 | 0.12273 | 15 | 3.8005 | 8.4354 | 0 | No equipment cost | 0 | 0 | 7592 | M2P4-60 http://gfxtechnology.com/contents.html Plus 2 Days Plumbers and 3 days Technician | 0 | 0 | 7592 | system | 15 | 113880
Nonequipment | Drain Water Heat Recovery | Hot Water Loop with 50 Gallon Electric Resistance Heater and Drain Water Heat Exchanger | Standard Hot Water Loop with 50 Gallon Electric Resistance Heater, No Drain Water Heat Recovery | Commercial | Existing | Institutional | FL Zone 2 | Per End Use Consumption | 2.67% | 601495.8236 | 527675.8816 | 73819.942 | 0.12273 | 15 | 17.8685 | 8.497 | 0 | No equipment cost | 0 | 0 | 7592 | M2P4-60 http://gfxtechnology.com/contents.html Plus 2 Days Plumbers and 3 days Technician | 0 | 0 | 7592 | system | 25 | 189800
Nonequipment | Drain Water Heat Recovery | Hot Water Loop with 50 Gallon Electric Resistance Heater and Drain Water Heat Exchanger | Standard Hot Water Loop with 50 Gallon Electric Resistance Heater, No Drain Water Heat Recovery | Commercial | Existing | Lodging/Hospitality | FL Zone 2 | Per End Use Consumption | 2.67% | 72179.4988 | 63321.1058 | 8858.393 | 0.12273 | 15 | 0.53539 | 3.7184 | 0 | No equipment cost | 0 | 0 | 7592 | M2P4-60 http://gfxtechnology.com/contents.html Plus 2 Days Plumbers and 3 days Technician | 0 | 0 | 7592 | system | 3 | 22776
Nonequipment | Drain Water Heat Recovery | Hot Water Loop with 50 Gallon Electric Resistance Heater and Drain Water Heat Exchanger | Standard Hot Water Loop with 50 Gallon Electric Resistance Heater, No Drain Water Heat Recovery | Commercial | Existing | Miscellaneous | FL Zone 2 | Per End Use Consumption | 2.67% | 451121.8677 | 395756.9112 | 55364.9565 | 0.12273 | 15 | 13.4013 | 6.3728 | 0 | No equipment cost | 0 | 0 | 7592 | M2P4-60 http://gfxtechnology.com/contents.html Plus 2 Days Plumbers and 3 days Technician | 0 | 0 | 7592 | system | 20 | 151840
Nonequipment | Drain Water Heat Recovery | Hot Water Loop with 50 Gallon Electric Resistance Heater and Drain Water Heat Exchanger | Standard Hot Water Loop with 50 Gallon Electric Resistance Heater, No Drain Water Heat Recovery | Commercial | Existing | Offices | FL Zone 2 | Per End Use Consumption | 2.67% | 62655.815 | 54966.2377 | 7689.5773 | 0.12273 | 15 | 1.8613 | 0.88511 | 0 | No equipment cost | 0 | 0 | 7592 | M2P4-60 http://gfxtechnology.com/contents.html Plus 2 Days Plumbers and 3 days Technician | 0 | 0 | 7592 | system | 3 | 22776
Nonequipment | Drain Water Heat Recovery | Hot Water Loop with 50 Gallon Electric Resistance Heater and Drain Water Heat Exchanger | Standard Hot Water Loop with 50 Gallon Electric Resistance Heater, No Drain Water Heat Recovery | Commercial | Existing | Restaurants | FL Zone 2 | Per End Use Consumption | 2.67% | 25062.326 | 21986.4951 | 3075.8309 | 0.12273 | 15 | 0.1859 | 1.2911 | 0 | No equipment cost | 0 | 0 | 7592 | M2P4-60 http://gfxtechnology.com/contents.html Plus 2 Days Plumbers and 3 days Technician | 0 | 0 | 7592 | system | 2 | 15184
Nonequipment | Drain Water Heat Recovery | Hot Water Loop with 50 Gallon Electric Resistance Heater and Drain Water Heat Exchanger | Standard Hot Water Loop with 50 Gallon Electric Resistance Heater, No Drain Water Heat Recovery | Commercial | Existing | Retail | FL Zone 2 | Per End Use Consumption | 2.67% | 44661.0649 | 39179.9342 | 5481.1307 | 0.12273 | 15 | 0.33127 | 2.3008 | 0 | No equipment cost | 0 | 0 | 7592 | M2P4-60 http://gfxtechnology.com/contents.html Plus 2 Days Plumbers and 3 days Technician | 0 | 0 | 7592 | system | 3 | 22776
Nonequipment | Drain Water Heat Recovery | Hot Water Loop with 50 Gallon Electric Resistance Heater and Drain Water Heat Exchanger | Standard Hot Water Loop with 50 Gallon Electric Resistance Heater, No Drain Water Heat Recovery | Commercial | Existing | Schools K-12 | FL Zone 2 | Per End Use Consumption | 2.67% | 3132.8594 | 2748.3721 | 384.4873 | 0.12273 | 15 | 0.093067 | 0.044256 | 0 | No equipment cost | 0 | 0 | 7592 | M2P4-60 http://gfxtechnology.com/contents.html Plus 2 Days Plumbers and 3 days Technician | 0 | 0 | 7592 | system | 1 | 7592
Nonequipment | Drain Water Heat Recovery | Hot Water Loop with 50 Gallon Electric Resistance Heater and Drain Water Heat Exchanger | Standard Hot Water Loop with 50 Gallon Electric Resistance Heater, No Drain Water Heat Recovery | Commercial | Existing | Warehouse | FL Zone 2 | Per End Use Consumption | 2.67% | 15037.3956 | 13191.897 | 1845.4985 | 0.12273 | 15 | 0.44671 | 0.21243 | 0 | No equipment cost | 0 | 0 | 7592 | M2P4-60 http://gfxtechnology.com/contents.html Plus 2 Days Plumbers and 3 days Technician | 0 | 0 | 7592 | system | 1 | 7592
Nonequipment | Drain Water Heat Recovery | Hot Water Loop with 50 Gallon Electric Resistance Heater and Drain Water Heat Exchanger | Standard Hot Water Loop with 50 Gallon Electric Resistance Heater, No Drain Water Heat Recovery | Commercial | New | Assembly | FL Zone 2 | Per End Use Consumption | 22.45% | 7192.4897 | 6309.7751 | 882.7147 | 0.12273 | 15 | 0.21367 | 0.1016 | 0 | No equipment cost | 0 | 0 | 7592 | M2P4-60 http://gfxtechnology.com/contents.html Plus 2 Days Plumbers and 3 days Technician | 0 | 0 | 7592 | system | 1 | 7592
Nonequipment | Drain Water Heat Recovery | Hot Water Loop with 50 Gallon Electric Resistance Heater and Drain Water Heat Exchanger | Standard Hot Water Loop with 50 Gallon Electric Resistance Heater, No Drain Water Heat Recovery | Commercial | New | College and University | FL Zone 2 | Per End Use Consumption | 22.45% | 165427.2641 | 145124.8271 | 20302.437 | 0.12273 | 15 | 2.0732 | 4.6015 | 0 | No equipment cost | 0 | 0 | 7592 | M2P4-60 http://gfxtechnology.com/contents.html Plus 2 Days Plumbers and 3 days Technician | 0 | 0 | 7592 | system | 10 | 75920
Nonequipment | Drain Water Heat Recovery | Hot Water Loop with 50 Gallon Electric Resistance Heater and Drain Water Heat Exchanger | Standard Hot Water Loop with 50 Gallon Electric Resistance Heater, No Drain Water Heat Recovery | Commercial | New | Grocery | FL Zone 2 | Per End Use Consumption | 22.45% | 14384.9795 | 12619.5502 | 1765.4293 | 0.12273 | 15 | 0.1067 | 0.74106 | 0 | No equipment cost | 0 | 0 | 7592 | M2P4-60 http://gfxtechnology.com/contents.html Plus 2 Days Plumbers and 3 days Technician | 0 | 0 | 7592 | system | 1 | 7592
Nonequipment | Drain Water Heat Recovery | Hot Water Loop with 50 Gallon Electric Resistance Heater and Drain Water Heat Exchanger | Standard Hot Water Loop with 50 Gallon Electric Resistance Heater, No Drain Water Heat Recovery | Commercial | New | Healthcare | FL Zone 2 | Per End Use Consumption | 22.45% | 9589.9863 | 8413.0335 | 1176.9529 | 0.12273 | 15 | 0.28489 | 0.13547 | 0 | No equipment cost | 0 | 0 | 7592 | M2P4-60 http://gfxtechnology.com/contents.html Plus 2 Days Plumbers and 3 days Technician | 0 | 0 | 7592 | system | 1 | 7592
Nonequipment | Drain Water Heat Recovery | Hot Water Loop with 50 Gallon Electric Resistance Heater and Drain Water Heat Exchanger | Standard Hot Water Loop with 50 Gallon Electric Resistance Heater, No Drain Water Heat Recovery | Commercial | New | Hospitals | FL Zone 2 | Per End Use Consumption | 22.45% | 290097.0863 | 254494.262 | 35602.8242 | 0.12273 | 15 | 3.6357 | 8.0694 | 0 | No equipment cost | 0 | 0 | 7592 | M2P4-60 http://gfxtechnology.com/contents.html Plus 2 Days Plumbers and 3 days Technician | 0 | 0 | 7592 | system | 15 | 113880
Nonequipment | Drain Water Heat Recovery | Hot Water Loop with 50 Gallon Electric Resistance Heater and Drain Water Heat Exchanger | Standard Hot Water Loop with 50 Gallon Electric Resistance Heater, No Drain Water Heat Recovery | Commercial | New | Institutional | FL Zone 2 | Per End Use Consumption | 22.62% | 575399.1794 | 504782.0074 | 70617.172 | 0.12273 | 15 | 17.0932 | 8.1284 | 0 | No equipment cost | 0 | 0 | 7592 | M2P4-60 http://gfxtechnology.com/contents.html Plus 2 Days Plumbers and 3 days Technician | 0 | 0 | 7592 | system | 25 | 189800
Nonequipment | Drain Water Heat Recovery | Hot Water Loop with 50 Gallon Electric Resistance Heater and Drain Water Heat Exchanger | Standard Hot Water Loop with 50 Gallon Electric Resistance Heater, No Drain Water Heat Recovery | Commercial | New | Lodging/Hospitality | FL Zone 2 | Per End Use Consumption | 22.45% | 69047.9015 | 60573.8409 | 8474.0606 | 0.12273 | 15 | 0.51216 | 3.5571 | 0 | No equipment cost | 0 | 0 | 7592 | M2P4-60 http://gfxtechnology.com/contents.html Plus 2 Days Plumbers and 3 days Technician | 0 | 0 | 7592 | system | 3 | 22776
Nonequipment | Drain Water Heat Recovery | Hot Water Loop with 50 Gallon Electric Resistance Heater and Drain Water Heat Exchanger | Standard Hot Water Loop with 50 Gallon Electric Resistance Heater, No Drain Water Heat Recovery | Commercial | New | Miscellaneous | FL Zone 2 | Per End Use Consumption | 22.62% | 431549.3845 | 378586.5055 | 52962.879 | 0.12273 | 15 | 12.8199 | 6.0963 | 0 | No equipment cost | 0 | 0 | 7592 | M2P4-60 http://gfxtechnology.com/contents.html Plus 2 Days Plumbers and 3 days Technician | 0 | 0 | 7592 | system | 20 | 151840
Nonequipment | Drain Water Heat Recovery | Hot Water Loop with 50 Gallon Electric Resistance Heater and Drain Water Heat Exchanger | Standard Hot Water Loop with 50 Gallon Electric Resistance Heater, No Drain Water Heat Recovery | Commercial | New | Offices | FL Zone 2 | Per End Use Consumption | 22.45% | 59937.4145 | 52581.4591 | 7355.9554 | 0.12273 | 15 | 1.7805 | 0.8467 | 0 | No equipment cost | 0 | 0 | 7592 | M2P4-60 http://gfxtechnology.com/contents.html Plus 2 Days Plumbers and 3 days Technician | 0 | 0 | 7592 | system | 3 | 22776
Nonequipment | Drain Water Heat Recovery | Hot Water Loop with 50 Gallon Electric Resistance Heater and Drain Water Heat Exchanger | Standard Hot Water Loop with 50 Gallon Electric Resistance Heater, No Drain Water Heat Recovery | Commercial | New | Restaurants | FL Zone 2 | Per End Use Consumption | 22.45% | 23974.9658 | 21032.5836 | 2942.3822 | 0.12273 | 15 | 0.17783 | 1.2351 | 0 | No equipment cost | 0 | 0 | 7592 | M2P4-60 http://gfxtechnology.com/contents.html Plus 2 Days Plumbers and 3 days Technician | 0 | 0 | 7592 | system | 2 | 15184
Nonequipment | Drain Water Heat Recovery | Hot Water Loop with 50 Gallon Electric Resistance Heater and Drain Water Heat Exchanger | Standard Hot Water Loop with 50 Gallon Electric Resistance Heater, No Drain Water Heat Recovery | Commercial | New | Retail | FL Zone 2 | Per End Use Consumption | 22.45% | 42723.3891 | 37480.064 | 5243.325 | 0.12273 | 15 | 0.3169 | 2.201 | 0 | No equipment cost | 0 | 0 | 7592 | M2P4-60 http://gfxtechnology.com/contents.html Plus 2 Days Plumbers and 3 days Technician | 0 | 0 | 7592 | system | 3 | 22776
Nonequipment | Drain Water Heat Recovery | Hot Water Loop with 50 Gallon Electric Resistance Heater and Drain Water Heat Exchanger | Standard Hot Water Loop with 50 Gallon Electric Resistance Heater, No Drain Water Heat Recovery | Commercial | New | Schools K-12 | FL Zone 2 | Per End Use Consumption | 22.45% | 2996.9364 | 2629.1306 | 367.8058 | 0.12273 | 15 | 0.089029 | 0.042336 | 0 | No equipment cost | 0 | 0 | 7592 | M2P4-60 http://gfxtechnology.com/contents.html Plus 2 Days Plumbers and 3 days Technician | 0 | 0 | 7592 | system | 1 | 7592
Nonequipment | Drain Water Heat Recovery | Hot Water Loop with 50 Gallon Electric Resistance Heater and Drain Water Heat Exchanger | Standard Hot Water Loop with 50 Gallon Electric Resistance Heater, No Drain Water Heat Recovery | Commercial | New | Warehouse | FL Zone 2 | Per End Use Consumption | 22.45% | 14384.9795 | 12619.5502 | 1765.4293 | 0.12273 | 15 | 0.42733 | 0.20321 | 0 | No equipment cost | 0 | 0 | 7592 | M2P4-60 http://gfxtechnology.com/contents.html Plus 2 Days Plumbers and 3 days Technician | 0 | 0 | 7592 | system | 1 | 7592
Nonequipment | Faucet Aerator | Aerators with "average" flow rate (assume 1.0 GPM) | Faucet Aerator with 10% Less Efficient Flow than Federal Standard | Commercial | Existing | Assembly | FL Zone 2 | Per End Use Consumption | 23.64% | 7518.6978 | 7273.1332 | 245.5646 | 0.032661 | 10 | 0.05118 | 0.030823 | 0 | No equipment cost | 0 | 0 | 3 | Illinois 2018 Statewide TRM, Section 5.4.4 | 3.55 | Assume 3 min per aerator install, http://www.serviskey.net/support/rate-estimator?s4=FL (Domestic Services rate) | 6.55 | aerator | 3 | 19.65
Nonequipment | Faucet Aerator | Aerators with "average" flow rate (assume 1.0 GPM) | Faucet Aerator with 10% Less Efficient Flow than Federal Standard | Commercial | Existing | College and University | FL Zone 2 | Per End Use Consumption | 23.64% | 172930.0493 | 170146.9844 | 2783.0649 | 0.016094 | 10 | 0.25657 | 0.67071 | 0 | No equipment cost | 0 | 0 | 3 | Illinois 2018 Statewide TRM, Section 5.4.4 | 3.55 | Assume 3 min per aerator install, http://www.serviskey.net/support/rate-estimator?s4=FL (Domestic Services rate) | 6.55 | aerator | 34 | 222.7
Nonequipment | Faucet Aerator | Aerators with "average" flow rate (assume 1.0 GPM) | Faucet Aerator with 10% Less Efficient Flow than Federal Standard | Commercial | Existing | Grocery | FL Zone 2 | Per End Use Consumption | 23.64% | 15037.3956 | 14791.831 | 245.5646 | 0.01633 | 10 | 0.013033 | 0.11121 | 0 | No equipment cost | 0 | 0 | 3 | Illinois 2018 Statewide TRM, Section 5.4.4 | 3.55 | Assume 3 min per aerator install, http://www.serviskey.net/support/rate-estimator?s4=FL (Domestic Services rate) | 6.55 | aerator | 3 | 19.65
Nonequipment | Faucet Aerator | Aerators with "average" flow rate (assume 1.0 GPM) | Faucet Aerator with 10% Less Efficient Flow than Federal Standard | Commercial | Existing | Healthcare | FL Zone 2 | Per End Use Consumption | 23.64% | 10024.9304 | 9779.3658 | 245.5646 | 0.024495 | 10 | 0.05118 | 0.030823 | 0 | No equipment cost | 0 | 0 | 3 | Illinois 2018 Statewide TRM, Section 5.4.4 | 3.55 | Assume 3 min per aerator install, http://www.serviskey.net/support/rate-estimator?s4=FL (Domestic Services rate) | 6.55 | aerator | 3 | 19.65
Nonequipment | Faucet Aerator | Aerators with "average" flow rate (assume 1.0 GPM) | Faucet Aerator with 10% Less Efficient Flow than Federal Standard | Commercial | Existing | Hospitals | FL Zone 2 | Per End Use Consumption | 23.64% | 303254.1444 | 300061.8052 | 3192.3392 | 0.010527 | 10 | 0.2943 | 0.76934 | 0 | No equipment cost | 0 | 0 | 3 | Illinois 2018 Statewide TRM, Section 5.4.4 | 3.55 | Assume 3 min per aerator install, http://www.serviskey.net/support/rate-estimator?s4=FL (Domestic Services rate) | 6.55 | aerator | 39 | 255.45
Nonequipment | Faucet Aerator | Aerators with "average" flow rate (assume 1.0 GPM) | Faucet Aerator with 10% Less Efficient Flow than Federal Standard | Commercial | Existing | Institutional | FL Zone 2 | Per End Use Consumption | 23.64% | 601495.8236 | 588235.3378 | 13260.4858 | 0.022046 | 10 | 2.7637 | 1.6644 | 0 | No equipment cost | 0 | 0 | 3 | Illinois 2018 Statewide TRM, Section 5.4.4 | 3.55 | Assume 3 min per aerator install, http://www.serviskey.net/support/rate-estimator?s4=FL (Domestic Services rate) | 6.55 | aerator | 162 | 1061.1
Nonequipment | Faucet Aerator | Aerators with "average" flow rate (assume 1.0 GPM) | Faucet Aerator with 10% Less Efficient Flow than Federal Standard | Commercial | Existing | Lodging/Hospitality | FL Zone 2 | Per End Use Consumption | 23.64% | 72179.4988 | 71524.66 | 654.8388 | 0.0090724 | 10 | 0.034753 | 0.29655 | 0 | No equipment cost | 0 | 0 | 3 | Illinois 2018 Statewide TRM, Section 5.4.4 | 3.55 | Assume 3 min per aerator install, http://www.serviskey.net/support/rate-estimator?s4=FL (Domestic Services rate) | 6.55 | aerator | 8 | 52.4
Nonequipment | Faucet Aerator | Aerators with "average" flow rate (assume 1.0 GPM) | Faucet Aerator with 10% Less Efficient Flow than Federal Standard | Commercial | Existing | Miscellaneous | FL Zone 2 | Per End Use Consumption | 23.64% | 451121.8677 | 449157.3513 | 1964.5164 | 0.0043547 | 10 | 0.40944 | 0.24658 | 0 | No equipment cost | 0 | 0 | 3 | Illinois 2018 Statewide TRM, Section 5.4.4 | 3.55 | Assume 3 min per aerator install, http://www.serviskey.net/support/rate-estimator?s4=FL (Domestic Services rate) | 6.55 | aerator | 24 | 157.2
Nonequipment | Faucet Aerator | Aerators with "average" flow rate (assume 1.0 GPM) | Faucet Aerator with 10% Less Efficient Flow than Federal Standard | Commercial | Existing | Offices | FL Zone 2 | Per End Use Consumption | 23.64% | 62655.815 | 62410.2504 | 245.5646 | 0.0039193 | 10 | 0.05118 | 0.030823 | 0 | No equipment cost | 0 | 0 | 3 | Illinois 2018 Statewide TRM, Section 5.4.4 | 3.55 | Assume 3 min per aerator install, http://www.serviskey.net/support/rate-estimator?s4=FL (Domestic Services rate) | 6.55 | aerator | 3 | 19.65
Nonequipment | Faucet Aerator | Aerators with "average" flow rate (assume 1.0 GPM) | Faucet Aerator with 10% Less Efficient Flow than Federal Standard | Commercial | Existing | Restaurants | FL Zone 2 | Per End Use Consumption | 23.64% | 25062.326 | 24980.4711 | 81.8549 | 0.0032661 | 10 | 0.0043442 | 0.037069 | 0 | No equipment cost | 0 | 0 | 3 | Illinois 2018 Statewide TRM, Section 5.4.4 | 3.55 | Assume 3 min per aerator install, http://www.serviskey.net/support/rate-estimator?s4=FL (Domestic Services rate) | 6.55 | aerator | 1 | 6.55
Nonequipment | Faucet Aerator | Aerators with "average" flow rate (assume 1.0 GPM) | Faucet Aerator with 10% Less Efficient Flow than Federal Standard | Commercial | Existing | Retail | FL Zone 2 | Per End Use Consumption | 23.64% | 44661.0649 | 44497.3552 | 163.7097 | 0.0036656 | 10 | 0.0086884 | 0.074138 | 0 | No equipment cost | 0 | 0 | 3 | Illinois 2018 Statewide TRM, Section 5.4.4 | 3.55 | Assume 3 min per aerator install, http://www.serviskey.net/support/rate-estimator?s4=FL (Domestic Services rate) | 6.55 | aerator | 2 | 13.1
Nonequipment | Faucet Aerator | Aerators with "average" flow rate (assume 1.0 GPM) | Faucet Aerator with 10% Less Efficient Flow than Federal Standard | Commercial | Existing | Schools K-12 | FL Zone 2 | Per End Use Consumption | 23.64% | 3132.8594 | 3051.0046 | 81.8549 | 0.026128 | 10 | 0.01706 | 0.010274 | 0 | No equipment cost | 0 | 0 | 3 | Illinois 2018 Statewide TRM, Section 5.4.4 | 3.55 | Assume 3 min per aerator install, http://www.serviskey.net/support/rate-estimator?s4=FL (Domestic Services rate) | 6.55 | aerator | 1 | 6.55
Nonequipment | Faucet Aerator | Aerators with "average" flow rate (assume 1.0 GPM) | Faucet Aerator with 10% Less Efficient Flow than Federal Standard | Commercial | Existing | Warehouse | FL Zone 2 | Per End Use Consumption | 23.64% | 15037.3956 | 14955.5407 | 81.8549 | 0.0054434 | 10 | 0.01706 | 0.010274 | 0 | No equipment cost | 0 | 0 | 3 | Illinois 2018 Statewide TRM, Section 5.4.4 | 3.55 | Assume 3 min per aerator install, http://www.serviskey.net/support/rate-estimator?s4=FL (Domestic Services rate) | 6.55 | aerator | 1 | 6.55
Nonequipment | Faucet Aerator | Aerators with "average" flow rate (assume 1.0 GPM) | Faucet Aerator with Federal Standard Flow Rate of 2.2 gpm | Commercial | New | Assembly | FL Zone 2 | Per End Use Consumption | 23.64% | 7192.4897 | 6946.9252 | 245.5646 | 0.034142 | 10 | 0.05118 | 0.030823 | 0 | No equipment cost | 0 | 0 | 3 | Illinois 2018 Statewide TRM, Section 5.4.4 | 3.55 | Assume 3 min per aerator install, http://www.serviskey.net/support/rate-estimator?s4=FL (Domestic Services rate) | 6.55 | aerator | 3 | 19.65
Nonequipment | Faucet Aerator | Aerators with "average" flow rate (assume 1.0 GPM) | Faucet Aerator with Federal Standard Flow Rate of 2.2 gpm | Commercial | New | College and University | FL Zone 2 | Per End Use Consumption | 23.64% | 165427.2641 | 162644.1992 | 2783.0649 | 0.016823 | 10 | 0.25657 | 0.67071 | 0 | No equipment cost | 0 | 0 | 3 | Illinois 2018 Statewide TRM, Section 5.4.4 | 3.55 | Assume 3 min per aerator install, http://www.serviskey.net/support/rate-estimator?s4=FL (Domestic Services rate) | 6.55 | aerator | 34 | 222.7
Nonequipment | Faucet Aerator | Aerators with "average" flow rate (assume 1.0 GPM) | Faucet Aerator with Federal Standard Flow Rate of 2.2 gpm | Commercial | New | Grocery | FL Zone 2 | Per End Use Consumption | 23.64% | 14384.9795 | 14139.4149 | 245.5646 | 0.017071 | 10 | 0.013033 | 0.11121 | 0 | No equipment cost | 0 | 0 | 3 | Illinois 2018 Statewide TRM, Section 5.4.4 | 3.55 | Assume 3 min per aerator install, http://www.serviskey.net/support/rate-estimator?s4=FL (Domestic Services rate) | 6.55 | aerator | 3 | 19.65
Nonequipment | Faucet Aerator | Aerators with "average" flow rate (assume 1.0 GPM) | Faucet Aerator with Federal Standard Flow Rate of 2.2 gpm | Commercial | New | Healthcare | FL Zone 2 | Per End Use Consumption | 23.64% | 9589.9863 | 9344.4218 | 245.5646 | 0.025606 | 10 | 0.05118 | 0.030823 | 0 | No equipment cost | 0 | 0 | 3 | Illinois 2018 Statewide TRM, Section 5.4.4 | 3.55 | Assume 3 min per aerator install, http://www.serviskey.net/support/rate-estimator?s4=FL (Domestic Services rate) | 6.55 | aerator | 3 | 19.65
Nonequipment | Faucet Aerator | Aerators with "average" flow rate (assume 1.0 GPM) | Faucet Aerator with Federal Standard Flow Rate of 2.2 gpm | Commercial | New | Hospitals | FL Zone 2 | Per End Use Consumption | 23.64% | 290097.0863 | 286904.7471 | 3192.3392 | 0.011004 | 10 | 0.2943 | 0.76934 | 0 | No equipment cost | 0 | 0 | 3 | Illinois 2018 Statewide TRM, Section 5.4.4 | 3.55 | Assume 3 min per aerator install, http://www.serviskey.net/support/rate-estimator?s4=FL (Domestic Services rate) | 6.55 | aerator | 39 | 255.45
Nonequipment | Faucet Aerator | Aerators with "average" flow rate (assume 1.0 GPM) | Faucet Aerator with Federal Standard Flow Rate of 2.2 gpm | Commercial | New | Institutional | FL Zone 2 | Per End Use Consumption | 23.64% | 575399.1794 | 562138.6936 | 13260.4858 | 0.023046 | 10 | 2.7637 | 1.6644 | 0 | No equipment cost | 0 | 0 | 3 | Illinois 2018 Statewide TRM, Section 5.4.4 | 3.55 | Assume 3 min per aerator install, http://www.serviskey.net/support/rate-estimator?s4=FL (Domestic Services rate) | 6.55 | aerator | 162 | 1061.1
Nonequipment | Faucet Aerator | Aerators with "average" flow rate (assume 1.0 GPM) | Faucet Aerator with Federal Standard Flow Rate of 2.2 gpm | Commercial | New | Lodging/Hospitality | FL Zone 2 | Per End Use Consumption | 23.64% | 69047.9015 | 68393.0627 | 654.8388 | 0.0094838 | 10 | 0.034753 | 0.29655 | 0 | No equipment cost | 0 | 0 | 3 | Illinois 2018 Statewide TRM, Section 5.4.4 | 3.55 | Assume 3 min per aerator install, http://www.serviskey.net/support/rate-estimator?s4=FL (Domestic Services rate) | 6.55 | aerator | 8 | 52.4
Nonequipment | Faucet Aerator | Aerators with "average" flow rate (assume 1.0 GPM) | Faucet Aerator with Federal Standard Flow Rate of 2.2 gpm | Commercial | New | Miscellaneous | FL Zone 2 | Per End Use Consumption | 23.64% | 431549.3845 | 429584.8681 | 1964.5164 | 0.0045522 | 10 | 0.40944 | 0.24658 | 0 | No equipment cost | 0 | 0 | 3 | Illinois 2018 Statewide TRM, Section 5.4.4 | 3.55 | Assume 3 min per aerator install, http://www.serviskey.net/support/rate-estimator?s4=FL (Domestic Services rate) | 6.55 | aerator | 24 | 157.2
Nonequipment | Faucet Aerator | Aerators with "average" flow rate (assume 1.0 GPM) | Faucet Aerator with Federal Standard Flow Rate of 2.2 gpm | Commercial | New | Offices | FL Zone 2 | Per End Use Consumption | 23.64% | 59937.4145 | 59691.85 | 245.5646 | 0.004097 | 10 | 0.05118 | 0.030823 | 0 | No equipment cost | 0 | 0 | 3 | Illinois 2018 Statewide TRM, Section 5.4.4 | 3.55 | Assume 3 min per aerator install, http://www.serviskey.net/support/rate-estimator?s4=FL (Domestic Services rate) | 6.55 | aerator | 3 | 19.65
Nonequipment | Faucet Aerator | Aerators with "average" flow rate (assume 1.0 GPM) | Faucet Aerator with Federal Standard Flow Rate of 2.2 gpm | Commercial | New | Restaurants | FL Zone 2 | Per End Use Consumption | 23.64% | 23974.9658 | 23893.111 | 81.8549 | 0.0034142 | 10 | 0.0043442 | 0.037069 | 0 | No equipment cost | 0 | 0 | 3 | Illinois 2018 Statewide TRM, Section 5.4.4 | 3.55 | Assume 3 min per aerator install, http://www.serviskey.net/support/rate-estimator?s4=FL (Domestic Services rate) | 6.55 | aerator | 1 | 6.55
Nonequipment | Faucet Aerator | Aerators with "average" flow rate (assume 1.0 GPM) | Faucet Aerator with Federal Standard Flow Rate of 2.2 gpm | Commercial | New | Retail | FL Zone 2 | Per End Use Consumption | 23.64% | 42723.3891 | 42559.6794 | 163.7097 | 0.0038319 | 10 | 0.0086884 | 0.074138 | 0 | No equipment cost | 0 | 0 | 3 | Illinois 2018 Statewide TRM, Section 5.4.4 | 3.55 | Assume 3 min per aerator install, http://www.serviskey.net/support/rate-estimator?s4=FL (Domestic Services rate) | 6.55 | aerator | 2 | 13.1
Nonequipment | Faucet Aerator | Aerators with "average" flow rate (assume 1.0 GPM) | Faucet Aerator with Federal Standard Flow Rate of 2.2 gpm | Commercial | New | Schools K-12 | FL Zone 2 | Per End Use Consumption | 23.64% | 2996.9364 | 2915.0816 | 81.8549 | 0.027313 | 10 | 0.01706 | 0.010274 | 0 | No equipment cost | 0 | 0 | 3 | Illinois 2018 Statewide TRM, Section 5.4.4 | 3.55 | Assume 3 min per aerator install, http://www.serviskey.net/support/rate-estimator?s4=FL (Domestic Services rate) | 6.55 | aerator | 1 | 6.55
Nonequipment | Faucet Aerator | Aerators with "average" flow rate (assume 1.0 GPM) | Faucet Aerator with Federal Standard Flow Rate of 2.2 gpm | Commercial | New | Warehouse | FL Zone 2 | Per End Use Consumption | 23.64% | 14384.9795 | 14303.1246 | 81.8549 | 0.0056903 | 10 | 0.01706 | 0.010274 | 0 | No equipment cost | 0 | 0 | 3 | Illinois 2018 Statewide TRM, Section 5.4.4 | 3.55 | Assume 3 min per aerator install, http://www.serviskey.net/support/rate-estimator?s4=FL (Domestic Services rate) | 6.55 | aerator | 1 | 6.55
Nonequipment | Hot Water Circulation Pump Control | Recirculation Pump with Demand Control Mechanism | Uncontrolled Recirculation Pump | Commercial | Existing | Assembly | FL Zone 2 | Per Hot Water Circulation Pump | 70.18% | 7518.6978 | 6867.6978 | 651 | 0.086584 | 15 | 0.030962 | 0.032526 | 0 | No equipment cost | 0 | 0 | 249 | https://www.smartrecirculationcontrol.com/ | 210 | Estimate at $105 per labor hour, assume 2 hours work, reference: http://www.serviskey.net/support/rate-estimator?s4=FL | 459 | pump | 1 | 459
Nonequipment | Hot Water Circulation Pump Control | Recirculation Pump with Demand Control Mechanism | Uncontrolled Recirculation Pump | Commercial | Existing | College and University | FL Zone 2 | Per Hot Water Circulation Pump | 70.18% | 172930.0493 | 166420.0493 | 6510 | 0.037645 | 15 | 0.8107 | 0.8107 | 0 | No equipment cost | 0 | 0 | 249 | https://www.smartrecirculationcontrol.com/ | 210 | Estimate at $105 per labor hour, assume 2 hours work, reference: http://www.serviskey.net/support/rate-estimator?s4=FL | 459 | pump | 10 | 4590
Nonequipment | Hot Water Circulation Pump Control | Recirculation Pump with Demand Control Mechanism | Uncontrolled Recirculation Pump | Commercial | Existing | Grocery | FL Zone 2 | Per Hot Water Circulation Pump | 70.18% | 15037.3956 | 14386.3956 | 651 | 0.043292 | 15 | 0 | 0 | 0 | No equipment cost | 0 | 0 | 249 | https://www.smartrecirculationcontrol.com/ | 210 | Estimate at $105 per labor hour, assume 2 hours work, reference: http://www.serviskey.net/support/rate-estimator?s4=FL | 459 | pump | 1 | 459
Nonequipment | Hot Water Circulation Pump Control | Recirculation Pump with Demand Control Mechanism | Uncontrolled Recirculation Pump | Commercial | Existing | Healthcare | FL Zone 2 | Per Hot Water Circulation Pump | 70.18% | 10024.9304 | 9373.9304 | 651 | 0.064938 | 15 | 0.030962 | 0.032526 | 0 | No equipment cost | 0 | 0 | 249 | https://www.smartrecirculationcontrol.com/ | 210 | Estimate at $105 per labor hour, assume 2 hours work, reference: http://www.serviskey.net/support/rate-estimator?s4=FL | 459 | pump | 1 | 459
Nonequipment | Hot Water Circulation Pump Control | Recirculation Pump with Demand Control Mechanism | Uncontrolled Recirculation Pump | Commercial | Existing | Hospitals | FL Zone 2 | Per Hot Water Circulation Pump | 70.18% | 303254.1444 | 293489.1444 | 9765 | 0.032201 | 15 | 1.2161 | 1.2161 | 0 | No equipment cost | 0 | 0 | 249 | https://www.smartrecirculationcontrol.com/ | 210 | Estimate at $105 per labor hour, assume 2 hours work, reference: http://www.serviskey.net/support/rate-estimator?s4=FL | 459 | pump | 15 | 6885
Nonequipment | Hot Water Circulation Pump Control | Recirculation Pump with Demand Control Mechanism | Uncontrolled Recirculation Pump | Commercial | Existing | Institutional | FL Zone 2 | Per Hot Water Circulation Pump | 34.31% | 601495.8236 | 585220.8236 | 16275 | 0.027058 | 15 | 0.77405 | 0.81316 | 0 | No equipment cost | 0 | 0 | 249 | https://www.smartrecirculationcontrol.com/ | 210 | Estimate at $105 per labor hour, assume 2 hours work, reference: http://www.serviskey.net/support/rate-estimator?s4=FL | 459 | pump | 25 | 11475
Nonequipment | Hot Water Circulation Pump Control | Recirculation Pump with Demand Control Mechanism | Uncontrolled Recirculation Pump | Commercial | Existing | Lodging/Hospitality | FL Zone 2 | Per Hot Water Circulation Pump | 70.18% | 72179.4988 | 70226.4988 | 1953 | 0.027058 | 15 | 0 | 0 | 0 | No equipment cost | 0 | 0 | 249 | https://www.smartrecirculationcontrol.com/ | 210 | Estimate at $105 per labor hour, assume 2 hours work, reference: http://www.serviskey.net/support/rate-estimator?s4=FL | 459 | pump | 3 | 1377
Nonequipment | Hot Water Circulation Pump Control | Recirculation Pump with Demand Control Mechanism | Uncontrolled Recirculation Pump | Commercial | Existing | Miscellaneous | FL Zone 2 | Per Hot Water Circulation Pump | 34.31% | 451121.8677 | 438101.8677 | 13020 | 0.028861 | 15 | 0.61924 | 0.65053 | 0 | No equipment cost | 0 | 0 | 249 | https://www.smartrecirculationcontrol.com/ | 210 | Estimate at $105 per labor hour, assume 2 hours work, reference: http://www.serviskey.net/support/rate-estimator?s4=FL | 459 | pump | 20 | 9180
Nonequipment | Hot Water Circulation Pump Control | Recirculation Pump with Demand Control Mechanism | Uncontrolled Recirculation Pump | Commercial | Existing | Offices | FL Zone 2 | Per Hot Water Circulation Pump | 70.18% | 62655.815 | 60702.815 | 1953 | 0.03117 | 15 | 0.092886 | 0.097579 | 0 | No equipment cost | 0 | 0 | 249 | https://www.smartrecirculationcontrol.com/ | 210 | Estimate at $105 per labor hour, assume 2 hours work, reference: http://www.serviskey.net/support/rate-estimator?s4=FL | 459 | pump | 3 | 1377
Nonequipment | Hot Water Circulation Pump Control | Recirculation Pump with Demand Control Mechanism | Uncontrolled Recirculation Pump | Commercial | Existing | Restaurants | FL Zone 2 | Per Hot Water Circulation Pump | 70.18% | 25062.326 | 23760.326 | 1302 | 0.05195 | 15 | 0 | 0 | 0 | No equipment cost | 0 | 0 | 249 | https://www.smartrecirculationcontrol.com/ | 210 | Estimate at $105 per labor hour, assume 2 hours work, reference: http://www.serviskey.net/support/rate-estimator?s4=FL | 459 | pump | 2 | 918
Nonequipment | Hot Water Circulation Pump Control | Recirculation Pump with Demand Control Mechanism | Uncontrolled Recirculation Pump | Commercial | Existing | Retail | FL Zone 2 | Per Hot Water Circulation Pump | 70.18% | 44661.0649 | 42708.0649 | 1953 | 0.043729 | 15 | 0 | 0 | 0 | No equipment cost | 0 | 0 | 249 | https://www.smartrecirculationcontrol.com/ | 210 | Estimate at $105 per labor hour, assume 2 hours work, reference: http://www.serviskey.net/support/rate-estimator?s4=FL | 459 | pump | 3 | 1377
Nonequipment | Hot Water Circulation Pump Control | Recirculation Pump with Demand Control Mechanism | Uncontrolled Recirculation Pump | Commercial | Existing | Schools K-12 | FL Zone 2 | Per Hot Water Circulation Pump | 70.18% | 3132.8594 | 2481.8594 | 651 | 0.2078 | 15 | 0.030962 | 0.032526 | 0 | No equipment cost | 0 | 0 | 249 | https://www.smartrecirculationcontrol.com/ | 210 | Estimate at $105 per labor hour, assume 2 hours work, reference: http://www.serviskey.net/support/rate-estimator?s4=FL | 459 | pump | 1 | 459
Nonequipment | Hot Water Circulation Pump Control | Recirculation Pump with Demand Control Mechanism | Uncontrolled Recirculation Pump | Commercial | Existing | Warehouse | FL Zone 2 | Per Hot Water Circulation Pump | 70.18% | 15037.3956 | 14386.3956 | 651 | 0.043292 | 15 | 0.030962 | 0.032526 | 0 | No equipment cost | 0 | 0 | 249 | https://www.smartrecirculationcontrol.com/ | 210 | Estimate at $105 per labor hour, assume 2 hours work, reference: http://www.serviskey.net/support/rate-estimator?s4=FL | 459 | pump | 1 | 459
Nonequipment | Hot Water Circulation Pump Control | Recirculation Pump with Demand Control Mechanism | Uncontrolled Recirculation Pump | Commercial | New | Assembly | FL Zone 2 | Per Hot Water Circulation Pump | 0% | 7192.4897 | 6541.4897 | 651 | 0.090511 | 15 | 0.030962 | 0.032526 | 0 | No equipment cost | 0 | 0 | 249 | https://www.smartrecirculationcontrol.com/ | 210 | Estimate at $105 per labor hour, assume 2 hours work, reference: http://www.serviskey.net/support/rate-estimator?s4=FL | 459 | pump | 1 | 459
Nonequipment | Hot Water Circulation Pump Control | Recirculation Pump with Demand Control Mechanism | Uncontrolled Recirculation Pump | Commercial | New | College and University | FL Zone 2 | Per Hot Water Circulation Pump | 0% | 165427.2641 | 158917.2641 | 6510 | 0.039353 | 15 | 0.8107 | 0.8107 | 0 | No equipment cost | 0 | 0 | 249 | https://www.smartrecirculationcontrol.com/ | 210 | Estimate at $105 per labor hour, assume 2 hours work, reference: http://www.serviskey.net/support/rate-estimator?s4=FL | 459 | pump | 10 | 4590
Nonequipment | Hot Water Circulation Pump Control | Recirculation Pump with Demand Control Mechanism | Uncontrolled Recirculation Pump | Commercial | New | Grocery | FL Zone 2 | Per Hot Water Circulation Pump | 0% | 14384.9795 | 13733.9795 | 651 | 0.045256 | 15 | 0 | 0 | 0 | No equipment cost | 0 | 0 | 249 | https://www.smartrecirculationcontrol.com/ | 210 | Estimate at $105 per labor hour, assume 2 hours work, reference: http://www.serviskey.net/support/rate-estimator?s4=FL | 459 | pump | 1 | 459
Nonequipment | Hot Water Circulation Pump Control | Recirculation Pump with Demand Control Mechanism | Uncontrolled Recirculation Pump | Commercial | New | Healthcare | FL Zone 2 | Per Hot Water Circulation Pump | 0% | 9589.9863 | 8938.9863 | 651 | 0.067883 | 15 | 0.030962 | 0.032526 | 0 | No equipment cost | 0 | 0 | 249 | https://www.smartrecirculationcontrol.com/ | 210 | Estimate at $105 per labor hour, assume 2 hours work, reference: http://www.serviskey.net/support/rate-estimator?s4=FL | 459 | pump | 1 | 459
Nonequipment | Hot Water Circulation Pump Control | Recirculation Pump with Demand Control Mechanism | Uncontrolled Recirculation Pump | Commercial | New | Hospitals | FL Zone 2 | Per Hot Water Circulation Pump | 0% | 290097.0863 | 280332.0863 | 9765 | 0.033661 | 15 | 1.2161 | 1.2161 | 0 | No equipment cost | 0 | 0 | 249 | https://www.smartrecirculationcontrol.com/ | 210 | Estimate at $105 per labor hour, assume 2 hours work, reference: http://www.serviskey.net/support/rate-estimator?s4=FL | 459 | pump | 15 | 6885
Nonequipment | Hot Water Circulation Pump Control | Recirculation Pump with Demand Control Mechanism | Uncontrolled Recirculation Pump | Commercial | New | Institutional | FL Zone 2 | Per Hot Water Circulation Pump | 34.31% | 575399.1794 | 559124.1794 | 16275 | 0.028285 | 15 | 0.77405 | 0.81316 | 0 | No equipment cost | 0 | 0 | 249 | https://www.smartrecirculationcontrol.com/ | 210 | Estimate at $105 per labor hour, assume 2 hours work, reference: http://www.serviskey.net/support/rate-estimator?s4=FL | 459 | pump | 25 | 11475
Nonequipment | Hot Water Circulation Pump Control | Recirculation Pump with Demand Control Mechanism | Uncontrolled Recirculation Pump | Commercial | New | Lodging/Hospitality | FL Zone 2 | Per Hot Water Circulation Pump | 0% | 69047.9015 | 67094.9015 | 1953 | 0.028285 | 15 | 0 | 0 | 0 | No equipment cost | 0 | 0 | 249 | https://www.smartrecirculationcontrol.com/ | 210 | Estimate at $105 per labor hour, assume 2 hours work, reference: http://www.serviskey.net/support/rate-estimator?s4=FL | 459 | pump | 3 | 1377
Nonequipment | Hot Water Circulation Pump Control | Recirculation Pump with Demand Control Mechanism | Uncontrolled Recirculation Pump | Commercial | New | Miscellaneous | FL Zone 2 | Per Hot Water Circulation Pump | 34.31% | 431549.3845 | 418529.3845 | 13020 | 0.03017 | 15 | 0.61924 | 0.65053 | 0 | No equipment cost | 0 | 0 | 249 | https://www.smartrecirculationcontrol.com/ | 210 | Estimate at $105 per labor hour, assume 2 hours work, reference: http://www.serviskey.net/support/rate-estimator?s4=FL | 459 | pump | 20 | 9180
Nonequipment | Hot Water Circulation Pump Control | Recirculation Pump with Demand Control Mechanism | Uncontrolled Recirculation Pump | Commercial | New | Offices | FL Zone 2 | Per Hot Water Circulation Pump | 0% | 59937.4145 | 57984.4145 | 1953 | 0.032584 | 15 | 0.092886 | 0.097579 | 0 | No equipment cost | 0 | 0 | 249 | https://www.smartrecirculationcontrol.com/ | 210 | Estimate at $105 per labor hour, assume 2 hours work, reference: http://www.serviskey.net/support/rate-estimator?s4=FL | 459 | pump | 3 | 1377
Nonequipment | Hot Water Circulation Pump Control | Recirculation Pump with Demand Control Mechanism | Uncontrolled Recirculation Pump | Commercial | New | Restaurants | FL Zone 2 | Per Hot Water Circulation Pump | 0% | 23974.9658 | 22672.9658 | 1302 | 0.054307 | 15 | 0 | 0 | 0 | No equipment cost | 0 | 0 | 249 | https://www.smartrecirculationcontrol.com/ | 210 | Estimate at $105 per labor hour, assume 2 hours work, reference: http://www.serviskey.net/support/rate-estimator?s4=FL | 459 | pump | 2 | 918
Nonequipment | Hot Water Circulation Pump Control | Recirculation Pump with Demand Control Mechanism | Uncontrolled Recirculation Pump | Commercial | New | Retail | FL Zone 2 | Per Hot Water Circulation Pump | 0% | 42723.3891 | 40770.3891 | 1953 | 0.045713 | 15 | 0 | 0 | 0 | No equipment cost | 0 | 0 | 249 | https://www.smartrecirculationcontrol.com/ | 210 | Estimate at $105 per labor hour, assume 2 hours work, reference: http://www.serviskey.net/support/rate-estimator?s4=FL | 459 | pump | 3 | 1377
Nonequipment | Hot Water Circulation Pump Control | Recirculation Pump with Demand Control Mechanism | Uncontrolled Recirculation Pump | Commercial | New | Schools K-12 | FL Zone 2 | Per Hot Water Circulation Pump | 0% | 2996.9364 | 2345.9364 | 651 | 0.21722 | 15 | 0.030962 | 0.032526 | 0 | No equipment cost | 0 | 0 | 249 | https://www.smartrecirculationcontrol.com/ | 210 | Estimate at $105 per labor hour, assume 2 hours work, reference: http://www.serviskey.net/support/rate-estimator?s4=FL | 459 | pump | 1 | 459
Nonequipment | Hot Water Circulation Pump Control | Recirculation Pump with Demand Control Mechanism | Uncontrolled Recirculation Pump | Commercial | New | Warehouse | FL Zone 2 | Per Hot Water Circulation Pump | 0% | 14384.9795 | 13733.9795 | 651 | 0.045256 | 15 | 0.030962 | 0.032526 | 0 | No equipment cost | 0 | 0 | 249 | https://www.smartrecirculationcontrol.com/ | 210 | Estimate at $105 per labor hour, assume 2 hours work, reference: http://www.serviskey.net/support/rate-estimator?s4=FL | 459 | pump | 1 | 459
Nonequipment | Hot Water Pipe Insulation | 1' of Insulated Pipe in Unconditioned Spaces, Insulation of R-4 | 1' of Pipe in Unconditioned Spaces with Code Minimum of 1"of Insulation | Commercial | Existing | Assembly | FL Zone 2 | Per 60 linear ft | 4.299% | 7518.6978 | 6163.1058 | 1355.592 | 0.1803 | 13 | 0.15144 | 0.1702 | 0 | No equipment cost | 0 | 0 | 3 | Pennsylvania Public Utility Commission 2013 Incremental Cost Database | 0 | No Labor Cost | 3 | linear ft | 60 | 180
Nonequipment | Hot Water Pipe Insulation | 1' of Insulated Pipe in Unconditioned Spaces, Insulation of R-4 | 1' of Pipe in Unconditioned Spaces with Code Minimum of 1"of Insulation | Commercial | Existing | College and University | FL Zone 2 | Per 60 linear ft | 4.299% | 172930.0493 | 159374.129 | 13555.9203 | 0.07839 | 13 | 1.5475 | 1.5475 | 0 | No equipment cost | 0 | 0 | 3 | Pennsylvania Public Utility Commission 2013 Incremental Cost Database | 0 | No Labor Cost | 3 | linear ft | 600 | 1800
Nonequipment | Hot Water Pipe Insulation | 1' of Insulated Pipe in Unconditioned Spaces, Insulation of R-4 | 1' of Pipe in Unconditioned Spaces with Code Minimum of 1"of Insulation | Commercial | Existing | Grocery | FL Zone 2 | Per 60 linear ft | 4.299% | 15037.3956 | 13681.8036 | 1355.592 | 0.090148 | 13 | 0.10667 | 0.18442 | 0 | No equipment cost | 0 | 0 | 3 | Pennsylvania Public Utility Commission 2013 Incremental Cost Database | 0 | No Labor Cost | 3 | linear ft | 60 | 180
Nonequipment | Hot Water Pipe Insulation | 1' of Insulated Pipe in Unconditioned Spaces, Insulation of R-4 | 1' of Pipe in Unconditioned Spaces with Code Minimum of 1"of Insulation | Commercial | Existing | Healthcare | FL Zone 2 | Per 60 linear ft | 4.299% | 10024.9304 | 8669.3384 | 1355.592 | 0.13522 | 13 | 0.15144 | 0.1702 | 0 | No equipment cost | 0 | 0 | 3 | Pennsylvania Public Utility Commission 2013 Incremental Cost Database | 0 | No Labor Cost | 3 | linear ft | 60 | 180
Nonequipment | Hot Water Pipe Insulation | 1' of Insulated Pipe in Unconditioned Spaces, Insulation of R-4 | 1' of Pipe in Unconditioned Spaces with Code Minimum of 1"of Insulation | Commercial | Existing | Hospitals | FL Zone 2 | Per 60 linear ft | 4.299% | 303254.1444 | 282920.264 | 20333.8804 | 0.067052 | 13 | 2.3212 | 2.3212 | 0 | No equipment cost | 0 | 0 | 3 | Pennsylvania Public Utility Commission 2013 Incremental Cost Database | 0 | No Labor Cost | 3 | linear ft | 900 | 2700
Nonequipment | Hot Water Pipe Insulation | 1' of Insulated Pipe in Unconditioned Spaces, Insulation of R-4 | 1' of Pipe in Unconditioned Spaces with Code Minimum of 1"of Insulation | Commercial | Existing | Institutional | FL Zone 2 | Per 60 linear ft | 22.62% | 601495.8236 | 567606.0229 | 33889.8007 | 0.056343 | 13 | 3.786 | 4.255 | 0 | No equipment cost | 0 | 0 | 3 | Pennsylvania Public Utility Commission 2013 Incremental Cost Database | 0 | No Labor Cost | 3 | linear ft | 1500 | 4500
Nonequipment | Hot Water Pipe Insulation | 1' of Insulated Pipe in Unconditioned Spaces, Insulation of R-4 | 1' of Pipe in Unconditioned Spaces with Code Minimum of 1"of Insulation | Commercial | Existing | Lodging/Hospitality | FL Zone 2 | Per 60 linear ft | 4.299% | 72179.4988 | 68112.7227 | 4066.7761 | 0.056343 | 13 | 0.32002 | 0.55325 | 0 | No equipment cost | 0 | 0 | 3 | Pennsylvania Public Utility Commission 2013 Incremental Cost Database | 0 | No Labor Cost | 3 | linear ft | 180 | 540
Nonequipment | Hot Water Pipe Insulation | 1' of Insulated Pipe in Unconditioned Spaces, Insulation of R-4 | 1' of Pipe in Unconditioned Spaces with Code Minimum of 1"of Insulation | Commercial | Existing | Miscellaneous | FL Zone 2 | Per 60 linear ft | 22.62% | 451121.8677 | 424010.0271 | 27111.8406 | 0.060099 | 13 | 3.0288 | 3.404 | 0 | No equipment cost | 0 | 0 | 3 | Pennsylvania Public Utility Commission 2013 Incremental Cost Database | 0 | No Labor Cost | 3 | linear ft | 1200 | 3600
Nonequipment | Hot Water Pipe Insulation | 1' of Insulated Pipe in Unconditioned Spaces, Insulation of R-4 | 1' of Pipe in Unconditioned Spaces with Code Minimum of 1"of Insulation | Commercial | Existing | Offices | FL Zone 2 | Per 60 linear ft | 4.299% | 62655.815 | 58589.0389 | 4066.7761 | 0.064907 | 13 | 0.45432 | 0.51059 | 0 | No equipment cost | 0 | 0 | 3 | Pennsylvania Public Utility Commission 2013 Incremental Cost Database | 0 | No Labor Cost | 3 | linear ft | 180 | 540
Nonequipment | Hot Water Pipe Insulation | 1' of Insulated Pipe in Unconditioned Spaces, Insulation of R-4 | 1' of Pipe in Unconditioned Spaces with Code Minimum of 1"of Insulation | Commercial | Existing | Restaurants | FL Zone 2 | Per 60 linear ft | 4.299% | 25062.326 | 22351.1419 | 2711.1841 | 0.10818 | 13 | 0.21335 | 0.36883 | 0 | No equipment cost | 0 | 0 | 3 | Pennsylvania Public Utility Commission 2013 Incremental Cost Database | 0 | No Labor Cost | 3 | linear ft | 120 | 360
Nonequipment | Hot Water Pipe Insulation | 1' of Insulated Pipe in Unconditioned Spaces, Insulation of R-4 | 1' of Pipe in Unconditioned Spaces with Code Minimum of 1"of Insulation | Commercial | Existing | Retail | FL Zone 2 | Per 60 linear ft | 4.299% | 44661.0649 | 40594.2888 | 4066.7761 | 0.091059 | 13 | 0.32002 | 0.55325 | 0 | No equipment cost | 0 | 0 | 3 | Pennsylvania Public Utility Commission 2013 Incremental Cost Database | 0 | No Labor Cost | 3 | linear ft | 180 | 540
Nonequipment | Hot Water Pipe Insulation | 1' of Insulated Pipe in Unconditioned Spaces, Insulation of R-4 | 1' of Pipe in Unconditioned Spaces with Code Minimum of 1"of Insulation | Commercial | Existing | Schools K-12 | FL Zone 2 | Per 60 linear ft | 4.299% | 3132.8594 | 1777.2674 | 1355.592 | 0.4327 | 13 | 0.15144 | 0.1702 | 0 | No equipment cost | 0 | 0 | 3 | Pennsylvania Public Utility Commission 2013 Incremental Cost Database | 0 | No Labor Cost | 3 | linear ft | 60 | 180
Nonequipment | Hot Water Pipe Insulation | 1' of Insulated Pipe in Unconditioned Spaces, Insulation of R-4 | 1' of Pipe in Unconditioned Spaces with Code Minimum of 1"of Insulation | Commercial | Existing | Warehouse | FL Zone 2 | Per 60 linear ft | 4.299% | 15037.3956 | 13681.8036 | 1355.592 | 0.090148 | 13 | 0.15144 | 0.1702 | 0 | No equipment cost | 0 | 0 | 3 | Pennsylvania Public Utility Commission 2013 Incremental Cost Database | 0 | No Labor Cost | 3 | linear ft | 60 | 180
Nonequipment | Hot Water Pipe Insulation | 1' of Insulated Pipe in Unconditioned Spaces, Insulation of R-4 | N/A - Retrofit Only | Commercial | New | Assembly | FL Zone 2 | Per 60 linear ft | 22.45% | 7192.4897 | 5836.8977 | 1355.592 | 0.18847 | 13 | 0.15144 | 0.1702 | 0 | No equipment cost | 0 | 0 | 3 | Pennsylvania Public Utility Commission 2013 Incremental Cost Database | 0 | No Labor Cost | 3 | linear ft | 60 | 180
Nonequipment | Hot Water Pipe Insulation | 1' of Insulated Pipe in Unconditioned Spaces, Insulation of R-4 | N/A - Retrofit Only | Commercial | New | College and University | FL Zone 2 | Per 60 linear ft | 22.45% | 165427.2641 | 151871.3438 | 13555.9203 | 0.081945 | 13 | 1.5475 | 1.5475 | 0 | No equipment cost | 0 | 0 | 3 | Pennsylvania Public Utility Commission 2013 Incremental Cost Database | 0 | No Labor Cost | 3 | linear ft | 600 | 1800
Nonequipment | Hot Water Pipe Insulation | 1' of Insulated Pipe in Unconditioned Spaces, Insulation of R-4 | N/A - Retrofit Only | Commercial | New | Grocery | FL Zone 2 | Per 60 linear ft | 22.45% | 14384.9795 | 13029.3875 | 1355.592 | 0.094237 | 13 | 0.10667 | 0.18442 | 0 | No equipment cost | 0 | 0 | 3 | Pennsylvania Public Utility Commission 2013 Incremental Cost Database | 0 | No Labor Cost | 3 | linear ft | 60 | 180
Nonequipment | Hot Water Pipe Insulation | 1' of Insulated Pipe in Unconditioned Spaces, Insulation of R-4 | N/A - Retrofit Only | Commercial | New | Healthcare | FL Zone 2 | Per 60 linear ft | 22.45% | 9589.9863 | 8234.3943 | 1355.592 | 0.14135 | 13 | 0.15144 | 0.1702 | 0 | No equipment cost | 0 | 0 | 3 | Pennsylvania Public Utility Commission 2013 Incremental Cost Database | 0 | No Labor Cost | 3 | linear ft | 60 | 180
Nonequipment | Hot Water Pipe Insulation | 1' of Insulated Pipe in Unconditioned Spaces, Insulation of R-4 | N/A - Retrofit Only | Commercial | New | Hospitals | FL Zone 2 | Per 60 linear ft | 22.45% | 290097.0863 | 269763.2058 | 20333.8804 | 0.070093 | 13 | 2.3212 | 2.3212 | 0 | No equipment cost | 0 | 0 | 3 | Pennsylvania Public Utility Commission 2013 Incremental Cost Database | 0 | No Labor Cost | 3 | linear ft | 900 | 2700
Nonequipment | Hot Water Pipe Insulation | 1' of Insulated Pipe in Unconditioned Spaces, Insulation of R-4 | N/A - Retrofit Only | Commercial | New | Institutional | FL Zone 2 | Per 60 linear ft | 22.62% | 575399.1794 | 541509.3787 | 33889.8007 | 0.058898 | 13 | 3.786 | 4.255 | 0 | No equipment cost | 0 | 0 | 3 | Pennsylvania Public Utility Commission 2013 Incremental Cost Database | 0 | No Labor Cost | 3 | linear ft | 1500 | 4500
Nonequipment | Hot Water Pipe Insulation | 1' of Insulated Pipe in Unconditioned Spaces, Insulation of R-4 | N/A - Retrofit Only | Commercial | New | Lodging/Hospitality | FL Zone 2 | Per 60 linear ft | 22.45% | 69047.9015 | 64981.1254 | 4066.7761 | 0.058898 | 13 | 0.32002 | 0.55325 | 0 | No equipment cost | 0 | 0 | 3 | Pennsylvania Public Utility Commission 2013 Incremental Cost Database | 0 | No Labor Cost | 3 | linear ft | 180 | 540
Nonequipment | Hot Water Pipe Insulation | 1' of Insulated Pipe in Unconditioned Spaces, Insulation of R-4 | N/A - Retrofit Only | Commercial | New | Miscellaneous | FL Zone 2 | Per 60 linear ft | 22.62% | 431549.3845 | 404437.544 | 27111.8406 | 0.062824 | 13 | 3.0288 | 3.404 | 0 | No equipment cost | 0 | 0 | 3 | Pennsylvania Public Utility Commission 2013 Incremental Cost Database | 0 | No Labor Cost | 3 | linear ft | 1200 | 3600
Nonequipment | Hot Water Pipe Insulation | 1' of Insulated Pipe in Unconditioned Spaces, Insulation of R-4 | N/A - Retrofit Only | Commercial | New | Offices | FL Zone 2 | Per 60 linear ft | 22.45% | 59937.4145 | 55870.6384 | 4066.7761 | 0.06785 | 13 | 0.45432 | 0.51059 | 0 | No equipment cost | 0 | 0 | 3 | Pennsylvania Public Utility Commission 2013 Incremental Cost Database | 0 | No Labor Cost | 3 | linear ft | 180 | 540
Nonequipment | Hot Water Pipe Insulation | 1' of Insulated Pipe in Unconditioned Spaces, Insulation of R-4 | N/A - Retrofit Only | Commercial | New | Restaurants | FL Zone 2 | Per 60 linear ft | 22.45% | 23974.9658 | 21263.7818 | 2711.1841 | 0.11308 | 13 | 0.21335 | 0.36883 | 0 | No equipment cost | 0 | 0 | 3 | Pennsylvania Public Utility Commission 2013 Incremental Cost Database | 0 | No Labor Cost | 3 | linear ft | 120 | 360
Nonequipment | Hot Water Pipe Insulation | 1' of Insulated Pipe in Unconditioned Spaces, Insulation of R-4 | N/A - Retrofit Only | Commercial | New | Retail | FL Zone 2 | Per 60 linear ft | 22.45% | 42723.3891 | 38656.613 | 4066.7761 | 0.095189 | 13 | 0.32002 | 0.55325 | 0 | No equipment cost | 0 | 0 | 3 | Pennsylvania Public Utility Commission 2013 Incremental Cost Database | 0 | No Labor Cost | 3 | linear ft | 180 | 540
Nonequipment | Hot Water Pipe Insulation | 1' of Insulated Pipe in Unconditioned Spaces, Insulation of R-4 | N/A - Retrofit Only | Commercial | New | Schools K-12 | FL Zone 2 | Per 60 linear ft | 22.45% | 2996.9364 | 1641.3444 | 1355.592 | 0.45233 | 13 | 0.15144 | 0.1702 | 0 | No equipment cost | 0 | 0 | 3 | Pennsylvania Public Utility Commission 2013 Incremental Cost Database | 0 | No Labor Cost | 3 | linear ft | 60 | 180
Nonequipment | Hot Water Pipe Insulation | 1' of Insulated Pipe in Unconditioned Spaces, Insulation of R-4 | N/A - Retrofit Only | Commercial | New | Warehouse | FL Zone 2 | Per 60 linear ft | 22.45% | 14384.9795 | 13029.3875 | 1355.592 | 0.094237 | 13 | 0.15144 | 0.1702 | 0 | No equipment cost | 0 | 0 | 3 | Pennsylvania Public Utility Commission 2013 Incremental Cost Database | 0 | No Labor Cost | 3 | linear ft | 60 | 180
Nonequipment | Low Flow Shower Head | Low-Flow Showerhead with Flow Rate of 1.75 gpm | Showerhead with Federal Standard Flow Rate of 2.5 gpm | Commercial | Existing | Assembly | FL Zone 2 | Per Unit | 0% | 7518.6978 | 7344.9298 | 173.768 | 0.023111 | 10 | 0.029366 | 0.019532 | 0 | reference source included incremental cost only | 0 | 0 | 7 | Illinois 2018 Statewide TRM, Section 4.3.3 | 5 | Illinois 2018 Statewide TRM, Section 4.3.3 | 12 | shower head | 1 | 12
Nonequipment | Low Flow Shower Head | Low-Flow Showerhead with Flow Rate of 1.75 gpm | Showerhead with Federal Standard Flow Rate of 2.5 gpm | Commercial | Existing | College and University | FL Zone 2 | Per Unit | 74.65% | 172930.0493 | 166153.0973 | 6776.952 | 0.039189 | 10 | 0.47547 | 2.4944 | 0 | reference source included incremental cost only | 0 | 0 | 7 | Illinois 2018 Statewide TRM, Section 4.3.3 | 5 | Illinois 2018 Statewide TRM, Section 4.3.3 | 12 | shower head | 39 | 468
Nonequipment | Low Flow Shower Head | Low-Flow Showerhead with Flow Rate of 1.75 gpm | Showerhead with Federal Standard Flow Rate of 2.5 gpm | Commercial | Existing | Grocery | FL Zone 2 | Per Unit | 0% | 15037.3956 | 14863.6276 | 173.768 | 0.011556 | 10 | 0.012191 | 0.063959 | 0 | reference source included incremental cost only | 0 | 0 | 7 | Illinois 2018 Statewide TRM, Section 4.3.3 | 5 | Illinois 2018 Statewide TRM, Section 4.3.3 | 12 | shower head | 1 | 12
Nonequipment | Low Flow Shower Head | Low-Flow Showerhead with Flow Rate of 1.75 gpm | Showerhead with Federal Standard Flow Rate of 2.5 gpm | Commercial | Existing | Healthcare | FL Zone 2 | Per Unit | 74.65% | 10024.9304 | 9851.1624 | 173.768 | 0.017334 | 10 | 0.01602 | 0.041877 | 0 | reference source included incremental cost only | 0 | 0 | 7 | Illinois 2018 Statewide TRM, Section 4.3.3 | 5 | Illinois 2018 Statewide TRM, Section 4.3.3 | 12 | shower head | 1 | 12
Nonequipment | Low Flow Shower Head | Low-Flow Showerhead with Flow Rate of 1.75 gpm | Showerhead with Federal Standard Flow Rate of 2.5 gpm | Commercial | Existing | Hospitals | FL Zone 2 | Per Unit | 74.65% | 303254.1444 | 298736.1764 | 4517.968 | 0.014898 | 10 | 0.41651 | 1.0888 | 0 | reference source included incremental cost only | 0 | 0 | 7 | Illinois 2018 Statewide TRM, Section 4.3.3 | 5 | Illinois 2018 Statewide TRM, Section 4.3.3 | 12 | shower head | 26 | 312
Nonequipment | Low Flow Shower Head | Low-Flow Showerhead with Flow Rate of 1.75 gpm | Showerhead with Federal Standard Flow Rate of 2.5 gpm | Commercial | Existing | Institutional | FL Zone 2 | Per Unit | 0% | 601495.8236 | 597672.9276 | 3822.896 | 0.0063556 | 10 | 0.64604 | 0.4297 | 0 | reference source included incremental cost only | 0 | 0 | 7 | Illinois 2018 Statewide TRM, Section 4.3.3 | 5 | Illinois 2018 Statewide TRM, Section 4.3.3 | 12 | shower head | 22 | 264
Nonequipment | Low Flow Shower Head | Low-Flow Showerhead with Flow Rate of 1.75 gpm | Showerhead with Federal Standard Flow Rate of 2.5 gpm | Commercial | Existing | Lodging/Hospitality | FL Zone 2 | Per Unit | 74.65% | 72179.4988 | 70268.0508 | 1911.448 | 0.026482 | 10 | 0.10115 | 0.86313 | 0 | reference source included incremental cost only | 0 | 0 | 7 | Illinois 2018 Statewide TRM, Section 4.3.3 | 5 | Illinois 2018 Statewide TRM, Section 4.3.3 | 12 | shower head | 11 | 132
Nonequipment | Low Flow Shower Head | Low-Flow Showerhead with Flow Rate of 1.75 gpm | Showerhead with Federal Standard Flow Rate of 2.5 gpm | Commercial | Existing | Miscellaneous | FL Zone 2 | Per Unit | 0% | 451121.8677 | 448167.8117 | 2954.056 | 0.0065482 | 10 | 0.49922 | 0.33204 | 0 | reference source included incremental cost only | 0 | 0 | 7 | Illinois 2018 Statewide TRM, Section 4.3.3 | 5 | Illinois 2018 Statewide TRM, Section 4.3.3 | 12 | shower head | 17 | 204
Nonequipment | Low Flow Shower Head | Low-Flow Showerhead with Flow Rate of 1.75 gpm | Showerhead with Federal Standard Flow Rate of 2.5 gpm | Commercial | Existing | Offices | FL Zone 2 | Per Unit | 0% | 62655.815 | 62308.279 | 347.536 | 0.0055467 | 10 | 0.058731 | 0.039063 | 0 | reference source included incremental cost only | 0 | 0 | 7 | Illinois 2018 Statewide TRM, Section 4.3.3 | 5 | Illinois 2018 Statewide TRM, Section 4.3.3 | 12 | shower head | 2 | 24
Nonequipment | Low Flow Shower Head | Low-Flow Showerhead with Flow Rate of 1.75 gpm | Showerhead with Federal Standard Flow Rate of 2.5 gpm | Commercial | Existing | Restaurants | FL Zone 2 | Per Unit | 0% | 25062.326 | 24888.558 | 173.768 | 0.0069334 | 10 | 0.012191 | 0.063959 | 0 | reference source included incremental cost only | 0 | 0 | 7 | Illinois 2018 Statewide TRM, Section 4.3.3 | 5 | Illinois 2018 Statewide TRM, Section 4.3.3 | 12 | shower head | 1 | 12
Nonequipment | Low Flow Shower Head | Low-Flow Showerhead with Flow Rate of 1.75 gpm | Showerhead with Federal Standard Flow Rate of 2.5 gpm | Commercial | Existing | Retail | FL Zone 2 | Per Unit | 0% | 44661.0649 | 44313.5289 | 347.536 | 0.0077816 | 10 | 0.024383 | 0.12792 | 0 | reference source included incremental cost only | 0 | 0 | 7 | Illinois 2018 Statewide TRM, Section 4.3.3 | 5 | Illinois 2018 Statewide TRM, Section 4.3.3 | 12 | shower head | 2 | 24
Nonequipment | Low Flow Shower Head | Low-Flow Showerhead with Flow Rate of 1.75 gpm | Showerhead with Federal Standard Flow Rate of 2.5 gpm | Commercial | Existing | Schools K-12 | FL Zone 2 | Per Unit | 0% | 3132.8594 | 2959.0914 | 173.768 | 0.055466 | 10 | 0.029366 | 0.019532 | 0 | reference source included incremental cost only | 0 | 0 | 7 | Illinois 2018 Statewide TRM, Section 4.3.3 | 5 | Illinois 2018 Statewide TRM, Section 4.3.3 | 12 | shower head | 1 | 12
Nonequipment | Low Flow Shower Head | Low-Flow Showerhead with Flow Rate of 1.75 gpm | Showerhead with Federal Standard Flow Rate of 2.5 gpm | Commercial | Existing | Warehouse | FL Zone 2 | Per Unit | 0% | 15037.3956 | 14863.6276 | 173.768 | 0.011556 | 10 | 0.029366 | 0.019532 | 0 | reference source included incremental cost only | 0 | 0 | 7 | Illinois 2018 Statewide TRM, Section 4.3.3 | 5 | Illinois 2018 Statewide TRM, Section 4.3.3 | 12 | shower head | 1 | 12
Nonequipment | Low Flow Shower Head | Low-Flow Showerhead with Flow Rate of 1.75 gpm | Showerhead with Market Average Flow Rate of 2.2 gpm | Commercial | New | Assembly | FL Zone 2 | Per Unit | 0% | 7192.4897 | 7018.7217 | 173.768 | 0.02416 | 10 | 0.029366 | 0.019532 | 0 | reference source included incremental cost only | 0 | 0 | 7 | Illinois 2018 Statewide TRM, Section 4.3.3 | 5 | Illinois 2018 Statewide TRM, Section 4.3.3 | 12 | shower head | 1 | 12
Nonequipment | Low Flow Shower Head | Low-Flow Showerhead with Flow Rate of 1.75 gpm | Showerhead with Market Average Flow Rate of 2.2 gpm | Commercial | New | College and University | FL Zone 2 | Per Unit | 74.65% | 165427.2641 | 158650.3121 | 6776.952 | 0.040966 | 10 | 0.47547 | 2.4944 | 0 | reference source included incremental cost only | 0 | 0 | 7 | Illinois 2018 Statewide TRM, Section 4.3.3 | 5 | Illinois 2018 Statewide TRM, Section 4.3.3 | 12 | shower head | 39 | 468
Nonequipment | Low Flow Shower Head | Low-Flow Showerhead with Flow Rate of 1.75 gpm | Showerhead with Market Average Flow Rate of 2.2 gpm | Commercial | New | Grocery | FL Zone 2 | Per Unit | 0% | 14384.9795 | 14211.2115 | 173.768 | 0.01208 | 10 | 0.012191 | 0.063959 | 0 | reference source included incremental cost only | 0 | 0 | 7 | Illinois 2018 Statewide TRM, Section 4.3.3 | 5 | Illinois 2018 Statewide TRM, Section 4.3.3 | 12 | shower head | 1 | 12
Nonequipment | Low Flow Shower Head | Low-Flow Showerhead with Flow Rate of 1.75 gpm | Showerhead with Market Average Flow Rate of 2.2 gpm | Commercial | New | Healthcare | FL Zone 2 | Per Unit | 74.65% | 9589.9863 | 9416.2183 | 173.768 | 0.01812 | 10 | 0.01602 | 0.041877 | 0 | reference source included incremental cost only | 0 | 0 | 7 | Illinois 2018 Statewide TRM, Section 4.3.3 | 5 | Illinois 2018 Statewide TRM, Section 4.3.3 | 12 | shower head | 1 | 12
Nonequipment | Low Flow Shower Head | Low-Flow Showerhead with Flow Rate of 1.75 gpm | Showerhead with Market Average Flow Rate of 2.2 gpm | Commercial | New | Hospitals | FL Zone 2 | Per Unit | 74.65% | 290097.0863 | 285579.1183 | 4517.968 | 0.015574 | 10 | 0.41651 | 1.0888 | 0 | reference source included incremental cost only | 0 | 0 | 7 | Illinois 2018 Statewide TRM, Section 4.3.3 | 5 | Illinois 2018 Statewide TRM, Section 4.3.3 | 12 | shower head | 26 | 312
Nonequipment | Low Flow Shower Head | Low-Flow Showerhead with Flow Rate of 1.75 gpm | Showerhead with Market Average Flow Rate of 2.2 gpm | Commercial | New | Institutional | FL Zone 2 | Per Unit | 0% | 575399.1794 | 571576.2834 | 3822.896 | 0.0066439 | 10 | 0.64604 | 0.4297 | 0 | reference source included incremental cost only | 0 | 0 | 7 | Illinois 2018 Statewide TRM, Section 4.3.3 | 5 | Illinois 2018 Statewide TRM, Section 4.3.3 | 12 | shower head | 22 | 264
Nonequipment | Low Flow Shower Head | Low-Flow Showerhead with Flow Rate of 1.75 gpm | Showerhead with Market Average Flow Rate of 2.2 gpm | Commercial | New | Lodging/Hospitality | FL Zone 2 | Per Unit | 74.65% | 69047.9015 | 67136.4535 | 1911.448 | 0.027683 | 10 | 0.10115 | 0.86313 | 0 | reference source included incremental cost only | 0 | 0 | 7 | Illinois 2018 Statewide TRM, Section 4.3.3 | 5 | Illinois 2018 Statewide TRM, Section 4.3.3 | 12 | shower head | 11 | 132
Nonequipment | Low Flow Shower Head | Low-Flow Showerhead with Flow Rate of 1.75 gpm | Showerhead with Market Average Flow Rate of 2.2 gpm | Commercial | New | Miscellaneous | FL Zone 2 | Per Unit | 0% | 431549.3845 | 428595.3285 | 2954.056 | 0.0068452 | 10 | 0.49922 | 0.33204 | 0 | reference source included incremental cost only | 0 | 0 | 7 | Illinois 2018 Statewide TRM, Section 4.3.3 | 5 | Illinois 2018 Statewide TRM, Section 4.3.3 | 12 | shower head | 17 | 204
Nonequipment | Low Flow Shower Head | Low-Flow Showerhead with Flow Rate of 1.75 gpm | Showerhead with Market Average Flow Rate of 2.2 gpm | Commercial | New | Offices | FL Zone 2 | Per Unit | 0% | 59937.4145 | 59589.8785 | 347.536 | 0.0057983 | 10 | 0.058731 | 0.039063 | 0 | reference source included incremental cost only | 0 | 0 | 7 | Illinois 2018 Statewide TRM, Section 4.3.3 | 5 | Illinois 2018 Statewide TRM, Section 4.3.3 | 12 | shower head | 2 | 24
Nonequipment | Low Flow Shower Head | Low-Flow Showerhead with Flow Rate of 1.75 gpm | Showerhead with Market Average Flow Rate of 2.2 gpm | Commercial | New | Restaurants | FL Zone 2 | Per Unit | 0% | 23974.9658 | 23801.1978 | 173.768 | 0.0072479 | 10 | 0.012191 | 0.063959 | 0 | reference source included incremental cost only | 0 | 0 | 7 | Illinois 2018 Statewide TRM, Section 4.3.3 | 5 | Illinois 2018 Statewide TRM, Section 4.3.3 | 12 | shower head | 1 | 12
Nonequipment | Low Flow Shower Head | Low-Flow Showerhead with Flow Rate of 1.75 gpm | Showerhead with Market Average Flow Rate of 2.2 gpm | Commercial | New | Retail | FL Zone 2 | Per Unit | 0% | 42723.3891 | 42375.8531 | 347.536 | 0.0081346 | 10 | 0.024383 | 0.12792 | 0 | reference source included incremental cost only | 0 | 0 | 7 | Illinois 2018 Statewide TRM, Section 4.3.3 | 5 | Illinois 2018 Statewide TRM, Section 4.3.3 | 12 | shower head | 2 | 24
Nonequipment | Low Flow Shower Head | Low-Flow Showerhead with Flow Rate of 1.75 gpm | Showerhead with Market Average Flow Rate of 2.2 gpm | Commercial | New | Schools K-12 | FL Zone 2 | Per Unit | 0% | 2996.9364 | 2823.1684 | 173.768 | 0.057982 | 10 | 0.029366 | 0.019532 | 0 | reference source included incremental cost only | 0 | 0 | 7 | Illinois 2018 Statewide TRM, Section 4.3.3 | 5 | Illinois 2018 Statewide TRM, Section 4.3.3 | 12 | shower head | 1 | 12
Nonequipment | Low Flow Shower Head | Low-Flow Showerhead with Flow Rate of 1.75 gpm | Showerhead with Market Average Flow Rate of 2.2 gpm | Commercial | New | Warehouse | FL Zone 2 | Per Unit | 0% | 14384.9795 | 14211.2115 | 173.768 | 0.01208 | 10 | 0.029366 | 0.019532 | 0 | reference source included incremental cost only | 0 | 0 | 7 | Illinois 2018 Statewide TRM, Section 4.3.3 | 5 | Illinois 2018 Statewide TRM, Section 4.3.3 | 12 | shower head | 1 | 12
Nonequipment | Low-Flow Pre-Rinse Sprayers | Low-Flow Pre-Rinse Sprayer with Flow Rate of 1.6 gpm | Pre-Rinse Sprayer 10% Less Efficient than Federal Standard | Commercial | Existing | Assembly | FL Zone 2 | Per End Use Consumption | 0% | 7518.6978 | 5256.7237 | 2261.9741 | 0.30085 | 5 | 0.20853 | 0.54512 | 0 | No equipment cost | 0 | 0 | 92.9 | Illinois 2018 Statewide TRM, Section 4.2.11 | 0 | 0 | 92.9 | sprayer | 2 | 185.8
Nonequipment | Low-Flow Pre-Rinse Sprayers | Low-Flow Pre-Rinse Sprayer with Flow Rate of 1.6 gpm | Pre-Rinse Sprayer 10% Less Efficient than Federal Standard | Commercial | Existing | College and University | FL Zone 2 | Per End Use Consumption | 27.37% | 172930.0493 | 170668.0752 | 2261.9741 | 0.01308 | 5 | 0.20853 | 0.54512 | 0 | No equipment cost | 0 | 0 | 92.9 | Illinois 2018 Statewide TRM, Section 4.2.11 | 0 | 0 | 92.9 | sprayer | 2 | 185.8
Nonequipment | Low-Flow Pre-Rinse Sprayers | Low-Flow Pre-Rinse Sprayer with Flow Rate of 1.6 gpm | Pre-Rinse Sprayer 10% Less Efficient than Federal Standard | Commercial | Existing | Grocery | FL Zone 2 | Per End Use Consumption | 27.37% | 15037.3956 | 12775.4215 | 2261.9741 | 0.15042 | 5 | 0.20853 | 0.54512 | 0 | No equipment cost | 0 | 0 | 92.9 | Illinois 2018 Statewide TRM, Section 4.2.11 | 0 | 0 | 92.9 | sprayer | 2 | 185.8
Nonequipment | Low-Flow Pre-Rinse Sprayers | Low-Flow Pre-Rinse Sprayer with Flow Rate of 1.6 gpm | Pre-Rinse Sprayer 10% Less Efficient than Federal Standard | Commercial | Existing | Healthcare | FL Zone 2 | Per End Use Consumption | 0% | 10024.9304 | 7762.9563 | 2261.9741 | 0.22563 | 5 | 0.20853 | 0.54512 | 0 | No equipment cost | 0 | 0 | 92.9 | Illinois 2018 Statewide TRM, Section 4.2.11 | 0 | 0 | 92.9 | sprayer | 2 | 185.8
Nonequipment | Low-Flow Pre-Rinse Sprayers | Low-Flow Pre-Rinse Sprayer with Flow Rate of 1.6 gpm | Pre-Rinse Sprayer 10% Less Efficient than Federal Standard | Commercial | Existing | Hospitals | FL Zone 2 | Per End Use Consumption | 24.64% | 303254.1444 | 300992.1703 | 2261.9741 | 0.007459 | 5 | 0.20853 | 0.54512 | 0 | No equipment cost | 0 | 0 | 92.9 | Illinois 2018 Statewide TRM, Section 4.2.11 | 0 | 0 | 92.9 | sprayer | 2 | 185.8
Nonequipment | Low-Flow Pre-Rinse Sprayers | Low-Flow Pre-Rinse Sprayer with Flow Rate of 1.6 gpm | Pre-Rinse Sprayer 10% Less Efficient than Federal Standard | Commercial | Existing | Institutional | FL Zone 2 | Per End Use Consumption | 0% | 601495.8236 | 599233.8495 | 2261.9741 | 0.0037606 | 5 | 0.20853 | 0.54512 | 0 | No equipment cost | 0 | 0 | 92.9 | Illinois 2018 Statewide TRM, Section 4.2.11 | 0 | 0 | 92.9 | sprayer | 2 | 185.8
Nonequipment | Low-Flow Pre-Rinse Sprayers | Low-Flow Pre-Rinse Sprayer with Flow Rate of 1.6 gpm | Pre-Rinse Sprayer 10% Less Efficient than Federal Standard | Commercial | Existing | Lodging/Hospitality | FL Zone 2 | Per End Use Consumption | 27.37% | 72179.4988 | 69917.5248 | 2261.9741 | 0.031338 | 5 | 0.12005 | 1.0244 | 0 | No equipment cost | 0 | 0 | 92.9 | Illinois 2018 Statewide TRM, Section 4.2.11 | 0 | 0 | 92.9 | sprayer | 2 | 185.8
Nonequipment | Low-Flow Pre-Rinse Sprayers | Low-Flow Pre-Rinse Sprayer with Flow Rate of 1.6 gpm | Pre-Rinse Sprayer 10% Less Efficient than Federal Standard | Commercial | Existing | Miscellaneous | FL Zone 2 | Per End Use Consumption | 0% | 451121.8677 | 448859.8936 | 2261.9741 | 0.0050141 | 5 | 0.20853 | 0.54512 | 0 | No equipment cost | 0 | 0 | 92.9 | Illinois 2018 Statewide TRM, Section 4.2.11 | 0 | 0 | 92.9 | sprayer | 2 | 185.8
Nonequipment | Low-Flow Pre-Rinse Sprayers | Low-Flow Pre-Rinse Sprayer with Flow Rate of 1.6 gpm | Pre-Rinse Sprayer 10% Less Efficient than Federal Standard | Commercial | Existing | Offices | FL Zone 2 | Per End Use Consumption | 0% | 62655.815 | 60393.8409 | 2261.9741 | 0.036102 | 5 | 0.20853 | 0.54512 | 0 | No equipment cost | 0 | 0 | 92.9 | Illinois 2018 Statewide TRM, Section 4.2.11 | 0 | 0 | 92.9 | sprayer | 2 | 185.8
Nonequipment | Low-Flow Pre-Rinse Sprayers | Low-Flow Pre-Rinse Sprayer with Flow Rate of 1.6 gpm | Pre-Rinse Sprayer 10% Less Efficient than Federal Standard | Commercial | Existing | Restaurants | FL Zone 2 | Per End Use Consumption | 24.64% | 25062.326 | 22800.3519 | 2261.9741 | 0.090254 | 5 | 0.35603 | 0.19768 | 0 | No equipment cost | 0 | 0 | 92.9 | Illinois 2018 Statewide TRM, Section 4.2.11 | 0 | 0 | 92.9 | sprayer | 2 | 185.8
Nonequipment | Low-Flow Pre-Rinse Sprayers | Low-Flow Pre-Rinse Sprayer with Flow Rate of 1.6 gpm | Pre-Rinse Sprayer 10% Less Efficient than Federal Standard | Commercial | Existing | Retail | FL Zone 2 | Per End Use Consumption | 0% | 44661.0649 | 42399.0908 | 2261.9741 | 0.050648 | 5 | 0.20853 | 0.54512 | 0 | No equipment cost | 0 | 0 | 92.9 | Illinois 2018 Statewide TRM, Section 4.2.11 | 0 | 0 | 92.9 | sprayer | 2 | 185.8
Nonequipment | Low-Flow Pre-Rinse Sprayers | Low-Flow Pre-Rinse Sprayer with Flow Rate of 1.6 gpm | Pre-Rinse Sprayer 10% Less Efficient than Federal Standard | Commercial | Existing | Schools K-12 | FL Zone 2 | Per End Use Consumption | 0% | 3132.8594 | 2001.8724 | 1130.987 | 0.36101 | 5 | 0.10427 | 0.27256 | 0 | No equipment cost | 0 | 0 | 92.9 | Illinois 2018 Statewide TRM, Section 4.2.11 | 0 | 0 | 92.9 | sprayer | 1 | 92.9
Nonequipment | Low-Flow Pre-Rinse Sprayers | Low-Flow Pre-Rinse Sprayer with Flow Rate of 1.6 gpm | Pre-Rinse Sprayer 10% Less Efficient than Federal Standard | Commercial | Existing | Warehouse | FL Zone 2 | Per End Use Consumption | 0% | 15037.3956 | 12775.4215 | 2261.9741 | 0.15042 | 5 | 0.20853 | 0.54512 | 0 | No equipment cost | 0 | 0 | 92.9 | Illinois 2018 Statewide TRM, Section 4.2.11 | 0 | 0 | 92.9 | sprayer | 2 | 185.8
Nonequipment | Low-Flow Pre-Rinse Sprayers | Low-Flow Pre-Rinse Sprayer with Flow Rate of 1.6 gpm | Pre-Rinse Sprayer with Federal Standard Flow Rate of 2.25 gpm | Commercial | New | Assembly | FL Zone 2 | Per End Use Consumption | 0% | 7169.7287 | 4907.7546 | 2261.9741 | 0.31549 | 5 | 0.20853 | 0.54512 | 0 | No equipment cost | 0 | 0 | 92.9 | Illinois 2018 Statewide TRM, Section 4.2.11 | 0 | 0 | 92.9 | sprayer | 2 | 185.8
Nonequipment | Low-Flow Pre-Rinse Sprayers | Low-Flow Pre-Rinse Sprayer with Flow Rate of 1.6 gpm | Pre-Rinse Sprayer with Federal Standard Flow Rate of 2.25 gpm | Commercial | New | College and University | FL Zone 2 | Per End Use Consumption | 27.37% | 164903.7601 | 162641.786 | 2261.9741 | 0.013717 | 5 | 0.20853 | 0.54512 | 0 | No equipment cost | 0 | 0 | 92.9 | Illinois 2018 Statewide TRM, Section 4.2.11 | 0 | 0 | 92.9 | sprayer | 2 | 185.8
Nonequipment | Low-Flow Pre-Rinse Sprayers | Low-Flow Pre-Rinse Sprayer with Flow Rate of 1.6 gpm | Pre-Rinse Sprayer with Federal Standard Flow Rate of 2.25 gpm | Commercial | New | Grocery | FL Zone 2 | Per End Use Consumption | 27.37% | 14339.4574 | 12077.4833 | 2261.9741 | 0.15774 | 5 | 0.20853 | 0.54512 | 0 | No equipment cost | 0 | 0 | 92.9 | Illinois 2018 Statewide TRM, Section 4.2.11 | 0 | 0 | 92.9 | sprayer | 2 | 185.8
Nonequipment | Low-Flow Pre-Rinse Sprayers | Low-Flow Pre-Rinse Sprayer with Flow Rate of 1.6 gpm | Pre-Rinse Sprayer with Federal Standard Flow Rate of 2.25 gpm | Commercial | New | Healthcare | FL Zone 2 | Per End Use Consumption | 0% | 9559.6383 | 7297.6642 | 2261.9741 | 0.23662 | 5 | 0.20853 | 0.54512 | 0 | No equipment cost | 0 | 0 | 92.9 | Illinois 2018 Statewide TRM, Section 4.2.11 | 0 | 0 | 92.9 | sprayer | 2 | 185.8
Nonequipment | Low-Flow Pre-Rinse Sprayers | Low-Flow Pre-Rinse Sprayer with Flow Rate of 1.6 gpm | Pre-Rinse Sprayer with Federal Standard Flow Rate of 2.25 gpm | Commercial | New | Hospitals | FL Zone 2 | Per End Use Consumption | 24.64% | 289179.0575 | 286917.0834 | 2261.9741 | 0.0078221 | 5 | 0.20853 | 0.54512 | 0 | No equipment cost | 0 | 0 | 92.9 | Illinois 2018 Statewide TRM, Section 4.2.11 | 0 | 0 | 92.9 | sprayer | 2 | 185.8
Nonequipment | Low-Flow Pre-Rinse Sprayers | Low-Flow Pre-Rinse Sprayer with Flow Rate of 1.6 gpm | Pre-Rinse Sprayer with Federal Standard Flow Rate of 2.25 gpm | Commercial | New | Institutional | FL Zone 2 | Per End Use Consumption | 0% | 573578.2959 | 571316.3218 | 2261.9741 | 0.0039436 | 5 | 0.20853 | 0.54512 | 0 | No equipment cost | 0 | 0 | 92.9 | Illinois 2018 Statewide TRM, Section 4.2.11 | 0 | 0 | 92.9 | sprayer | 2 | 185.8
Nonequipment | Low-Flow Pre-Rinse Sprayers | Low-Flow Pre-Rinse Sprayer with Flow Rate of 1.6 gpm | Pre-Rinse Sprayer with Federal Standard Flow Rate of 2.25 gpm | Commercial | New | Lodging/Hospitality | FL Zone 2 | Per End Use Consumption | 27.37% | 68829.3955 | 66567.4214 | 2261.9741 | 0.032863 | 5 | 0.12005 | 1.0244 | 0 | No equipment cost | 0 | 0 | 92.9 | Illinois 2018 Statewide TRM, Section 4.2.11 | 0 | 0 | 92.9 | sprayer | 2 | 185.8
Nonequipment | Low-Flow Pre-Rinse Sprayers | Low-Flow Pre-Rinse Sprayer with Flow Rate of 1.6 gpm | Pre-Rinse Sprayer with Federal Standard Flow Rate of 2.25 gpm | Commercial | New | Miscellaneous | FL Zone 2 | Per End Use Consumption | 0% | 430183.7219 | 427921.7479 | 2261.9741 | 0.0052582 | 5 | 0.20853 | 0.54512 | 0 | No equipment cost | 0 | 0 | 92.9 | Illinois 2018 Statewide TRM, Section 4.2.11 | 0 | 0 | 92.9 | sprayer | 2 | 185.8
Nonequipment | Low-Flow Pre-Rinse Sprayers | Low-Flow Pre-Rinse Sprayer with Flow Rate of 1.6 gpm | Pre-Rinse Sprayer with Federal Standard Flow Rate of 2.25 gpm | Commercial | New | Offices | FL Zone 2 | Per End Use Consumption | 0% | 59747.7392 | 57485.7651 | 2261.9741 | 0.037859 | 5 | 0.20853 | 0.54512 | 0 | No equipment cost | 0 | 0 | 92.9 | Illinois 2018 Statewide TRM, Section 4.2.11 | 0 | 0 | 92.9 | sprayer | 2 | 185.8
Nonequipment | Low-Flow Pre-Rinse Sprayers | Low-Flow Pre-Rinse Sprayer with Flow Rate of 1.6 gpm | Pre-Rinse Sprayer with Federal Standard Flow Rate of 2.25 gpm | Commercial | New | Restaurants | FL Zone 2 | Per End Use Consumption | 24.64% | 23899.0957 | 21637.1216 | 2261.9741 | 0.094647 | 5 | 0.35603 | 0.19768 | 0 | No equipment cost | 0 | 0 | 92.9 | Illinois 2018 Statewide TRM, Section 4.2.11 | 0 | 0 | 92.9 | sprayer | 2 | 185.8
Nonequipment | Low-Flow Pre-Rinse Sprayers | Low-Flow Pre-Rinse Sprayer with Flow Rate of 1.6 gpm | Pre-Rinse Sprayer with Federal Standard Flow Rate of 2.25 gpm | Commercial | New | Retail | FL Zone 2 | Per End Use Consumption | 0% | 42588.1885 | 40326.2144 | 2261.9741 | 0.053113 | 5 | 0.20853 | 0.54512 | 0 | No equipment cost | 0 | 0 | 92.9 | Illinois 2018 Statewide TRM, Section 4.2.11 | 0 | 0 | 92.9 | sprayer | 2 | 185.8
Nonequipment | Low-Flow Pre-Rinse Sprayers | Low-Flow Pre-Rinse Sprayer with Flow Rate of 1.6 gpm | Pre-Rinse Sprayer with Federal Standard Flow Rate of 2.25 gpm | Commercial | New | Schools K-12 | FL Zone 2 | Per End Use Consumption | 0% | 2987.4524 | 1856.4654 | 1130.987 | 0.37858 | 5 | 0.10427 | 0.27256 | 0 | No equipment cost | 0 | 0 | 92.9 | Illinois 2018 Statewide TRM, Section 4.2.11 | 0 | 0 | 92.9 | sprayer | 1 | 92.9
Nonequipment | Low-Flow Pre-Rinse Sprayers | Low-Flow Pre-Rinse Sprayer with Flow Rate of 1.6 gpm | Pre-Rinse Sprayer with Federal Standard Flow Rate of 2.25 gpm | Commercial | New | Warehouse | FL Zone 2 | Per End Use Consumption | 0% | 14339.4574 | 12077.4833 | 2261.9741 | 0.15774 | 5 | 0.20853 | 0.54512 | 0 | No equipment cost | 0 | 0 | 92.9 | Illinois 2018 Statewide TRM, Section 4.2.11 | 0 | 0 | 92.9 | sprayer | 2 | 185.8
Nonequipment | Tank Wrap on Water Heater | 50 Gallon Electric Resistance Water Heater with Insulated Tank Wrap (R-11) | Market Average 50 Gallon Electric Resistance Water Heater (EF = 0.9), No Tank Wrap | Commercial | Existing | Assembly | FL Zone 2 | Per End Use Consumption | 55.99% | 7518.6978 | 7254.7519 | 263.9459 | 0.035105 | 7 | 0.026439 | 0.026975 | 0 | No equipment cost | 0 | 0 | 27.92 | Market Research, 2016 | 140 | rate at $70/per labor hour, assume 2 hours work, reference: https://www.homewyse.com/costs/cost_of_water_heater_blanket.html | 167.92 | blanket | 1 | 167.92
Nonequipment | Tank Wrap on Water Heater | 50 Gallon Electric Resistance Water Heater with Insulated Tank Wrap (R-11) | Market Average 50 Gallon Electric Resistance Water Heater (EF = 0.9), No Tank Wrap | Commercial | Existing | College and University | FL Zone 2 | Per End Use Consumption | 0% | 172930.0493 | 170290.5899 | 2639.4593 | 0.015263 | 7 | 0.26439 | 0.26975 | 0 | No equipment cost | 0 | 0 | 27.92 | Market Research, 2016 | 140 | rate at $70/per labor hour, assume 2 hours work, reference: https://www.homewyse.com/costs/cost_of_water_heater_blanket.html | 167.92 | blanket | 10 | 1679.2
Nonequipment | Tank Wrap on Water Heater | 50 Gallon Electric Resistance Water Heater with Insulated Tank Wrap (R-11) | Market Average 50 Gallon Electric Resistance Water Heater (EF = 0.9), No Tank Wrap | Commercial | Existing | Grocery | FL Zone 2 | Per End Use Consumption | 55.99% | 15037.3956 | 14773.4497 | 263.9459 | 0.017553 | 7 | 0.026439 | 0.026975 | 0 | No equipment cost | 0 | 0 | 27.92 | Market Research, 2016 | 140 | rate at $70/per labor hour, assume 2 hours work, reference: https://www.homewyse.com/costs/cost_of_water_heater_blanket.html | 167.92 | blanket | 1 | 167.92
Nonequipment | Tank Wrap on Water Heater | 50 Gallon Electric Resistance Water Heater with Insulated Tank Wrap (R-11) | Market Average 50 Gallon Electric Resistance Water Heater (EF = 0.9), No Tank Wrap | Commercial | Existing | Healthcare | FL Zone 2 | Per End Use Consumption | 55.99% | 10024.9304 | 9760.9845 | 263.9459 | 0.026329 | 7 | 0.026439 | 0.026975 | 0 | No equipment cost | 0 | 0 | 27.92 | Market Research, 2016 | 140 | rate at $70/per labor hour, assume 2 hours work, reference: https://www.homewyse.com/costs/cost_of_water_heater_blanket.html | 167.92 | blanket | 1 | 167.92
Nonequipment | Tank Wrap on Water Heater | 50 Gallon Electric Resistance Water Heater with Insulated Tank Wrap (R-11) | Market Average 50 Gallon Electric Resistance Water Heater (EF = 0.9), No Tank Wrap | Commercial | Existing | Hospitals | FL Zone 2 | Per End Use Consumption | 55.99% | 303254.1444 | 299294.9554 | 3959.189 | 0.013056 | 7 | 0.39659 | 0.40463 | 0 | No equipment cost | 0 | 0 | 27.92 | Market Research, 2016 | 140 | rate at $70/per labor hour, assume 2 hours work, reference: https://www.homewyse.com/costs/cost_of_water_heater_blanket.html | 167.92 | blanket | 15 | 2518.8
Nonequipment | Tank Wrap on Water Heater | 50 Gallon Electric Resistance Water Heater with Insulated Tank Wrap (R-11) | Market Average 50 Gallon Electric Resistance Water Heater (EF = 0.9), No Tank Wrap | Commercial | Existing | Institutional | FL Zone 2 | Per End Use Consumption | 55.99% | 601495.8236 | 594897.1752 | 6598.6483 | 0.01097 | 7 | 0.66098 | 0.67439 | 0 | No equipment cost | 0 | 0 | 27.92 | Market Research, 2016 | 140 | rate at $70/per labor hour, assume 2 hours work, reference: https://www.homewyse.com/costs/cost_of_water_heater_blanket.html | 167.92 | blanket | 25 | 4198
Nonequipment | Tank Wrap on Water Heater | 50 Gallon Electric Resistance Water Heater with Insulated Tank Wrap (R-11) | Market Average 50 Gallon Electric Resistance Water Heater (EF = 0.9), No Tank Wrap | Commercial | Existing | Lodging/Hospitality | FL Zone 2 | Per End Use Consumption | 55.99% | 72179.4988 | 71387.661 | 791.8378 | 0.01097 | 7 | 0.079318 | 0.080926 | 0 | No equipment cost | 0 | 0 | 27.92 | Market Research, 2016 | 140 | rate at $70/per labor hour, assume 2 hours work, reference: https://www.homewyse.com/costs/cost_of_water_heater_blanket.html | 167.92 | blanket | 3 | 503.76
Nonequipment | Tank Wrap on Water Heater | 50 Gallon Electric Resistance Water Heater with Insulated Tank Wrap (R-11) | Market Average 50 Gallon Electric Resistance Water Heater (EF = 0.9), No Tank Wrap | Commercial | Existing | Miscellaneous | FL Zone 2 | Per End Use Consumption | 55.99% | 451121.8677 | 445842.949 | 5278.9187 | 0.011702 | 7 | 0.52878 | 0.53951 | 0 | No equipment cost | 0 | 0 | 27.92 | Market Research, 2016 | 140 | rate at $70/per labor hour, assume 2 hours work, reference: https://www.homewyse.com/costs/cost_of_water_heater_blanket.html | 167.92 | blanket | 20 | 3358.4
Nonequipment | Tank Wrap on Water Heater | 50 Gallon Electric Resistance Water Heater with Insulated Tank Wrap (R-11) | Market Average 50 Gallon Electric Resistance Water Heater (EF = 0.9), No Tank Wrap | Commercial | Existing | Offices | FL Zone 2 | Per End Use Consumption | 55.99% | 62655.815 | 61863.9772 | 791.8378 | 0.012638 | 7 | 0.079318 | 0.080926 | 0 | No equipment cost | 0 | 0 | 27.92 | Market Research, 2016 | 140 | rate at $70/per labor hour, assume 2 hours work, reference: https://www.homewyse.com/costs/cost_of_water_heater_blanket.html | 167.92 | blanket | 3 | 503.76
Nonequipment | Tank Wrap on Water Heater | 50 Gallon Electric Resistance Water Heater with Insulated Tank Wrap (R-11) | Market Average 50 Gallon Electric Resistance Water Heater (EF = 0.9), No Tank Wrap | Commercial | Existing | Restaurants | FL Zone 2 | Per End Use Consumption | 55.99% | 25062.326 | 24534.4341 | 527.8919 | 0.021063 | 7 | 0.052878 | 0.053951 | 0 | No equipment cost | 0 | 0 | 27.92 | Market Research, 2016 | 140 | rate at $70/per labor hour, assume 2 hours work, reference: https://www.homewyse.com/costs/cost_of_water_heater_blanket.html | 167.92 | blanket | 2 | 335.84
Nonequipment | Tank Wrap on Water Heater | 50 Gallon Electric Resistance Water Heater with Insulated Tank Wrap (R-11) | Market Average 50 Gallon Electric Resistance Water Heater (EF = 0.9), No Tank Wrap | Commercial | Existing | Retail | FL Zone 2 | Per End Use Consumption | 55.99% | 44661.0649 | 43869.2271 | 791.8378 | 0.01773 | 7 | 0.079318 | 0.080926 | 0 | No equipment cost | 0 | 0 | 27.92 | Market Research, 2016 | 140 | rate at $70/per labor hour, assume 2 hours work, reference: https://www.homewyse.com/costs/cost_of_water_heater_blanket.html | 167.92 | blanket | 3 | 503.76
Nonequipment | Tank Wrap on Water Heater | 50 Gallon Electric Resistance Water Heater with Insulated Tank Wrap (R-11) | Market Average 50 Gallon Electric Resistance Water Heater (EF = 0.9), No Tank Wrap | Commercial | Existing | Schools K-12 | FL Zone 2 | Per End Use Consumption | 0% | 3132.8594 | 2868.9135 | 263.9459 | 0.084251 | 7 | 0.026439 | 0.026975 | 0 | No equipment cost | 0 | 0 | 27.92 | Market Research, 2016 | 140 | rate at $70/per labor hour, assume 2 hours work, reference: https://www.homewyse.com/costs/cost_of_water_heater_blanket.html | 167.92 | blanket | 1 | 167.92
Nonequipment | Tank Wrap on Water Heater | 50 Gallon Electric Resistance Water Heater with Insulated Tank Wrap (R-11) | Market Average 50 Gallon Electric Resistance Water Heater (EF = 0.9), No Tank Wrap | Commercial | Existing | Warehouse | FL Zone 2 | Per End Use Consumption | 55.99% | 15037.3956 | 14773.4497 | 263.9459 | 0.017553 | 7 | 0.026439 | 0.026975 | 0 | No equipment cost | 0 | 0 | 27.92 | Market Research, 2016 | 140 | rate at $70/per labor hour, assume 2 hours work, reference: https://www.homewyse.com/costs/cost_of_water_heater_blanket.html | 167.92 | blanket | 1 | 167.92
Nonequipment | Tank Wrap on Water Heater | 50 Gallon Electric Resistance Water Heater with Insulated Tank Wrap (R-11) | Code-Compliant 50 Gallon Electric Resistance Water Heater (EF = 0.95), No Tank Wrap | Commercial | New | Assembly | FL Zone 2 | Per End Use Consumption | 55.99% | 7192.4897 | 6939.9954 | 252.4943 | 0.035105 | 7 | 0.025292 | 0.025805 | 0 | No equipment cost | 0 | 0 | 27.92 | Market Research, 2016 | 140 | rate at $70/per labor hour, assume 2 hours work, reference: https://www.homewyse.com/costs/cost_of_water_heater_blanket.html | 167.92 | blanket | 1 | 167.92
Nonequipment | Tank Wrap on Water Heater | 50 Gallon Electric Resistance Water Heater with Insulated Tank Wrap (R-11) | Code-Compliant 50 Gallon Electric Resistance Water Heater (EF = 0.95), No Tank Wrap | Commercial | New | College and University | FL Zone 2 | Per End Use Consumption | 0% | 165427.2641 | 162902.321 | 2524.9431 | 0.015263 | 7 | 0.25292 | 0.25805 | 0 | No equipment cost | 0 | 0 | 27.92 | Market Research, 2016 | 140 | rate at $70/per labor hour, assume 2 hours work, reference: https://www.homewyse.com/costs/cost_of_water_heater_blanket.html | 167.92 | blanket | 10 | 1679.2
Nonequipment | Tank Wrap on Water Heater | 50 Gallon Electric Resistance Water Heater with Insulated Tank Wrap (R-11) | Code-Compliant 50 Gallon Electric Resistance Water Heater (EF = 0.95), No Tank Wrap | Commercial | New | Grocery | FL Zone 2 | Per End Use Consumption | 55.99% | 14384.9795 | 14132.4852 | 252.4943 | 0.017553 | 7 | 0.025292 | 0.025805 | 0 | No equipment cost | 0 | 0 | 27.92 | Market Research, 2016 | 140 | rate at $70/per labor hour, assume 2 hours work, reference: https://www.homewyse.com/costs/cost_of_water_heater_blanket.html | 167.92 | blanket | 1 | 167.92
Nonequipment | Tank Wrap on Water Heater | 50 Gallon Electric Resistance Water Heater with Insulated Tank Wrap (R-11) | Code-Compliant 50 Gallon Electric Resistance Water Heater (EF = 0.95), No Tank Wrap | Commercial | New | Healthcare | FL Zone 2 | Per End Use Consumption | 55.99% | 9589.9863 | 9337.492 | 252.4943 | 0.026329 | 7 | 0.025292 | 0.025805 | 0 | No equipment cost | 0 | 0 | 27.92 | Market Research, 2016 | 140 | rate at $70/per labor hour, assume 2 hours work, reference: https://www.homewyse.com/costs/cost_of_water_heater_blanket.html | 167.92 | blanket | 1 | 167.92
Nonequipment | Tank Wrap on Water Heater | 50 Gallon Electric Resistance Water Heater with Insulated Tank Wrap (R-11) | Code-Compliant 50 Gallon Electric Resistance Water Heater (EF = 0.95), No Tank Wrap | Commercial | New | Hospitals | FL Zone 2 | Per End Use Consumption | 55.99% | 290097.0863 | 286309.6716 | 3787.4147 | 0.013056 | 7 | 0.37938 | 0.38708 | 0 | No equipment cost | 0 | 0 | 27.92 | Market Research, 2016 | 140 | rate at $70/per labor hour, assume 2 hours work, reference: https://www.homewyse.com/costs/cost_of_water_heater_blanket.html | 167.92 | blanket | 15 | 2518.8
Nonequipment | Tank Wrap on Water Heater | 50 Gallon Electric Resistance Water Heater with Insulated Tank Wrap (R-11) | Code-Compliant 50 Gallon Electric Resistance Water Heater (EF = 0.95), No Tank Wrap | Commercial | New | Institutional | FL Zone 2 | Per End Use Consumption | 55.99% | 575399.1794 | 569086.8216 | 6312.3578 | 0.01097 | 7 | 0.6323 | 0.64513 | 0 | No equipment cost | 0 | 0 | 27.92 | Market Research, 2016 | 140 | rate at $70/per labor hour, assume 2 hours work, reference: https://www.homewyse.com/costs/cost_of_water_heater_blanket.html | 167.92 | blanket | 25 | 4198
Nonequipment | Tank Wrap on Water Heater | 50 Gallon Electric Resistance Water Heater with Insulated Tank Wrap (R-11) | Code-Compliant 50 Gallon Electric Resistance Water Heater (EF = 0.95), No Tank Wrap | Commercial | New | Lodging/Hospitality | FL Zone 2 | Per End Use Consumption | 55.99% | 69047.9015 | 68290.4186 | 757.4829 | 0.01097 | 7 | 0.075876 | 0.077415 | 0 | No equipment cost | 0 | 0 | 27.92 | Market Research, 2016 | 140 | rate at $70/per labor hour, assume 2 hours work, reference: https://www.homewyse.com/costs/cost_of_water_heater_blanket.html | 167.92 | blanket | 3 | 503.76
Nonequipment | Tank Wrap on Water Heater | 50 Gallon Electric Resistance Water Heater with Insulated Tank Wrap (R-11) | Code-Compliant 50 Gallon Electric Resistance Water Heater (EF = 0.95), No Tank Wrap | Commercial | New | Miscellaneous | FL Zone 2 | Per End Use Consumption | 55.99% | 431549.3845 | 426499.4983 | 5049.8862 | 0.011702 | 7 | 0.50584 | 0.5161 | 0 | No equipment cost | 0 | 0 | 27.92 | Market Research, 2016 | 140 | rate at $70/per labor hour, assume 2 hours work, reference: https://www.homewyse.com/costs/cost_of_water_heater_blanket.html | 167.92 | blanket | 20 | 3358.4
Nonequipment | Tank Wrap on Water Heater | 50 Gallon Electric Resistance Water Heater with Insulated Tank Wrap (R-11) | Code-Compliant 50 Gallon Electric Resistance Water Heater (EF = 0.95), No Tank Wrap | Commercial | New | Offices | FL Zone 2 | Per End Use Consumption | 55.99% | 59937.4145 | 59179.9316 | 757.4829 | 0.012638 | 7 | 0.075876 | 0.077415 | 0 | No equipment cost | 0 | 0 | 27.92 | Market Research, 2016 | 140 | rate at $70/per labor hour, assume 2 hours work, reference: https://www.homewyse.com/costs/cost_of_water_heater_blanket.html | 167.92 | blanket | 3 | 503.76
Nonequipment | Tank Wrap on Water Heater | 50 Gallon Electric Resistance Water Heater with Insulated Tank Wrap (R-11) | Code-Compliant 50 Gallon Electric Resistance Water Heater (EF = 0.95), No Tank Wrap | Commercial | New | Restaurants | FL Zone 2 | Per End Use Consumption | 55.99% | 23974.9658 | 23469.9772 | 504.9886 | 0.021063 | 7 | 0.050584 | 0.05161 | 0 | No equipment cost | 0 | 0 | 27.92 | Market Research, 2016 | 140 | rate at $70/per labor hour, assume 2 hours work, reference: https://www.homewyse.com/costs/cost_of_water_heater_blanket.html | 167.92 | blanket | 2 | 335.84
Nonequipment | Tank Wrap on Water Heater | 50 Gallon Electric Resistance Water Heater with Insulated Tank Wrap (R-11) | Code-Compliant 50 Gallon Electric Resistance Water Heater (EF = 0.95), No Tank Wrap | Commercial | New | Retail | FL Zone 2 | Per End Use Consumption | 55.99% | 42723.3891 | 41965.9061 | 757.4829 | 0.01773 | 7 | 0.075876 | 0.077415 | 0 | No equipment cost | 0 | 0 | 27.92 | Market Research, 2016 | 140 | rate at $70/per labor hour, assume 2 hours work, reference: https://www.homewyse.com/costs/cost_of_water_heater_blanket.html | 167.92 | blanket | 3 | 503.76
Nonequipment | Tank Wrap on Water Heater | 50 Gallon Electric Resistance Water Heater with Insulated Tank Wrap (R-11) | Code-Compliant 50 Gallon Electric Resistance Water Heater (EF = 0.95), No Tank Wrap | Commercial | New | Schools K-12 | FL Zone 2 | Per End Use Consumption | 0% | 2996.9364 | 2744.4421 | 252.4943 | 0.084251 | 7 | 0.025292 | 0.025805 | 0 | No equipment cost | 0 | 0 | 27.92 | Market Research, 2016 | 140 | rate at $70/per labor hour, assume 2 hours work, reference: https://www.homewyse.com/costs/cost_of_water_heater_blanket.html | 167.92 | blanket | 1 | 167.92
Nonequipment | Tank Wrap on Water Heater | 50 Gallon Electric Resistance Water Heater with Insulated Tank Wrap (R-11) | Code-Compliant 50 Gallon Electric Resistance Water Heater (EF = 0.95), No Tank Wrap | Commercial | New | Warehouse | FL Zone 2 | Per End Use Consumption | 55.99% | 14384.9795 | 14132.4852 | 252.4943 | 0.017553 | 7 | 0.025292 | 0.025805 | 0 | No equipment cost | 0 | 0 | 27.92 | Market Research, 2016 | 140 | rate at $70/per labor hour, assume 2 hours work, reference: https://www.homewyse.com/costs/cost_of_water_heater_blanket.html | 167.92 | blanket | 1 | 167.92
Nonequipment | Thermostatic Shower Restriction Valve | Hot Water Loop with 50 Gallon Electric Resistance Heater and Pressure Balance Shower Valves | Standard Hot Water Loop with 50 Gallon Electric Resistance Heater and Standard Shower Valves | Commercial | Existing | Assembly | FL Zone 2 | Per Valve | 0% | 7518.6978 | 6661.0473 | 857.6505 | 0.11407 | 10 | 0.14494 | 0.096401 | 0 | No equipment cost | 0 | No Labor Cost | 29.95 | http://thinkevolve.com/shop/showerstart-tsv/ | 0 | No Labor Cost | 29.95 | unit | 1 | 29.95
Nonequipment | Thermostatic Shower Restriction Valve | Hot Water Loop with 50 Gallon Electric Resistance Heater and Pressure Balance Shower Valves | Standard Hot Water Loop with 50 Gallon Electric Resistance Heater and Standard Shower Valves | Commercial | Existing | College and University | FL Zone 2 | Per Valve | 74.65% | 172930.0493 | 139481.6813 | 33448.368 | 0.19342 | 10 | 2.3467 | 12.3114 | 0 | No equipment cost | 0 | No Labor Cost | 29.95 | http://thinkevolve.com/shop/showerstart-tsv/ | 0 | No Labor Cost | 29.95 | unit | 39 | 1168.05
Nonequipment | Thermostatic Shower Restriction Valve | Hot Water Loop with 50 Gallon Electric Resistance Heater and Pressure Balance Shower Valves | Standard Hot Water Loop with 50 Gallon Electric Resistance Heater and Standard Shower Valves | Commercial | Existing | Grocery | FL Zone 2 | Per Valve | 0% | 15037.3956 | 14179.7451 | 857.6505 | 0.057035 | 10 | 0.060172 | 0.31568 | 0 | No equipment cost | 0 | No Labor Cost | 29.95 | http://thinkevolve.com/shop/showerstart-tsv/ | 0 | No Labor Cost | 29.95 | unit | 1 | 29.95
Nonequipment | Thermostatic Shower Restriction Valve | Hot Water Loop with 50 Gallon Electric Resistance Heater and Pressure Balance Shower Valves | Standard Hot Water Loop with 50 Gallon Electric Resistance Heater and Standard Shower Valves | Commercial | Existing | Healthcare | FL Zone 2 | Per Valve | 74.65% | 10024.9304 | 9167.2799 | 857.6505 | 0.085552 | 10 | 0.079067 | 0.20669 | 0 | No equipment cost | 0 | No Labor Cost | 29.95 | http://thinkevolve.com/shop/showerstart-tsv/ | 0 | No Labor Cost | 29.95 | unit | 1 | 29.95
Nonequipment | Thermostatic Shower Restriction Valve | Hot Water Loop with 50 Gallon Electric Resistance Heater and Pressure Balance Shower Valves | Standard Hot Water Loop with 50 Gallon Electric Resistance Heater and Standard Shower Valves | Commercial | Existing | Hospitals | FL Zone 2 | Per Valve | 74.65% | 303254.1444 | 280955.2324 | 22298.912 | 0.073532 | 10 | 2.0558 | 5.3739 | 0 | No equipment cost | 0 | No Labor Cost | 29.95 | http://thinkevolve.com/shop/showerstart-tsv/ | 0 | No Labor Cost | 29.95 | unit | 26 | 778.7
Nonequipment | Thermostatic Shower Restriction Valve | Hot Water Loop with 50 Gallon Electric Resistance Heater and Pressure Balance Shower Valves | Standard Hot Water Loop with 50 Gallon Electric Resistance Heater and Standard Shower Valves | Commercial | Existing | Institutional | FL Zone 2 | Per Valve | 0% | 601495.8236 | 582627.5134 | 18868.3101 | 0.031369 | 10 | 3.1886 | 2.1208 | 0 | No equipment cost | 0 | No Labor Cost | 29.95 | http://thinkevolve.com/shop/showerstart-tsv/ | 0 | No Labor Cost | 29.95 | unit | 22 | 658.9
Nonequipment | Thermostatic Shower Restriction Valve | Hot Water Loop with 50 Gallon Electric Resistance Heater and Pressure Balance Shower Valves | Standard Hot Water Loop with 50 Gallon Electric Resistance Heater and Standard Shower Valves | Commercial | Existing | Lodging/Hospitality | FL Zone 2 | Per Valve | 74.65% | 72179.4988 | 62745.3438 | 9434.1551 | 0.1307 | 10 | 0.49923 | 4.2601 | 0 | No equipment cost | 0 | No Labor Cost | 29.95 | http://thinkevolve.com/shop/showerstart-tsv/ | 0 | No Labor Cost | 29.95 | unit | 11 | 329.45
Nonequipment | Thermostatic Shower Restriction Valve | Hot Water Loop with 50 Gallon Electric Resistance Heater and Pressure Balance Shower Valves | Standard Hot Water Loop with 50 Gallon Electric Resistance Heater and Standard Shower Valves | Commercial | Existing | Miscellaneous | FL Zone 2 | Per Valve | 0% | 451121.8677 | 436541.8098 | 14580.0578 | 0.03232 | 10 | 2.4639 | 1.6388 | 0 | No equipment cost | 0 | No Labor Cost | 29.95 | http://thinkevolve.com/shop/showerstart-tsv/ | 0 | No Labor Cost | 29.95 | unit | 17 | 509.15
Nonequipment | Thermostatic Shower Restriction Valve | Hot Water Loop with 50 Gallon Electric Resistance Heater and Pressure Balance Shower Valves | Standard Hot Water Loop with 50 Gallon Electric Resistance Heater and Standard Shower Valves | Commercial | Existing | Offices | FL Zone 2 | Per Valve | 0% | 62655.815 | 60940.514 | 1715.3009 | 0.027377 | 10 | 0.28987 | 0.1928 | 0 | No equipment cost | 0 | No Labor Cost | 29.95 | http://thinkevolve.com/shop/showerstart-tsv/ | 0 | No Labor Cost | 29.95 | unit | 2 | 59.9
Nonequipment | Thermostatic Shower Restriction Valve | Hot Water Loop with 50 Gallon Electric Resistance Heater and Pressure Balance Shower Valves | Standard Hot Water Loop with 50 Gallon Electric Resistance Heater and Standard Shower Valves | Commercial | Existing | Restaurants | FL Zone 2 | Per Valve | 0% | 25062.326 | 24204.6755 | 857.6505 | 0.034221 | 10 | 0.060172 | 0.31568 | 0 | No equipment cost | 0 | No Labor Cost | 29.95 | http://thinkevolve.com/shop/showerstart-tsv/ | 0 | No Labor Cost | 29.95 | unit | 1 | 29.95
Nonequipment | Thermostatic Shower Restriction Valve | Hot Water Loop with 50 Gallon Electric Resistance Heater and Pressure Balance Shower Valves | Standard Hot Water Loop with 50 Gallon Electric Resistance Heater and Standard Shower Valves | Commercial | Existing | Retail | FL Zone 2 | Per Valve | 0% | 44661.0649 | 42945.764 | 1715.3009 | 0.038407 | 10 | 0.12034 | 0.63135 | 0 | No equipment cost | 0 | No Labor Cost | 29.95 | http://thinkevolve.com/shop/showerstart-tsv/ | 0 | No Labor Cost | 29.95 | unit | 2 | 59.9
Nonequipment | Thermostatic Shower Restriction Valve | Hot Water Loop with 50 Gallon Electric Resistance Heater and Pressure Balance Shower Valves | Standard Hot Water Loop with 50 Gallon Electric Resistance Heater and Standard Shower Valves | Commercial | Existing | Schools K-12 | FL Zone 2 | Per Valve | 0% | 3132.8594 | 2275.209 | 857.6505 | 0.27376 | 10 | 0.14494 | 0.096401 | 0 | No equipment cost | 0 | No Labor Cost | 29.95 | http://thinkevolve.com/shop/showerstart-tsv/ | 0 | No Labor Cost | 29.95 | unit | 1 | 29.95
Nonequipment | Thermostatic Shower Restriction Valve | Hot Water Loop with 50 Gallon Electric Resistance Heater and Pressure Balance Shower Valves | Standard Hot Water Loop with 50 Gallon Electric Resistance Heater and Standard Shower Valves | Commercial | Existing | Warehouse | FL Zone 2 | Per Valve | 0% | 15037.3956 | 14179.7451 | 857.6505 | 0.057035 | 10 | 0.14494 | 0.096401 | 0 | No equipment cost | 0 | No Labor Cost | 29.95 | http://thinkevolve.com/shop/showerstart-tsv/ | 0 | No Labor Cost | 29.95 | unit | 1 | 29.95
Nonequipment | Thermostatic Shower Restriction Valve | Hot Water Loop with 50 Gallon Electric Resistance Heater and Pressure Balance Shower Valves | Standard Hot Water Loop with 50 Gallon Electric Resistance Heater and Standard Shower Valves | Commercial | New | Assembly | FL Zone 2 | Per Valve | 0% | 7192.4897 | 6334.8393 | 857.6505 | 0.11924 | 10 | 0.14494 | 0.096401 | 0 | No equipment cost | 0 | No Labor Cost | 29.95 | http://thinkevolve.com/shop/showerstart-tsv/ | 0 | No Labor Cost | 29.95 | unit | 1 | 29.95
Nonequipment | Thermostatic Shower Restriction Valve | Hot Water Loop with 50 Gallon Electric Resistance Heater and Pressure Balance Shower Valves | Standard Hot Water Loop with 50 Gallon Electric Resistance Heater and Standard Shower Valves | Commercial | New | College and University | FL Zone 2 | Per Valve | 0% | 165427.2641 | 131978.8961 | 33448.368 | 0.20219 | 10 | 2.3467 | 12.3114 | 0 | No equipment cost | 0 | No Labor Cost | 29.95 | http://thinkevolve.com/shop/showerstart-tsv/ | 0 | No Labor Cost | 29.95 | unit | 39 | 1168.05
Nonequipment | Thermostatic Shower Restriction Valve | Hot Water Loop with 50 Gallon Electric Resistance Heater and Pressure Balance Shower Valves | Standard Hot Water Loop with 50 Gallon Electric Resistance Heater and Standard Shower Valves | Commercial | New | Grocery | FL Zone 2 | Per Valve | 0% | 14384.9795 | 13527.329 | 857.6505 | 0.059621 | 10 | 0.060172 | 0.31568 | 0 | No equipment cost | 0 | No Labor Cost | 29.95 | http://thinkevolve.com/shop/showerstart-tsv/ | 0 | No Labor Cost | 29.95 | unit | 1 | 29.95
Nonequipment | Thermostatic Shower Restriction Valve | Hot Water Loop with 50 Gallon Electric Resistance Heater and Pressure Balance Shower Valves | Standard Hot Water Loop with 50 Gallon Electric Resistance Heater and Standard Shower Valves | Commercial | New | Healthcare | FL Zone 2 | Per Valve | 0% | 9589.9863 | 8732.3359 | 857.6505 | 0.089432 | 10 | 0.079067 | 0.20669 | 0 | No equipment cost | 0 | No Labor Cost | 29.95 | http://thinkevolve.com/shop/showerstart-tsv/ | 0 | No Labor Cost | 29.95 | unit | 1 | 29.95
Nonequipment | Thermostatic Shower Restriction Valve | Hot Water Loop with 50 Gallon Electric Resistance Heater and Pressure Balance Shower Valves | Standard Hot Water Loop with 50 Gallon Electric Resistance Heater and Standard Shower Valves | Commercial | New | Hospitals | FL Zone 2 | Per Valve | 0% | 290097.0863 | 267798.1743 | 22298.912 | 0.076867 | 10 | 2.0558 | 5.3739 | 0 | No equipment cost | 0 | No Labor Cost | 29.95 | http://thinkevolve.com/shop/showerstart-tsv/ | 0 | No Labor Cost | 29.95 | unit | 26 | 778.7
Nonequipment | Thermostatic Shower Restriction Valve | Hot Water Loop with 50 Gallon Electric Resistance Heater and Pressure Balance Shower Valves | Standard Hot Water Loop with 50 Gallon Electric Resistance Heater and Standard Shower Valves | Commercial | New | Institutional | FL Zone 2 | Per Valve | 0% | 575399.1794 | 556530.8692 | 18868.3101 | 0.032792 | 10 | 3.1886 | 2.1208 | 0 | No equipment cost | 0 | No Labor Cost | 29.95 | http://thinkevolve.com/shop/showerstart-tsv/ | 0 | No Labor Cost | 29.95 | unit | 22 | 658.9
Nonequipment | Thermostatic Shower Restriction Valve | Hot Water Loop with 50 Gallon Electric Resistance Heater and Pressure Balance Shower Valves | Standard Hot Water Loop with 50 Gallon Electric Resistance Heater and Standard Shower Valves | Commercial | New | Lodging/Hospitality | FL Zone 2 | Per Valve | 0% | 69047.9015 | 59613.7465 | 9434.1551 | 0.13663 | 10 | 0.49923 | 4.2601 | 0 | No equipment cost | 0 | No Labor Cost | 29.95 | http://thinkevolve.com/shop/showerstart-tsv/ | 0 | No Labor Cost | 29.95 | unit | 11 | 329.45
Nonequipment | Thermostatic Shower Restriction Valve | Hot Water Loop with 50 Gallon Electric Resistance Heater and Pressure Balance Shower Valves | Standard Hot Water Loop with 50 Gallon Electric Resistance Heater and Standard Shower Valves | Commercial | New | Miscellaneous | FL Zone 2 | Per Valve | 0% | 431549.3845 | 416969.3267 | 14580.0578 | 0.033785 | 10 | 2.4639 | 1.6388 | 0 | No equipment cost | 0 | No Labor Cost | 29.95 | http://thinkevolve.com/shop/showerstart-tsv/ | 0 | No Labor Cost | 29.95 | unit | 17 | 509.15
Nonequipment | Thermostatic Shower Restriction Valve | Hot Water Loop with 50 Gallon Electric Resistance Heater and Pressure Balance Shower Valves | Standard Hot Water Loop with 50 Gallon Electric Resistance Heater and Standard Shower Valves | Commercial | New | Offices | FL Zone 2 | Per Valve | 0% | 59937.4145 | 58222.1136 | 1715.3009 | 0.028618 | 10 | 0.28987 | 0.1928 | 0 | No equipment cost | 0 | No Labor Cost | 29.95 | http://thinkevolve.com/shop/showerstart-tsv/ | 0 | No Labor Cost | 29.95 | unit | 2 | 59.9
Nonequipment | Thermostatic Shower Restriction Valve | Hot Water Loop with 50 Gallon Electric Resistance Heater and Pressure Balance Shower Valves | Standard Hot Water Loop with 50 Gallon Electric Resistance Heater and Standard Shower Valves | Commercial | New | Restaurants | FL Zone 2 | Per Valve | 0% | 23974.9658 | 23117.3153 | 857.6505 | 0.035773 | 10 | 0.060172 | 0.31568 | 0 | No equipment cost | 0 | No Labor Cost | 29.95 | http://thinkevolve.com/shop/showerstart-tsv/ | 0 | No Labor Cost | 29.95 | unit | 1 | 29.95
Nonequipment | Thermostatic Shower Restriction Valve | Hot Water Loop with 50 Gallon Electric Resistance Heater and Pressure Balance Shower Valves | Standard Hot Water Loop with 50 Gallon Electric Resistance Heater and Standard Shower Valves | Commercial | New | Retail | FL Zone 2 | Per Valve | 0% | 42723.3891 | 41008.0881 | 1715.3009 | 0.040149 | 10 | 0.12034 | 0.63135 | 0 | No equipment cost | 0 | No Labor Cost | 29.95 | http://thinkevolve.com/shop/showerstart-tsv/ | 0 | No Labor Cost | 29.95 | unit | 2 | 59.9
Nonequipment | Thermostatic Shower Restriction Valve | Hot Water Loop with 50 Gallon Electric Resistance Heater and Pressure Balance Shower Valves | Standard Hot Water Loop with 50 Gallon Electric Resistance Heater and Standard Shower Valves | Commercial | New | Schools K-12 | FL Zone 2 | Per Valve | 0% | 2996.9364 | 2139.286 | 857.6505 | 0.28618 | 10 | 0.14494 | 0.096401 | 0 | No equipment cost | 0 | No Labor Cost | 29.95 | http://thinkevolve.com/shop/showerstart-tsv/ | 0 | No Labor Cost | 29.95 | unit | 1 | 29.95
Nonequipment | Thermostatic Shower Restriction Valve | Hot Water Loop with 50 Gallon Electric Resistance Heater and Pressure Balance Shower Valves | Standard Hot Water Loop with 50 Gallon Electric Resistance Heater and Standard Shower Valves | Commercial | New | Warehouse | FL Zone 2 | Per Valve | 0% | 14384.9795 | 13527.329 | 857.6505 | 0.059621 | 10 | 0.14494 | 0.096401 | 0 | No equipment cost | 0 | No Labor Cost | 29.95 | http://thinkevolve.com/shop/showerstart-tsv/ | 0 | No Labor Cost | 29.95 | unit | 1 | 29.95
Nonequipment | Bi-Level Lighting Control (Exterior) | Bi-Level Controls on Exterior Lighting, 500 Watts Controlled | 500 Watts of Lighting, Manually Controlled | Commercial | Existing | Assembly | FL Zone 2 | Per 500W Controlled | 8.579% | 4380 | 3022.2 | 1357.8 | 0.31 | 9 | 0 | 0 | 0 | no equipment cost | 0 | 0 | 300 | Michigan 2018 Statewide Master Measure Database, Exterior Lighting BiLevel Control w Override, and wattage assumed in measure workbook | 99 | Michigan 2018 Statewide Master Measure Database, Exterior Lighting BiLevel Control w Override, and wattage assumed in measure workbook | 399 | 500-watts controlled |  | 399
Nonequipment | Bi-Level Lighting Control (Exterior) | Bi-Level Controls on Exterior Lighting, 500 Watts Controlled | 500 Watts of Lighting, Manually Controlled | Commercial | Existing | College and University | FL Zone 2 | Per 500W Controlled | 13.75% | 4380 | 3022.2 | 1357.8 | 0.31 | 9 | 0 | 0 | 0 | no equipment cost | 0 | 0 | 300 | Michigan 2018 Statewide Master Measure Database, Exterior Lighting BiLevel Control w Override, and wattage assumed in measure workbook | 99 | Michigan 2018 Statewide Master Measure Database, Exterior Lighting BiLevel Control w Override, and wattage assumed in measure workbook | 399 | 500-watts controlled |  | 399
Nonequipment | Bi-Level Lighting Control (Exterior) | Bi-Level Controls on Exterior Lighting, 500 Watts Controlled | 500 Watts of Lighting, Manually Controlled | Commercial | Existing | Grocery | FL Zone 2 | Per 500W Controlled | 8.579% | 4380 | 3022.2 | 1357.8 | 0.31 | 9 | 0 | 0 | 0 | no equipment cost | 0 | 0 | 300 | Michigan 2018 Statewide Master Measure Database, Exterior Lighting BiLevel Control w Override, and wattage assumed in measure workbook | 99 | Michigan 2018 Statewide Master Measure Database, Exterior Lighting BiLevel Control w Override, and wattage assumed in measure workbook | 399 | 500-watts controlled |  | 399
Nonequipment | Bi-Level Lighting Control (Exterior) | Bi-Level Controls on Exterior Lighting, 500 Watts Controlled | 500 Watts of Lighting, Manually Controlled | Commercial | Existing | Healthcare | FL Zone 2 | Per 500W Controlled | 13.75% | 4380 | 3022.2 | 1357.8 | 0.31 | 9 | 0 | 0 | 0 | no equipment cost | 0 | 0 | 300 | Michigan 2018 Statewide Master Measure Database, Exterior Lighting BiLevel Control w Override, and wattage assumed in measure workbook | 99 | Michigan 2018 Statewide Master Measure Database, Exterior Lighting BiLevel Control w Override, and wattage assumed in measure workbook | 399 | 500-watts controlled |  | 399
Nonequipment | Bi-Level Lighting Control (Exterior) | Bi-Level Controls on Exterior Lighting, 500 Watts Controlled | 500 Watts of Lighting, Manually Controlled | Commercial | Existing | Hospitals | FL Zone 2 | Per 500W Controlled | 13.75% | 4380 | 3022.2 | 1357.8 | 0.31 | 9 | 0 | 0 | 0 | no equipment cost | 0 | 0 | 300 | Michigan 2018 Statewide Master Measure Database, Exterior Lighting BiLevel Control w Override, and wattage assumed in measure workbook | 99 | Michigan 2018 Statewide Master Measure Database, Exterior Lighting BiLevel Control w Override, and wattage assumed in measure workbook | 399 | 500-watts controlled |  | 399
Nonequipment | Bi-Level Lighting Control (Exterior) | Bi-Level Controls on Exterior Lighting, 500 Watts Controlled | 500 Watts of Lighting, Manually Controlled | Commercial | Existing | Institutional | FL Zone 2 | Per 500W Controlled | 8.579% | 4380 | 3022.2 | 1357.8 | 0.31 | 9 | 0 | 0 | 0 | no equipment cost | 0 | 0 | 300 | Michigan 2018 Statewide Master Measure Database, Exterior Lighting BiLevel Control w Override, and wattage assumed in measure workbook | 99 | Michigan 2018 Statewide Master Measure Database, Exterior Lighting BiLevel Control w Override, and wattage assumed in measure workbook | 399 | 500-watts controlled |  | 399
Nonequipment | Bi-Level Lighting Control (Exterior) | Bi-Level Controls on Exterior Lighting, 500 Watts Controlled | 500 Watts of Lighting, Manually Controlled | Commercial | Existing | Lodging/Hospitality | FL Zone 2 | Per 500W Controlled | 13.75% | 4380 | 3022.2 | 1357.8 | 0.31 | 9 | 0 | 0 | 0 | no equipment cost | 0 | 0 | 300 | Michigan 2018 Statewide Master Measure Database, Exterior Lighting BiLevel Control w Override, and wattage assumed in measure workbook | 99 | Michigan 2018 Statewide Master Measure Database, Exterior Lighting BiLevel Control w Override, and wattage assumed in measure workbook | 399 | 500-watts controlled |  | 399
Nonequipment | Bi-Level Lighting Control (Exterior) | Bi-Level Controls on Exterior Lighting, 500 Watts Controlled | 500 Watts of Lighting, Manually Controlled | Commercial | Existing | Miscellaneous | FL Zone 2 | Per 500W Controlled | 8.579% | 4380 | 3022.2 | 1357.8 | 0.31 | 9 | 0 | 0 | 0 | no equipment cost | 0 | 0 | 300 | Michigan 2018 Statewide Master Measure Database, Exterior Lighting BiLevel Control w Override, and wattage assumed in measure workbook | 99 | Michigan 2018 Statewide Master Measure Database, Exterior Lighting BiLevel Control w Override, and wattage assumed in measure workbook | 399 | 500-watts controlled |  | 399
Nonequipment | Bi-Level Lighting Control (Exterior) | Bi-Level Controls on Exterior Lighting, 500 Watts Controlled | 500 Watts of Lighting, Manually Controlled | Commercial | Existing | Offices | FL Zone 2 | Per 500W Controlled | 13.75% | 4380 | 3022.2 | 1357.8 | 0.31 | 9 | 0 | 0 | 0 | no equipment cost | 0 | 0 | 300 | Michigan 2018 Statewide Master Measure Database, Exterior Lighting BiLevel Control w Override, and wattage assumed in measure workbook | 99 | Michigan 2018 Statewide Master Measure Database, Exterior Lighting BiLevel Control w Override, and wattage assumed in measure workbook | 399 | 500-watts controlled |  | 399
Nonequipment | Bi-Level Lighting Control (Exterior) | Bi-Level Controls on Exterior Lighting, 500 Watts Controlled | 500 Watts of Lighting, Manually Controlled | Commercial | Existing | Restaurants | FL Zone 2 | Per 500W Controlled | 3.438% | 4380 | 3022.2 | 1357.8 | 0.31 | 9 | 0 | 0 | 0 | no equipment cost | 0 | 0 | 300 | Michigan 2018 Statewide Master Measure Database, Exterior Lighting BiLevel Control w Override, and wattage assumed in measure workbook | 99 | Michigan 2018 Statewide Master Measure Database, Exterior Lighting BiLevel Control w Override, and wattage assumed in measure workbook | 399 | 500-watts controlled |  | 399
Nonequipment | Bi-Level Lighting Control (Exterior) | Bi-Level Controls on Exterior Lighting, 500 Watts Controlled | 500 Watts of Lighting, Manually Controlled | Commercial | Existing | Retail | FL Zone 2 | Per 500W Controlled | 13.75% | 4380 | 3022.2 | 1357.8 | 0.31 | 9 | 0 | 0 | 0 | no equipment cost | 0 | 0 | 300 | Michigan 2018 Statewide Master Measure Database, Exterior Lighting BiLevel Control w Override, and wattage assumed in measure workbook | 99 | Michigan 2018 Statewide Master Measure Database, Exterior Lighting BiLevel Control w Override, and wattage assumed in measure workbook | 399 | 500-watts controlled |  | 399
Nonequipment | Bi-Level Lighting Control (Exterior) | Bi-Level Controls on Exterior Lighting, 500 Watts Controlled | 500 Watts of Lighting, Manually Controlled | Commercial | Existing | Schools K-12 | FL Zone 2 | Per 500W Controlled | 8.579% | 4380 | 3022.2 | 1357.8 | 0.31 | 9 | 0 | 0 | 0 | no equipment cost | 0 | 0 | 300 | Michigan 2018 Statewide Master Measure Database, Exterior Lighting BiLevel Control w Override, and wattage assumed in measure workbook | 99 | Michigan 2018 Statewide Master Measure Database, Exterior Lighting BiLevel Control w Override, and wattage assumed in measure workbook | 399 | 500-watts controlled |  | 399
Nonequipment | Bi-Level Lighting Control (Exterior) | Bi-Level Controls on Exterior Lighting, 500 Watts Controlled | 500 Watts of Lighting, Manually Controlled | Commercial | Existing | Warehouse | FL Zone 2 | Per 500W Controlled | 13.75% | 4380 | 3022.2 | 1357.8 | 0.31 | 9 | 0 | 0 | 0 | no equipment cost | 0 | 0 | 300 | Michigan 2018 Statewide Master Measure Database, Exterior Lighting BiLevel Control w Override, and wattage assumed in measure workbook | 99 | Michigan 2018 Statewide Master Measure Database, Exterior Lighting BiLevel Control w Override, and wattage assumed in measure workbook | 399 | 500-watts controlled |  | 399
Nonequipment | Bi-Level Lighting Control (Exterior) | Bi-Level Controls on Exterior Lighting, 500 Watts Controlled | 500 Watts of Lighting, Controlled either Manually or by Sensor as Specified by Code | Commercial | New | Assembly | FL Zone 2 | Per 500W Controlled | 8.579% | 4380 | 3022.2 | 1357.8 | 0.31 | 9 | 0 | 0 | 0 | no equipment cost | 0 | 0 | 300 | Michigan 2018 Statewide Master Measure Database, Exterior Lighting BiLevel Control w Override, and wattage assumed in measure workbook | 99 | Michigan 2018 Statewide Master Measure Database, Exterior Lighting BiLevel Control w Override, and wattage assumed in measure workbook | 399 | 500-watts controlled |  | 399
Nonequipment | Bi-Level Lighting Control (Exterior) | Bi-Level Controls on Exterior Lighting, 500 Watts Controlled | 500 Watts of Lighting, Controlled either Manually or by Sensor as Specified by Code | Commercial | New | College and University | FL Zone 2 | Per 500W Controlled | 13.75% | 4380 | 3022.2 | 1357.8 | 0.31 | 9 | 0 | 0 | 0 | no equipment cost | 0 | 0 | 300 | Michigan 2018 Statewide Master Measure Database, Exterior Lighting BiLevel Control w Override, and wattage assumed in measure workbook | 99 | Michigan 2018 Statewide Master Measure Database, Exterior Lighting BiLevel Control w Override, and wattage assumed in measure workbook | 399 | 500-watts controlled |  | 399
Nonequipment | Bi-Level Lighting Control (Exterior) | Bi-Level Controls on Exterior Lighting, 500 Watts Controlled | 500 Watts of Lighting, Controlled either Manually or by Sensor as Specified by Code | Commercial | New | Grocery | FL Zone 2 | Per 500W Controlled | 8.579% | 4380 | 3022.2 | 1357.8 | 0.31 | 9 | 0 | 0 | 0 | no equipment cost | 0 | 0 | 300 | Michigan 2018 Statewide Master Measure Database, Exterior Lighting BiLevel Control w Override, and wattage assumed in measure workbook | 99 | Michigan 2018 Statewide Master Measure Database, Exterior Lighting BiLevel Control w Override, and wattage assumed in measure workbook | 399 | 500-watts controlled |  | 399
Nonequipment | Bi-Level Lighting Control (Exterior) | Bi-Level Controls on Exterior Lighting, 500 Watts Controlled | 500 Watts of Lighting, Controlled either Manually or by Sensor as Specified by Code | Commercial | New | Healthcare | FL Zone 2 | Per 500W Controlled | 13.75% | 4380 | 3022.2 | 1357.8 | 0.31 | 9 | 0 | 0 | 0 | no equipment cost | 0 | 0 | 300 | Michigan 2018 Statewide Master Measure Database, Exterior Lighting BiLevel Control w Override, and wattage assumed in measure workbook | 99 | Michigan 2018 Statewide Master Measure Database, Exterior Lighting BiLevel Control w Override, and wattage assumed in measure workbook | 399 | 500-watts controlled |  | 399
Nonequipment | Bi-Level Lighting Control (Exterior) | Bi-Level Controls on Exterior Lighting, 500 Watts Controlled | 500 Watts of Lighting, Controlled either Manually or by Sensor as Specified by Code | Commercial | New | Hospitals | FL Zone 2 | Per 500W Controlled | 13.75% | 4380 | 3022.2 | 1357.8 | 0.31 | 9 | 0 | 0 | 0 | no equipment cost | 0 | 0 | 300 | Michigan 2018 Statewide Master Measure Database, Exterior Lighting BiLevel Control w Override, and wattage assumed in measure workbook | 99 | Michigan 2018 Statewide Master Measure Database, Exterior Lighting BiLevel Control w Override, and wattage assumed in measure workbook | 399 | 500-watts controlled |  | 399
Nonequipment | Bi-Level Lighting Control (Exterior) | Bi-Level Controls on Exterior Lighting, 500 Watts Controlled | 500 Watts of Lighting, Controlled either Manually or by Sensor as Specified by Code | Commercial | New | Institutional | FL Zone 2 | Per 500W Controlled | 8.579% | 4380 | 3022.2 | 1357.8 | 0.31 | 9 | 0 | 0 | 0 | no equipment cost | 0 | 0 | 300 | Michigan 2018 Statewide Master Measure Database, Exterior Lighting BiLevel Control w Override, and wattage assumed in measure workbook | 99 | Michigan 2018 Statewide Master Measure Database, Exterior Lighting BiLevel Control w Override, and wattage assumed in measure workbook | 399 | 500-watts controlled |  | 399
Nonequipment | Bi-Level Lighting Control (Exterior) | Bi-Level Controls on Exterior Lighting, 500 Watts Controlled | 500 Watts of Lighting, Controlled either Manually or by Sensor as Specified by Code | Commercial | New | Lodging/Hospitality | FL Zone 2 | Per 500W Controlled | 13.75% | 4380 | 3022.2 | 1357.8 | 0.31 | 9 | 0 | 0 | 0 | no equipment cost | 0 | 0 | 300 | Michigan 2018 Statewide Master Measure Database, Exterior Lighting BiLevel Control w Override, and wattage assumed in measure workbook | 99 | Michigan 2018 Statewide Master Measure Database, Exterior Lighting BiLevel Control w Override, and wattage assumed in measure workbook | 399 | 500-watts controlled |  | 399
Nonequipment | Bi-Level Lighting Control (Exterior) | Bi-Level Controls on Exterior Lighting, 500 Watts Controlled | 500 Watts of Lighting, Controlled either Manually or by Sensor as Specified by Code | Commercial | New | Miscellaneous | FL Zone 2 | Per 500W Controlled | 8.579% | 4380 | 3022.2 | 1357.8 | 0.31 | 9 | 0 | 0 | 0 | no equipment cost | 0 | 0 | 300 | Michigan 2018 Statewide Master Measure Database, Exterior Lighting BiLevel Control w Override, and wattage assumed in measure workbook | 99 | Michigan 2018 Statewide Master Measure Database, Exterior Lighting BiLevel Control w Override, and wattage assumed in measure workbook | 399 | 500-watts controlled |  | 399
Nonequipment | Bi-Level Lighting Control (Exterior) | Bi-Level Controls on Exterior Lighting, 500 Watts Controlled | 500 Watts of Lighting, Controlled either Manually or by Sensor as Specified by Code | Commercial | New | Offices | FL Zone 2 | Per 500W Controlled | 13.75% | 4380 | 3022.2 | 1357.8 | 0.31 | 9 | 0 | 0 | 0 | no equipment cost | 0 | 0 | 300 | Michigan 2018 Statewide Master Measure Database, Exterior Lighting BiLevel Control w Override, and wattage assumed in measure workbook | 99 | Michigan 2018 Statewide Master Measure Database, Exterior Lighting BiLevel Control w Override, and wattage assumed in measure workbook | 399 | 500-watts controlled |  | 399
Nonequipment | Bi-Level Lighting Control (Exterior) | Bi-Level Controls on Exterior Lighting, 500 Watts Controlled | 500 Watts of Lighting, Controlled either Manually or by Sensor as Specified by Code | Commercial | New | Restaurants | FL Zone 2 | Per 500W Controlled | 3.438% | 4380 | 3022.2 | 1357.8 | 0.31 | 9 | 0 | 0 | 0 | no equipment cost | 0 | 0 | 300 | Michigan 2018 Statewide Master Measure Database, Exterior Lighting BiLevel Control w Override, and wattage assumed in measure workbook | 99 | Michigan 2018 Statewide Master Measure Database, Exterior Lighting BiLevel Control w Override, and wattage assumed in measure workbook | 399 | 500-watts controlled |  | 399
Nonequipment | Bi-Level Lighting Control (Exterior) | Bi-Level Controls on Exterior Lighting, 500 Watts Controlled | 500 Watts of Lighting, Controlled either Manually or by Sensor as Specified by Code | Commercial | New | Retail | FL Zone 2 | Per 500W Controlled | 13.75% | 4380 | 3022.2 | 1357.8 | 0.31 | 9 | 0 | 0 | 0 | no equipment cost | 0 | 0 | 300 | Michigan 2018 Statewide Master Measure Database, Exterior Lighting BiLevel Control w Override, and wattage assumed in measure workbook | 99 | Michigan 2018 Statewide Master Measure Database, Exterior Lighting BiLevel Control w Override, and wattage assumed in measure workbook | 399 | 500-watts controlled |  | 399
Nonequipment | Bi-Level Lighting Control (Exterior) | Bi-Level Controls on Exterior Lighting, 500 Watts Controlled | 500 Watts of Lighting, Controlled either Manually or by Sensor as Specified by Code | Commercial | New | Schools K-12 | FL Zone 2 | Per 500W Controlled | 8.579% | 4380 | 3022.2 | 1357.8 | 0.31 | 9 | 0 | 0 | 0 | no equipment cost | 0 | 0 | 300 | Michigan 2018 Statewide Master Measure Database, Exterior Lighting BiLevel Control w Override, and wattage assumed in measure workbook | 99 | Michigan 2018 Statewide Master Measure Database, Exterior Lighting BiLevel Control w Override, and wattage assumed in measure workbook | 399 | 500-watts controlled |  | 399
Nonequipment | Bi-Level Lighting Control (Exterior) | Bi-Level Controls on Exterior Lighting, 500 Watts Controlled | 500 Watts of Lighting, Controlled either Manually or by Sensor as Specified by Code | Commercial | New | Warehouse | FL Zone 2 | Per 500W Controlled | 13.75% | 4380 | 3022.2 | 1357.8 | 0.31 | 9 | 0 | 0 | 0 | no equipment cost | 0 | 0 | 300 | Michigan 2018 Statewide Master Measure Database, Exterior Lighting BiLevel Control w Override, and wattage assumed in measure workbook | 99 | Michigan 2018 Statewide Master Measure Database, Exterior Lighting BiLevel Control w Override, and wattage assumed in measure workbook | 399 | 500-watts controlled |  | 399
Nonequipment | Outdoor Lighting Controls | Install Exterior Photocell Dimming Controls, 500 Watts Controlled | 500 Watts of Lighting, Manually Controlled | Commercial | Existing | Assembly | FL Zone 2 | Per End Use Consumption | 30.95% | 2009 | 1446.48 | 562.52 | 0.28 | 8 | 0 | 0 | 0 | no equipment cost | 0 | 0 | 60 | Michigan 2018 Statewide Master Measure Database, Exterior Occupancy Sensor, and wattage assumed in measure workbook | 70 | Michigan 2018 Statewide Master Measure Database, Exterior Occupancy Sensor, and wattage assumed in measure workbook | 130 | 500-watts controlled |  | 130
Nonequipment | Outdoor Lighting Controls | Install Exterior Photocell Dimming Controls, 500 Watts Controlled | 500 Watts of Lighting, Manually Controlled | Commercial | Existing | College and University | FL Zone 2 | Per End Use Consumption | 30.95% | 2009 | 1446.48 | 562.52 | 0.28 | 8 | 0 | 0 | 0 | no equipment cost | 0 | 0 | 60 | Michigan 2018 Statewide Master Measure Database, Exterior Occupancy Sensor, and wattage assumed in measure workbook | 70 | Michigan 2018 Statewide Master Measure Database, Exterior Occupancy Sensor, and wattage assumed in measure workbook | 130 | 500-watts controlled |  | 130
Nonequipment | Outdoor Lighting Controls | Install Exterior Photocell Dimming Controls, 500 Watts Controlled | 500 Watts of Lighting, Manually Controlled | Commercial | Existing | Grocery | FL Zone 2 | Per End Use Consumption | 30.95% | 2009 | 1446.48 | 562.52 | 0.28 | 8 | 0 | 0 | 0 | no equipment cost | 0 | 0 | 60 | Michigan 2018 Statewide Master Measure Database, Exterior Occupancy Sensor, and wattage assumed in measure workbook | 70 | Michigan 2018 Statewide Master Measure Database, Exterior Occupancy Sensor, and wattage assumed in measure workbook | 130 | 500-watts controlled |  | 130
Nonequipment | Outdoor Lighting Controls | Install Exterior Photocell Dimming Controls, 500 Watts Controlled | 500 Watts of Lighting, Manually Controlled | Commercial | Existing | Healthcare | FL Zone 2 | Per End Use Consumption | 30.95% | 2009 | 1446.48 | 562.52 | 0.28 | 8 | 0 | 0 | 0 | no equipment cost | 0 | 0 | 60 | Michigan 2018 Statewide Master Measure Database, Exterior Occupancy Sensor, and wattage assumed in measure workbook | 70 | Michigan 2018 Statewide Master Measure Database, Exterior Occupancy Sensor, and wattage assumed in measure workbook | 130 | 500-watts controlled |  | 130
Nonequipment | Outdoor Lighting Controls | Install Exterior Photocell Dimming Controls, 500 Watts Controlled | 500 Watts of Lighting, Manually Controlled | Commercial | Existing | Hospitals | FL Zone 2 | Per End Use Consumption | 30.95% | 2009 | 1446.48 | 562.52 | 0.28 | 8 | 0 | 0 | 0 | no equipment cost | 0 | 0 | 60 | Michigan 2018 Statewide Master Measure Database, Exterior Occupancy Sensor, and wattage assumed in measure workbook | 70 | Michigan 2018 Statewide Master Measure Database, Exterior Occupancy Sensor, and wattage assumed in measure workbook | 130 | 500-watts controlled |  | 130
Nonequipment | Outdoor Lighting Controls | Install Exterior Photocell Dimming Controls, 500 Watts Controlled | 500 Watts of Lighting, Manually Controlled | Commercial | Existing | Institutional | FL Zone 2 | Per End Use Consumption | 30.95% | 2009 | 1446.48 | 562.52 | 0.28 | 8 | 0 | 0 | 0 | no equipment cost | 0 | 0 | 60 | Michigan 2018 Statewide Master Measure Database, Exterior Occupancy Sensor, and wattage assumed in measure workbook | 70 | Michigan 2018 Statewide Master Measure Database, Exterior Occupancy Sensor, and wattage assumed in measure workbook | 130 | 500-watts controlled |  | 130
Nonequipment | Outdoor Lighting Controls | Install Exterior Photocell Dimming Controls, 500 Watts Controlled | 500 Watts of Lighting, Manually Controlled | Commercial | Existing | Lodging/Hospitality | FL Zone 2 | Per End Use Consumption | 30.95% | 2009 | 1446.48 | 562.52 | 0.28 | 8 | 0 | 0 | 0 | no equipment cost | 0 | 0 | 60 | Michigan 2018 Statewide Master Measure Database, Exterior Occupancy Sensor, and wattage assumed in measure workbook | 70 | Michigan 2018 Statewide Master Measure Database, Exterior Occupancy Sensor, and wattage assumed in measure workbook | 130 | 500-watts controlled |  | 130
Nonequipment | Outdoor Lighting Controls | Install Exterior Photocell Dimming Controls, 500 Watts Controlled | 500 Watts of Lighting, Manually Controlled | Commercial | Existing | Miscellaneous | FL Zone 2 | Per End Use Consumption | 30.95% | 2009 | 1446.48 | 562.52 | 0.28 | 8 | 0 | 0 | 0 | no equipment cost | 0 | 0 | 60 | Michigan 2018 Statewide Master Measure Database, Exterior Occupancy Sensor, and wattage assumed in measure workbook | 70 | Michigan 2018 Statewide Master Measure Database, Exterior Occupancy Sensor, and wattage assumed in measure workbook | 130 | 500-watts controlled |  | 130
Nonequipment | Outdoor Lighting Controls | Install Exterior Photocell Dimming Controls, 500 Watts Controlled | 500 Watts of Lighting, Manually Controlled | Commercial | Existing | Offices | FL Zone 2 | Per End Use Consumption | 30.95% | 2009 | 1446.48 | 562.52 | 0.28 | 8 | 0 | 0 | 0 | no equipment cost | 0 | 0 | 60 | Michigan 2018 Statewide Master Measure Database, Exterior Occupancy Sensor, and wattage assumed in measure workbook | 70 | Michigan 2018 Statewide Master Measure Database, Exterior Occupancy Sensor, and wattage assumed in measure workbook | 130 | 500-watts controlled |  | 130
Nonequipment | Outdoor Lighting Controls | Install Exterior Photocell Dimming Controls, 500 Watts Controlled | 500 Watts of Lighting, Manually Controlled | Commercial | Existing | Restaurants | FL Zone 2 | Per End Use Consumption | 30.95% | 2009 | 1446.48 | 562.52 | 0.28 | 8 | 0 | 0 | 0 | no equipment cost | 0 | 0 | 60 | Michigan 2018 Statewide Master Measure Database, Exterior Occupancy Sensor, and wattage assumed in measure workbook | 70 | Michigan 2018 Statewide Master Measure Database, Exterior Occupancy Sensor, and wattage assumed in measure workbook | 130 | 500-watts controlled |  | 130
Nonequipment | Outdoor Lighting Controls | Install Exterior Photocell Dimming Controls, 500 Watts Controlled | 500 Watts of Lighting, Manually Controlled | Commercial | Existing | Retail | FL Zone 2 | Per End Use Consumption | 30.95% | 2009 | 1446.48 | 562.52 | 0.28 | 8 | 0 | 0 | 0 | no equipment cost | 0 | 0 | 60 | Michigan 2018 Statewide Master Measure Database, Exterior Occupancy Sensor, and wattage assumed in measure workbook | 70 | Michigan 2018 Statewide Master Measure Database, Exterior Occupancy Sensor, and wattage assumed in measure workbook | 130 | 500-watts controlled |  | 130
Nonequipment | Outdoor Lighting Controls | Install Exterior Photocell Dimming Controls, 500 Watts Controlled | 500 Watts of Lighting, Manually Controlled | Commercial | Existing | Schools K-12 | FL Zone 2 | Per End Use Consumption | 30.95% | 2009 | 1446.48 | 562.52 | 0.28 | 8 | 0 | 0 | 0 | no equipment cost | 0 | 0 | 60 | Michigan 2018 Statewide Master Measure Database, Exterior Occupancy Sensor, and wattage assumed in measure workbook | 70 | Michigan 2018 Statewide Master Measure Database, Exterior Occupancy Sensor, and wattage assumed in measure workbook | 130 | 500-watts controlled |  | 130
Nonequipment | Outdoor Lighting Controls | Install Exterior Photocell Dimming Controls, 500 Watts Controlled | 500 Watts of Lighting, Manually Controlled | Commercial | Existing | Warehouse | FL Zone 2 | Per End Use Consumption | 30.95% | 2009 | 1446.48 | 562.52 | 0.28 | 8 | 0 | 0 | 0 | no equipment cost | 0 | 0 | 60 | Michigan 2018 Statewide Master Measure Database, Exterior Occupancy Sensor, and wattage assumed in measure workbook | 70 | Michigan 2018 Statewide Master Measure Database, Exterior Occupancy Sensor, and wattage assumed in measure workbook | 130 | 500-watts controlled |  | 130
Nonequipment | Outdoor Lighting Controls | Install Exterior Photocell Dimming Controls, 500 Watts Controlled | 500 Watts of Lighting, Controlled Manually | Commercial | New | Assembly | FL Zone 2 | Per End Use Consumption | 30.95% | 2009 | 1446.48 | 562.52 | 0.28 | 8 | 0 | 0 | 0 | no equipment cost | 0 | 0 | 60 | Michigan 2018 Statewide Master Measure Database, Exterior Occupancy Sensor, and wattage assumed in measure workbook | 70 | Michigan 2018 Statewide Master Measure Database, Exterior Occupancy Sensor, and wattage assumed in measure workbook | 130 | 500-watts controlled |  | 130
Nonequipment | Outdoor Lighting Controls | Install Exterior Photocell Dimming Controls, 500 Watts Controlled | 500 Watts of Lighting, Controlled Manually | Commercial | New | College and University | FL Zone 2 | Per End Use Consumption | 30.95% | 2009 | 1446.48 | 562.52 | 0.28 | 8 | 0 | 0 | 0 | no equipment cost | 0 | 0 | 60 | Michigan 2018 Statewide Master Measure Database, Exterior Occupancy Sensor, and wattage assumed in measure workbook | 70 | Michigan 2018 Statewide Master Measure Database, Exterior Occupancy Sensor, and wattage assumed in measure workbook | 130 | 500-watts controlled |  | 130
Nonequipment | Outdoor Lighting Controls | Install Exterior Photocell Dimming Controls, 500 Watts Controlled | 500 Watts of Lighting, Controlled Manually | Commercial | New | Grocery | FL Zone 2 | Per End Use Consumption | 30.95% | 2009 | 1446.48 | 562.52 | 0.28 | 8 | 0 | 0 | 0 | no equipment cost | 0 | 0 | 60 | Michigan 2018 Statewide Master Measure Database, Exterior Occupancy Sensor, and wattage assumed in measure workbook | 70 | Michigan 2018 Statewide Master Measure Database, Exterior Occupancy Sensor, and wattage assumed in measure workbook | 130 | 500-watts controlled |  | 130
Nonequipment | Outdoor Lighting Controls | Install Exterior Photocell Dimming Controls, 500 Watts Controlled | 500 Watts of Lighting, Controlled Manually | Commercial | New | Healthcare | FL Zone 2 | Per End Use Consumption | 30.95% | 2009 | 1446.48 | 562.52 | 0.28 | 8 | 0 | 0 | 0 | no equipment cost | 0 | 0 | 60 | Michigan 2018 Statewide Master Measure Database, Exterior Occupancy Sensor, and wattage assumed in measure workbook | 70 | Michigan 2018 Statewide Master Measure Database, Exterior Occupancy Sensor, and wattage assumed in measure workbook | 130 | 500-watts controlled |  | 130
Nonequipment | Outdoor Lighting Controls | Install Exterior Photocell Dimming Controls, 500 Watts Controlled | 500 Watts of Lighting, Controlled Manually | Commercial | New | Hospitals | FL Zone 2 | Per End Use Consumption | 30.95% | 2009 | 1446.48 | 562.52 | 0.28 | 8 | 0 | 0 | 0 | no equipment cost | 0 | 0 | 60 | Michigan 2018 Statewide Master Measure Database, Exterior Occupancy Sensor, and wattage assumed in measure workbook | 70 | Michigan 2018 Statewide Master Measure Database, Exterior Occupancy Sensor, and wattage assumed in measure workbook | 130 | 500-watts controlled |  | 130
Nonequipment | Outdoor Lighting Controls | Install Exterior Photocell Dimming Controls, 500 Watts Controlled | 500 Watts of Lighting, Controlled Manually | Commercial | New | Institutional | FL Zone 2 | Per End Use Consumption | 30.95% | 2009 | 1446.48 | 562.52 | 0.28 | 8 | 0 | 0 | 0 | no equipment cost | 0 | 0 | 60 | Michigan 2018 Statewide Master Measure Database, Exterior Occupancy Sensor, and wattage assumed in measure workbook | 70 | Michigan 2018 Statewide Master Measure Database, Exterior Occupancy Sensor, and wattage assumed in measure workbook | 130 | 500-watts controlled |  | 130
Nonequipment | Outdoor Lighting Controls | Install Exterior Photocell Dimming Controls, 500 Watts Controlled | 500 Watts of Lighting, Controlled Manually | Commercial | New | Lodging/Hospitality | FL Zone 2 | Per End Use Consumption | 30.95% | 2009 | 1446.48 | 562.52 | 0.28 | 8 | 0 | 0 | 0 | no equipment cost | 0 | 0 | 60 | Michigan 2018 Statewide Master Measure Database, Exterior Occupancy Sensor, and wattage assumed in measure workbook | 70 | Michigan 2018 Statewide Master Measure Database, Exterior Occupancy Sensor, and wattage assumed in measure workbook | 130 | 500-watts controlled |  | 130
Nonequipment | Outdoor Lighting Controls | Install Exterior Photocell Dimming Controls, 500 Watts Controlled | 500 Watts of Lighting, Controlled Manually | Commercial | New | Miscellaneous | FL Zone 2 | Per End Use Consumption | 30.95% | 2009 | 1446.48 | 562.52 | 0.28 | 8 | 0 | 0 | 0 | no equipment cost | 0 | 0 | 60 | Michigan 2018 Statewide Master Measure Database, Exterior Occupancy Sensor, and wattage assumed in measure workbook | 70 | Michigan 2018 Statewide Master Measure Database, Exterior Occupancy Sensor, and wattage assumed in measure workbook | 130 | 500-watts controlled |  | 130
Nonequipment | Outdoor Lighting Controls | Install Exterior Photocell Dimming Controls, 500 Watts Controlled | 500 Watts of Lighting, Controlled Manually | Commercial | New | Offices | FL Zone 2 | Per End Use Consumption | 30.95% | 2009 | 1446.48 | 562.52 | 0.28 | 8 | 0 | 0 | 0 | no equipment cost | 0 | 0 | 60 | Michigan 2018 Statewide Master Measure Database, Exterior Occupancy Sensor, and wattage assumed in measure workbook | 70 | Michigan 2018 Statewide Master Measure Database, Exterior Occupancy Sensor, and wattage assumed in measure workbook | 130 | 500-watts controlled |  | 130
Nonequipment | Outdoor Lighting Controls | Install Exterior Photocell Dimming Controls, 500 Watts Controlled | 500 Watts of Lighting, Controlled Manually | Commercial | New | Restaurants | FL Zone 2 | Per End Use Consumption | 30.95% | 2009 | 1446.48 | 562.52 | 0.28 | 8 | 0 | 0 | 0 | no equipment cost | 0 | 0 | 60 | Michigan 2018 Statewide Master Measure Database, Exterior Occupancy Sensor, and wattage assumed in measure workbook | 70 | Michigan 2018 Statewide Master Measure Database, Exterior Occupancy Sensor, and wattage assumed in measure workbook | 130 | 500-watts controlled |  | 130
Nonequipment | Outdoor Lighting Controls | Install Exterior Photocell Dimming Controls, 500 Watts Controlled | 500 Watts of Lighting, Controlled Manually | Commercial | New | Retail | FL Zone 2 | Per End Use Consumption | 30.95% | 2009 | 1446.48 | 562.52 | 0.28 | 8 | 0 | 0 | 0 | no equipment cost | 0 | 0 | 60 | Michigan 2018 Statewide Master Measure Database, Exterior Occupancy Sensor, and wattage assumed in measure workbook | 70 | Michigan 2018 Statewide Master Measure Database, Exterior Occupancy Sensor, and wattage assumed in measure workbook | 130 | 500-watts controlled |  | 130
Nonequipment | Outdoor Lighting Controls | Install Exterior Photocell Dimming Controls, 500 Watts Controlled | 500 Watts of Lighting, Controlled Manually | Commercial | New | Schools K-12 | FL Zone 2 | Per End Use Consumption | 30.95% | 2009 | 1446.48 | 562.52 | 0.28 | 8 | 0 | 0 | 0 | no equipment cost | 0 | 0 | 60 | Michigan 2018 Statewide Master Measure Database, Exterior Occupancy Sensor, and wattage assumed in measure workbook | 70 | Michigan 2018 Statewide Master Measure Database, Exterior Occupancy Sensor, and wattage assumed in measure workbook | 130 | 500-watts controlled |  | 130
Nonequipment | Outdoor Lighting Controls | Install Exterior Photocell Dimming Controls, 500 Watts Controlled | 500 Watts of Lighting, Controlled Manually | Commercial | New | Warehouse | FL Zone 2 | Per End Use Consumption | 30.95% | 2009 | 1446.48 | 562.52 | 0.28 | 8 | 0 | 0 | 0 | no equipment cost | 0 | 0 | 60 | Michigan 2018 Statewide Master Measure Database, Exterior Occupancy Sensor, and wattage assumed in measure workbook | 70 | Michigan 2018 Statewide Master Measure Database, Exterior Occupancy Sensor, and wattage assumed in measure workbook | 130 | 500-watts controlled |  | 130
Nonequipment | Air Curtains | Air Curtains | 0 | Commercial | Existing | Assembly | FL Zone 2 | Square feet | 33.25% | 48078.2351 | 47997.1541 | 81.081 | 0.0016864 | 8 | 0.011723 | 0.0032285 | 0 | no base cost | 0 | 0 | 3600 | Illinois 2018 Statewide TRM, Section 4.4.33 | 0 | 0 | 3600 | door |  | 3600
Nonequipment | Air Curtains | Air Curtains | 0 | Commercial | Existing | College and University | FL Zone 2 | Square feet | 33.45% | 287152.3197 | 287071.2387 | 81.081 | 0.00028236 | 8 | 0.010513 | 0.0088056 | 0 | no base cost | 0 | 0 | 3600 | Illinois 2018 Statewide TRM, Section 4.4.33 | 0 | 0 | 3600 | door |  | 3600
Nonequipment | Air Curtains | Air Curtains | 0 | Commercial | Existing | Grocery | FL Zone 2 | Square feet | 28.17% | 115753.0083 | 115671.9273 | 81.081 | 0.00070047 | 8 | 0.011723 | 0.0032285 | 0 | no base cost | 0 | 0 | 3600 | Illinois 2018 Statewide TRM, Section 4.4.33 | 0 | 0 | 3600 | door |  | 3600
Nonequipment | Air Curtains | Air Curtains | 0 | Commercial | Existing | Healthcare | FL Zone 2 | Square feet | 33.45% | 202047.3819 | 201966.3009 | 81.081 | 0.0004013 | 8 | 0.010513 | 0.0088056 | 0 | no base cost | 0 | 0 | 3600 | Illinois 2018 Statewide TRM, Section 4.4.33 | 0 | 0 | 3600 | door |  | 3600
Nonequipment | Air Curtains | Air Curtains | 0 | Commercial | Existing | Hospitals | FL Zone 2 | Square feet | 33.45% | 2105301.9288 | 2105220.8478 | 81.081 | 3.8513e-05 | 8 | 0.010513 | 0.0088056 | 0 | no base cost | 0 | 0 | 3600 | Illinois 2018 Statewide TRM, Section 4.4.33 | 0 | 0 | 3600 | door |  | 3600
Nonequipment | Air Curtains | Air Curtains | 0 | Commercial | Existing | Institutional | FL Zone 2 | Square feet | 0% | 233568.925 | 233487.844 | 81.081 | 0.00034714 | 8 | 0.011723 | 0.0032285 | 0 | no base cost | 0 | 0 | 3600 | Illinois 2018 Statewide TRM, Section 4.4.33 | 0 | 0 | 3600 | door |  | 3600
Nonequipment | Air Curtains | Air Curtains | 0 | Commercial | Existing | Lodging/Hospitality | FL Zone 2 | Square feet | 33.45% | 191602.1762 | 191521.0952 | 81.081 | 0.00042317 | 8 | 0.010513 | 0.0088056 | 0 | no base cost | 0 | 0 | 3600 | Illinois 2018 Statewide TRM, Section 4.4.33 | 0 | 0 | 3600 | door |  | 3600
Nonequipment | Air Curtains | Air Curtains | 0 | Commercial | Existing | Miscellaneous | FL Zone 2 | Square feet | 0% | 2226772.3297 | 2226691.2487 | 81.081 | 3.6412e-05 | 8 | 0.011723 | 0.0032285 | 0 | no base cost | 0 | 0 | 3600 | Illinois 2018 Statewide TRM, Section 4.4.33 | 0 | 0 | 3600 | door |  | 3600
Nonequipment | Air Curtains | Air Curtains | 0 | Commercial | Existing | Offices | FL Zone 2 | Square feet | 0% | 166452.0881 | 166371.0071 | 81.081 | 0.00048711 | 8 | 0.011723 | 0.0032285 | 0 | no base cost | 0 | 0 | 3600 | Illinois 2018 Statewide TRM, Section 4.4.33 | 0 | 0 | 3600 | door |  | 3600
Nonequipment | Air Curtains | Air Curtains | 0 | Commercial | Existing | Restaurants | FL Zone 2 | Square feet | 31.69% | 120615.3416 | 120534.2606 | 81.081 | 0.00067223 | 8 | 0.010513 | 0.0088056 | 0 | no base cost | 0 | 0 | 3600 | Illinois 2018 Statewide TRM, Section 4.4.33 | 0 | 0 | 3600 | door |  | 3600
Nonequipment | Air Curtains | Air Curtains | 0 | Commercial | Existing | Retail | FL Zone 2 | Square feet | 33.45% | 52681.844 | 52600.763 | 81.081 | 0.0015391 | 8 | 0.011723 | 0.0032285 | 0 | no base cost | 0 | 0 | 3600 | Illinois 2018 Statewide TRM, Section 4.4.33 | 0 | 0 | 3600 | door |  | 3600
Nonequipment | Air Curtains | Air Curtains | 0 | Commercial | Existing | Schools K-12 | FL Zone 2 | Square feet | 33.45% | 196876.9732 | 196795.8922 | 81.081 | 0.00041184 | 8 | 0.010513 | 0.0088056 | 0 | no base cost | 0 | 0 | 3600 | Illinois 2018 Statewide TRM, Section 4.4.33 | 0 | 0 | 3600 | door |  | 3600
Nonequipment | Air Curtains | Air Curtains | 0 | Commercial | Existing | Warehouse | FL Zone 2 | Square feet | 0% | 19557.8341 | 19476.7531 | 81.081 | 0.0041457 | 8 | 0.011723 | 0.0032285 | 0 | no base cost | 0 | 0 | 3600 | Illinois 2018 Statewide TRM, Section 4.4.33 | 0 | 0 | 3600 | door |  | 3600
Nonequipment | Air Curtains | Air Curtains | 0 | Commercial | New | Assembly | FL Zone 2 | Square feet | 33.25% | 48078.2351 | 47997.1541 | 81.081 | 0.0016864 | 8 | 0.011723 | 0.0032285 | 0 | no base cost | 0 | 0 | 3600 | Illinois 2018 Statewide TRM, Section 4.4.33 | 0 | 0 | 3600 | door |  | 3600
Nonequipment | Air Curtains | Air Curtains | 0 | Commercial | New | College and University | FL Zone 2 | Square feet | 28.37% | 287152.3197 | 287071.2387 | 81.081 | 0.00028236 | 8 | 0.010513 | 0.0088056 | 0 | no base cost | 0 | 0 | 3600 | Illinois 2018 Statewide TRM, Section 4.4.33 | 0 | 0 | 3600 | door |  | 3600
Nonequipment | Air Curtains | Air Curtains | 0 | Commercial | New | Grocery | FL Zone 2 | Square feet | 47.78% | 115753.0083 | 115671.9273 | 81.081 | 0.00070047 | 8 | 0.011723 | 0.0032285 | 0 | no base cost | 0 | 0 | 3600 | Illinois 2018 Statewide TRM, Section 4.4.33 | 0 | 0 | 3600 | door |  | 3600
Nonequipment | Air Curtains | Air Curtains | 0 | Commercial | New | Healthcare | FL Zone 2 | Square feet | 28.37% | 202047.3819 | 201966.3009 | 81.081 | 0.0004013 | 8 | 0.010513 | 0.0088056 | 0 | no base cost | 0 | 0 | 3600 | Illinois 2018 Statewide TRM, Section 4.4.33 | 0 | 0 | 3600 | door |  | 3600
Nonequipment | Air Curtains | Air Curtains | 0 | Commercial | New | Hospitals | FL Zone 2 | Square feet | 28.37% | 2105301.9288 | 2105220.8478 | 81.081 | 3.8513e-05 | 8 | 0.010513 | 0.0088056 | 0 | no base cost | 0 | 0 | 3600 | Illinois 2018 Statewide TRM, Section 4.4.33 | 0 | 0 | 3600 | door |  | 3600
Nonequipment | Air Curtains | Air Curtains | 0 | Commercial | New | Institutional | FL Zone 2 | Square feet | 0% | 233568.925 | 233487.844 | 81.081 | 0.00034714 | 8 | 0.011723 | 0.0032285 | 0 | no base cost | 0 | 0 | 3600 | Illinois 2018 Statewide TRM, Section 4.4.33 | 0 | 0 | 3600 | door |  | 3600
Nonequipment | Air Curtains | Air Curtains | 0 | Commercial | New | Lodging/Hospitality | FL Zone 2 | Square feet | 28.37% | 191602.1762 | 191521.0952 | 81.081 | 0.00042317 | 8 | 0.010513 | 0.0088056 | 0 | no base cost | 0 | 0 | 3600 | Illinois 2018 Statewide TRM, Section 4.4.33 | 0 | 0 | 3600 | door |  | 3600
Nonequipment | Air Curtains | Air Curtains | 0 | Commercial | New | Miscellaneous | FL Zone 2 | Square feet | 0% | 2226772.3297 | 2226691.2487 | 81.081 | 3.6412e-05 | 8 | 0.011723 | 0.0032285 | 0 | no base cost | 0 | 0 | 3600 | Illinois 2018 Statewide TRM, Section 4.4.33 | 0 | 0 | 3600 | door |  | 3600
Nonequipment | Air Curtains | Air Curtains | 0 | Commercial | New | Offices | FL Zone 2 | Square feet | 0% | 166452.0881 | 166371.0071 | 81.081 | 0.00048711 | 8 | 0.011723 | 0.0032285 | 0 | no base cost | 0 | 0 | 3600 | Illinois 2018 Statewide TRM, Section 4.4.33 | 0 | 0 | 3600 | door |  | 3600
Nonequipment | Air Curtains | Air Curtains | 0 | Commercial | New | Restaurants | FL Zone 2 | Square feet | 26.88% | 120615.3416 | 120534.2606 | 81.081 | 0.00067223 | 8 | 0.010513 | 0.0088056 | 0 | no base cost | 0 | 0 | 3600 | Illinois 2018 Statewide TRM, Section 4.4.33 | 0 | 0 | 3600 | door |  | 3600
Nonequipment | Air Curtains | Air Curtains | 0 | Commercial | New | Retail | FL Zone 2 | Square feet | 28.37% | 52681.844 | 52600.763 | 81.081 | 0.0015391 | 8 | 0.011723 | 0.0032285 | 0 | no base cost | 0 | 0 | 3600 | Illinois 2018 Statewide TRM, Section 4.4.33 | 0 | 0 | 3600 | door |  | 3600
Nonequipment | Air Curtains | Air Curtains | 0 | Commercial | New | Schools K-12 | FL Zone 2 | Square feet | 28.37% | 196876.9732 | 196795.8922 | 81.081 | 0.00041184 | 8 | 0.010513 | 0.0088056 | 0 | no base cost | 0 | 0 | 3600 | Illinois 2018 Statewide TRM, Section 4.4.33 | 0 | 0 | 3600 | door |  | 3600
Nonequipment | Air Curtains | Air Curtains | 0 | Commercial | New | Warehouse | FL Zone 2 | Square feet | 0% | 19557.8341 | 19476.7531 | 81.081 | 0.0041457 | 8 | 0.011723 | 0.0032285 | 0 | no base cost | 0 | 0 | 3600 | Illinois 2018 Statewide TRM, Section 4.4.33 | 0 | 0 | 3600 | door |  | 3600
Nonequipment | Airside Economizer | Airside Economizer | 0 | Commercial | Existing | Assembly | FL Zone 2 | Per End Use Consumption | 4.552% | 40558.1631 | 38304.9318 | 2253.2313 | 0.055556 | 10 | -0.46324 | 2.0439e-05 | 0 | no base cost | 0 | 0 | 144.6333 | Mid-Atlantic TRM, v7.0, 2017; average per ton incremental cost of economizers on 5-ton and 15-ton units | 0 | 0 | 144.6333 | ton | 0.38583 | 55.8035
Nonequipment | Airside Economizer | Airside Economizer | 0 | Commercial | Existing | College and University | FL Zone 2 | Per End Use Consumption | 4.552% | 242237.8979 | 228780.2369 | 13457.661 | 0.055556 | 10 | -1.6012 | 1.8007 | 0 | no base cost | 0 | 0 | 144.6333 | Mid-Atlantic TRM, v7.0, 2017; average per ton incremental cost of economizers on 5-ton and 15-ton units | 0 | 0 | 144.6333 | ton | 2.3044 | 333.2922
Nonequipment | Airside Economizer | Airside Economizer | 0 | Commercial | Existing | Grocery | FL Zone 2 | Per End Use Consumption | 4.552% | 97647.7064 | 92222.8338 | 5424.8726 | 0.055556 | 10 | -1.2116 | 0.036509 | 0 | no base cost | 0 | 0 | 144.6333 | Mid-Atlantic TRM, v7.0, 2017; average per ton incremental cost of economizers on 5-ton and 15-ton units | 0 | 0 | 144.6333 | ton | 0.92892 | 134.3523
Nonequipment | Airside Economizer | Airside Economizer | 0 | Commercial | Existing | Healthcare | FL Zone 2 | Per End Use Consumption | 4.552% | 170444.4983 | 160975.3595 | 9469.1388 | 0.055556 | 10 | -1.9468 | 8.5893e-05 | 0 | no base cost | 0 | 0 | 144.6333 | Mid-Atlantic TRM, v7.0, 2017; average per ton incremental cost of economizers on 5-ton and 15-ton units | 0 | 0 | 144.6333 | ton | 1.6214 | 234.5125
Nonequipment | Airside Economizer | Airside Economizer | 0 | Commercial | Existing | Hospitals | FL Zone 2 | Per End Use Consumption | 4.552% | 1776004.8545 | 1677337.9181 | 98666.9364 | 0.055556 | 10 | -11.7391 | 13.202 | 0 | no base cost | 0 | 0 | 144.6333 | Mid-Atlantic TRM, v7.0, 2017; average per ton incremental cost of economizers on 5-ton and 15-ton units | 0 | 0 | 144.6333 | ton | 16.895 | 2443.5835
Nonequipment | Airside Economizer | Airside Economizer | 0 | Commercial | Existing | Institutional | FL Zone 2 | Per End Use Consumption | 4.552% | 197035.6551 | 186089.2298 | 10946.4253 | 0.055556 | 10 | -2.2505 | 9.9293e-05 | 0 | no base cost | 0 | 0 | 144.6333 | Mid-Atlantic TRM, v7.0, 2017; average per ton incremental cost of economizers on 5-ton and 15-ton units | 0 | 0 | 144.6333 | ton | 1.8744 | 271.099
Nonequipment | Airside Economizer | Airside Economizer | 0 | Commercial | Existing | Lodging/Hospitality | FL Zone 2 | Per End Use Consumption | 4.552% | 161633.0609 | 152653.4465 | 8979.6145 | 0.055556 | 10 | -2.0055 | 0.060432 | 0 | no base cost | 0 | 0 | 144.6333 | Mid-Atlantic TRM, v7.0, 2017; average per ton incremental cost of economizers on 5-ton and 15-ton units | 0 | 0 | 144.6333 | ton | 1.5376 | 222.389
Nonequipment | Airside Economizer | Airside Economizer | 0 | Commercial | Existing | Miscellaneous | FL Zone 2 | Per End Use Consumption | 3.035% | 1878475.6776 | 1774115.9178 | 104359.7599 | 0.055556 | 10 | -21.4554 | 0.00094663 | 0 | no base cost | 0 | 0 | 144.6333 | Mid-Atlantic TRM, v7.0, 2017; average per ton incremental cost of economizers on 5-ton and 15-ton units | 0 | 0 | 144.6333 | ton | 17.8698 | 2584.5719
Nonequipment | Airside Economizer | Airside Economizer | 0 | Commercial | Existing | Offices | FL Zone 2 | Per End Use Consumption | 3.035% | 140416.7794 | 132615.8472 | 7800.9322 | 0.055556 | 10 | -1.6038 | 7.0761e-05 | 0 | no base cost | 0 | 0 | 144.6333 | Mid-Atlantic TRM, v7.0, 2017; average per ton incremental cost of economizers on 5-ton and 15-ton units | 0 | 0 | 144.6333 | ton | 1.3358 | 193.1977
Nonequipment | Airside Economizer | Airside Economizer | 0 | Commercial | Existing | Restaurants | FL Zone 2 | Per End Use Consumption | 4.552% | 101749.5064 | 96096.7561 | 5652.7504 | 0.055556 | 10 | -1.2625 | 0.038043 | 0 | no base cost | 0 | 0 | 144.6333 | Mid-Atlantic TRM, v7.0, 2017; average per ton incremental cost of economizers on 5-ton and 15-ton units | 0 | 0 | 144.6333 | ton | 0.96794 | 139.9959
Nonequipment | Airside Economizer | Airside Economizer | 0 | Commercial | Existing | Retail | FL Zone 2 | Per End Use Consumption | 4.552% | 44441.7066 | 41972.7229 | 2468.9837 | 0.055556 | 10 | -0.55142 | 0.016616 | 0 | no base cost | 0 | 0 | 144.6333 | Mid-Atlantic TRM, v7.0, 2017; average per ton incremental cost of economizers on 5-ton and 15-ton units | 0 | 0 | 144.6333 | ton | 0.42277 | 61.1468
Nonequipment | Airside Economizer | Airside Economizer | 0 | Commercial | Existing | Schools K-12 | FL Zone 2 | Per End Use Consumption | 4.552% | 166082.8099 | 156855.9872 | 9226.8228 | 0.055556 | 10 | -1.8969 | 8.3695e-05 | 0 | no base cost | 0 | 0 | 144.6333 | Mid-Atlantic TRM, v7.0, 2017; average per ton incremental cost of economizers on 5-ton and 15-ton units | 0 | 0 | 144.6333 | ton | 1.5799 | 228.5113
Nonequipment | Airside Economizer | Airside Economizer | 0 | Commercial | Existing | Warehouse | FL Zone 2 | Per End Use Consumption | 4.552% | 16498.7301 | 15582.134 | 916.5961 | 0.055556 | 10 | -0.18844 | 8.3143e-06 | 0 | no base cost | 0 | 0 | 144.6333 | Mid-Atlantic TRM, v7.0, 2017; average per ton incremental cost of economizers on 5-ton and 15-ton units | 0 | 0 | 144.6333 | ton | 0.15695 | 22.7004
Nonequipment | Airside Economizer | Airside Economizer | N/A - Retrofit Only | Commercial | New | Assembly | FL Zone 2 | Per End Use Consumption | 4.552% | 40558.1631 | 38304.9318 | 2253.2313 | 0.055556 | 10 | -0.46324 | 2.0439e-05 | 0 | no base cost | 0 | 0 | 144.6333 | Mid-Atlantic TRM, v7.0, 2017; average per ton incremental cost of economizers on 5-ton and 15-ton units | 0 | 0 | 144.6333 | ton | 0.38583 | 55.8035
Nonequipment | Airside Economizer | Airside Economizer | N/A - Retrofit Only | Commercial | New | College and University | FL Zone 2 | Per End Use Consumption | 4.552% | 242237.8979 | 228780.2369 | 13457.661 | 0.055556 | 10 | -1.6012 | 1.8007 | 0 | no base cost | 0 | 0 | 144.6333 | Mid-Atlantic TRM, v7.0, 2017; average per ton incremental cost of economizers on 5-ton and 15-ton units | 0 | 0 | 144.6333 | ton | 2.3044 | 333.2922
Nonequipment | Airside Economizer | Airside Economizer | N/A - Retrofit Only | Commercial | New | Grocery | FL Zone 2 | Per End Use Consumption | 4.552% | 97647.7064 | 92222.8338 | 5424.8726 | 0.055556 | 10 | -1.2116 | 0.036509 | 0 | no base cost | 0 | 0 | 144.6333 | Mid-Atlantic TRM, v7.0, 2017; average per ton incremental cost of economizers on 5-ton and 15-ton units | 0 | 0 | 144.6333 | ton | 0.92892 | 134.3523
Nonequipment | Airside Economizer | Airside Economizer | N/A - Retrofit Only | Commercial | New | Healthcare | FL Zone 2 | Per End Use Consumption | 4.552% | 170444.4983 | 160975.3595 | 9469.1388 | 0.055556 | 10 | -1.9468 | 8.5893e-05 | 0 | no base cost | 0 | 0 | 144.6333 | Mid-Atlantic TRM, v7.0, 2017; average per ton incremental cost of economizers on 5-ton and 15-ton units | 0 | 0 | 144.6333 | ton | 1.6214 | 234.5125
Nonequipment | Airside Economizer | Airside Economizer | N/A - Retrofit Only | Commercial | New | Hospitals | FL Zone 2 | Per End Use Consumption | 4.552% | 1776004.8545 | 1677337.9181 | 98666.9364 | 0.055556 | 10 | -11.7391 | 13.202 | 0 | no base cost | 0 | 0 | 144.6333 | Mid-Atlantic TRM, v7.0, 2017; average per ton incremental cost of economizers on 5-ton and 15-ton units | 0 | 0 | 144.6333 | ton | 16.895 | 2443.5835
Nonequipment | Airside Economizer | Airside Economizer | N/A - Retrofit Only | Commercial | New | Institutional | FL Zone 2 | Per End Use Consumption | 4.552% | 197035.6551 | 186089.2298 | 10946.4253 | 0.055556 | 10 | -2.2505 | 9.9293e-05 | 0 | no base cost | 0 | 0 | 144.6333 | Mid-Atlantic TRM, v7.0, 2017; average per ton incremental cost of economizers on 5-ton and 15-ton units | 0 | 0 | 144.6333 | ton | 1.8744 | 271.099
Nonequipment | Airside Economizer | Airside Economizer | N/A - Retrofit Only | Commercial | New | Lodging/Hospitality | FL Zone 2 | Per End Use Consumption | 4.552% | 161633.0609 | 152653.4465 | 8979.6145 | 0.055556 | 10 | -2.0055 | 0.060432 | 0 | no base cost | 0 | 0 | 144.6333 | Mid-Atlantic TRM, v7.0, 2017; average per ton incremental cost of economizers on 5-ton and 15-ton units | 0 | 0 | 144.6333 | ton | 1.5376 | 222.389
Nonequipment | Airside Economizer | Airside Economizer | N/A - Retrofit Only | Commercial | New | Miscellaneous | FL Zone 2 | Per End Use Consumption | 3.035% | 1878475.6776 | 1774115.9178 | 104359.7599 | 0.055556 | 10 | -21.4554 | 0.00094663 | 0 | no base cost | 0 | 0 | 144.6333 | Mid-Atlantic TRM, v7.0, 2017; average per ton incremental cost of economizers on 5-ton and 15-ton units | 0 | 0 | 144.6333 | ton | 17.8698 | 2584.5719
Nonequipment | Airside Economizer | Airside Economizer | N/A - Retrofit Only | Commercial | New | Offices | FL Zone 2 | Per End Use Consumption | 3.035% | 140416.7794 | 132615.8472 | 7800.9322 | 0.055556 | 10 | -1.6038 | 7.0761e-05 | 0 | no base cost | 0 | 0 | 144.6333 | Mid-Atlantic TRM, v7.0, 2017; average per ton incremental cost of economizers on 5-ton and 15-ton units | 0 | 0 | 144.6333 | ton | 1.3358 | 193.1977
Nonequipment | Airside Economizer | Airside Economizer | N/A - Retrofit Only | Commercial | New | Restaurants | FL Zone 2 | Per End Use Consumption | 4.552% | 101749.5064 | 96096.7561 | 5652.7504 | 0.055556 | 10 | -1.2625 | 0.038043 | 0 | no base cost | 0 | 0 | 144.6333 | Mid-Atlantic TRM, v7.0, 2017; average per ton incremental cost of economizers on 5-ton and 15-ton units | 0 | 0 | 144.6333 | ton | 0.96794 | 139.9959
Nonequipment | Airside Economizer | Airside Economizer | N/A - Retrofit Only | Commercial | New | Retail | FL Zone 2 | Per End Use Consumption | 4.552% | 44441.7066 | 41972.7229 | 2468.9837 | 0.055556 | 10 | -0.55142 | 0.016616 | 0 | no base cost | 0 | 0 | 144.6333 | Mid-Atlantic TRM, v7.0, 2017; average per ton incremental cost of economizers on 5-ton and 15-ton units | 0 | 0 | 144.6333 | ton | 0.42277 | 61.1468
Nonequipment | Airside Economizer | Airside Economizer | N/A - Retrofit Only | Commercial | New | Schools K-12 | FL Zone 2 | Per End Use Consumption | 4.552% | 166082.8099 | 156855.9872 | 9226.8228 | 0.055556 | 10 | -1.8969 | 8.3695e-05 | 0 | no base cost | 0 | 0 | 144.6333 | Mid-Atlantic TRM, v7.0, 2017; average per ton incremental cost of economizers on 5-ton and 15-ton units | 0 | 0 | 144.6333 | ton | 1.5799 | 228.5113
Nonequipment | Airside Economizer | Airside Economizer | N/A - Retrofit Only | Commercial | New | Warehouse | FL Zone 2 | Per End Use Consumption | 4.552% | 16498.7301 | 15582.134 | 916.5961 | 0.055556 | 10 | -0.18844 | 8.3143e-06 | 0 | no base cost | 0 | 0 | 144.6333 | Mid-Atlantic TRM, v7.0, 2017; average per ton incremental cost of economizers on 5-ton and 15-ton units | 0 | 0 | 144.6333 | ton | 0.15695 | 22.7004
Nonequipment | Ceiling Insulation(R12 to R38) | Increased Ceiling Insulation (R-38) | Market Average Existing Ceiling Insulation | Commercial | Existing | Assembly | FL Zone 2 | Square feet | 0% | 3.7877 | 3.5709 | 0.21678 | 0.057233 | 20 | 4.3378e-06 | 9.7784e-05 | 0 | No equipment cost. | 0 | 0 | 0.28368 | https://www.homedepot.com/p/GreenFiber-All-Borate-Cellulose-Blown-In-Insulation-30-lbs-36-Bags-INS765LD/300584221 | 0.2502 | rate at $50.04/per labor hour, reference: https://www.homewyse.com/costs/cost_of_ceiling_insulation.html, assume 10 hrs for 2000 sq ft : http://www.blownininsulationcost.net/calculating-blown-in-insulation-cost/ | 0.53388 | sq ft |  | 0.53388
Nonequipment | Ceiling Insulation(R12 to R38) | Increased Ceiling Insulation (R-38) | Market Average Existing Ceiling Insulation | Commercial | Existing | College and University | FL Zone 2 | Square feet | 0% | 11.0507 | 10.8339 | 0.21678 | 0.019617 | 20 | 8.9655e-05 | 5.281e-05 | 0 | No equipment cost. | 0 | 0 | 0.28368 | https://www.homedepot.com/p/GreenFiber-All-Borate-Cellulose-Blown-In-Insulation-30-lbs-36-Bags-INS765LD/300584221 | 0.2502 | rate at $50.04/per labor hour, reference: https://www.homewyse.com/costs/cost_of_ceiling_insulation.html, assume 10 hrs for 2000 sq ft : http://www.blownininsulationcost.net/calculating-blown-in-insulation-cost/ | 0.53388 | sq ft |  | 0.53388
Nonequipment | Ceiling Insulation(R12 to R38) | Increased Ceiling Insulation (R-38) | Market Average Existing Ceiling Insulation | Commercial | Existing | Grocery | FL Zone 2 | Square feet | 0% | 31.0105 | 30.7937 | 0.21678 | 0.0069905 | 20 | 4.4238e-05 | 0.00010117 | 0 | No equipment cost. | 0 | 0 | 0.28368 | https://www.homedepot.com/p/GreenFiber-All-Borate-Cellulose-Blown-In-Insulation-30-lbs-36-Bags-INS765LD/300584221 | 0.2502 | rate at $50.04/per labor hour, reference: https://www.homewyse.com/costs/cost_of_ceiling_insulation.html, assume 10 hrs for 2000 sq ft : http://www.blownininsulationcost.net/calculating-blown-in-insulation-cost/ | 0.53388 | sq ft |  | 0.53388
Nonequipment | Ceiling Insulation(R12 to R38) | Increased Ceiling Insulation (R-38) | Market Average Existing Ceiling Insulation | Commercial | Existing | Healthcare | FL Zone 2 | Square feet | 34.2% | 15.0829 | 14.8662 | 0.21678 | 0.014372 | 20 | 4.3378e-06 | 9.7784e-05 | 0 | No equipment cost. | 0 | 0 | 0.28368 | https://www.homedepot.com/p/GreenFiber-All-Borate-Cellulose-Blown-In-Insulation-30-lbs-36-Bags-INS765LD/300584221 | 0.2502 | rate at $50.04/per labor hour, reference: https://www.homewyse.com/costs/cost_of_ceiling_insulation.html, assume 10 hrs for 2000 sq ft : http://www.blownininsulationcost.net/calculating-blown-in-insulation-cost/ | 0.53388 | sq ft |  | 0.53388
Nonequipment | Ceiling Insulation(R12 to R38) | Increased Ceiling Insulation (R-38) | Market Average Existing Ceiling Insulation | Commercial | Existing | Hospitals | FL Zone 2 | Square feet | 0% | 81.2975 | 81.0807 | 0.21678 | 0.0026665 | 20 | 8.9655e-05 | 5.281e-05 | 0 | No equipment cost. | 0 | 0 | 0.28368 | https://www.homedepot.com/p/GreenFiber-All-Borate-Cellulose-Blown-In-Insulation-30-lbs-36-Bags-INS765LD/300584221 | 0.2502 | rate at $50.04/per labor hour, reference: https://www.homewyse.com/costs/cost_of_ceiling_insulation.html, assume 10 hrs for 2000 sq ft : http://www.blownininsulationcost.net/calculating-blown-in-insulation-cost/ | 0.53388 | sq ft |  | 0.53388
Nonequipment | Ceiling Insulation(R12 to R38) | Increased Ceiling Insulation (R-38) | Market Average Existing Ceiling Insulation | Commercial | Existing | Institutional | FL Zone 2 | Square feet | 0% | 56.2721 | 56.0553 | 0.21678 | 0.0038523 | 20 | 4.3378e-06 | 9.7784e-05 | 0 | No equipment cost. | 0 | 0 | 0.28368 | https://www.homedepot.com/p/GreenFiber-All-Borate-Cellulose-Blown-In-Insulation-30-lbs-36-Bags-INS765LD/300584221 | 0.2502 | rate at $50.04/per labor hour, reference: https://www.homewyse.com/costs/cost_of_ceiling_insulation.html, assume 10 hrs for 2000 sq ft : http://www.blownininsulationcost.net/calculating-blown-in-insulation-cost/ | 0.53388 | sq ft |  | 0.53388
Nonequipment | Ceiling Insulation(R12 to R38) | Increased Ceiling Insulation (R-38) | Market Average Existing Ceiling Insulation | Commercial | Existing | Lodging/Hospitality | FL Zone 2 | Square feet | 0% | 34.7257 | 34.5089 | 0.21678 | 0.0062426 | 20 | 8.9655e-05 | 5.281e-05 | 0 | No equipment cost. | 0 | 0 | 0.28368 | https://www.homedepot.com/p/GreenFiber-All-Borate-Cellulose-Blown-In-Insulation-30-lbs-36-Bags-INS765LD/300584221 | 0.2502 | rate at $50.04/per labor hour, reference: https://www.homewyse.com/costs/cost_of_ceiling_insulation.html, assume 10 hrs for 2000 sq ft : http://www.blownininsulationcost.net/calculating-blown-in-insulation-cost/ | 0.53388 | sq ft |  | 0.53388
Nonequipment | Ceiling Insulation(R12 to R38) | Increased Ceiling Insulation (R-38) | Market Average Existing Ceiling Insulation | Commercial | Existing | Miscellaneous | FL Zone 2 | Square feet | 0% | 107.2344 | 107.0176 | 0.21678 | 0.0020215 | 20 | 4.3378e-06 | 9.7784e-05 | 0 | No equipment cost. | 0 | 0 | 0.28368 | https://www.homedepot.com/p/GreenFiber-All-Borate-Cellulose-Blown-In-Insulation-30-lbs-36-Bags-INS765LD/300584221 | 0.2502 | rate at $50.04/per labor hour, reference: https://www.homewyse.com/costs/cost_of_ceiling_insulation.html, assume 10 hrs for 2000 sq ft : http://www.blownininsulationcost.net/calculating-blown-in-insulation-cost/ | 0.53388 | sq ft |  | 0.53388
Nonequipment | Ceiling Insulation(R12 to R38) | Increased Ceiling Insulation (R-38) | Market Average Existing Ceiling Insulation | Commercial | Existing | Offices | FL Zone 2 | Square feet | 34.2% | 58.1979 | 57.9811 | 0.21678 | 0.0037249 | 20 | 4.3378e-06 | 9.7784e-05 | 0 | No equipment cost. | 0 | 0 | 0.28368 | https://www.homedepot.com/p/GreenFiber-All-Borate-Cellulose-Blown-In-Insulation-30-lbs-36-Bags-INS765LD/300584221 | 0.2502 | rate at $50.04/per labor hour, reference: https://www.homewyse.com/costs/cost_of_ceiling_insulation.html, assume 10 hrs for 2000 sq ft : http://www.blownininsulationcost.net/calculating-blown-in-insulation-cost/ | 0.53388 | sq ft |  | 0.53388
Nonequipment | Ceiling Insulation(R12 to R38) | Increased Ceiling Insulation (R-38) | Market Average Existing Ceiling Insulation | Commercial | Existing | Restaurants | FL Zone 2 | Square feet | 0% | 31.354 | 31.1372 | 0.21678 | 0.0069139 | 20 | 4.4238e-05 | 0.00010117 | 0 | No equipment cost. | 0 | 0 | 0.28368 | https://www.homedepot.com/p/GreenFiber-All-Borate-Cellulose-Blown-In-Insulation-30-lbs-36-Bags-INS765LD/300584221 | 0.2502 | rate at $50.04/per labor hour, reference: https://www.homewyse.com/costs/cost_of_ceiling_insulation.html, assume 10 hrs for 2000 sq ft : http://www.blownininsulationcost.net/calculating-blown-in-insulation-cost/ | 0.53388 | sq ft |  | 0.53388
Nonequipment | Ceiling Insulation(R12 to R38) | Increased Ceiling Insulation (R-38) | Market Average Existing Ceiling Insulation | Commercial | Existing | Retail | FL Zone 2 | Square feet | 0% | 5.9824 | 5.7656 | 0.21678 | 0.036236 | 20 | 4.4238e-05 | 0.00010117 | 0 | No equipment cost. | 0 | 0 | 0.28368 | https://www.homedepot.com/p/GreenFiber-All-Borate-Cellulose-Blown-In-Insulation-30-lbs-36-Bags-INS765LD/300584221 | 0.2502 | rate at $50.04/per labor hour, reference: https://www.homewyse.com/costs/cost_of_ceiling_insulation.html, assume 10 hrs for 2000 sq ft : http://www.blownininsulationcost.net/calculating-blown-in-insulation-cost/ | 0.53388 | sq ft |  | 0.53388
Nonequipment | Ceiling Insulation(R12 to R38) | Increased Ceiling Insulation (R-38) | Market Average Existing Ceiling Insulation | Commercial | Existing | Schools K-12 | FL Zone 2 | Square feet | 0% | 5.1058 | 4.889 | 0.21678 | 0.042458 | 20 | 4.3378e-06 | 9.7784e-05 | 0 | No equipment cost. | 0 | 0 | 0.28368 | https://www.homedepot.com/p/GreenFiber-All-Borate-Cellulose-Blown-In-Insulation-30-lbs-36-Bags-INS765LD/300584221 | 0.2502 | rate at $50.04/per labor hour, reference: https://www.homewyse.com/costs/cost_of_ceiling_insulation.html, assume 10 hrs for 2000 sq ft : http://www.blownininsulationcost.net/calculating-blown-in-insulation-cost/ | 0.53388 | sq ft |  | 0.53388
Nonequipment | Ceiling Insulation(R12 to R38) | Increased Ceiling Insulation (R-38) | Market Average Existing Ceiling Insulation | Commercial | Existing | Warehouse | FL Zone 2 | Square feet | 0% | 1.4026 | 1.1858 | 0.21678 | 0.15456 | 20 | 2.4599e-05 | 4.3891e-05 | 0 | No equipment cost. | 0 | 0 | 0.28368 | https://www.homedepot.com/p/GreenFiber-All-Borate-Cellulose-Blown-In-Insulation-30-lbs-36-Bags-INS765LD/300584221 | 0.2502 | rate at $50.04/per labor hour, reference: https://www.homewyse.com/costs/cost_of_ceiling_insulation.html, assume 10 hrs for 2000 sq ft : http://www.blownininsulationcost.net/calculating-blown-in-insulation-cost/ | 0.53388 | sq ft |  | 0.53388
Nonequipment | Ceiling Insulation(R12 to R38) | Increased Ceiling Insulation (R-38) | Code-Compliant Ceiling Insulation | Commercial | New | Assembly | FL Zone 2 | Square feet | 0% | 3.7877 | 3.575 | 0.21268 | 0.05615 | 20 | 4.2558e-06 | 9.5934e-05 | 0 | No equipment cost. | 0 | 0 | 0.28368 | https://www.homedepot.com/p/GreenFiber-All-Borate-Cellulose-Blown-In-Insulation-30-lbs-36-Bags-INS765LD/300584221 | 0.2502 | rate at $50.04/per labor hour, reference: https://www.homewyse.com/costs/cost_of_ceiling_insulation.html, assume 10 hrs for 2000 sq ft : http://www.blownininsulationcost.net/calculating-blown-in-insulation-cost/ | 0.53388 | sq ft |  | 0.53388
Nonequipment | Ceiling Insulation(R12 to R38) | Increased Ceiling Insulation (R-38) | Code-Compliant Ceiling Insulation | Commercial | New | College and University | FL Zone 2 | Square feet | 0% | 11.0507 | 10.838 | 0.21268 | 0.019246 | 20 | 8.7959e-05 | 5.1811e-05 | 0 | No equipment cost. | 0 | 0 | 0.28368 | https://www.homedepot.com/p/GreenFiber-All-Borate-Cellulose-Blown-In-Insulation-30-lbs-36-Bags-INS765LD/300584221 | 0.2502 | rate at $50.04/per labor hour, reference: https://www.homewyse.com/costs/cost_of_ceiling_insulation.html, assume 10 hrs for 2000 sq ft : http://www.blownininsulationcost.net/calculating-blown-in-insulation-cost/ | 0.53388 | sq ft |  | 0.53388
Nonequipment | Ceiling Insulation(R12 to R38) | Increased Ceiling Insulation (R-38) | Code-Compliant Ceiling Insulation | Commercial | New | Grocery | FL Zone 2 | Square feet | 0% | 31.0105 | 30.7978 | 0.21268 | 0.0068582 | 20 | 4.3401e-05 | 9.9257e-05 | 0 | No equipment cost. | 0 | 0 | 0.28368 | https://www.homedepot.com/p/GreenFiber-All-Borate-Cellulose-Blown-In-Insulation-30-lbs-36-Bags-INS765LD/300584221 | 0.2502 | rate at $50.04/per labor hour, reference: https://www.homewyse.com/costs/cost_of_ceiling_insulation.html, assume 10 hrs for 2000 sq ft : http://www.blownininsulationcost.net/calculating-blown-in-insulation-cost/ | 0.53388 | sq ft |  | 0.53388
Nonequipment | Ceiling Insulation(R12 to R38) | Increased Ceiling Insulation (R-38) | Code-Compliant Ceiling Insulation | Commercial | New | Healthcare | FL Zone 2 | Square feet | 0% | 15.0829 | 14.8703 | 0.21268 | 0.014101 | 20 | 4.2558e-06 | 9.5934e-05 | 0 | No equipment cost. | 0 | 0 | 0.28368 | https://www.homedepot.com/p/GreenFiber-All-Borate-Cellulose-Blown-In-Insulation-30-lbs-36-Bags-INS765LD/300584221 | 0.2502 | rate at $50.04/per labor hour, reference: https://www.homewyse.com/costs/cost_of_ceiling_insulation.html, assume 10 hrs for 2000 sq ft : http://www.blownininsulationcost.net/calculating-blown-in-insulation-cost/ | 0.53388 | sq ft |  | 0.53388
Nonequipment | Ceiling Insulation(R12 to R38) | Increased Ceiling Insulation (R-38) | Code-Compliant Ceiling Insulation | Commercial | New | Hospitals | FL Zone 2 | Square feet | 0% | 81.2975 | 81.0848 | 0.21268 | 0.002616 | 20 | 8.7959e-05 | 5.1811e-05 | 0 | No equipment cost. | 0 | 0 | 0.28368 | https://www.homedepot.com/p/GreenFiber-All-Borate-Cellulose-Blown-In-Insulation-30-lbs-36-Bags-INS765LD/300584221 | 0.2502 | rate at $50.04/per labor hour, reference: https://www.homewyse.com/costs/cost_of_ceiling_insulation.html, assume 10 hrs for 2000 sq ft : http://www.blownininsulationcost.net/calculating-blown-in-insulation-cost/ | 0.53388 | sq ft |  | 0.53388
Nonequipment | Ceiling Insulation(R12 to R38) | Increased Ceiling Insulation (R-38) | Code-Compliant Ceiling Insulation | Commercial | New | Institutional | FL Zone 2 | Square feet | 0% | 56.2721 | 56.0594 | 0.21268 | 0.0037794 | 20 | 4.2558e-06 | 9.5934e-05 | 0 | No equipment cost. | 0 | 0 | 0.28368 | https://www.homedepot.com/p/GreenFiber-All-Borate-Cellulose-Blown-In-Insulation-30-lbs-36-Bags-INS765LD/300584221 | 0.2502 | rate at $50.04/per labor hour, reference: https://www.homewyse.com/costs/cost_of_ceiling_insulation.html, assume 10 hrs for 2000 sq ft : http://www.blownininsulationcost.net/calculating-blown-in-insulation-cost/ | 0.53388 | sq ft |  | 0.53388
Nonequipment | Ceiling Insulation(R12 to R38) | Increased Ceiling Insulation (R-38) | Code-Compliant Ceiling Insulation | Commercial | New | Lodging/Hospitality | FL Zone 2 | Square feet | 0% | 34.7257 | 34.513 | 0.21268 | 0.0061245 | 20 | 8.7959e-05 | 5.1811e-05 | 0 | No equipment cost. | 0 | 0 | 0.28368 | https://www.homedepot.com/p/GreenFiber-All-Borate-Cellulose-Blown-In-Insulation-30-lbs-36-Bags-INS765LD/300584221 | 0.2502 | rate at $50.04/per labor hour, reference: https://www.homewyse.com/costs/cost_of_ceiling_insulation.html, assume 10 hrs for 2000 sq ft : http://www.blownininsulationcost.net/calculating-blown-in-insulation-cost/ | 0.53388 | sq ft |  | 0.53388
Nonequipment | Ceiling Insulation(R12 to R38) | Increased Ceiling Insulation (R-38) | Code-Compliant Ceiling Insulation | Commercial | New | Miscellaneous | FL Zone 2 | Square feet | 0% | 107.2344 | 107.0217 | 0.21268 | 0.0019833 | 20 | 4.2558e-06 | 9.5934e-05 | 0 | No equipment cost. | 0 | 0 | 0.28368 | https://www.homedepot.com/p/GreenFiber-All-Borate-Cellulose-Blown-In-Insulation-30-lbs-36-Bags-INS765LD/300584221 | 0.2502 | rate at $50.04/per labor hour, reference: https://www.homewyse.com/costs/cost_of_ceiling_insulation.html, assume 10 hrs for 2000 sq ft : http://www.blownininsulationcost.net/calculating-blown-in-insulation-cost/ | 0.53388 | sq ft |  | 0.53388
Nonequipment | Ceiling Insulation(R12 to R38) | Increased Ceiling Insulation (R-38) | Code-Compliant Ceiling Insulation | Commercial | New | Offices | FL Zone 2 | Square feet | 0% | 58.1979 | 57.9852 | 0.21268 | 0.0036544 | 20 | 4.2558e-06 | 9.5934e-05 | 0 | No equipment cost. | 0 | 0 | 0.28368 | https://www.homedepot.com/p/GreenFiber-All-Borate-Cellulose-Blown-In-Insulation-30-lbs-36-Bags-INS765LD/300584221 | 0.2502 | rate at $50.04/per labor hour, reference: https://www.homewyse.com/costs/cost_of_ceiling_insulation.html, assume 10 hrs for 2000 sq ft : http://www.blownininsulationcost.net/calculating-blown-in-insulation-cost/ | 0.53388 | sq ft |  | 0.53388
Nonequipment | Ceiling Insulation(R12 to R38) | Increased Ceiling Insulation (R-38) | Code-Compliant Ceiling Insulation | Commercial | New | Restaurants | FL Zone 2 | Square feet | 0% | 31.354 | 31.1413 | 0.21268 | 0.0067831 | 20 | 4.3401e-05 | 9.9257e-05 | 0 | No equipment cost. | 0 | 0 | 0.28368 | https://www.homedepot.com/p/GreenFiber-All-Borate-Cellulose-Blown-In-Insulation-30-lbs-36-Bags-INS765LD/300584221 | 0.2502 | rate at $50.04/per labor hour, reference: https://www.homewyse.com/costs/cost_of_ceiling_insulation.html, assume 10 hrs for 2000 sq ft : http://www.blownininsulationcost.net/calculating-blown-in-insulation-cost/ | 0.53388 | sq ft |  | 0.53388
Nonequipment | Ceiling Insulation(R12 to R38) | Increased Ceiling Insulation (R-38) | Code-Compliant Ceiling Insulation | Commercial | New | Retail | FL Zone 2 | Square feet | 0% | 5.9824 | 5.7697 | 0.21268 | 0.035551 | 20 | 4.3401e-05 | 9.9257e-05 | 0 | No equipment cost. | 0 | 0 | 0.28368 | https://www.homedepot.com/p/GreenFiber-All-Borate-Cellulose-Blown-In-Insulation-30-lbs-36-Bags-INS765LD/300584221 | 0.2502 | rate at $50.04/per labor hour, reference: https://www.homewyse.com/costs/cost_of_ceiling_insulation.html, assume 10 hrs for 2000 sq ft : http://www.blownininsulationcost.net/calculating-blown-in-insulation-cost/ | 0.53388 | sq ft |  | 0.53388
Nonequipment | Ceiling Insulation(R12 to R38) | Increased Ceiling Insulation (R-38) | Code-Compliant Ceiling Insulation | Commercial | New | Schools K-12 | FL Zone 2 | Square feet | 0% | 5.1058 | 4.8931 | 0.21268 | 0.041654 | 20 | 4.2558e-06 | 9.5934e-05 | 0 | No equipment cost. | 0 | 0 | 0.28368 | https://www.homedepot.com/p/GreenFiber-All-Borate-Cellulose-Blown-In-Insulation-30-lbs-36-Bags-INS765LD/300584221 | 0.2502 | rate at $50.04/per labor hour, reference: https://www.homewyse.com/costs/cost_of_ceiling_insulation.html, assume 10 hrs for 2000 sq ft : http://www.blownininsulationcost.net/calculating-blown-in-insulation-cost/ | 0.53388 | sq ft |  | 0.53388
Nonequipment | Ceiling Insulation(R12 to R38) | Increased Ceiling Insulation (R-38) | Code-Compliant Ceiling Insulation | Commercial | New | Warehouse | FL Zone 2 | Square feet | 0% | 1.4026 | 1.1899 | 0.21268 | 0.15164 | 20 | 2.4134e-05 | 4.3061e-05 | 0 | No equipment cost. | 0 | 0 | 0.28368 | https://www.homedepot.com/p/GreenFiber-All-Borate-Cellulose-Blown-In-Insulation-30-lbs-36-Bags-INS765LD/300584221 | 0.2502 | rate at $50.04/per labor hour, reference: https://www.homewyse.com/costs/cost_of_ceiling_insulation.html, assume 10 hrs for 2000 sq ft : http://www.blownininsulationcost.net/calculating-blown-in-insulation-cost/ | 0.53388 | sq ft |  | 0.53388
Nonequipment | Ceiling Insulation(R19 to R38) | Increased Ceiling Insulation (R-38) | Market Average Existing Ceiling Insulation | Commercial | Existing | Assembly | FL Zone 2 | Square feet | 0% | 3.7877 | 3.6876 | 0.10005 | 0.026415 | 20 | 2.0021e-06 | 4.5131e-05 | 0 | No equipment cost. | 0 | 0 | 0.20731 | https://www.homedepot.com/p/GreenFiber-All-Borate-Cellulose-Blown-In-Insulation-30-lbs-36-Bags-INS765LD/300584221 | 0.2502 | rate at $50.04/per labor hour, reference: https://www.homewyse.com/costs/cost_of_ceiling_insulation.html, assume 10 hrs for 2000 sq ft : http://www.blownininsulationcost.net/calculating-blown-in-insulation-cost/ | 0.45751 | sq ft |  | 0.45751
Nonequipment | Ceiling Insulation(R19 to R38) | Increased Ceiling Insulation (R-38) | Market Average Existing Ceiling Insulation | Commercial | Existing | College and University | FL Zone 2 | Square feet | 0% | 11.0507 | 10.9506 | 0.10005 | 0.0090539 | 20 | 4.1379e-05 | 2.4374e-05 | 0 | No equipment cost. | 0 | 0 | 0.20731 | https://www.homedepot.com/p/GreenFiber-All-Borate-Cellulose-Blown-In-Insulation-30-lbs-36-Bags-INS765LD/300584221 | 0.2502 | rate at $50.04/per labor hour, reference: https://www.homewyse.com/costs/cost_of_ceiling_insulation.html, assume 10 hrs for 2000 sq ft : http://www.blownininsulationcost.net/calculating-blown-in-insulation-cost/ | 0.45751 | sq ft |  | 0.45751
Nonequipment | Ceiling Insulation(R19 to R38) | Increased Ceiling Insulation (R-38) | Market Average Existing Ceiling Insulation | Commercial | Existing | Grocery | FL Zone 2 | Square feet | 0% | 31.0105 | 30.9104 | 0.10005 | 0.0032264 | 20 | 2.0418e-05 | 4.6694e-05 | 0 | No equipment cost. | 0 | 0 | 0.20731 | https://www.homedepot.com/p/GreenFiber-All-Borate-Cellulose-Blown-In-Insulation-30-lbs-36-Bags-INS765LD/300584221 | 0.2502 | rate at $50.04/per labor hour, reference: https://www.homewyse.com/costs/cost_of_ceiling_insulation.html, assume 10 hrs for 2000 sq ft : http://www.blownininsulationcost.net/calculating-blown-in-insulation-cost/ | 0.45751 | sq ft |  | 0.45751
Nonequipment | Ceiling Insulation(R19 to R38) | Increased Ceiling Insulation (R-38) | Market Average Existing Ceiling Insulation | Commercial | Existing | Healthcare | FL Zone 2 | Square feet | 22.8% | 15.0829 | 14.9829 | 0.10005 | 0.0066334 | 20 | 2.0021e-06 | 4.5131e-05 | 0 | No equipment cost. | 0 | 0 | 0.20731 | https://www.homedepot.com/p/GreenFiber-All-Borate-Cellulose-Blown-In-Insulation-30-lbs-36-Bags-INS765LD/300584221 | 0.2502 | rate at $50.04/per labor hour, reference: https://www.homewyse.com/costs/cost_of_ceiling_insulation.html, assume 10 hrs for 2000 sq ft : http://www.blownininsulationcost.net/calculating-blown-in-insulation-cost/ | 0.45751 | sq ft |  | 0.45751
Nonequipment | Ceiling Insulation(R19 to R38) | Increased Ceiling Insulation (R-38) | Market Average Existing Ceiling Insulation | Commercial | Existing | Hospitals | FL Zone 2 | Square feet | 0% | 81.2975 | 81.1974 | 0.10005 | 0.0012307 | 20 | 4.1379e-05 | 2.4374e-05 | 0 | No equipment cost. | 0 | 0 | 0.20731 | https://www.homedepot.com/p/GreenFiber-All-Borate-Cellulose-Blown-In-Insulation-30-lbs-36-Bags-INS765LD/300584221 | 0.2502 | rate at $50.04/per labor hour, reference: https://www.homewyse.com/costs/cost_of_ceiling_insulation.html, assume 10 hrs for 2000 sq ft : http://www.blownininsulationcost.net/calculating-blown-in-insulation-cost/ | 0.45751 | sq ft |  | 0.45751
Nonequipment | Ceiling Insulation(R19 to R38) | Increased Ceiling Insulation (R-38) | Market Average Existing Ceiling Insulation | Commercial | Existing | Institutional | FL Zone 2 | Square feet | 0% | 56.2721 | 56.1721 | 0.10005 | 0.001778 | 20 | 2.0021e-06 | 4.5131e-05 | 0 | No equipment cost. | 0 | 0 | 0.20731 | https://www.homedepot.com/p/GreenFiber-All-Borate-Cellulose-Blown-In-Insulation-30-lbs-36-Bags-INS765LD/300584221 | 0.2502 | rate at $50.04/per labor hour, reference: https://www.homewyse.com/costs/cost_of_ceiling_insulation.html, assume 10 hrs for 2000 sq ft : http://www.blownininsulationcost.net/calculating-blown-in-insulation-cost/ | 0.45751 | sq ft |  | 0.45751
Nonequipment | Ceiling Insulation(R19 to R38) | Increased Ceiling Insulation (R-38) | Market Average Existing Ceiling Insulation | Commercial | Existing | Lodging/Hospitality | FL Zone 2 | Square feet | 0% | 34.7257 | 34.6257 | 0.10005 | 0.0028812 | 20 | 4.1379e-05 | 2.4374e-05 | 0 | No equipment cost. | 0 | 0 | 0.20731 | https://www.homedepot.com/p/GreenFiber-All-Borate-Cellulose-Blown-In-Insulation-30-lbs-36-Bags-INS765LD/300584221 | 0.2502 | rate at $50.04/per labor hour, reference: https://www.homewyse.com/costs/cost_of_ceiling_insulation.html, assume 10 hrs for 2000 sq ft : http://www.blownininsulationcost.net/calculating-blown-in-insulation-cost/ | 0.45751 | sq ft |  | 0.45751
Nonequipment | Ceiling Insulation(R19 to R38) | Increased Ceiling Insulation (R-38) | Market Average Existing Ceiling Insulation | Commercial | Existing | Miscellaneous | FL Zone 2 | Square feet | 0% | 107.2344 | 107.1344 | 0.10005 | 0.00093302 | 20 | 2.0021e-06 | 4.5131e-05 | 0 | No equipment cost. | 0 | 0 | 0.20731 | https://www.homedepot.com/p/GreenFiber-All-Borate-Cellulose-Blown-In-Insulation-30-lbs-36-Bags-INS765LD/300584221 | 0.2502 | rate at $50.04/per labor hour, reference: https://www.homewyse.com/costs/cost_of_ceiling_insulation.html, assume 10 hrs for 2000 sq ft : http://www.blownininsulationcost.net/calculating-blown-in-insulation-cost/ | 0.45751 | sq ft |  | 0.45751
Nonequipment | Ceiling Insulation(R19 to R38) | Increased Ceiling Insulation (R-38) | Market Average Existing Ceiling Insulation | Commercial | Existing | Offices | FL Zone 2 | Square feet | 22.8% | 58.1979 | 58.0978 | 0.10005 | 0.0017192 | 20 | 2.0021e-06 | 4.5131e-05 | 0 | No equipment cost. | 0 | 0 | 0.20731 | https://www.homedepot.com/p/GreenFiber-All-Borate-Cellulose-Blown-In-Insulation-30-lbs-36-Bags-INS765LD/300584221 | 0.2502 | rate at $50.04/per labor hour, reference: https://www.homewyse.com/costs/cost_of_ceiling_insulation.html, assume 10 hrs for 2000 sq ft : http://www.blownininsulationcost.net/calculating-blown-in-insulation-cost/ | 0.45751 | sq ft |  | 0.45751
Nonequipment | Ceiling Insulation(R19 to R38) | Increased Ceiling Insulation (R-38) | Market Average Existing Ceiling Insulation | Commercial | Existing | Restaurants | FL Zone 2 | Square feet | 0% | 31.354 | 31.2539 | 0.10005 | 0.003191 | 20 | 2.0418e-05 | 4.6694e-05 | 0 | No equipment cost. | 0 | 0 | 0.20731 | https://www.homedepot.com/p/GreenFiber-All-Borate-Cellulose-Blown-In-Insulation-30-lbs-36-Bags-INS765LD/300584221 | 0.2502 | rate at $50.04/per labor hour, reference: https://www.homewyse.com/costs/cost_of_ceiling_insulation.html, assume 10 hrs for 2000 sq ft : http://www.blownininsulationcost.net/calculating-blown-in-insulation-cost/ | 0.45751 | sq ft |  | 0.45751
Nonequipment | Ceiling Insulation(R19 to R38) | Increased Ceiling Insulation (R-38) | Market Average Existing Ceiling Insulation | Commercial | Existing | Retail | FL Zone 2 | Square feet | 0% | 5.9824 | 5.8823 | 0.10005 | 0.016724 | 20 | 2.0418e-05 | 4.6694e-05 | 0 | No equipment cost. | 0 | 0 | 0.20731 | https://www.homedepot.com/p/GreenFiber-All-Borate-Cellulose-Blown-In-Insulation-30-lbs-36-Bags-INS765LD/300584221 | 0.2502 | rate at $50.04/per labor hour, reference: https://www.homewyse.com/costs/cost_of_ceiling_insulation.html, assume 10 hrs for 2000 sq ft : http://www.blownininsulationcost.net/calculating-blown-in-insulation-cost/ | 0.45751 | sq ft |  | 0.45751
Nonequipment | Ceiling Insulation(R19 to R38) | Increased Ceiling Insulation (R-38) | Market Average Existing Ceiling Insulation | Commercial | Existing | Schools K-12 | FL Zone 2 | Square feet | 0% | 5.1058 | 5.0057 | 0.10005 | 0.019596 | 20 | 2.0021e-06 | 4.5131e-05 | 0 | No equipment cost. | 0 | 0 | 0.20731 | https://www.homedepot.com/p/GreenFiber-All-Borate-Cellulose-Blown-In-Insulation-30-lbs-36-Bags-INS765LD/300584221 | 0.2502 | rate at $50.04/per labor hour, reference: https://www.homewyse.com/costs/cost_of_ceiling_insulation.html, assume 10 hrs for 2000 sq ft : http://www.blownininsulationcost.net/calculating-blown-in-insulation-cost/ | 0.45751 | sq ft |  | 0.45751
Nonequipment | Ceiling Insulation(R19 to R38) | Increased Ceiling Insulation (R-38) | Market Average Existing Ceiling Insulation | Commercial | Existing | Warehouse | FL Zone 2 | Square feet | 0% | 1.4026 | 1.3025 | 0.10005 | 0.071335 | 20 | 1.1354e-05 | 2.0257e-05 | 0 | No equipment cost. | 0 | 0 | 0.20731 | https://www.homedepot.com/p/GreenFiber-All-Borate-Cellulose-Blown-In-Insulation-30-lbs-36-Bags-INS765LD/300584221 | 0.2502 | rate at $50.04/per labor hour, reference: https://www.homewyse.com/costs/cost_of_ceiling_insulation.html, assume 10 hrs for 2000 sq ft : http://www.blownininsulationcost.net/calculating-blown-in-insulation-cost/ | 0.45751 | sq ft |  | 0.45751
Nonequipment | Ceiling Insulation(R19 to R38) | Increased Ceiling Insulation (R-38) | Code-Compliant Ceiling Insulation | Commercial | New | Assembly | FL Zone 2 | Square feet | 0% | 3.7877 | 3.6895 | 0.098159 | 0.025915 | 20 | 1.9642e-06 | 4.4277e-05 | 0 | No equipment cost. | 0 | 0 | 0.20731 | https://www.homedepot.com/p/GreenFiber-All-Borate-Cellulose-Blown-In-Insulation-30-lbs-36-Bags-INS765LD/300584221 | 0.2502 | rate at $50.04/per labor hour, reference: https://www.homewyse.com/costs/cost_of_ceiling_insulation.html, assume 10 hrs for 2000 sq ft : http://www.blownininsulationcost.net/calculating-blown-in-insulation-cost/ | 0.45751 | sq ft |  | 0.45751
Nonequipment | Ceiling Insulation(R19 to R38) | Increased Ceiling Insulation (R-38) | Code-Compliant Ceiling Insulation | Commercial | New | College and University | FL Zone 2 | Square feet | 0% | 11.0507 | 10.9525 | 0.098159 | 0.0088826 | 20 | 4.0597e-05 | 2.3913e-05 | 0 | No equipment cost. | 0 | 0 | 0.20731 | https://www.homedepot.com/p/GreenFiber-All-Borate-Cellulose-Blown-In-Insulation-30-lbs-36-Bags-INS765LD/300584221 | 0.2502 | rate at $50.04/per labor hour, reference: https://www.homewyse.com/costs/cost_of_ceiling_insulation.html, assume 10 hrs for 2000 sq ft : http://www.blownininsulationcost.net/calculating-blown-in-insulation-cost/ | 0.45751 | sq ft |  | 0.45751
Nonequipment | Ceiling Insulation(R19 to R38) | Increased Ceiling Insulation (R-38) | Code-Compliant Ceiling Insulation | Commercial | New | Grocery | FL Zone 2 | Square feet | 0% | 31.0105 | 30.9123 | 0.098159 | 0.0031653 | 20 | 2.0031e-05 | 4.5811e-05 | 0 | No equipment cost. | 0 | 0 | 0.20731 | https://www.homedepot.com/p/GreenFiber-All-Borate-Cellulose-Blown-In-Insulation-30-lbs-36-Bags-INS765LD/300584221 | 0.2502 | rate at $50.04/per labor hour, reference: https://www.homewyse.com/costs/cost_of_ceiling_insulation.html, assume 10 hrs for 2000 sq ft : http://www.blownininsulationcost.net/calculating-blown-in-insulation-cost/ | 0.45751 | sq ft |  | 0.45751
Nonequipment | Ceiling Insulation(R19 to R38) | Increased Ceiling Insulation (R-38) | Code-Compliant Ceiling Insulation | Commercial | New | Healthcare | FL Zone 2 | Square feet | 0% | 15.0829 | 14.9848 | 0.098159 | 0.0065079 | 20 | 1.9642e-06 | 4.4277e-05 | 0 | No equipment cost. | 0 | 0 | 0.20731 | https://www.homedepot.com/p/GreenFiber-All-Borate-Cellulose-Blown-In-Insulation-30-lbs-36-Bags-INS765LD/300584221 | 0.2502 | rate at $50.04/per labor hour, reference: https://www.homewyse.com/costs/cost_of_ceiling_insulation.html, assume 10 hrs for 2000 sq ft : http://www.blownininsulationcost.net/calculating-blown-in-insulation-cost/ | 0.45751 | sq ft |  | 0.45751
Nonequipment | Ceiling Insulation(R19 to R38) | Increased Ceiling Insulation (R-38) | Code-Compliant Ceiling Insulation | Commercial | New | Hospitals | FL Zone 2 | Square feet | 0% | 81.2975 | 81.1993 | 0.098159 | 0.0012074 | 20 | 4.0597e-05 | 2.3913e-05 | 0 | No equipment cost. | 0 | 0 | 0.20731 | https://www.homedepot.com/p/GreenFiber-All-Borate-Cellulose-Blown-In-Insulation-30-lbs-36-Bags-INS765LD/300584221 | 0.2502 | rate at $50.04/per labor hour, reference: https://www.homewyse.com/costs/cost_of_ceiling_insulation.html, assume 10 hrs for 2000 sq ft : http://www.blownininsulationcost.net/calculating-blown-in-insulation-cost/ | 0.45751 | sq ft |  | 0.45751
Nonequipment | Ceiling Insulation(R19 to R38) | Increased Ceiling Insulation (R-38) | Code-Compliant Ceiling Insulation | Commercial | New | Institutional | FL Zone 2 | Square feet | 0% | 56.2721 | 56.174 | 0.098159 | 0.0017444 | 20 | 1.9642e-06 | 4.4277e-05 | 0 | No equipment cost. | 0 | 0 | 0.20731 | https://www.homedepot.com/p/GreenFiber-All-Borate-Cellulose-Blown-In-Insulation-30-lbs-36-Bags-INS765LD/300584221 | 0.2502 | rate at $50.04/per labor hour, reference: https://www.homewyse.com/costs/cost_of_ceiling_insulation.html, assume 10 hrs for 2000 sq ft : http://www.blownininsulationcost.net/calculating-blown-in-insulation-cost/ | 0.45751 | sq ft |  | 0.45751
Nonequipment | Ceiling Insulation(R19 to R38) | Increased Ceiling Insulation (R-38) | Code-Compliant Ceiling Insulation | Commercial | New | Lodging/Hospitality | FL Zone 2 | Square feet | 0% | 34.7257 | 34.6276 | 0.098159 | 0.0028267 | 20 | 4.0597e-05 | 2.3913e-05 | 0 | No equipment cost. | 0 | 0 | 0.20731 | https://www.homedepot.com/p/GreenFiber-All-Borate-Cellulose-Blown-In-Insulation-30-lbs-36-Bags-INS765LD/300584221 | 0.2502 | rate at $50.04/per labor hour, reference: https://www.homewyse.com/costs/cost_of_ceiling_insulation.html, assume 10 hrs for 2000 sq ft : http://www.blownininsulationcost.net/calculating-blown-in-insulation-cost/ | 0.45751 | sq ft |  | 0.45751
Nonequipment | Ceiling Insulation(R19 to R38) | Increased Ceiling Insulation (R-38) | Code-Compliant Ceiling Insulation | Commercial | New | Miscellaneous | FL Zone 2 | Square feet | 0% | 107.2344 | 107.1362 | 0.098159 | 0.00091537 | 20 | 1.9642e-06 | 4.4277e-05 | 0 | No equipment cost. | 0 | 0 | 0.20731 | https://www.homedepot.com/p/GreenFiber-All-Borate-Cellulose-Blown-In-Insulation-30-lbs-36-Bags-INS765LD/300584221 | 0.2502 | rate at $50.04/per labor hour, reference: https://www.homewyse.com/costs/cost_of_ceiling_insulation.html, assume 10 hrs for 2000 sq ft : http://www.blownininsulationcost.net/calculating-blown-in-insulation-cost/ | 0.45751 | sq ft |  | 0.45751
Nonequipment | Ceiling Insulation(R19 to R38) | Increased Ceiling Insulation (R-38) | Code-Compliant Ceiling Insulation | Commercial | New | Offices | FL Zone 2 | Square feet | 0% | 58.1979 | 58.0997 | 0.098159 | 0.0016866 | 20 | 1.9642e-06 | 4.4277e-05 | 0 | No equipment cost. | 0 | 0 | 0.20731 | https://www.homedepot.com/p/GreenFiber-All-Borate-Cellulose-Blown-In-Insulation-30-lbs-36-Bags-INS765LD/300584221 | 0.2502 | rate at $50.04/per labor hour, reference: https://www.homewyse.com/costs/cost_of_ceiling_insulation.html, assume 10 hrs for 2000 sq ft : http://www.blownininsulationcost.net/calculating-blown-in-insulation-cost/ | 0.45751 | sq ft |  | 0.45751
Nonequipment | Ceiling Insulation(R19 to R38) | Increased Ceiling Insulation (R-38) | Code-Compliant Ceiling Insulation | Commercial | New | Restaurants | FL Zone 2 | Square feet | 0% | 31.354 | 31.2558 | 0.098159 | 0.0031307 | 20 | 2.0031e-05 | 4.5811e-05 | 0 | No equipment cost. | 0 | 0 | 0.20731 | https://www.homedepot.com/p/GreenFiber-All-Borate-Cellulose-Blown-In-Insulation-30-lbs-36-Bags-INS765LD/300584221 | 0.2502 | rate at $50.04/per labor hour, reference: https://www.homewyse.com/costs/cost_of_ceiling_insulation.html, assume 10 hrs for 2000 sq ft : http://www.blownininsulationcost.net/calculating-blown-in-insulation-cost/ | 0.45751 | sq ft |  | 0.45751
Nonequipment | Ceiling Insulation(R19 to R38) | Increased Ceiling Insulation (R-38) | Code-Compliant Ceiling Insulation | Commercial | New | Retail | FL Zone 2 | Square feet | 0% | 5.9824 | 5.8842 | 0.098159 | 0.016408 | 20 | 2.0031e-05 | 4.5811e-05 | 0 | No equipment cost. | 0 | 0 | 0.20731 | https://www.homedepot.com/p/GreenFiber-All-Borate-Cellulose-Blown-In-Insulation-30-lbs-36-Bags-INS765LD/300584221 | 0.2502 | rate at $50.04/per labor hour, reference: https://www.homewyse.com/costs/cost_of_ceiling_insulation.html, assume 10 hrs for 2000 sq ft : http://www.blownininsulationcost.net/calculating-blown-in-insulation-cost/ | 0.45751 | sq ft |  | 0.45751
Nonequipment | Ceiling Insulation(R19 to R38) | Increased Ceiling Insulation (R-38) | Code-Compliant Ceiling Insulation | Commercial | New | Schools K-12 | FL Zone 2 | Square feet | 0% | 5.1058 | 5.0076 | 0.098159 | 0.019225 | 20 | 1.9642e-06 | 4.4277e-05 | 0 | No equipment cost. | 0 | 0 | 0.20731 | https://www.homedepot.com/p/GreenFiber-All-Borate-Cellulose-Blown-In-Insulation-30-lbs-36-Bags-INS765LD/300584221 | 0.2502 | rate at $50.04/per labor hour, reference: https://www.homewyse.com/costs/cost_of_ceiling_insulation.html, assume 10 hrs for 2000 sq ft : http://www.blownininsulationcost.net/calculating-blown-in-insulation-cost/ | 0.45751 | sq ft |  | 0.45751
Nonequipment | Ceiling Insulation(R19 to R38) | Increased Ceiling Insulation (R-38) | Code-Compliant Ceiling Insulation | Commercial | New | Warehouse | FL Zone 2 | Square feet | 0% | 1.4026 | 1.3044 | 0.098159 | 0.069985 | 20 | 1.1139e-05 | 1.9874e-05 | 0 | No equipment cost. | 0 | 0 | 0.20731 | https://www.homedepot.com/p/GreenFiber-All-Borate-Cellulose-Blown-In-Insulation-30-lbs-36-Bags-INS765LD/300584221 | 0.2502 | rate at $50.04/per labor hour, reference: https://www.homewyse.com/costs/cost_of_ceiling_insulation.html, assume 10 hrs for 2000 sq ft : http://www.blownininsulationcost.net/calculating-blown-in-insulation-cost/ | 0.45751 | sq ft |  | 0.45751
Nonequipment | Ceiling Insulation(R2 to R38) | Increased Ceiling Insulation (R-38) | Market Average Existing Ceiling Insulation | Commercial | Existing | Assembly | FL Zone 2 | Square feet | 0% | 3.7877 | 1.9867 | 1.8009 | 0.47547 | 20 | 3.6037e-05 | 0.00081236 | 0 | No equipment cost | 0 | 0 | 0.39279 | https://www.homedepot.com/p/GreenFiber-All-Borate-Cellulose-Blown-In-Insulation-30-lbs-36-Bags-INS765LD/300584221 | 0.2502 | rate at $50.04/per labor hour, reference: https://www.homewyse.com/costs/cost_of_ceiling_insulation.html, assume 10 hrs for 2000 sq ft : http://www.blownininsulationcost.net/calculating-blown-in-insulation-cost/ | 0.64299 | sq ft |  | 0.64299
Nonequipment | Ceiling Insulation(R2 to R38) | Increased Ceiling Insulation (R-38) | Market Average Existing Ceiling Insulation | Commercial | Existing | College and University | FL Zone 2 | Square feet | 0% | 11.0507 | 9.2497 | 1.8009 | 0.16297 | 20 | 0.00074483 | 0.00043873 | 0 | No equipment cost | 0 | 0 | 0.39279 | https://www.homedepot.com/p/GreenFiber-All-Borate-Cellulose-Blown-In-Insulation-30-lbs-36-Bags-INS765LD/300584221 | 0.2502 | rate at $50.04/per labor hour, reference: https://www.homewyse.com/costs/cost_of_ceiling_insulation.html, assume 10 hrs for 2000 sq ft : http://www.blownininsulationcost.net/calculating-blown-in-insulation-cost/ | 0.64299 | sq ft |  | 0.64299
Nonequipment | Ceiling Insulation(R2 to R38) | Increased Ceiling Insulation (R-38) | Market Average Existing Ceiling Insulation | Commercial | Existing | Grocery | FL Zone 2 | Square feet | 0% | 31.0105 | 29.2096 | 1.8009 | 0.058075 | 20 | 0.00036752 | 0.0008405 | 0 | No equipment cost | 0 | 0 | 0.39279 | https://www.homedepot.com/p/GreenFiber-All-Borate-Cellulose-Blown-In-Insulation-30-lbs-36-Bags-INS765LD/300584221 | 0.2502 | rate at $50.04/per labor hour, reference: https://www.homewyse.com/costs/cost_of_ceiling_insulation.html, assume 10 hrs for 2000 sq ft : http://www.blownininsulationcost.net/calculating-blown-in-insulation-cost/ | 0.64299 | sq ft |  | 0.64299
Nonequipment | Ceiling Insulation(R2 to R38) | Increased Ceiling Insulation (R-38) | Market Average Existing Ceiling Insulation | Commercial | Existing | Healthcare | FL Zone 2 | Square feet | 45.6% | 15.0829 | 13.282 | 1.8009 | 0.1194 | 20 | 3.6037e-05 | 0.00081236 | 0 | No equipment cost | 0 | 0 | 0.39279 | https://www.homedepot.com/p/GreenFiber-All-Borate-Cellulose-Blown-In-Insulation-30-lbs-36-Bags-INS765LD/300584221 | 0.2502 | rate at $50.04/per labor hour, reference: https://www.homewyse.com/costs/cost_of_ceiling_insulation.html, assume 10 hrs for 2000 sq ft : http://www.blownininsulationcost.net/calculating-blown-in-insulation-cost/ | 0.64299 | sq ft |  | 0.64299
Nonequipment | Ceiling Insulation(R2 to R38) | Increased Ceiling Insulation (R-38) | Market Average Existing Ceiling Insulation | Commercial | Existing | Hospitals | FL Zone 2 | Square feet | 0% | 81.2975 | 79.4965 | 1.8009 | 0.022152 | 20 | 0.00074483 | 0.00043873 | 0 | No equipment cost | 0 | 0 | 0.39279 | https://www.homedepot.com/p/GreenFiber-All-Borate-Cellulose-Blown-In-Insulation-30-lbs-36-Bags-INS765LD/300584221 | 0.2502 | rate at $50.04/per labor hour, reference: https://www.homewyse.com/costs/cost_of_ceiling_insulation.html, assume 10 hrs for 2000 sq ft : http://www.blownininsulationcost.net/calculating-blown-in-insulation-cost/ | 0.64299 | sq ft |  | 0.64299
Nonequipment | Ceiling Insulation(R2 to R38) | Increased Ceiling Insulation (R-38) | Market Average Existing Ceiling Insulation | Commercial | Existing | Institutional | FL Zone 2 | Square feet | 0% | 56.2721 | 54.4712 | 1.8009 | 0.032004 | 20 | 3.6037e-05 | 0.00081236 | 0 | No equipment cost | 0 | 0 | 0.39279 | https://www.homedepot.com/p/GreenFiber-All-Borate-Cellulose-Blown-In-Insulation-30-lbs-36-Bags-INS765LD/300584221 | 0.2502 | rate at $50.04/per labor hour, reference: https://www.homewyse.com/costs/cost_of_ceiling_insulation.html, assume 10 hrs for 2000 sq ft : http://www.blownininsulationcost.net/calculating-blown-in-insulation-cost/ | 0.64299 | sq ft |  | 0.64299
Nonequipment | Ceiling Insulation(R2 to R38) | Increased Ceiling Insulation (R-38) | Market Average Existing Ceiling Insulation | Commercial | Existing | Lodging/Hospitality | FL Zone 2 | Square feet | 0% | 34.7257 | 32.9248 | 1.8009 | 0.051862 | 20 | 0.00074483 | 0.00043873 | 0 | No equipment cost | 0 | 0 | 0.39279 | https://www.homedepot.com/p/GreenFiber-All-Borate-Cellulose-Blown-In-Insulation-30-lbs-36-Bags-INS765LD/300584221 | 0.2502 | rate at $50.04/per labor hour, reference: https://www.homewyse.com/costs/cost_of_ceiling_insulation.html, assume 10 hrs for 2000 sq ft : http://www.blownininsulationcost.net/calculating-blown-in-insulation-cost/ | 0.64299 | sq ft |  | 0.64299
Nonequipment | Ceiling Insulation(R2 to R38) | Increased Ceiling Insulation (R-38) | Market Average Existing Ceiling Insulation | Commercial | Existing | Miscellaneous | FL Zone 2 | Square feet | 0% | 107.2344 | 105.4335 | 1.8009 | 0.016794 | 20 | 3.6037e-05 | 0.00081236 | 0 | No equipment cost | 0 | 0 | 0.39279 | https://www.homedepot.com/p/GreenFiber-All-Borate-Cellulose-Blown-In-Insulation-30-lbs-36-Bags-INS765LD/300584221 | 0.2502 | rate at $50.04/per labor hour, reference: https://www.homewyse.com/costs/cost_of_ceiling_insulation.html, assume 10 hrs for 2000 sq ft : http://www.blownininsulationcost.net/calculating-blown-in-insulation-cost/ | 0.64299 | sq ft |  | 0.64299
Nonequipment | Ceiling Insulation(R2 to R38) | Increased Ceiling Insulation (R-38) | Market Average Existing Ceiling Insulation | Commercial | Existing | Offices | FL Zone 2 | Square feet | 45.6% | 58.1979 | 56.397 | 1.8009 | 0.030945 | 20 | 3.6037e-05 | 0.00081236 | 0 | No equipment cost | 0 | 0 | 0.39279 | https://www.homedepot.com/p/GreenFiber-All-Borate-Cellulose-Blown-In-Insulation-30-lbs-36-Bags-INS765LD/300584221 | 0.2502 | rate at $50.04/per labor hour, reference: https://www.homewyse.com/costs/cost_of_ceiling_insulation.html, assume 10 hrs for 2000 sq ft : http://www.blownininsulationcost.net/calculating-blown-in-insulation-cost/ | 0.64299 | sq ft |  | 0.64299
Nonequipment | Ceiling Insulation(R2 to R38) | Increased Ceiling Insulation (R-38) | Market Average Existing Ceiling Insulation | Commercial | Existing | Restaurants | FL Zone 2 | Square feet | 0% | 31.354 | 29.553 | 1.8009 | 0.057439 | 20 | 0.00036752 | 0.0008405 | 0 | No equipment cost | 0 | 0 | 0.39279 | https://www.homedepot.com/p/GreenFiber-All-Borate-Cellulose-Blown-In-Insulation-30-lbs-36-Bags-INS765LD/300584221 | 0.2502 | rate at $50.04/per labor hour, reference: https://www.homewyse.com/costs/cost_of_ceiling_insulation.html, assume 10 hrs for 2000 sq ft : http://www.blownininsulationcost.net/calculating-blown-in-insulation-cost/ | 0.64299 | sq ft |  | 0.64299
Nonequipment | Ceiling Insulation(R2 to R38) | Increased Ceiling Insulation (R-38) | Market Average Existing Ceiling Insulation | Commercial | Existing | Retail | FL Zone 2 | Square feet | 0% | 5.9824 | 4.1814 | 1.8009 | 0.30104 | 20 | 0.00036752 | 0.0008405 | 0 | No equipment cost | 0 | 0 | 0.39279 | https://www.homedepot.com/p/GreenFiber-All-Borate-Cellulose-Blown-In-Insulation-30-lbs-36-Bags-INS765LD/300584221 | 0.2502 | rate at $50.04/per labor hour, reference: https://www.homewyse.com/costs/cost_of_ceiling_insulation.html, assume 10 hrs for 2000 sq ft : http://www.blownininsulationcost.net/calculating-blown-in-insulation-cost/ | 0.64299 | sq ft |  | 0.64299
Nonequipment | Ceiling Insulation(R2 to R38) | Increased Ceiling Insulation (R-38) | Market Average Existing Ceiling Insulation | Commercial | Existing | Schools K-12 | FL Zone 2 | Square feet | 0% | 5.1058 | 3.3048 | 1.8009 | 0.35273 | 20 | 3.6037e-05 | 0.00081236 | 0 | No equipment cost | 0 | 0 | 0.39279 | https://www.homedepot.com/p/GreenFiber-All-Borate-Cellulose-Blown-In-Insulation-30-lbs-36-Bags-INS765LD/300584221 | 0.2502 | rate at $50.04/per labor hour, reference: https://www.homewyse.com/costs/cost_of_ceiling_insulation.html, assume 10 hrs for 2000 sq ft : http://www.blownininsulationcost.net/calculating-blown-in-insulation-cost/ | 0.64299 | sq ft |  | 0.64299
Nonequipment | Ceiling Insulation(R2 to R38) | Increased Ceiling Insulation (R-38) | Market Average Existing Ceiling Insulation | Commercial | Existing | Warehouse | FL Zone 2 | Square feet | 0% | 1.4026 | 0.073819 | 1.3287 | 0.94737 | 20 | 0.00015078 | 0.00026903 | 0 | No equipment cost | 0 | 0 | 0.39279 | https://www.homedepot.com/p/GreenFiber-All-Borate-Cellulose-Blown-In-Insulation-30-lbs-36-Bags-INS765LD/300584221 | 0.2502 | rate at $50.04/per labor hour, reference: https://www.homewyse.com/costs/cost_of_ceiling_insulation.html, assume 10 hrs for 2000 sq ft : http://www.blownininsulationcost.net/calculating-blown-in-insulation-cost/ | 0.64299 | sq ft |  | 0.64299
Nonequipment | Ceiling Insulation(R2 to R38) | Increased Ceiling Insulation (R-38) | Code-Compliant Ceiling Insulation | Commercial | New | Assembly | FL Zone 2 | Square feet | 0% | 3.7877 | 2.0208 | 1.7669 | 0.46648 | 20 | 3.5356e-05 | 0.00079699 | 0 | No equipment cost | 0 | 0 | 0.39279 | https://www.homedepot.com/p/GreenFiber-All-Borate-Cellulose-Blown-In-Insulation-30-lbs-36-Bags-INS765LD/300584221 | 0.2502 | rate at $50.04/per labor hour, reference: https://www.homewyse.com/costs/cost_of_ceiling_insulation.html, assume 10 hrs for 2000 sq ft : http://www.blownininsulationcost.net/calculating-blown-in-insulation-cost/ | 0.64299 | sq ft |  | 0.64299
Nonequipment | Ceiling Insulation(R2 to R38) | Increased Ceiling Insulation (R-38) | Code-Compliant Ceiling Insulation | Commercial | New | College and University | FL Zone 2 | Square feet | 0% | 11.0507 | 9.2838 | 1.7669 | 0.15989 | 20 | 0.00073074 | 0.00043043 | 0 | No equipment cost | 0 | 0 | 0.39279 | https://www.homedepot.com/p/GreenFiber-All-Borate-Cellulose-Blown-In-Insulation-30-lbs-36-Bags-INS765LD/300584221 | 0.2502 | rate at $50.04/per labor hour, reference: https://www.homewyse.com/costs/cost_of_ceiling_insulation.html, assume 10 hrs for 2000 sq ft : http://www.blownininsulationcost.net/calculating-blown-in-insulation-cost/ | 0.64299 | sq ft |  | 0.64299
Nonequipment | Ceiling Insulation(R2 to R38) | Increased Ceiling Insulation (R-38) | Code-Compliant Ceiling Insulation | Commercial | New | Grocery | FL Zone 2 | Square feet | 0% | 31.0105 | 29.2436 | 1.7669 | 0.056976 | 20 | 0.00036056 | 0.0008246 | 0 | No equipment cost | 0 | 0 | 0.39279 | https://www.homedepot.com/p/GreenFiber-All-Borate-Cellulose-Blown-In-Insulation-30-lbs-36-Bags-INS765LD/300584221 | 0.2502 | rate at $50.04/per labor hour, reference: https://www.homewyse.com/costs/cost_of_ceiling_insulation.html, assume 10 hrs for 2000 sq ft : http://www.blownininsulationcost.net/calculating-blown-in-insulation-cost/ | 0.64299 | sq ft |  | 0.64299
Nonequipment | Ceiling Insulation(R2 to R38) | Increased Ceiling Insulation (R-38) | Code-Compliant Ceiling Insulation | Commercial | New | Healthcare | FL Zone 2 | Square feet | 0% | 15.0829 | 13.3161 | 1.7669 | 0.11714 | 20 | 3.5356e-05 | 0.00079699 | 0 | No equipment cost | 0 | 0 | 0.39279 | https://www.homedepot.com/p/GreenFiber-All-Borate-Cellulose-Blown-In-Insulation-30-lbs-36-Bags-INS765LD/300584221 | 0.2502 | rate at $50.04/per labor hour, reference: https://www.homewyse.com/costs/cost_of_ceiling_insulation.html, assume 10 hrs for 2000 sq ft : http://www.blownininsulationcost.net/calculating-blown-in-insulation-cost/ | 0.64299 | sq ft |  | 0.64299
Nonequipment | Ceiling Insulation(R2 to R38) | Increased Ceiling Insulation (R-38) | Code-Compliant Ceiling Insulation | Commercial | New | Hospitals | FL Zone 2 | Square feet | 0% | 81.2975 | 79.5306 | 1.7669 | 0.021733 | 20 | 0.00073074 | 0.00043043 | 0 | No equipment cost | 0 | 0 | 0.39279 | https://www.homedepot.com/p/GreenFiber-All-Borate-Cellulose-Blown-In-Insulation-30-lbs-36-Bags-INS765LD/300584221 | 0.2502 | rate at $50.04/per labor hour, reference: https://www.homewyse.com/costs/cost_of_ceiling_insulation.html, assume 10 hrs for 2000 sq ft : http://www.blownininsulationcost.net/calculating-blown-in-insulation-cost/ | 0.64299 | sq ft |  | 0.64299
Nonequipment | Ceiling Insulation(R2 to R38) | Increased Ceiling Insulation (R-38) | Code-Compliant Ceiling Insulation | Commercial | New | Institutional | FL Zone 2 | Square feet | 0% | 56.2721 | 54.5053 | 1.7669 | 0.031398 | 20 | 3.5356e-05 | 0.00079699 | 0 | No equipment cost | 0 | 0 | 0.39279 | https://www.homedepot.com/p/GreenFiber-All-Borate-Cellulose-Blown-In-Insulation-30-lbs-36-Bags-INS765LD/300584221 | 0.2502 | rate at $50.04/per labor hour, reference: https://www.homewyse.com/costs/cost_of_ceiling_insulation.html, assume 10 hrs for 2000 sq ft : http://www.blownininsulationcost.net/calculating-blown-in-insulation-cost/ | 0.64299 | sq ft |  | 0.64299
Nonequipment | Ceiling Insulation(R2 to R38) | Increased Ceiling Insulation (R-38) | Code-Compliant Ceiling Insulation | Commercial | New | Lodging/Hospitality | FL Zone 2 | Square feet | 0% | 34.7257 | 32.9589 | 1.7669 | 0.05088 | 20 | 0.00073074 | 0.00043043 | 0 | No equipment cost | 0 | 0 | 0.39279 | https://www.homedepot.com/p/GreenFiber-All-Borate-Cellulose-Blown-In-Insulation-30-lbs-36-Bags-INS765LD/300584221 | 0.2502 | rate at $50.04/per labor hour, reference: https://www.homewyse.com/costs/cost_of_ceiling_insulation.html, assume 10 hrs for 2000 sq ft : http://www.blownininsulationcost.net/calculating-blown-in-insulation-cost/ | 0.64299 | sq ft |  | 0.64299
Nonequipment | Ceiling Insulation(R2 to R38) | Increased Ceiling Insulation (R-38) | Code-Compliant Ceiling Insulation | Commercial | New | Miscellaneous | FL Zone 2 | Square feet | 0% | 107.2344 | 105.4676 | 1.7669 | 0.016477 | 20 | 3.5356e-05 | 0.00079699 | 0 | No equipment cost | 0 | 0 | 0.39279 | https://www.homedepot.com/p/GreenFiber-All-Borate-Cellulose-Blown-In-Insulation-30-lbs-36-Bags-INS765LD/300584221 | 0.2502 | rate at $50.04/per labor hour, reference: https://www.homewyse.com/costs/cost_of_ceiling_insulation.html, assume 10 hrs for 2000 sq ft : http://www.blownininsulationcost.net/calculating-blown-in-insulation-cost/ | 0.64299 | sq ft |  | 0.64299
Nonequipment | Ceiling Insulation(R2 to R38) | Increased Ceiling Insulation (R-38) | Code-Compliant Ceiling Insulation | Commercial | New | Offices | FL Zone 2 | Square feet | 0% | 58.1979 | 56.431 | 1.7669 | 0.030359 | 20 | 3.5356e-05 | 0.00079699 | 0 | No equipment cost | 0 | 0 | 0.39279 | https://www.homedepot.com/p/GreenFiber-All-Borate-Cellulose-Blown-In-Insulation-30-lbs-36-Bags-INS765LD/300584221 | 0.2502 | rate at $50.04/per labor hour, reference: https://www.homewyse.com/costs/cost_of_ceiling_insulation.html, assume 10 hrs for 2000 sq ft : http://www.blownininsulationcost.net/calculating-blown-in-insulation-cost/ | 0.64299 | sq ft |  | 0.64299
Nonequipment | Ceiling Insulation(R2 to R38) | Increased Ceiling Insulation (R-38) | Code-Compliant Ceiling Insulation | Commercial | New | Restaurants | FL Zone 2 | Square feet | 0% | 31.354 | 29.5871 | 1.7669 | 0.056352 | 20 | 0.00036056 | 0.0008246 | 0 | No equipment cost | 0 | 0 | 0.39279 | https://www.homedepot.com/p/GreenFiber-All-Borate-Cellulose-Blown-In-Insulation-30-lbs-36-Bags-INS765LD/300584221 | 0.2502 | rate at $50.04/per labor hour, reference: https://www.homewyse.com/costs/cost_of_ceiling_insulation.html, assume 10 hrs for 2000 sq ft : http://www.blownininsulationcost.net/calculating-blown-in-insulation-cost/ | 0.64299 | sq ft |  | 0.64299
Nonequipment | Ceiling Insulation(R2 to R38) | Increased Ceiling Insulation (R-38) | Code-Compliant Ceiling Insulation | Commercial | New | Retail | FL Zone 2 | Square feet | 0% | 5.9824 | 4.2155 | 1.7669 | 0.29534 | 20 | 0.00036056 | 0.0008246 | 0 | No equipment cost | 0 | 0 | 0.39279 | https://www.homedepot.com/p/GreenFiber-All-Borate-Cellulose-Blown-In-Insulation-30-lbs-36-Bags-INS765LD/300584221 | 0.2502 | rate at $50.04/per labor hour, reference: https://www.homewyse.com/costs/cost_of_ceiling_insulation.html, assume 10 hrs for 2000 sq ft : http://www.blownininsulationcost.net/calculating-blown-in-insulation-cost/ | 0.64299 | sq ft |  | 0.64299
Nonequipment | Ceiling Insulation(R2 to R38) | Increased Ceiling Insulation (R-38) | Code-Compliant Ceiling Insulation | Commercial | New | Schools K-12 | FL Zone 2 | Square feet | 0% | 5.1058 | 3.3389 | 1.7669 | 0.34605 | 20 | 3.5356e-05 | 0.00079699 | 0 | No equipment cost | 0 | 0 | 0.39279 | https://www.homedepot.com/p/GreenFiber-All-Borate-Cellulose-Blown-In-Insulation-30-lbs-36-Bags-INS765LD/300584221 | 0.2502 | rate at $50.04/per labor hour, reference: https://www.homewyse.com/costs/cost_of_ceiling_insulation.html, assume 10 hrs for 2000 sq ft : http://www.blownininsulationcost.net/calculating-blown-in-insulation-cost/ | 0.64299 | sq ft |  | 0.64299
Nonequipment | Ceiling Insulation(R2 to R38) | Increased Ceiling Insulation (R-38) | Code-Compliant Ceiling Insulation | Commercial | New | Warehouse | FL Zone 2 | Square feet | 0% | 1.4026 | 0.073819 | 1.3287 | 0.94737 | 20 | 0.00015078 | 0.00026903 | 0 | No equipment cost | 0 | 0 | 0.39279 | https://www.homedepot.com/p/GreenFiber-All-Borate-Cellulose-Blown-In-Insulation-30-lbs-36-Bags-INS765LD/300584221 | 0.2502 | rate at $50.04/per labor hour, reference: https://www.homewyse.com/costs/cost_of_ceiling_insulation.html, assume 10 hrs for 2000 sq ft : http://www.blownininsulationcost.net/calculating-blown-in-insulation-cost/ | 0.64299 | sq ft |  | 0.64299
Nonequipment | Ceiling Insulation(R30 to R38) | Increased Ceiling Insulation (R-38) | Market Average Existing Ceiling Insulation | Commercial | Existing | Assembly | FL Zone 2 | Square feet | 0% | 3.7877 | 3.761 | 0.02668 | 0.007044 | 20 | 5.3389e-07 | 1.2035e-05 | 0 | No equipment cost. | 0 | 0 | 0.098197 | https://www.homedepot.com/p/GreenFiber-All-Borate-Cellulose-Blown-In-Insulation-30-lbs-36-Bags-INS765LD/300584221 | 0.2502 | rate at $50.04/per labor hour, reference: https://www.homewyse.com/costs/cost_of_ceiling_insulation.html, assume 10 hrs for 2000 sq ft : http://www.blownininsulationcost.net/calculating-blown-in-insulation-cost/ | 0.3484 | sq ft |  | 0.3484
Nonequipment | Ceiling Insulation(R30 to R38) | Increased Ceiling Insulation (R-38) | Market Average Existing Ceiling Insulation | Commercial | Existing | College and University | FL Zone 2 | Square feet | 0% | 11.0507 | 11.024 | 0.02668 | 0.0024144 | 20 | 1.1035e-05 | 6.4997e-06 | 0 | No equipment cost. | 0 | 0 | 0.098197 | https://www.homedepot.com/p/GreenFiber-All-Borate-Cellulose-Blown-In-Insulation-30-lbs-36-Bags-INS765LD/300584221 | 0.2502 | rate at $50.04/per labor hour, reference: https://www.homewyse.com/costs/cost_of_ceiling_insulation.html, assume 10 hrs for 2000 sq ft : http://www.blownininsulationcost.net/calculating-blown-in-insulation-cost/ | 0.3484 | sq ft |  | 0.3484
Nonequipment | Ceiling Insulation(R30 to R38) | Increased Ceiling Insulation (R-38) | Market Average Existing Ceiling Insulation | Commercial | Existing | Grocery | FL Zone 2 | Square feet | 0% | 31.0105 | 30.9838 | 0.02668 | 0.00086037 | 20 | 5.4447e-06 | 1.2452e-05 | 0 | No equipment cost. | 0 | 0 | 0.098197 | https://www.homedepot.com/p/GreenFiber-All-Borate-Cellulose-Blown-In-Insulation-30-lbs-36-Bags-INS765LD/300584221 | 0.2502 | rate at $50.04/per labor hour, reference: https://www.homewyse.com/costs/cost_of_ceiling_insulation.html, assume 10 hrs for 2000 sq ft : http://www.blownininsulationcost.net/calculating-blown-in-insulation-cost/ | 0.3484 | sq ft |  | 0.3484
Nonequipment | Ceiling Insulation(R30 to R38) | Increased Ceiling Insulation (R-38) | Market Average Existing Ceiling Insulation | Commercial | Existing | Healthcare | FL Zone 2 | Square feet | 11.4% | 15.0829 | 15.0563 | 0.02668 | 0.0017689 | 20 | 5.3389e-07 | 1.2035e-05 | 0 | No equipment cost. | 0 | 0 | 0.098197 | https://www.homedepot.com/p/GreenFiber-All-Borate-Cellulose-Blown-In-Insulation-30-lbs-36-Bags-INS765LD/300584221 | 0.2502 | rate at $50.04/per labor hour, reference: https://www.homewyse.com/costs/cost_of_ceiling_insulation.html, assume 10 hrs for 2000 sq ft : http://www.blownininsulationcost.net/calculating-blown-in-insulation-cost/ | 0.3484 | sq ft |  | 0.3484
Nonequipment | Ceiling Insulation(R30 to R38) | Increased Ceiling Insulation (R-38) | Market Average Existing Ceiling Insulation | Commercial | Existing | Hospitals | FL Zone 2 | Square feet | 0% | 81.2975 | 81.2708 | 0.02668 | 0.00032818 | 20 | 1.1035e-05 | 6.4997e-06 | 0 | No equipment cost. | 0 | 0 | 0.098197 | https://www.homedepot.com/p/GreenFiber-All-Borate-Cellulose-Blown-In-Insulation-30-lbs-36-Bags-INS765LD/300584221 | 0.2502 | rate at $50.04/per labor hour, reference: https://www.homewyse.com/costs/cost_of_ceiling_insulation.html, assume 10 hrs for 2000 sq ft : http://www.blownininsulationcost.net/calculating-blown-in-insulation-cost/ | 0.3484 | sq ft |  | 0.3484
Nonequipment | Ceiling Insulation(R30 to R38) | Increased Ceiling Insulation (R-38) | Market Average Existing Ceiling Insulation | Commercial | Existing | Institutional | FL Zone 2 | Square feet | 0% | 56.2721 | 56.2454 | 0.02668 | 0.00047413 | 20 | 5.3389e-07 | 1.2035e-05 | 0 | No equipment cost. | 0 | 0 | 0.098197 | https://www.homedepot.com/p/GreenFiber-All-Borate-Cellulose-Blown-In-Insulation-30-lbs-36-Bags-INS765LD/300584221 | 0.2502 | rate at $50.04/per labor hour, reference: https://www.homewyse.com/costs/cost_of_ceiling_insulation.html, assume 10 hrs for 2000 sq ft : http://www.blownininsulationcost.net/calculating-blown-in-insulation-cost/ | 0.3484 | sq ft |  | 0.3484
Nonequipment | Ceiling Insulation(R30 to R38) | Increased Ceiling Insulation (R-38) | Market Average Existing Ceiling Insulation | Commercial | Existing | Lodging/Hospitality | FL Zone 2 | Square feet | 0% | 34.7257 | 34.699 | 0.02668 | 0.00076832 | 20 | 1.1035e-05 | 6.4997e-06 | 0 | No equipment cost. | 0 | 0 | 0.098197 | https://www.homedepot.com/p/GreenFiber-All-Borate-Cellulose-Blown-In-Insulation-30-lbs-36-Bags-INS765LD/300584221 | 0.2502 | rate at $50.04/per labor hour, reference: https://www.homewyse.com/costs/cost_of_ceiling_insulation.html, assume 10 hrs for 2000 sq ft : http://www.blownininsulationcost.net/calculating-blown-in-insulation-cost/ | 0.3484 | sq ft |  | 0.3484
Nonequipment | Ceiling Insulation(R30 to R38) | Increased Ceiling Insulation (R-38) | Market Average Existing Ceiling Insulation | Commercial | Existing | Miscellaneous | FL Zone 2 | Square feet | 0% | 107.2344 | 107.2077 | 0.02668 | 0.0002488 | 20 | 5.3389e-07 | 1.2035e-05 | 0 | No equipment cost. | 0 | 0 | 0.098197 | https://www.homedepot.com/p/GreenFiber-All-Borate-Cellulose-Blown-In-Insulation-30-lbs-36-Bags-INS765LD/300584221 | 0.2502 | rate at $50.04/per labor hour, reference: https://www.homewyse.com/costs/cost_of_ceiling_insulation.html, assume 10 hrs for 2000 sq ft : http://www.blownininsulationcost.net/calculating-blown-in-insulation-cost/ | 0.3484 | sq ft |  | 0.3484
Nonequipment | Ceiling Insulation(R30 to R38) | Increased Ceiling Insulation (R-38) | Market Average Existing Ceiling Insulation | Commercial | Existing | Offices | FL Zone 2 | Square feet | 11.4% | 58.1979 | 58.1712 | 0.02668 | 0.00045844 | 20 | 5.3389e-07 | 1.2035e-05 | 0 | No equipment cost. | 0 | 0 | 0.098197 | https://www.homedepot.com/p/GreenFiber-All-Borate-Cellulose-Blown-In-Insulation-30-lbs-36-Bags-INS765LD/300584221 | 0.2502 | rate at $50.04/per labor hour, reference: https://www.homewyse.com/costs/cost_of_ceiling_insulation.html, assume 10 hrs for 2000 sq ft : http://www.blownininsulationcost.net/calculating-blown-in-insulation-cost/ | 0.3484 | sq ft |  | 0.3484
Nonequipment | Ceiling Insulation(R30 to R38) | Increased Ceiling Insulation (R-38) | Market Average Existing Ceiling Insulation | Commercial | Existing | Restaurants | FL Zone 2 | Square feet | 0% | 31.354 | 31.3273 | 0.02668 | 0.00085094 | 20 | 5.4447e-06 | 1.2452e-05 | 0 | No equipment cost. | 0 | 0 | 0.098197 | https://www.homedepot.com/p/GreenFiber-All-Borate-Cellulose-Blown-In-Insulation-30-lbs-36-Bags-INS765LD/300584221 | 0.2502 | rate at $50.04/per labor hour, reference: https://www.homewyse.com/costs/cost_of_ceiling_insulation.html, assume 10 hrs for 2000 sq ft : http://www.blownininsulationcost.net/calculating-blown-in-insulation-cost/ | 0.3484 | sq ft |  | 0.3484
Nonequipment | Ceiling Insulation(R30 to R38) | Increased Ceiling Insulation (R-38) | Market Average Existing Ceiling Insulation | Commercial | Existing | Retail | FL Zone 2 | Square feet | 0% | 5.9824 | 5.9557 | 0.02668 | 0.0044598 | 20 | 5.4447e-06 | 1.2452e-05 | 0 | No equipment cost. | 0 | 0 | 0.098197 | https://www.homedepot.com/p/GreenFiber-All-Borate-Cellulose-Blown-In-Insulation-30-lbs-36-Bags-INS765LD/300584221 | 0.2502 | rate at $50.04/per labor hour, reference: https://www.homewyse.com/costs/cost_of_ceiling_insulation.html, assume 10 hrs for 2000 sq ft : http://www.blownininsulationcost.net/calculating-blown-in-insulation-cost/ | 0.3484 | sq ft |  | 0.3484
Nonequipment | Ceiling Insulation(R30 to R38) | Increased Ceiling Insulation (R-38) | Market Average Existing Ceiling Insulation | Commercial | Existing | Schools K-12 | FL Zone 2 | Square feet | 0% | 5.1058 | 5.0791 | 0.02668 | 0.0052256 | 20 | 5.3389e-07 | 1.2035e-05 | 0 | No equipment cost. | 0 | 0 | 0.098197 | https://www.homedepot.com/p/GreenFiber-All-Borate-Cellulose-Blown-In-Insulation-30-lbs-36-Bags-INS765LD/300584221 | 0.2502 | rate at $50.04/per labor hour, reference: https://www.homewyse.com/costs/cost_of_ceiling_insulation.html, assume 10 hrs for 2000 sq ft : http://www.blownininsulationcost.net/calculating-blown-in-insulation-cost/ | 0.3484 | sq ft |  | 0.3484
Nonequipment | Ceiling Insulation(R30 to R38) | Increased Ceiling Insulation (R-38) | Market Average Existing Ceiling Insulation | Commercial | Existing | Warehouse | FL Zone 2 | Square feet | 0% | 1.4026 | 1.3759 | 0.02668 | 0.019023 | 20 | 3.0276e-06 | 5.402e-06 | 0 | No equipment cost. | 0 | 0 | 0.098197 | https://www.homedepot.com/p/GreenFiber-All-Borate-Cellulose-Blown-In-Insulation-30-lbs-36-Bags-INS765LD/300584221 | 0.2502 | rate at $50.04/per labor hour, reference: https://www.homewyse.com/costs/cost_of_ceiling_insulation.html, assume 10 hrs for 2000 sq ft : http://www.blownininsulationcost.net/calculating-blown-in-insulation-cost/ | 0.3484 | sq ft |  | 0.3484
Nonequipment | Ceiling Insulation(R30 to R38) | Increased Ceiling Insulation (R-38) | Code-Compliant Ceiling Insulation | Commercial | New | Assembly | FL Zone 2 | Square feet | 0% | 3.7877 | 3.7615 | 0.026176 | 0.0069107 | 20 | 5.2379e-07 | 1.1807e-05 | 0 | No equipment cost. | 0 | 0 | 0.098197 | https://www.homedepot.com/p/GreenFiber-All-Borate-Cellulose-Blown-In-Insulation-30-lbs-36-Bags-INS765LD/300584221 | 0.2502 | rate at $50.04/per labor hour, reference: https://www.homewyse.com/costs/cost_of_ceiling_insulation.html, assume 10 hrs for 2000 sq ft : http://www.blownininsulationcost.net/calculating-blown-in-insulation-cost/ | 0.3484 | sq ft |  | 0.3484
Nonequipment | Ceiling Insulation(R30 to R38) | Increased Ceiling Insulation (R-38) | Code-Compliant Ceiling Insulation | Commercial | New | College and University | FL Zone 2 | Square feet | 0% | 11.0507 | 11.0245 | 0.026176 | 0.0023687 | 20 | 1.0826e-05 | 6.3767e-06 | 0 | No equipment cost. | 0 | 0 | 0.098197 | https://www.homedepot.com/p/GreenFiber-All-Borate-Cellulose-Blown-In-Insulation-30-lbs-36-Bags-INS765LD/300584221 | 0.2502 | rate at $50.04/per labor hour, reference: https://www.homewyse.com/costs/cost_of_ceiling_insulation.html, assume 10 hrs for 2000 sq ft : http://www.blownininsulationcost.net/calculating-blown-in-insulation-cost/ | 0.3484 | sq ft |  | 0.3484
Nonequipment | Ceiling Insulation(R30 to R38) | Increased Ceiling Insulation (R-38) | Code-Compliant Ceiling Insulation | Commercial | New | Grocery | FL Zone 2 | Square feet | 0% | 31.0105 | 30.9843 | 0.026176 | 0.00084409 | 20 | 5.3417e-06 | 1.2216e-05 | 0 | No equipment cost. | 0 | 0 | 0.098197 | https://www.homedepot.com/p/GreenFiber-All-Borate-Cellulose-Blown-In-Insulation-30-lbs-36-Bags-INS765LD/300584221 | 0.2502 | rate at $50.04/per labor hour, reference: https://www.homewyse.com/costs/cost_of_ceiling_insulation.html, assume 10 hrs for 2000 sq ft : http://www.blownininsulationcost.net/calculating-blown-in-insulation-cost/ | 0.3484 | sq ft |  | 0.3484
Nonequipment | Ceiling Insulation(R30 to R38) | Increased Ceiling Insulation (R-38) | Code-Compliant Ceiling Insulation | Commercial | New | Healthcare | FL Zone 2 | Square feet | 0% | 15.0829 | 15.0568 | 0.026176 | 0.0017354 | 20 | 5.2379e-07 | 1.1807e-05 | 0 | No equipment cost. | 0 | 0 | 0.098197 | https://www.homedepot.com/p/GreenFiber-All-Borate-Cellulose-Blown-In-Insulation-30-lbs-36-Bags-INS765LD/300584221 | 0.2502 | rate at $50.04/per labor hour, reference: https://www.homewyse.com/costs/cost_of_ceiling_insulation.html, assume 10 hrs for 2000 sq ft : http://www.blownininsulationcost.net/calculating-blown-in-insulation-cost/ | 0.3484 | sq ft |  | 0.3484
Nonequipment | Ceiling Insulation(R30 to R38) | Increased Ceiling Insulation (R-38) | Code-Compliant Ceiling Insulation | Commercial | New | Hospitals | FL Zone 2 | Square feet | 0% | 81.2975 | 81.2713 | 0.026176 | 0.00032197 | 20 | 1.0826e-05 | 6.3767e-06 | 0 | No equipment cost. | 0 | 0 | 0.098197 | https://www.homedepot.com/p/GreenFiber-All-Borate-Cellulose-Blown-In-Insulation-30-lbs-36-Bags-INS765LD/300584221 | 0.2502 | rate at $50.04/per labor hour, reference: https://www.homewyse.com/costs/cost_of_ceiling_insulation.html, assume 10 hrs for 2000 sq ft : http://www.blownininsulationcost.net/calculating-blown-in-insulation-cost/ | 0.3484 | sq ft |  | 0.3484
Nonequipment | Ceiling Insulation(R30 to R38) | Increased Ceiling Insulation (R-38) | Code-Compliant Ceiling Insulation | Commercial | New | Institutional | FL Zone 2 | Square feet | 0% | 56.2721 | 56.246 | 0.026176 | 0.00046516 | 20 | 5.2379e-07 | 1.1807e-05 | 0 | No equipment cost. | 0 | 0 | 0.098197 | https://www.homedepot.com/p/GreenFiber-All-Borate-Cellulose-Blown-In-Insulation-30-lbs-36-Bags-INS765LD/300584221 | 0.2502 | rate at $50.04/per labor hour, reference: https://www.homewyse.com/costs/cost_of_ceiling_insulation.html, assume 10 hrs for 2000 sq ft : http://www.blownininsulationcost.net/calculating-blown-in-insulation-cost/ | 0.3484 | sq ft |  | 0.3484
Nonequipment | Ceiling Insulation(R30 to R38) | Increased Ceiling Insulation (R-38) | Code-Compliant Ceiling Insulation | Commercial | New | Lodging/Hospitality | FL Zone 2 | Square feet | 0% | 34.7257 | 34.6995 | 0.026176 | 0.00075378 | 20 | 1.0826e-05 | 6.3767e-06 | 0 | No equipment cost. | 0 | 0 | 0.098197 | https://www.homedepot.com/p/GreenFiber-All-Borate-Cellulose-Blown-In-Insulation-30-lbs-36-Bags-INS765LD/300584221 | 0.2502 | rate at $50.04/per labor hour, reference: https://www.homewyse.com/costs/cost_of_ceiling_insulation.html, assume 10 hrs for 2000 sq ft : http://www.blownininsulationcost.net/calculating-blown-in-insulation-cost/ | 0.3484 | sq ft |  | 0.3484
Nonequipment | Ceiling Insulation(R30 to R38) | Increased Ceiling Insulation (R-38) | Code-Compliant Ceiling Insulation | Commercial | New | Miscellaneous | FL Zone 2 | Square feet | 0% | 107.2344 | 107.2082 | 0.026176 | 0.0002441 | 20 | 5.2379e-07 | 1.1807e-05 | 0 | No equipment cost. | 0 | 0 | 0.098197 | https://www.homedepot.com/p/GreenFiber-All-Borate-Cellulose-Blown-In-Insulation-30-lbs-36-Bags-INS765LD/300584221 | 0.2502 | rate at $50.04/per labor hour, reference: https://www.homewyse.com/costs/cost_of_ceiling_insulation.html, assume 10 hrs for 2000 sq ft : http://www.blownininsulationcost.net/calculating-blown-in-insulation-cost/ | 0.3484 | sq ft |  | 0.3484
Nonequipment | Ceiling Insulation(R30 to R38) | Increased Ceiling Insulation (R-38) | Code-Compliant Ceiling Insulation | Commercial | New | Offices | FL Zone 2 | Square feet | 0% | 58.1979 | 58.1717 | 0.026176 | 0.00044977 | 20 | 5.2379e-07 | 1.1807e-05 | 0 | No equipment cost. | 0 | 0 | 0.098197 | https://www.homedepot.com/p/GreenFiber-All-Borate-Cellulose-Blown-In-Insulation-30-lbs-36-Bags-INS765LD/300584221 | 0.2502 | rate at $50.04/per labor hour, reference: https://www.homewyse.com/costs/cost_of_ceiling_insulation.html, assume 10 hrs for 2000 sq ft : http://www.blownininsulationcost.net/calculating-blown-in-insulation-cost/ | 0.3484 | sq ft |  | 0.3484
Nonequipment | Ceiling Insulation(R30 to R38) | Increased Ceiling Insulation (R-38) | Code-Compliant Ceiling Insulation | Commercial | New | Restaurants | FL Zone 2 | Square feet | 0% | 31.354 | 31.3278 | 0.026176 | 0.00083484 | 20 | 5.3417e-06 | 1.2216e-05 | 0 | No equipment cost. | 0 | 0 | 0.098197 | https://www.homedepot.com/p/GreenFiber-All-Borate-Cellulose-Blown-In-Insulation-30-lbs-36-Bags-INS765LD/300584221 | 0.2502 | rate at $50.04/per labor hour, reference: https://www.homewyse.com/costs/cost_of_ceiling_insulation.html, assume 10 hrs for 2000 sq ft : http://www.blownininsulationcost.net/calculating-blown-in-insulation-cost/ | 0.3484 | sq ft |  | 0.3484
Nonequipment | Ceiling Insulation(R30 to R38) | Increased Ceiling Insulation (R-38) | Code-Compliant Ceiling Insulation | Commercial | New | Retail | FL Zone 2 | Square feet | 0% | 5.9824 | 5.9562 | 0.026176 | 0.0043755 | 20 | 5.3417e-06 | 1.2216e-05 | 0 | No equipment cost. | 0 | 0 | 0.098197 | https://www.homedepot.com/p/GreenFiber-All-Borate-Cellulose-Blown-In-Insulation-30-lbs-36-Bags-INS765LD/300584221 | 0.2502 | rate at $50.04/per labor hour, reference: https://www.homewyse.com/costs/cost_of_ceiling_insulation.html, assume 10 hrs for 2000 sq ft : http://www.blownininsulationcost.net/calculating-blown-in-insulation-cost/ | 0.3484 | sq ft |  | 0.3484
Nonequipment | Ceiling Insulation(R30 to R38) | Increased Ceiling Insulation (R-38) | Code-Compliant Ceiling Insulation | Commercial | New | Schools K-12 | FL Zone 2 | Square feet | 0% | 5.1058 | 5.0796 | 0.026176 | 0.0051267 | 20 | 5.2379e-07 | 1.1807e-05 | 0 | No equipment cost. | 0 | 0 | 0.098197 | https://www.homedepot.com/p/GreenFiber-All-Borate-Cellulose-Blown-In-Insulation-30-lbs-36-Bags-INS765LD/300584221 | 0.2502 | rate at $50.04/per labor hour, reference: https://www.homewyse.com/costs/cost_of_ceiling_insulation.html, assume 10 hrs for 2000 sq ft : http://www.blownininsulationcost.net/calculating-blown-in-insulation-cost/ | 0.3484 | sq ft |  | 0.3484
Nonequipment | Ceiling Insulation(R30 to R38) | Increased Ceiling Insulation (R-38) | Code-Compliant Ceiling Insulation | Commercial | New | Warehouse | FL Zone 2 | Square feet | 0% | 1.4026 | 1.3764 | 0.026176 | 0.018663 | 20 | 2.9703e-06 | 5.2998e-06 | 0 | No equipment cost. | 0 | 0 | 0.098197 | https://www.homedepot.com/p/GreenFiber-All-Borate-Cellulose-Blown-In-Insulation-30-lbs-36-Bags-INS765LD/300584221 | 0.2502 | rate at $50.04/per labor hour, reference: https://www.homewyse.com/costs/cost_of_ceiling_insulation.html, assume 10 hrs for 2000 sq ft : http://www.blownininsulationcost.net/calculating-blown-in-insulation-cost/ | 0.3484 | sq ft |  | 0.3484
Nonequipment | Chilled Water Controls Optimization | Deploy an algorithm package on the chiller to totalize the available power inputs and calculate the cooling load, and accordingly apply small setpoint adjustments to the plant control system | 0 | Commercial | Existing | Assembly | FL Zone 2 | Per End Use Consumption | 25.53% | 19010.627 | 16634.2986 | 2376.3284 | 0.125 | 10 | 0.96406 | 0.00096082 | 0 | no base cost | 0 | 0 | 0 | 0 | 108 | Wisconsin Focus on Energy 2017 TRM, Chiller Plant Setpoint Adjustment | 108 | system |  | 108
Nonequipment | Chilled Water Controls Optimization | Deploy an algorithm package on the chiller to totalize the available power inputs and calculate the cooling load, and accordingly apply small setpoint adjustments to the plant control system | 0 | Commercial | Existing | College and University | FL Zone 2 | Per End Use Consumption | 34.04% | 60850.674 | 53244.3397 | 7606.3342 | 0.125 | 10 | 1.7881 | 0.85267 | 0 | no base cost | 0 | 0 | 0 | 0 | 108 | Wisconsin Focus on Energy 2017 TRM, Chiller Plant Setpoint Adjustment | 108 | system |  | 108
Nonequipment | Chilled Water Controls Optimization | Deploy an algorithm package on the chiller to totalize the available power inputs and calculate the cooling load, and accordingly apply small setpoint adjustments to the plant control system | 0 | Commercial | Existing | Grocery | FL Zone 2 | Per End Use Consumption | 34.04% | 0 | 0 | 0 | 0 | 10 | 0 | 0 | 0 | no base cost | 0 | 0 | 0 | 0 | 108 | Wisconsin Focus on Energy 2017 TRM, Chiller Plant Setpoint Adjustment | 108 | system |  | 108
Nonequipment | Chilled Water Controls Optimization | Deploy an algorithm package on the chiller to totalize the available power inputs and calculate the cooling load, and accordingly apply small setpoint adjustments to the plant control system | 0 | Commercial | Existing | Healthcare | FL Zone 2 | Per End Use Consumption | 34.04% | 29019.9775 | 25392.4803 | 3627.4972 | 0.125 | 10 | 1.4716 | 0.0014667 | 0 | no base cost | 0 | 0 | 0 | 0 | 108 | Wisconsin Focus on Energy 2017 TRM, Chiller Plant Setpoint Adjustment | 108 | system |  | 108
Nonequipment | Chilled Water Controls Optimization | Deploy an algorithm package on the chiller to totalize the available power inputs and calculate the cooling load, and accordingly apply small setpoint adjustments to the plant control system | 0 | Commercial | Existing | Hospitals | FL Zone 2 | Per End Use Consumption | 25.53% | 168534.9387 | 147468.0713 | 21066.8673 | 0.125 | 10 | 4.9525 | 2.3616 | 0 | no base cost | 0 | 0 | 0 | 0 | 108 | Wisconsin Focus on Energy 2017 TRM, Chiller Plant Setpoint Adjustment | 108 | system |  | 108
Nonequipment | Chilled Water Controls Optimization | Deploy an algorithm package on the chiller to totalize the available power inputs and calculate the cooling load, and accordingly apply small setpoint adjustments to the plant control system | 0 | Commercial | Existing | Institutional | FL Zone 2 | Per End Use Consumption | 25.53% | 10268.9385 | 8985.3212 | 1283.6173 | 0.125 | 10 | 0.52075 | 0.000519 | 0 | no base cost | 0 | 0 | 0 | 0 | 108 | Wisconsin Focus on Energy 2017 TRM, Chiller Plant Setpoint Adjustment | 108 | system |  | 108
Nonequipment | Chilled Water Controls Optimization | Deploy an algorithm package on the chiller to totalize the available power inputs and calculate the cooling load, and accordingly apply small setpoint adjustments to the plant control system | 0 | Commercial | Existing | Lodging/Hospitality | FL Zone 2 | Per End Use Consumption | 34.04% | 78988.5866 | 69115.0133 | 9873.5733 | 0.125 | 10 | 4.0056 | 0.0039922 | 0 | no base cost | 0 | 0 | 0 | 0 | 108 | Wisconsin Focus on Energy 2017 TRM, Chiller Plant Setpoint Adjustment | 108 | system |  | 108
Nonequipment | Chilled Water Controls Optimization | Deploy an algorithm package on the chiller to totalize the available power inputs and calculate the cooling load, and accordingly apply small setpoint adjustments to the plant control system | 0 | Commercial | Existing | Miscellaneous | FL Zone 2 | Per End Use Consumption | 34.04% | 24459.3773 | 21401.9551 | 3057.4222 | 0.125 | 10 | 1.2404 | 0.0012362 | 0 | no base cost | 0 | 0 | 0 | 0 | 108 | Wisconsin Focus on Energy 2017 TRM, Chiller Plant Setpoint Adjustment | 108 | system |  | 108
Nonequipment | Chilled Water Controls Optimization | Deploy an algorithm package on the chiller to totalize the available power inputs and calculate the cooling load, and accordingly apply small setpoint adjustments to the plant control system | 0 | Commercial | Existing | Offices | FL Zone 2 | Per End Use Consumption | 25.53% | 25053.0234 | 21921.3955 | 3131.6279 | 0.125 | 10 | 1.2705 | 0.0012662 | 0 | no base cost | 0 | 0 | 0 | 0 | 108 | Wisconsin Focus on Energy 2017 TRM, Chiller Plant Setpoint Adjustment | 108 | system |  | 108
Nonequipment | Chilled Water Controls Optimization | Deploy an algorithm package on the chiller to totalize the available power inputs and calculate the cooling load, and accordingly apply small setpoint adjustments to the plant control system | 0 | Commercial | Existing | Restaurants | FL Zone 2 | Per End Use Consumption | 34.04% | 30806.8156 | 26955.9636 | 3850.8519 | 0.125 | 10 | 1.5623 | 0.001557 | 0 | no base cost | 0 | 0 | 0 | 0 | 108 | Wisconsin Focus on Energy 2017 TRM, Chiller Plant Setpoint Adjustment | 108 | system |  | 108
Nonequipment | Chilled Water Controls Optimization | Deploy an algorithm package on the chiller to totalize the available power inputs and calculate the cooling load, and accordingly apply small setpoint adjustments to the plant control system | 0 | Commercial | Existing | Retail | FL Zone 2 | Per End Use Consumption | 34.04% | 22543.6358 | 19725.6813 | 2817.9545 | 0.125 | 10 | 1.1432 | 0.0011394 | 0 | no base cost | 0 | 0 | 0 | 0 | 108 | Wisconsin Focus on Energy 2017 TRM, Chiller Plant Setpoint Adjustment | 108 | system |  | 108
Nonequipment | Chilled Water Controls Optimization | Deploy an algorithm package on the chiller to totalize the available power inputs and calculate the cooling load, and accordingly apply small setpoint adjustments to the plant control system | 0 | Commercial | Existing | Schools K-12 | FL Zone 2 | Per End Use Consumption | 34.04% | 17294.3259 | 15132.5352 | 2161.7907 | 0.125 | 10 | 0.87702 | 0.00087407 | 0 | no base cost | 0 | 0 | 0 | 0 | 108 | Wisconsin Focus on Energy 2017 TRM, Chiller Plant Setpoint Adjustment | 108 | system |  | 108
Nonequipment | Chilled Water Controls Optimization | Deploy an algorithm package on the chiller to totalize the available power inputs and calculate the cooling load, and accordingly apply small setpoint adjustments to the plant control system | 0 | Commercial | Existing | Warehouse | FL Zone 2 | Per End Use Consumption | 34.04% | 6681.014 | 5845.8873 | 835.1268 | 0.125 | 10 | 0.3388 | 0.00033767 | 0 | no base cost | 0 | 0 | 0 | 0 | 108 | Wisconsin Focus on Energy 2017 TRM, Chiller Plant Setpoint Adjustment | 108 | system |  | 108
Nonequipment | Chilled Water Controls Optimization | Deploy an algorithm package on the chiller to totalize the available power inputs and calculate the cooling load, and accordingly apply small setpoint adjustments to the plant control system | 0 | Commercial | New | Assembly | FL Zone 2 | Per End Use Consumption | 38.3% | 19010.627 | 16634.2986 | 2376.3284 | 0.125 | 10 | 0.96406 | 0.00096082 | 0 | no base cost | 0 | 0 | 0 | 0 | 108 | Wisconsin Focus on Energy 2017 TRM, Chiller Plant Setpoint Adjustment | 108 | system |  | 108
Nonequipment | Chilled Water Controls Optimization | Deploy an algorithm package on the chiller to totalize the available power inputs and calculate the cooling load, and accordingly apply small setpoint adjustments to the plant control system | 0 | Commercial | New | College and University | FL Zone 2 | Per End Use Consumption | 34.04% | 60850.674 | 53244.3397 | 7606.3342 | 0.125 | 10 | 1.7881 | 0.85267 | 0 | no base cost | 0 | 0 | 0 | 0 | 108 | Wisconsin Focus on Energy 2017 TRM, Chiller Plant Setpoint Adjustment | 108 | system |  | 108
Nonequipment | Chilled Water Controls Optimization | Deploy an algorithm package on the chiller to totalize the available power inputs and calculate the cooling load, and accordingly apply small setpoint adjustments to the plant control system | 0 | Commercial | New | Grocery | FL Zone 2 | Per End Use Consumption | 34.04% | 0 | 0 | 0 | 0 | 10 | 0 | 0 | 0 | no base cost | 0 | 0 | 0 | 0 | 108 | Wisconsin Focus on Energy 2017 TRM, Chiller Plant Setpoint Adjustment | 108 | system |  | 108
Nonequipment | Chilled Water Controls Optimization | Deploy an algorithm package on the chiller to totalize the available power inputs and calculate the cooling load, and accordingly apply small setpoint adjustments to the plant control system | 0 | Commercial | New | Healthcare | FL Zone 2 | Per End Use Consumption | 34.04% | 29019.9775 | 25392.4803 | 3627.4972 | 0.125 | 10 | 1.4716 | 0.0014667 | 0 | no base cost | 0 | 0 | 0 | 0 | 108 | Wisconsin Focus on Energy 2017 TRM, Chiller Plant Setpoint Adjustment | 108 | system |  | 108
Nonequipment | Chilled Water Controls Optimization | Deploy an algorithm package on the chiller to totalize the available power inputs and calculate the cooling load, and accordingly apply small setpoint adjustments to the plant control system | 0 | Commercial | New | Hospitals | FL Zone 2 | Per End Use Consumption | 38.3% | 168534.9387 | 147468.0713 | 21066.8673 | 0.125 | 10 | 4.9525 | 2.3616 | 0 | no base cost | 0 | 0 | 0 | 0 | 108 | Wisconsin Focus on Energy 2017 TRM, Chiller Plant Setpoint Adjustment | 108 | system |  | 108
Nonequipment | Chilled Water Controls Optimization | Deploy an algorithm package on the chiller to totalize the available power inputs and calculate the cooling load, and accordingly apply small setpoint adjustments to the plant control system | 0 | Commercial | New | Institutional | FL Zone 2 | Per End Use Consumption | 38.3% | 10268.9385 | 8985.3212 | 1283.6173 | 0.125 | 10 | 0.52075 | 0.000519 | 0 | no base cost | 0 | 0 | 0 | 0 | 108 | Wisconsin Focus on Energy 2017 TRM, Chiller Plant Setpoint Adjustment | 108 | system |  | 108
Nonequipment | Chilled Water Controls Optimization | Deploy an algorithm package on the chiller to totalize the available power inputs and calculate the cooling load, and accordingly apply small setpoint adjustments to the plant control system | 0 | Commercial | New | Lodging/Hospitality | FL Zone 2 | Per End Use Consumption | 34.04% | 78988.5866 | 69115.0133 | 9873.5733 | 0.125 | 10 | 4.0056 | 0.0039922 | 0 | no base cost | 0 | 0 | 0 | 0 | 108 | Wisconsin Focus on Energy 2017 TRM, Chiller Plant Setpoint Adjustment | 108 | system |  | 108
Nonequipment | Chilled Water Controls Optimization | Deploy an algorithm package on the chiller to totalize the available power inputs and calculate the cooling load, and accordingly apply small setpoint adjustments to the plant control system | 0 | Commercial | New | Miscellaneous | FL Zone 2 | Per End Use Consumption | 34.04% | 24459.3773 | 21401.9551 | 3057.4222 | 0.125 | 10 | 1.2404 | 0.0012362 | 0 | no base cost | 0 | 0 | 0 | 0 | 108 | Wisconsin Focus on Energy 2017 TRM, Chiller Plant Setpoint Adjustment | 108 | system |  | 108
Nonequipment | Chilled Water Controls Optimization | Deploy an algorithm package on the chiller to totalize the available power inputs and calculate the cooling load, and accordingly apply small setpoint adjustments to the plant control system | 0 | Commercial | New | Offices | FL Zone 2 | Per End Use Consumption | 38.3% | 25053.0234 | 21921.3955 | 3131.6279 | 0.125 | 10 | 1.2705 | 0.0012662 | 0 | no base cost | 0 | 0 | 0 | 0 | 108 | Wisconsin Focus on Energy 2017 TRM, Chiller Plant Setpoint Adjustment | 108 | system |  | 108
Nonequipment | Chilled Water Controls Optimization | Deploy an algorithm package on the chiller to totalize the available power inputs and calculate the cooling load, and accordingly apply small setpoint adjustments to the plant control system | 0 | Commercial | New | Restaurants | FL Zone 2 | Per End Use Consumption | 34.04% | 30806.8156 | 26955.9636 | 3850.8519 | 0.125 | 10 | 1.5623 | 0.001557 | 0 | no base cost | 0 | 0 | 0 | 0 | 108 | Wisconsin Focus on Energy 2017 TRM, Chiller Plant Setpoint Adjustment | 108 | system |  | 108
Nonequipment | Chilled Water Controls Optimization | Deploy an algorithm package on the chiller to totalize the available power inputs and calculate the cooling load, and accordingly apply small setpoint adjustments to the plant control system | 0 | Commercial | New | Retail | FL Zone 2 | Per End Use Consumption | 34.04% | 22543.6358 | 19725.6813 | 2817.9545 | 0.125 | 10 | 1.1432 | 0.0011394 | 0 | no base cost | 0 | 0 | 0 | 0 | 108 | Wisconsin Focus on Energy 2017 TRM, Chiller Plant Setpoint Adjustment | 108 | system |  | 108
Nonequipment | Chilled Water Controls Optimization | Deploy an algorithm package on the chiller to totalize the available power inputs and calculate the cooling load, and accordingly apply small setpoint adjustments to the plant control system | 0 | Commercial | New | Schools K-12 | FL Zone 2 | Per End Use Consumption | 34.04% | 17294.3259 | 15132.5352 | 2161.7907 | 0.125 | 10 | 0.87702 | 0.00087407 | 0 | no base cost | 0 | 0 | 0 | 0 | 108 | Wisconsin Focus on Energy 2017 TRM, Chiller Plant Setpoint Adjustment | 108 | system |  | 108
Nonequipment | Chilled Water Controls Optimization | Deploy an algorithm package on the chiller to totalize the available power inputs and calculate the cooling load, and accordingly apply small setpoint adjustments to the plant control system | 0 | Commercial | New | Warehouse | FL Zone 2 | Per End Use Consumption | 34.04% | 6681.014 | 5845.8873 | 835.1268 | 0.125 | 10 | 0.3388 | 0.00033767 | 0 | no base cost | 0 | 0 | 0 | 0 | 108 | Wisconsin Focus on Energy 2017 TRM, Chiller Plant Setpoint Adjustment | 108 | system |  | 108
Nonequipment | Chilled Water System - Variable Speed Drives | 10HP Chilled Water Pump with VFD Control | 0 | Commercial | Existing | Assembly | FL Zone 2 | Per End Use Consumption | 73.99% | 36489.1304 | 27461.7196 | 9027.4109 | 0.2474 | 13 | 1.0305 | 1.0305 | 0 | no base cost | 0 | 0 | 1898 | Illinois 2018 Statewide TRM, Section 4.4.17 | 0 | 0 | 1898 | motor (10 hp) |  | 1898
Nonequipment | Chilled Water System - Variable Speed Drives | 10HP Chilled Water Pump with VFD Control | 0 | Commercial | Existing | College and University | FL Zone 2 | Per End Use Consumption | 73.99% | 36489.1304 | 27461.7196 | 9027.4109 | 0.2474 | 13 | 1.0305 | 1.0305 | 0 | no base cost | 0 | 0 | 1898 | Illinois 2018 Statewide TRM, Section 4.4.17 | 0 | 0 | 1898 | motor (10 hp) |  | 1898
Nonequipment | Chilled Water System - Variable Speed Drives | 10HP Chilled Water Pump with VFD Control | 0 | Commercial | Existing | Grocery | FL Zone 2 | Per End Use Consumption | 74.38% | 36489.1304 | 27461.7196 | 9027.4109 | 0.2474 | 13 | 1.0305 | 1.0305 | 0 | no base cost | 0 | 0 | 1898 | Illinois 2018 Statewide TRM, Section 4.4.17 | 0 | 0 | 1898 | motor (10 hp) |  | 1898
Nonequipment | Chilled Water System - Variable Speed Drives | 10HP Chilled Water Pump with VFD Control | 0 | Commercial | Existing | Healthcare | FL Zone 2 | Per End Use Consumption | 73.99% | 36489.1304 | 27461.7196 | 9027.4109 | 0.2474 | 13 | 1.0305 | 1.0305 | 0 | no base cost | 0 | 0 | 1898 | Illinois 2018 Statewide TRM, Section 4.4.17 | 0 | 0 | 1898 | motor (10 hp) |  | 1898
Nonequipment | Chilled Water System - Variable Speed Drives | 10HP Chilled Water Pump with VFD Control | 0 | Commercial | Existing | Hospitals | FL Zone 2 | Per End Use Consumption | 73.99% | 36489.1304 | 27461.7196 | 9027.4109 | 0.2474 | 13 | 1.0305 | 1.0305 | 0 | no base cost | 0 | 0 | 1898 | Illinois 2018 Statewide TRM, Section 4.4.17 | 0 | 0 | 1898 | motor (10 hp) |  | 1898
Nonequipment | Chilled Water System - Variable Speed Drives | 10HP Chilled Water Pump with VFD Control | 0 | Commercial | Existing | Institutional | FL Zone 2 | Per End Use Consumption | 73.99% | 36489.1304 | 27461.7196 | 9027.4109 | 0.2474 | 13 | 1.0305 | 1.0305 | 0 | no base cost | 0 | 0 | 1898 | Illinois 2018 Statewide TRM, Section 4.4.17 | 0 | 0 | 1898 | motor (10 hp) |  | 1898
Nonequipment | Chilled Water System - Variable Speed Drives | 10HP Chilled Water Pump with VFD Control | 0 | Commercial | Existing | Lodging/Hospitality | FL Zone 2 | Per End Use Consumption | 73.99% | 36489.1304 | 27461.7196 | 9027.4109 | 0.2474 | 13 | 1.0305 | 1.0305 | 0 | no base cost | 0 | 0 | 1898 | Illinois 2018 Statewide TRM, Section 4.4.17 | 0 | 0 | 1898 | motor (10 hp) |  | 1898
Nonequipment | Chilled Water System - Variable Speed Drives | 10HP Chilled Water Pump with VFD Control | 0 | Commercial | Existing | Miscellaneous | FL Zone 2 | Per End Use Consumption | 74.38% | 36489.1304 | 27461.7196 | 9027.4109 | 0.2474 | 13 | 1.0305 | 1.0305 | 0 | no base cost | 0 | 0 | 1898 | Illinois 2018 Statewide TRM, Section 4.4.17 | 0 | 0 | 1898 | motor (10 hp) |  | 1898
Nonequipment | Chilled Water System - Variable Speed Drives | 10HP Chilled Water Pump with VFD Control | 0 | Commercial | Existing | Offices | FL Zone 2 | Per End Use Consumption | 73.99% | 36489.1304 | 27461.7196 | 9027.4109 | 0.2474 | 13 | 1.0305 | 1.0305 | 0 | no base cost | 0 | 0 | 1898 | Illinois 2018 Statewide TRM, Section 4.4.17 | 0 | 0 | 1898 | motor (10 hp) |  | 1898
Nonequipment | Chilled Water System - Variable Speed Drives | 10HP Chilled Water Pump with VFD Control | 0 | Commercial | Existing | Restaurants | FL Zone 2 | Per End Use Consumption | 73.99% | 36489.1304 | 27461.7196 | 9027.4109 | 0.2474 | 13 | 1.0305 | 1.0305 | 0 | no base cost | 0 | 0 | 1898 | Illinois 2018 Statewide TRM, Section 4.4.17 | 0 | 0 | 1898 | motor (10 hp) |  | 1898
Nonequipment | Chilled Water System - Variable Speed Drives | 10HP Chilled Water Pump with VFD Control | 0 | Commercial | Existing | Retail | FL Zone 2 | Per End Use Consumption | 73.99% | 36489.1304 | 27461.7196 | 9027.4109 | 0.2474 | 13 | 1.0305 | 1.0305 | 0 | no base cost | 0 | 0 | 1898 | Illinois 2018 Statewide TRM, Section 4.4.17 | 0 | 0 | 1898 | motor (10 hp) |  | 1898
Nonequipment | Chilled Water System - Variable Speed Drives | 10HP Chilled Water Pump with VFD Control | 0 | Commercial | Existing | Schools K-12 | FL Zone 2 | Per End Use Consumption | 73.99% | 36489.1304 | 27461.7196 | 9027.4109 | 0.2474 | 13 | 1.0305 | 1.0305 | 0 | no base cost | 0 | 0 | 1898 | Illinois 2018 Statewide TRM, Section 4.4.17 | 0 | 0 | 1898 | motor (10 hp) |  | 1898
Nonequipment | Chilled Water System - Variable Speed Drives | 10HP Chilled Water Pump with VFD Control | 0 | Commercial | Existing | Warehouse | FL Zone 2 | Per End Use Consumption | 73.99% | 36489.1304 | 27461.7196 | 9027.4109 | 0.2474 | 13 | 1.0305 | 1.0305 | 0 | no base cost | 0 | 0 | 1898 | Illinois 2018 Statewide TRM, Section 4.4.17 | 0 | 0 | 1898 | motor (10 hp) |  | 1898
Nonequipment | Chilled Water System - Variable Speed Drives | 10HP Chilled Water Pump with VFD Control | 0 | Commercial | New | Assembly | FL Zone 2 | Per End Use Consumption | 73.99% | 36489.1304 | 27461.7196 | 9027.4109 | 0.2474 | 13 | 1.0305 | 1.0305 | 0 | no base cost | 0 | 0 | 1898 | Illinois 2018 Statewide TRM, Section 4.4.17 | 0 | 0 | 1898 | motor (10 hp) |  | 1898
Nonequipment | Chilled Water System - Variable Speed Drives | 10HP Chilled Water Pump with VFD Control | 0 | Commercial | New | College and University | FL Zone 2 | Per End Use Consumption | 73.99% | 36489.1304 | 27461.7196 | 9027.4109 | 0.2474 | 13 | 1.0305 | 1.0305 | 0 | no base cost | 0 | 0 | 1898 | Illinois 2018 Statewide TRM, Section 4.4.17 | 0 | 0 | 1898 | motor (10 hp) |  | 1898
Nonequipment | Chilled Water System - Variable Speed Drives | 10HP Chilled Water Pump with VFD Control | 0 | Commercial | New | Grocery | FL Zone 2 | Per End Use Consumption | 74.38% | 36489.1304 | 27461.7196 | 9027.4109 | 0.2474 | 13 | 1.0305 | 1.0305 | 0 | no base cost | 0 | 0 | 1898 | Illinois 2018 Statewide TRM, Section 4.4.17 | 0 | 0 | 1898 | motor (10 hp) |  | 1898
Nonequipment | Chilled Water System - Variable Speed Drives | 10HP Chilled Water Pump with VFD Control | 0 | Commercial | New | Healthcare | FL Zone 2 | Per End Use Consumption | 73.99% | 36489.1304 | 27461.7196 | 9027.4109 | 0.2474 | 13 | 1.0305 | 1.0305 | 0 | no base cost | 0 | 0 | 1898 | Illinois 2018 Statewide TRM, Section 4.4.17 | 0 | 0 | 1898 | motor (10 hp) |  | 1898
Nonequipment | Chilled Water System - Variable Speed Drives | 10HP Chilled Water Pump with VFD Control | 0 | Commercial | New | Hospitals | FL Zone 2 | Per End Use Consumption | 73.99% | 36489.1304 | 27461.7196 | 9027.4109 | 0.2474 | 13 | 1.0305 | 1.0305 | 0 | no base cost | 0 | 0 | 1898 | Illinois 2018 Statewide TRM, Section 4.4.17 | 0 | 0 | 1898 | motor (10 hp) |  | 1898
Nonequipment | Chilled Water System - Variable Speed Drives | 10HP Chilled Water Pump with VFD Control | 0 | Commercial | New | Institutional | FL Zone 2 | Per End Use Consumption | 73.99% | 36489.1304 | 27461.7196 | 9027.4109 | 0.2474 | 13 | 1.0305 | 1.0305 | 0 | no base cost | 0 | 0 | 1898 | Illinois 2018 Statewide TRM, Section 4.4.17 | 0 | 0 | 1898 | motor (10 hp) |  | 1898
Nonequipment | Chilled Water System - Variable Speed Drives | 10HP Chilled Water Pump with VFD Control | 0 | Commercial | New | Lodging/Hospitality | FL Zone 2 | Per End Use Consumption | 73.99% | 36489.1304 | 27461.7196 | 9027.4109 | 0.2474 | 13 | 1.0305 | 1.0305 | 0 | no base cost | 0 | 0 | 1898 | Illinois 2018 Statewide TRM, Section 4.4.17 | 0 | 0 | 1898 | motor (10 hp) |  | 1898
Nonequipment | Chilled Water System - Variable Speed Drives | 10HP Chilled Water Pump with VFD Control | 0 | Commercial | New | Miscellaneous | FL Zone 2 | Per End Use Consumption | 74.38% | 36489.1304 | 27461.7196 | 9027.4109 | 0.2474 | 13 | 1.0305 | 1.0305 | 0 | no base cost | 0 | 0 | 1898 | Illinois 2018 Statewide TRM, Section 4.4.17 | 0 | 0 | 1898 | motor (10 hp) |  | 1898
Nonequipment | Chilled Water System - Variable Speed Drives | 10HP Chilled Water Pump with VFD Control | 0 | Commercial | New | Offices | FL Zone 2 | Per End Use Consumption | 73.99% | 36489.1304 | 27461.7196 | 9027.4109 | 0.2474 | 13 | 1.0305 | 1.0305 | 0 | no base cost | 0 | 0 | 1898 | Illinois 2018 Statewide TRM, Section 4.4.17 | 0 | 0 | 1898 | motor (10 hp) |  | 1898
Nonequipment | Chilled Water System - Variable Speed Drives | 10HP Chilled Water Pump with VFD Control | 0 | Commercial | New | Restaurants | FL Zone 2 | Per End Use Consumption | 73.99% | 36489.1304 | 27461.7196 | 9027.4109 | 0.2474 | 13 | 1.0305 | 1.0305 | 0 | no base cost | 0 | 0 | 1898 | Illinois 2018 Statewide TRM, Section 4.4.17 | 0 | 0 | 1898 | motor (10 hp) |  | 1898
Nonequipment | Chilled Water System - Variable Speed Drives | 10HP Chilled Water Pump with VFD Control | 0 | Commercial | New | Retail | FL Zone 2 | Per End Use Consumption | 73.99% | 36489.1304 | 27461.7196 | 9027.4109 | 0.2474 | 13 | 1.0305 | 1.0305 | 0 | no base cost | 0 | 0 | 1898 | Illinois 2018 Statewide TRM, Section 4.4.17 | 0 | 0 | 1898 | motor (10 hp) |  | 1898
Nonequipment | Chilled Water System - Variable Speed Drives | 10HP Chilled Water Pump with VFD Control | 0 | Commercial | New | Schools K-12 | FL Zone 2 | Per End Use Consumption | 73.99% | 36489.1304 | 27461.7196 | 9027.4109 | 0.2474 | 13 | 1.0305 | 1.0305 | 0 | no base cost | 0 | 0 | 1898 | Illinois 2018 Statewide TRM, Section 4.4.17 | 0 | 0 | 1898 | motor (10 hp) |  | 1898
Nonequipment | Chilled Water System - Variable Speed Drives | 10HP Chilled Water Pump with VFD Control | 0 | Commercial | New | Warehouse | FL Zone 2 | Per End Use Consumption | 73.99% | 36489.1304 | 27461.7196 | 9027.4109 | 0.2474 | 13 | 1.0305 | 1.0305 | 0 | no base cost | 0 | 0 | 1898 | Illinois 2018 Statewide TRM, Section 4.4.17 | 0 | 0 | 1898 | motor (10 hp) |  | 1898
Nonequipment | Cool Roof | Cool Roof - Includes both DX and chiller cooling systems | Market Average Existing Ceiling Insulation | Commercial | Existing | Assembly | FL Zone 2 | Square feet | 72.74% | 3.7877 | 3.6095 | 0.17819 | 0.047044 | 15 | 7.5697e-05 | 0 | 3.5 | includes labor and materials for single-ply membrane (https://westroofingsystems.com/cost-of-single-ply-membrane-commercial-roofing/) | 0 | 0 | 4.885 | Average for single ply meeting 0.65 SR: https://www.coolrooftoolkit.org/wp-content/uploads/2012/07/CEC-Non-Res-Cool-Roof-Cost-summary.pdf | 0.20791 | FPL contractor estimate on O&M costs to maintain reflectivity (occurs every 3 years) - PV of cost over measure life | 1.5929 | sq ft |  | 1.5929
Nonequipment | Cool Roof | Cool Roof - Includes both DX and chiller cooling systems | Market Average Existing Ceiling Insulation | Commercial | Existing | College and University | FL Zone 2 | Square feet | 72.68% | 11.0507 | 10.8725 | 0.17819 | 0.016125 | 15 | 7.5697e-05 | 0 | 3.5 | includes labor and materials for single-ply membrane (https://westroofingsystems.com/cost-of-single-ply-membrane-commercial-roofing/) | 0 | 0 | 4.885 | Average for single ply meeting 0.65 SR: https://www.coolrooftoolkit.org/wp-content/uploads/2012/07/CEC-Non-Res-Cool-Roof-Cost-summary.pdf | 0.20791 | FPL contractor estimate on O&M costs to maintain reflectivity (occurs every 3 years) - PV of cost over measure life | 1.5929 | sq ft |  | 1.5929
Nonequipment | Cool Roof | Cool Roof - Includes both DX and chiller cooling systems | Market Average Existing Ceiling Insulation | Commercial | Existing | Grocery | FL Zone 2 | Square feet | 72.71% | 31.0105 | 30.8323 | 0.17819 | 0.005746 | 15 | 7.5697e-05 | 0 | 3.5 | includes labor and materials for single-ply membrane (https://westroofingsystems.com/cost-of-single-ply-membrane-commercial-roofing/) | 0 | 0 | 4.885 | Average for single ply meeting 0.65 SR: https://www.coolrooftoolkit.org/wp-content/uploads/2012/07/CEC-Non-Res-Cool-Roof-Cost-summary.pdf | 0.20791 | FPL contractor estimate on O&M costs to maintain reflectivity (occurs every 3 years) - PV of cost over measure life | 1.5929 | sq ft |  | 1.5929
Nonequipment | Cool Roof | Cool Roof - Includes both DX and chiller cooling systems | Market Average Existing Ceiling Insulation | Commercial | Existing | Healthcare | FL Zone 2 | Square feet | 72.71% | 15.0829 | 14.9048 | 0.17819 | 0.011814 | 15 | 7.5697e-05 | 0 | 3.5 | includes labor and materials for single-ply membrane (https://westroofingsystems.com/cost-of-single-ply-membrane-commercial-roofing/) | 0 | 0 | 4.885 | Average for single ply meeting 0.65 SR: https://www.coolrooftoolkit.org/wp-content/uploads/2012/07/CEC-Non-Res-Cool-Roof-Cost-summary.pdf | 0.20791 | FPL contractor estimate on O&M costs to maintain reflectivity (occurs every 3 years) - PV of cost over measure life | 1.5929 | sq ft |  | 1.5929
Nonequipment | Cool Roof | Cool Roof - Includes both DX and chiller cooling systems | Market Average Existing Ceiling Insulation | Commercial | Existing | Hospitals | FL Zone 2 | Square feet | 72.74% | 81.2975 | 81.1193 | 0.17819 | 0.0021918 | 15 | 7.5697e-05 | 0 | 3.5 | includes labor and materials for single-ply membrane (https://westroofingsystems.com/cost-of-single-ply-membrane-commercial-roofing/) | 0 | 0 | 4.885 | Average for single ply meeting 0.65 SR: https://www.coolrooftoolkit.org/wp-content/uploads/2012/07/CEC-Non-Res-Cool-Roof-Cost-summary.pdf | 0.20791 | FPL contractor estimate on O&M costs to maintain reflectivity (occurs every 3 years) - PV of cost over measure life | 1.5929 | sq ft |  | 1.5929
Nonequipment | Cool Roof | Cool Roof - Includes both DX and chiller cooling systems | Market Average Existing Ceiling Insulation | Commercial | Existing | Institutional | FL Zone 2 | Square feet | 72.74% | 56.2721 | 56.0939 | 0.17819 | 0.0031665 | 15 | 7.5697e-05 | 0 | 3.5 | includes labor and materials for single-ply membrane (https://westroofingsystems.com/cost-of-single-ply-membrane-commercial-roofing/) | 0 | 0 | 4.885 | Average for single ply meeting 0.65 SR: https://www.coolrooftoolkit.org/wp-content/uploads/2012/07/CEC-Non-Res-Cool-Roof-Cost-summary.pdf | 0.20791 | FPL contractor estimate on O&M costs to maintain reflectivity (occurs every 3 years) - PV of cost over measure life | 1.5929 | sq ft |  | 1.5929
Nonequipment | Cool Roof | Cool Roof - Includes both DX and chiller cooling systems | Market Average Existing Ceiling Insulation | Commercial | Existing | Lodging/Hospitality | FL Zone 2 | Square feet | 72.68% | 34.7257 | 34.5475 | 0.17819 | 0.0051313 | 15 | 0.00010041 | 0 | 3.5 | includes labor and materials for single-ply membrane (https://westroofingsystems.com/cost-of-single-ply-membrane-commercial-roofing/) | 0 | 0 | 4.885 | Average for single ply meeting 0.65 SR: https://www.coolrooftoolkit.org/wp-content/uploads/2012/07/CEC-Non-Res-Cool-Roof-Cost-summary.pdf | 0.20791 | FPL contractor estimate on O&M costs to maintain reflectivity (occurs every 3 years) - PV of cost over measure life | 1.5929 | sq ft |  | 1.5929
Nonequipment | Cool Roof | Cool Roof - Includes both DX and chiller cooling systems | Market Average Existing Ceiling Insulation | Commercial | Existing | Miscellaneous | FL Zone 2 | Square feet | 72.47% | 107.2344 | 107.0562 | 0.17819 | 0.0016617 | 15 | 2.2991e-05 | 0 | 3.5 | includes labor and materials for single-ply membrane (https://westroofingsystems.com/cost-of-single-ply-membrane-commercial-roofing/) | 0 | 0 | 4.885 | Average for single ply meeting 0.65 SR: https://www.coolrooftoolkit.org/wp-content/uploads/2012/07/CEC-Non-Res-Cool-Roof-Cost-summary.pdf | 0.20791 | FPL contractor estimate on O&M costs to maintain reflectivity (occurs every 3 years) - PV of cost over measure life | 1.5929 | sq ft |  | 1.5929
Nonequipment | Cool Roof | Cool Roof - Includes both DX and chiller cooling systems | Market Average Existing Ceiling Insulation | Commercial | Existing | Offices | FL Zone 2 | Square feet | 72.74% | 58.1979 | 58.0197 | 0.17819 | 0.0030617 | 15 | 7.5697e-05 | 0 | 3.5 | includes labor and materials for single-ply membrane (https://westroofingsystems.com/cost-of-single-ply-membrane-commercial-roofing/) | 0 | 0 | 4.885 | Average for single ply meeting 0.65 SR: https://www.coolrooftoolkit.org/wp-content/uploads/2012/07/CEC-Non-Res-Cool-Roof-Cost-summary.pdf | 0.20791 | FPL contractor estimate on O&M costs to maintain reflectivity (occurs every 3 years) - PV of cost over measure life | 1.5929 | sq ft |  | 1.5929
Nonequipment | Cool Roof | Cool Roof - Includes both DX and chiller cooling systems | Market Average Existing Ceiling Insulation | Commercial | Existing | Restaurants | FL Zone 2 | Square feet | 72.71% | 31.354 | 31.1758 | 0.17819 | 0.0056831 | 15 | 7.5697e-05 | 0 | 3.5 | includes labor and materials for single-ply membrane (https://westroofingsystems.com/cost-of-single-ply-membrane-commercial-roofing/) | 0 | 0 | 4.885 | Average for single ply meeting 0.65 SR: https://www.coolrooftoolkit.org/wp-content/uploads/2012/07/CEC-Non-Res-Cool-Roof-Cost-summary.pdf | 0.20791 | FPL contractor estimate on O&M costs to maintain reflectivity (occurs every 3 years) - PV of cost over measure life | 1.5929 | sq ft |  | 1.5929
Nonequipment | Cool Roof | Cool Roof - Includes both DX and chiller cooling systems | Market Average Existing Ceiling Insulation | Commercial | Existing | Retail | FL Zone 2 | Square feet | 72.75% | 5.9824 | 5.8042 | 0.17819 | 0.029785 | 15 | 7.5697e-05 | 0 | 3.5 | includes labor and materials for single-ply membrane (https://westroofingsystems.com/cost-of-single-ply-membrane-commercial-roofing/) | 0 | 0 | 4.885 | Average for single ply meeting 0.65 SR: https://www.coolrooftoolkit.org/wp-content/uploads/2012/07/CEC-Non-Res-Cool-Roof-Cost-summary.pdf | 0.20791 | FPL contractor estimate on O&M costs to maintain reflectivity (occurs every 3 years) - PV of cost over measure life | 1.5929 | sq ft |  | 1.5929
Nonequipment | Cool Roof | Cool Roof - Includes both DX and chiller cooling systems | Market Average Existing Ceiling Insulation | Commercial | Existing | Schools K-12 | FL Zone 2 | Square feet | 72.68% | 5.1058 | 4.9276 | 0.17819 | 0.034899 | 15 | 7.5697e-05 | 0 | 3.5 | includes labor and materials for single-ply membrane (https://westroofingsystems.com/cost-of-single-ply-membrane-commercial-roofing/) | 0 | 0 | 4.885 | Average for single ply meeting 0.65 SR: https://www.coolrooftoolkit.org/wp-content/uploads/2012/07/CEC-Non-Res-Cool-Roof-Cost-summary.pdf | 0.20791 | FPL contractor estimate on O&M costs to maintain reflectivity (occurs every 3 years) - PV of cost over measure life | 1.5929 | sq ft |  | 1.5929
Nonequipment | Cool Roof | Cool Roof - Includes both DX and chiller cooling systems | Market Average Existing Ceiling Insulation | Commercial | Existing | Warehouse | FL Zone 2 | Square feet | 72.75% | 1.4026 | 1.2244 | 0.17819 | 0.12704 | 15 | 2.2991e-05 | 0 | 3.5 | includes labor and materials for single-ply membrane (https://westroofingsystems.com/cost-of-single-ply-membrane-commercial-roofing/) | 0 | 0 | 4.885 | Average for single ply meeting 0.65 SR: https://www.coolrooftoolkit.org/wp-content/uploads/2012/07/CEC-Non-Res-Cool-Roof-Cost-summary.pdf | 0.20791 | FPL contractor estimate on O&M costs to maintain reflectivity (occurs every 3 years) - PV of cost over measure life | 1.5929 | sq ft |  | 1.5929
Nonequipment | Cool Roof | Cool Roof - Includes both DX and chiller cooling systems | Code-Compliant Ceiling Insulation | Commercial | New | Assembly | FL Zone 2 | Square feet | 72.49% | 3.7877 | 3.6099 | 0.17775 | 0.046929 | 15 | 7.5512e-05 | 0 | 3.5 | includes labor and materials for single-ply membrane (https://westroofingsystems.com/cost-of-single-ply-membrane-commercial-roofing/) | 0 | 0 | 4.885 | Average for single ply meeting 0.65 SR: https://www.coolrooftoolkit.org/wp-content/uploads/2012/07/CEC-Non-Res-Cool-Roof-Cost-summary.pdf | 0.20791 | FPL contractor estimate on O&M costs to maintain reflectivity (occurs every 3 years) - PV of cost over measure life | 1.5929 | sq ft |  | 1.5929
Nonequipment | Cool Roof | Cool Roof - Includes both DX and chiller cooling systems | Code-Compliant Ceiling Insulation | Commercial | New | College and University | FL Zone 2 | Square feet | 72.18% | 11.0507 | 10.8729 | 0.17775 | 0.016085 | 15 | 7.5512e-05 | 0 | 3.5 | includes labor and materials for single-ply membrane (https://westroofingsystems.com/cost-of-single-ply-membrane-commercial-roofing/) | 0 | 0 | 4.885 | Average for single ply meeting 0.65 SR: https://www.coolrooftoolkit.org/wp-content/uploads/2012/07/CEC-Non-Res-Cool-Roof-Cost-summary.pdf | 0.20791 | FPL contractor estimate on O&M costs to maintain reflectivity (occurs every 3 years) - PV of cost over measure life | 1.5929 | sq ft |  | 1.5929
Nonequipment | Cool Roof | Cool Roof - Includes both DX and chiller cooling systems | Code-Compliant Ceiling Insulation | Commercial | New | Grocery | FL Zone 2 | Square feet | 72.32% | 31.0105 | 30.8327 | 0.17775 | 0.005732 | 15 | 7.5512e-05 | 0 | 3.5 | includes labor and materials for single-ply membrane (https://westroofingsystems.com/cost-of-single-ply-membrane-commercial-roofing/) | 0 | 0 | 4.885 | Average for single ply meeting 0.65 SR: https://www.coolrooftoolkit.org/wp-content/uploads/2012/07/CEC-Non-Res-Cool-Roof-Cost-summary.pdf | 0.20791 | FPL contractor estimate on O&M costs to maintain reflectivity (occurs every 3 years) - PV of cost over measure life | 1.5929 | sq ft |  | 1.5929
Nonequipment | Cool Roof | Cool Roof - Includes both DX and chiller cooling systems | Code-Compliant Ceiling Insulation | Commercial | New | Healthcare | FL Zone 2 | Square feet | 72.32% | 15.0829 | 14.9052 | 0.17775 | 0.011785 | 15 | 7.5512e-05 | 0 | 3.5 | includes labor and materials for single-ply membrane (https://westroofingsystems.com/cost-of-single-ply-membrane-commercial-roofing/) | 0 | 0 | 4.885 | Average for single ply meeting 0.65 SR: https://www.coolrooftoolkit.org/wp-content/uploads/2012/07/CEC-Non-Res-Cool-Roof-Cost-summary.pdf | 0.20791 | FPL contractor estimate on O&M costs to maintain reflectivity (occurs every 3 years) - PV of cost over measure life | 1.5929 | sq ft |  | 1.5929
Nonequipment | Cool Roof | Cool Roof - Includes both DX and chiller cooling systems | Code-Compliant Ceiling Insulation | Commercial | New | Hospitals | FL Zone 2 | Square feet | 72.49% | 81.2975 | 81.1197 | 0.17775 | 0.0021864 | 15 | 7.5512e-05 | 0 | 3.5 | includes labor and materials for single-ply membrane (https://westroofingsystems.com/cost-of-single-ply-membrane-commercial-roofing/) | 0 | 0 | 4.885 | Average for single ply meeting 0.65 SR: https://www.coolrooftoolkit.org/wp-content/uploads/2012/07/CEC-Non-Res-Cool-Roof-Cost-summary.pdf | 0.20791 | FPL contractor estimate on O&M costs to maintain reflectivity (occurs every 3 years) - PV of cost over measure life | 1.5929 | sq ft |  | 1.5929
Nonequipment | Cool Roof | Cool Roof - Includes both DX and chiller cooling systems | Code-Compliant Ceiling Insulation | Commercial | New | Institutional | FL Zone 2 | Square feet | 72.49% | 56.2721 | 56.0944 | 0.17775 | 0.0031588 | 15 | 7.5512e-05 | 0 | 3.5 | includes labor and materials for single-ply membrane (https://westroofingsystems.com/cost-of-single-ply-membrane-commercial-roofing/) | 0 | 0 | 4.885 | Average for single ply meeting 0.65 SR: https://www.coolrooftoolkit.org/wp-content/uploads/2012/07/CEC-Non-Res-Cool-Roof-Cost-summary.pdf | 0.20791 | FPL contractor estimate on O&M costs to maintain reflectivity (occurs every 3 years) - PV of cost over measure life | 1.5929 | sq ft |  | 1.5929
Nonequipment | Cool Roof | Cool Roof - Includes both DX and chiller cooling systems | Code-Compliant Ceiling Insulation | Commercial | New | Lodging/Hospitality | FL Zone 2 | Square feet | 72.18% | 34.7257 | 34.548 | 0.17775 | 0.0051187 | 15 | 0.00010016 | 0 | 3.5 | includes labor and materials for single-ply membrane (https://westroofingsystems.com/cost-of-single-ply-membrane-commercial-roofing/) | 0 | 0 | 4.885 | Average for single ply meeting 0.65 SR: https://www.coolrooftoolkit.org/wp-content/uploads/2012/07/CEC-Non-Res-Cool-Roof-Cost-summary.pdf | 0.20791 | FPL contractor estimate on O&M costs to maintain reflectivity (occurs every 3 years) - PV of cost over measure life | 1.5929 | sq ft |  | 1.5929
Nonequipment | Cool Roof | Cool Roof - Includes both DX and chiller cooling systems | Code-Compliant Ceiling Insulation | Commercial | New | Miscellaneous | FL Zone 2 | Square feet | 72.47% | 107.2344 | 107.0567 | 0.17775 | 0.0016576 | 15 | 2.2935e-05 | 0 | 3.5 | includes labor and materials for single-ply membrane (https://westroofingsystems.com/cost-of-single-ply-membrane-commercial-roofing/) | 0 | 0 | 4.885 | Average for single ply meeting 0.65 SR: https://www.coolrooftoolkit.org/wp-content/uploads/2012/07/CEC-Non-Res-Cool-Roof-Cost-summary.pdf | 0.20791 | FPL contractor estimate on O&M costs to maintain reflectivity (occurs every 3 years) - PV of cost over measure life | 1.5929 | sq ft |  | 1.5929
Nonequipment | Cool Roof | Cool Roof - Includes both DX and chiller cooling systems | Code-Compliant Ceiling Insulation | Commercial | New | Offices | FL Zone 2 | Square feet | 72.49% | 58.1979 | 58.0201 | 0.17775 | 0.0030543 | 15 | 7.5512e-05 | 0 | 3.5 | includes labor and materials for single-ply membrane (https://westroofingsystems.com/cost-of-single-ply-membrane-commercial-roofing/) | 0 | 0 | 4.885 | Average for single ply meeting 0.65 SR: https://www.coolrooftoolkit.org/wp-content/uploads/2012/07/CEC-Non-Res-Cool-Roof-Cost-summary.pdf | 0.20791 | FPL contractor estimate on O&M costs to maintain reflectivity (occurs every 3 years) - PV of cost over measure life | 1.5929 | sq ft |  | 1.5929
Nonequipment | Cool Roof | Cool Roof - Includes both DX and chiller cooling systems | Code-Compliant Ceiling Insulation | Commercial | New | Restaurants | FL Zone 2 | Square feet | 72.32% | 31.354 | 31.1762 | 0.17775 | 0.0056692 | 15 | 7.5512e-05 | 0 | 3.5 | includes labor and materials for single-ply membrane (https://westroofingsystems.com/cost-of-single-ply-membrane-commercial-roofing/) | 0 | 0 | 4.885 | Average for single ply meeting 0.65 SR: https://www.coolrooftoolkit.org/wp-content/uploads/2012/07/CEC-Non-Res-Cool-Roof-Cost-summary.pdf | 0.20791 | FPL contractor estimate on O&M costs to maintain reflectivity (occurs every 3 years) - PV of cost over measure life | 1.5929 | sq ft |  | 1.5929
Nonequipment | Cool Roof | Cool Roof - Includes both DX and chiller cooling systems | Code-Compliant Ceiling Insulation | Commercial | New | Retail | FL Zone 2 | Square feet | 72.51% | 5.9824 | 5.8046 | 0.17775 | 0.029713 | 15 | 7.5512e-05 | 0 | 3.5 | includes labor and materials for single-ply membrane (https://westroofingsystems.com/cost-of-single-ply-membrane-commercial-roofing/) | 0 | 0 | 4.885 | Average for single ply meeting 0.65 SR: https://www.coolrooftoolkit.org/wp-content/uploads/2012/07/CEC-Non-Res-Cool-Roof-Cost-summary.pdf | 0.20791 | FPL contractor estimate on O&M costs to maintain reflectivity (occurs every 3 years) - PV of cost over measure life | 1.5929 | sq ft |  | 1.5929
Nonequipment | Cool Roof | Cool Roof - Includes both DX and chiller cooling systems | Code-Compliant Ceiling Insulation | Commercial | New | Schools K-12 | FL Zone 2 | Square feet | 72.18% | 5.1058 | 4.928 | 0.17775 | 0.034814 | 15 | 7.5512e-05 | 0 | 3.5 | includes labor and materials for single-ply membrane (https://westroofingsystems.com/cost-of-single-ply-membrane-commercial-roofing/) | 0 | 0 | 4.885 | Average for single ply meeting 0.65 SR: https://www.coolrooftoolkit.org/wp-content/uploads/2012/07/CEC-Non-Res-Cool-Roof-Cost-summary.pdf | 0.20791 | FPL contractor estimate on O&M costs to maintain reflectivity (occurs every 3 years) - PV of cost over measure life | 1.5929 | sq ft |  | 1.5929
Nonequipment | Cool Roof | Cool Roof - Includes both DX and chiller cooling systems | Code-Compliant Ceiling Insulation | Commercial | New | Warehouse | FL Zone 2 | Square feet | 72.51% | 1.4026 | 1.2248 | 0.17775 | 0.12673 | 15 | 2.2935e-05 | 0 | 3.5 | includes labor and materials for single-ply membrane (https://westroofingsystems.com/cost-of-single-ply-membrane-commercial-roofing/) | 0 | 0 | 4.885 | Average for single ply meeting 0.65 SR: https://www.coolrooftoolkit.org/wp-content/uploads/2012/07/CEC-Non-Res-Cool-Roof-Cost-summary.pdf | 0.20791 | FPL contractor estimate on O&M costs to maintain reflectivity (occurs every 3 years) - PV of cost over measure life | 1.5929 | sq ft |  | 1.5929
Nonequipment | Dedicated Outdoor Air System on VRF unit | Code-Compliant New Construction PTHP, 4 Tons, 10.1 SEER, 0.825 COP Utilizing Dedicated Outdoor Air System | 0 | Commercial | Existing | Assembly | FL Zone 2 | Per Unit | 58.91% | 4707.2054 | 3907.0747 | 800.1307 | 0.16998 | 15 | 0.24347 | 0.24609 | 7147 | Mid-Atlantic TRM v7.0, 2017 (average for 24kBtu across efficiency types) | 0 | 0 | 8147.58 | Mid-Atlantic TRM v7.0, 2017 (average for 24kBtu across efficiency types) plus additional 14% cost of DOAS system, based on cost increase for integrated DOAS: https://www.osti.gov/servlets/purl/920385 | 0 | 0 | 1000.58 | unit (4 tons) |  | 1000.58
Nonequipment | Dedicated Outdoor Air System on VRF unit | Code-Compliant New Construction PTHP, 4 Tons, 10.1 SEER, 0.825 COP Utilizing Dedicated Outdoor Air System | 0 | Commercial | Existing | College and University | FL Zone 2 | Per Unit | 58.91% | 5187.7528 | 4303.5263 | 884.2265 | 0.17044 | 15 | 0.1876 | 0.13783 | 7147 | Mid-Atlantic TRM v7.0, 2017 (average for 24kBtu across efficiency types) | 0 | 0 | 8147.58 | Mid-Atlantic TRM v7.0, 2017 (average for 24kBtu across efficiency types) plus additional 14% cost of DOAS system, based on cost increase for integrated DOAS: https://www.osti.gov/servlets/purl/920385 | 0 | 0 | 1000.58 | unit (4 tons) |  | 1000.58
Nonequipment | Dedicated Outdoor Air System on VRF unit | Code-Compliant New Construction PTHP, 4 Tons, 10.1 SEER, 0.825 COP Utilizing Dedicated Outdoor Air System | 0 | Commercial | Existing | Grocery | FL Zone 2 | Per Unit | 58.91% | 2968.1801 | 2489.3926 | 478.7875 | 0.16131 | 15 | 0.14569 | 0.14726 | 7147 | Mid-Atlantic TRM v7.0, 2017 (average for 24kBtu across efficiency types) | 0 | 0 | 8147.58 | Mid-Atlantic TRM v7.0, 2017 (average for 24kBtu across efficiency types) plus additional 14% cost of DOAS system, based on cost increase for integrated DOAS: https://www.osti.gov/servlets/purl/920385 | 0 | 0 | 1000.58 | unit (4 tons) |  | 1000.58
Nonequipment | Dedicated Outdoor Air System on VRF unit | Code-Compliant New Construction PTHP, 4 Tons, 10.1 SEER, 0.825 COP Utilizing Dedicated Outdoor Air System | 0 | Commercial | Existing | Healthcare | FL Zone 2 | Per Unit | 58.91% | 10051.209 | 8329.2996 | 1721.9094 | 0.17131 | 15 | 0.52396 | 0.52959 | 7147 | Mid-Atlantic TRM v7.0, 2017 (average for 24kBtu across efficiency types) | 0 | 0 | 8147.58 | Mid-Atlantic TRM v7.0, 2017 (average for 24kBtu across efficiency types) plus additional 14% cost of DOAS system, based on cost increase for integrated DOAS: https://www.osti.gov/servlets/purl/920385 | 0 | 0 | 1000.58 | unit (4 tons) |  | 1000.58
Nonequipment | Dedicated Outdoor Air System on VRF unit | Code-Compliant New Construction PTHP, 4 Tons, 10.1 SEER, 0.825 COP Utilizing Dedicated Outdoor Air System | 0 | Commercial | Existing | Hospitals | FL Zone 2 | Per Unit | 58.91% | 9615.1934 | 7974.6909 | 1640.5025 | 0.17062 | 15 | 0.49919 | 0.50455 | 7147 | Mid-Atlantic TRM v7.0, 2017 (average for 24kBtu across efficiency types) | 0 | 0 | 8147.58 | Mid-Atlantic TRM v7.0, 2017 (average for 24kBtu across efficiency types) plus additional 14% cost of DOAS system, based on cost increase for integrated DOAS: https://www.osti.gov/servlets/purl/920385 | 0 | 0 | 1000.58 | unit (4 tons) |  | 1000.58
Nonequipment | Dedicated Outdoor Air System on VRF unit | Code-Compliant New Construction PTHP, 4 Tons, 10.1 SEER, 0.825 COP Utilizing Dedicated Outdoor Air System | 0 | Commercial | Existing | Institutional | FL Zone 2 | Per Unit | 58.91% | 2647.2334 | 2204.5731 | 442.6603 | 0.16722 | 15 | 0.1347 | 0.13614 | 7147 | Mid-Atlantic TRM v7.0, 2017 (average for 24kBtu across efficiency types) | 0 | 0 | 8147.58 | Mid-Atlantic TRM v7.0, 2017 (average for 24kBtu across efficiency types) plus additional 14% cost of DOAS system, based on cost increase for integrated DOAS: https://www.osti.gov/servlets/purl/920385 | 0 | 0 | 1000.58 | unit (4 tons) |  | 1000.58
Nonequipment | Dedicated Outdoor Air System on VRF unit | Code-Compliant New Construction PTHP, 4 Tons, 10.1 SEER, 0.825 COP Utilizing Dedicated Outdoor Air System | 0 | Commercial | Existing | Lodging/Hospitality | FL Zone 2 | Per Unit | 58.91% | 7587.9706 | 6285.0293 | 1302.9413 | 0.17171 | 15 | 0.27644 | 0.2031 | 7147 | Mid-Atlantic TRM v7.0, 2017 (average for 24kBtu across efficiency types) | 0 | 0 | 8147.58 | Mid-Atlantic TRM v7.0, 2017 (average for 24kBtu across efficiency types) plus additional 14% cost of DOAS system, based on cost increase for integrated DOAS: https://www.osti.gov/servlets/purl/920385 | 0 | 0 | 1000.58 | unit (4 tons) |  | 1000.58
Nonequipment | Dedicated Outdoor Air System on VRF unit | Code-Compliant New Construction PTHP, 4 Tons, 10.1 SEER, 0.825 COP Utilizing Dedicated Outdoor Air System | 0 | Commercial | Existing | Miscellaneous | FL Zone 2 | Per Unit | 58.91% | 2627.0624 | 2180.3703 | 446.692 | 0.17003 | 15 | 0.13592 | 0.13738 | 7147 | Mid-Atlantic TRM v7.0, 2017 (average for 24kBtu across efficiency types) | 0 | 0 | 8147.58 | Mid-Atlantic TRM v7.0, 2017 (average for 24kBtu across efficiency types) plus additional 14% cost of DOAS system, based on cost increase for integrated DOAS: https://www.osti.gov/servlets/purl/920385 | 0 | 0 | 1000.58 | unit (4 tons) |  | 1000.58
Nonequipment | Dedicated Outdoor Air System on VRF unit | Code-Compliant New Construction PTHP, 4 Tons, 10.1 SEER, 0.825 COP Utilizing Dedicated Outdoor Air System | 0 | Commercial | Existing | Offices | FL Zone 2 | Per Unit | 58.91% | 5127.2536 | 4243.7843 | 883.4693 | 0.17231 | 15 | 0.26883 | 0.27172 | 7147 | Mid-Atlantic TRM v7.0, 2017 (average for 24kBtu across efficiency types) | 0 | 0 | 8147.58 | Mid-Atlantic TRM v7.0, 2017 (average for 24kBtu across efficiency types) plus additional 14% cost of DOAS system, based on cost increase for integrated DOAS: https://www.osti.gov/servlets/purl/920385 | 0 | 0 | 1000.58 | unit (4 tons) |  | 1000.58
Nonequipment | Dedicated Outdoor Air System on VRF unit | Code-Compliant New Construction PTHP, 4 Tons, 10.1 SEER, 0.825 COP Utilizing Dedicated Outdoor Air System | 0 | Commercial | Existing | Restaurants | FL Zone 2 | Per Unit | 58.91% | 8279.455 | 6917.6987 | 1361.7563 | 0.16447 | 15 | 0.41437 | 0.41882 | 7147 | Mid-Atlantic TRM v7.0, 2017 (average for 24kBtu across efficiency types) | 0 | 0 | 8147.58 | Mid-Atlantic TRM v7.0, 2017 (average for 24kBtu across efficiency types) plus additional 14% cost of DOAS system, based on cost increase for integrated DOAS: https://www.osti.gov/servlets/purl/920385 | 0 | 0 | 1000.58 | unit (4 tons) |  | 1000.58
Nonequipment | Dedicated Outdoor Air System on VRF unit | Code-Compliant New Construction PTHP, 4 Tons, 10.1 SEER, 0.825 COP Utilizing Dedicated Outdoor Air System | 0 | Commercial | Existing | Retail | FL Zone 2 | Per Unit | 58.91% | 6306.8233 | 5257.7623 | 1049.061 | 0.16634 | 15 | 0.31922 | 0.32265 | 7147 | Mid-Atlantic TRM v7.0, 2017 (average for 24kBtu across efficiency types) | 0 | 0 | 8147.58 | Mid-Atlantic TRM v7.0, 2017 (average for 24kBtu across efficiency types) plus additional 14% cost of DOAS system, based on cost increase for integrated DOAS: https://www.osti.gov/servlets/purl/920385 | 0 | 0 | 1000.58 | unit (4 tons) |  | 1000.58
Nonequipment | Dedicated Outdoor Air System on VRF unit | Code-Compliant New Construction PTHP, 4 Tons, 10.1 SEER, 0.825 COP Utilizing Dedicated Outdoor Air System | 0 | Commercial | Existing | Schools K-12 | FL Zone 2 | Per Unit | 58.91% | 5519.6282 | 4603.9784 | 915.6498 | 0.16589 | 15 | 0.27862 | 0.28162 | 7147 | Mid-Atlantic TRM v7.0, 2017 (average for 24kBtu across efficiency types) | 0 | 0 | 8147.58 | Mid-Atlantic TRM v7.0, 2017 (average for 24kBtu across efficiency types) plus additional 14% cost of DOAS system, based on cost increase for integrated DOAS: https://www.osti.gov/servlets/purl/920385 | 0 | 0 | 1000.58 | unit (4 tons) |  | 1000.58
Nonequipment | Dedicated Outdoor Air System on VRF unit | Code-Compliant New Construction PTHP, 4 Tons, 10.1 SEER, 0.825 COP Utilizing Dedicated Outdoor Air System | 0 | Commercial | Existing | Warehouse | FL Zone 2 | Per Unit | 58.91% | 1239.1878 | 1035.3739 | 203.814 | 0.16447 | 15 | 0.062019 | 0.062685 | 7147 | Mid-Atlantic TRM v7.0, 2017 (average for 24kBtu across efficiency types) | 0 | 0 | 8147.58 | Mid-Atlantic TRM v7.0, 2017 (average for 24kBtu across efficiency types) plus additional 14% cost of DOAS system, based on cost increase for integrated DOAS: https://www.osti.gov/servlets/purl/920385 | 0 | 0 | 1000.58 | unit (4 tons) |  | 1000.58
Nonequipment | Dedicated Outdoor Air System on VRF unit | Code-Compliant New Construction PTHP, 4 Tons, 10.1 SEER, 0.825 COP Utilizing Dedicated Outdoor Air System | Code-Compliant New Construction PTHP, 4 Tons, 10.1 SEER, 0.825 COP | Commercial | New | Assembly | FL Zone 2 | Per Unit | 58.91% | 4707.2054 | 3907.0747 | 800.1307 | 0.16998 | 15 | 0.24347 | 0.24609 | 7147 | Mid-Atlantic TRM v7.0, 2017 (average for 24kBtu across efficiency types) | 0 | 0 | 8147.58 | Mid-Atlantic TRM v7.0, 2017 (average for 24kBtu across efficiency types) plus additional 14% cost of DOAS system, based on cost increase for integrated DOAS: https://www.osti.gov/servlets/purl/920385 | 0 | 0 | 1000.58 | unit (4 tons) |  | 1000.58
Nonequipment | Dedicated Outdoor Air System on VRF unit | Code-Compliant New Construction PTHP, 4 Tons, 10.1 SEER, 0.825 COP Utilizing Dedicated Outdoor Air System | Code-Compliant New Construction PTHP, 4 Tons, 10.1 SEER, 0.825 COP | Commercial | New | College and University | FL Zone 2 | Per Unit | 58.91% | 5187.7528 | 4303.5263 | 884.2265 | 0.17044 | 15 | 0.1876 | 0.13783 | 7147 | Mid-Atlantic TRM v7.0, 2017 (average for 24kBtu across efficiency types) | 0 | 0 | 8147.58 | Mid-Atlantic TRM v7.0, 2017 (average for 24kBtu across efficiency types) plus additional 14% cost of DOAS system, based on cost increase for integrated DOAS: https://www.osti.gov/servlets/purl/920385 | 0 | 0 | 1000.58 | unit (4 tons) |  | 1000.58
Nonequipment | Dedicated Outdoor Air System on VRF unit | Code-Compliant New Construction PTHP, 4 Tons, 10.1 SEER, 0.825 COP Utilizing Dedicated Outdoor Air System | Code-Compliant New Construction PTHP, 4 Tons, 10.1 SEER, 0.825 COP | Commercial | New | Grocery | FL Zone 2 | Per Unit | 58.91% | 2968.1801 | 2489.3926 | 478.7875 | 0.16131 | 15 | 0.14569 | 0.14726 | 7147 | Mid-Atlantic TRM v7.0, 2017 (average for 24kBtu across efficiency types) | 0 | 0 | 8147.58 | Mid-Atlantic TRM v7.0, 2017 (average for 24kBtu across efficiency types) plus additional 14% cost of DOAS system, based on cost increase for integrated DOAS: https://www.osti.gov/servlets/purl/920385 | 0 | 0 | 1000.58 | unit (4 tons) |  | 1000.58
Nonequipment | Dedicated Outdoor Air System on VRF unit | Code-Compliant New Construction PTHP, 4 Tons, 10.1 SEER, 0.825 COP Utilizing Dedicated Outdoor Air System | Code-Compliant New Construction PTHP, 4 Tons, 10.1 SEER, 0.825 COP | Commercial | New | Healthcare | FL Zone 2 | Per Unit | 58.91% | 10051.209 | 8329.2996 | 1721.9094 | 0.17131 | 15 | 0.52396 | 0.52959 | 7147 | Mid-Atlantic TRM v7.0, 2017 (average for 24kBtu across efficiency types) | 0 | 0 | 8147.58 | Mid-Atlantic TRM v7.0, 2017 (average for 24kBtu across efficiency types) plus additional 14% cost of DOAS system, based on cost increase for integrated DOAS: https://www.osti.gov/servlets/purl/920385 | 0 | 0 | 1000.58 | unit (4 tons) |  | 1000.58
Nonequipment | Dedicated Outdoor Air System on VRF unit | Code-Compliant New Construction PTHP, 4 Tons, 10.1 SEER, 0.825 COP Utilizing Dedicated Outdoor Air System | Code-Compliant New Construction PTHP, 4 Tons, 10.1 SEER, 0.825 COP | Commercial | New | Hospitals | FL Zone 2 | Per Unit | 58.91% | 9615.1934 | 7974.6909 | 1640.5025 | 0.17062 | 15 | 0.49919 | 0.50455 | 7147 | Mid-Atlantic TRM v7.0, 2017 (average for 24kBtu across efficiency types) | 0 | 0 | 8147.58 | Mid-Atlantic TRM v7.0, 2017 (average for 24kBtu across efficiency types) plus additional 14% cost of DOAS system, based on cost increase for integrated DOAS: https://www.osti.gov/servlets/purl/920385 | 0 | 0 | 1000.58 | unit (4 tons) |  | 1000.58
Nonequipment | Dedicated Outdoor Air System on VRF unit | Code-Compliant New Construction PTHP, 4 Tons, 10.1 SEER, 0.825 COP Utilizing Dedicated Outdoor Air System | Code-Compliant New Construction PTHP, 4 Tons, 10.1 SEER, 0.825 COP | Commercial | New | Institutional | FL Zone 2 | Per Unit | 58.91% | 2647.2334 | 2204.5731 | 442.6603 | 0.16722 | 15 | 0.1347 | 0.13614 | 7147 | Mid-Atlantic TRM v7.0, 2017 (average for 24kBtu across efficiency types) | 0 | 0 | 8147.58 | Mid-Atlantic TRM v7.0, 2017 (average for 24kBtu across efficiency types) plus additional 14% cost of DOAS system, based on cost increase for integrated DOAS: https://www.osti.gov/servlets/purl/920385 | 0 | 0 | 1000.58 | unit (4 tons) |  | 1000.58
Nonequipment | Dedicated Outdoor Air System on VRF unit | Code-Compliant New Construction PTHP, 4 Tons, 10.1 SEER, 0.825 COP Utilizing Dedicated Outdoor Air System | Code-Compliant New Construction PTHP, 4 Tons, 10.1 SEER, 0.825 COP | Commercial | New | Lodging/Hospitality | FL Zone 2 | Per Unit | 58.91% | 7587.9706 | 6285.0293 | 1302.9413 | 0.17171 | 15 | 0.27644 | 0.2031 | 7147 | Mid-Atlantic TRM v7.0, 2017 (average for 24kBtu across efficiency types) | 0 | 0 | 8147.58 | Mid-Atlantic TRM v7.0, 2017 (average for 24kBtu across efficiency types) plus additional 14% cost of DOAS system, based on cost increase for integrated DOAS: https://www.osti.gov/servlets/purl/920385 | 0 | 0 | 1000.58 | unit (4 tons) |  | 1000.58
Nonequipment | Dedicated Outdoor Air System on VRF unit | Code-Compliant New Construction PTHP, 4 Tons, 10.1 SEER, 0.825 COP Utilizing Dedicated Outdoor Air System | Code-Compliant New Construction PTHP, 4 Tons, 10.1 SEER, 0.825 COP | Commercial | New | Miscellaneous | FL Zone 2 | Per Unit | 58.91% | 2627.0624 | 2180.3703 | 446.692 | 0.17003 | 15 | 0.13592 | 0.13738 | 7147 | Mid-Atlantic TRM v7.0, 2017 (average for 24kBtu across efficiency types) | 0 | 0 | 8147.58 | Mid-Atlantic TRM v7.0, 2017 (average for 24kBtu across efficiency types) plus additional 14% cost of DOAS system, based on cost increase for integrated DOAS: https://www.osti.gov/servlets/purl/920385 | 0 | 0 | 1000.58 | unit (4 tons) |  | 1000.58
Nonequipment | Dedicated Outdoor Air System on VRF unit | Code-Compliant New Construction PTHP, 4 Tons, 10.1 SEER, 0.825 COP Utilizing Dedicated Outdoor Air System | Code-Compliant New Construction PTHP, 4 Tons, 10.1 SEER, 0.825 COP | Commercial | New | Offices | FL Zone 2 | Per Unit | 58.91% | 5127.2536 | 4243.7843 | 883.4693 | 0.17231 | 15 | 0.26883 | 0.27172 | 7147 | Mid-Atlantic TRM v7.0, 2017 (average for 24kBtu across efficiency types) | 0 | 0 | 8147.58 | Mid-Atlantic TRM v7.0, 2017 (average for 24kBtu across efficiency types) plus additional 14% cost of DOAS system, based on cost increase for integrated DOAS: https://www.osti.gov/servlets/purl/920385 | 0 | 0 | 1000.58 | unit (4 tons) |  | 1000.58
Nonequipment | Dedicated Outdoor Air System on VRF unit | Code-Compliant New Construction PTHP, 4 Tons, 10.1 SEER, 0.825 COP Utilizing Dedicated Outdoor Air System | Code-Compliant New Construction PTHP, 4 Tons, 10.1 SEER, 0.825 COP | Commercial | New | Restaurants | FL Zone 2 | Per Unit | 58.91% | 8279.455 | 6917.6987 | 1361.7563 | 0.16447 | 15 | 0.41437 | 0.41882 | 7147 | Mid-Atlantic TRM v7.0, 2017 (average for 24kBtu across efficiency types) | 0 | 0 | 8147.58 | Mid-Atlantic TRM v7.0, 2017 (average for 24kBtu across efficiency types) plus additional 14% cost of DOAS system, based on cost increase for integrated DOAS: https://www.osti.gov/servlets/purl/920385 | 0 | 0 | 1000.58 | unit (4 tons) |  | 1000.58
Nonequipment | Dedicated Outdoor Air System on VRF unit | Code-Compliant New Construction PTHP, 4 Tons, 10.1 SEER, 0.825 COP Utilizing Dedicated Outdoor Air System | Code-Compliant New Construction PTHP, 4 Tons, 10.1 SEER, 0.825 COP | Commercial | New | Retail | FL Zone 2 | Per Unit | 58.91% | 6306.8233 | 5257.7623 | 1049.061 | 0.16634 | 15 | 0.31922 | 0.32265 | 7147 | Mid-Atlantic TRM v7.0, 2017 (average for 24kBtu across efficiency types) | 0 | 0 | 8147.58 | Mid-Atlantic TRM v7.0, 2017 (average for 24kBtu across efficiency types) plus additional 14% cost of DOAS system, based on cost increase for integrated DOAS: https://www.osti.gov/servlets/purl/920385 | 0 | 0 | 1000.58 | unit (4 tons) |  | 1000.58
Nonequipment | Dedicated Outdoor Air System on VRF unit | Code-Compliant New Construction PTHP, 4 Tons, 10.1 SEER, 0.825 COP Utilizing Dedicated Outdoor Air System | Code-Compliant New Construction PTHP, 4 Tons, 10.1 SEER, 0.825 COP | Commercial | New | Schools K-12 | FL Zone 2 | Per Unit | 58.91% | 5519.6282 | 4603.9784 | 915.6498 | 0.16589 | 15 | 0.27862 | 0.28162 | 7147 | Mid-Atlantic TRM v7.0, 2017 (average for 24kBtu across efficiency types) | 0 | 0 | 8147.58 | Mid-Atlantic TRM v7.0, 2017 (average for 24kBtu across efficiency types) plus additional 14% cost of DOAS system, based on cost increase for integrated DOAS: https://www.osti.gov/servlets/purl/920385 | 0 | 0 | 1000.58 | unit (4 tons) |  | 1000.58
Nonequipment | Dedicated Outdoor Air System on VRF unit | Code-Compliant New Construction PTHP, 4 Tons, 10.1 SEER, 0.825 COP Utilizing Dedicated Outdoor Air System | Code-Compliant New Construction PTHP, 4 Tons, 10.1 SEER, 0.825 COP | Commercial | New | Warehouse | FL Zone 2 | Per Unit | 58.91% | 1239.1878 | 1035.3739 | 203.814 | 0.16447 | 15 | 0.062019 | 0.062685 | 7147 | Mid-Atlantic TRM v7.0, 2017 (average for 24kBtu across efficiency types) | 0 | 0 | 8147.58 | Mid-Atlantic TRM v7.0, 2017 (average for 24kBtu across efficiency types) plus additional 14% cost of DOAS system, based on cost increase for integrated DOAS: https://www.osti.gov/servlets/purl/920385 | 0 | 0 | 1000.58 | unit (4 tons) |  | 1000.58
Nonequipment | Destratification Fans | Destratification Fans improve temperature distribution by circulating warmer air from the ceiling back down to the floor level | 0 | Commercial | Existing | Assembly | FL Zone 2 | Square feet | 0% | 6228.304 | 5327.1206 | 901.1833 | 0.14469 | 10 | 0 | 0.18246 | 0 | 0 | 0 | 0 | 6800 | Illinois 2018 Statewide TRM, Section 4.4.34 | 0 | 0 | 6800 | unit |  | 6800
Nonequipment | Destratification Fans | Destratification Fans improve temperature distribution by circulating warmer air from the ceiling back down to the floor level | 0 | Commercial | Existing | College and University | FL Zone 2 | Square feet | 0% | 10500.849 | 8861.4789 | 1639.3701 | 0.15612 | 10 | 0 | 0.33192 | 0 | 0 | 0 | 0 | 6800 | Illinois 2018 Statewide TRM, Section 4.4.34 | 0 | 0 | 6800 | unit |  | 6800
Nonequipment | Destratification Fans | Destratification Fans improve temperature distribution by circulating warmer air from the ceiling back down to the floor level | 0 | Commercial | Existing | Grocery | FL Zone 2 | Square feet | 0% | 4708.3191 | 4117.8749 | 590.4442 | 0.1254 | 10 | 0 | 0.11955 | 0 | 0 | 0 | 0 | 6800 | Illinois 2018 Statewide TRM, Section 4.4.34 | 0 | 0 | 6800 | unit |  | 6800
Nonequipment | Destratification Fans | Destratification Fans improve temperature distribution by circulating warmer air from the ceiling back down to the floor level | 0 | Commercial | Existing | Healthcare | FL Zone 2 | Square feet | 0% | 10145.9483 | 8669.1652 | 1476.7832 | 0.14555 | 10 | 0 | 0.299 | 0 | 0 | 0 | 0 | 6800 | Illinois 2018 Statewide TRM, Section 4.4.34 | 0 | 0 | 6800 | unit |  | 6800
Nonequipment | Destratification Fans | Destratification Fans improve temperature distribution by circulating warmer air from the ceiling back down to the floor level | 0 | Commercial | Existing | Hospitals | FL Zone 2 | Square feet | 0% | 18685.3906 | 15769.2769 | 2916.1137 | 0.15606 | 10 | 0 | 0.59042 | 0 | 0 | 0 | 0 | 6800 | Illinois 2018 Statewide TRM, Section 4.4.34 | 0 | 0 | 6800 | unit |  | 6800
Nonequipment | Destratification Fans | Destratification Fans improve temperature distribution by circulating warmer air from the ceiling back down to the floor level | 0 | Commercial | Existing | Institutional | FL Zone 2 | Square feet | 0% | 2555.1227 | 2230.5103 | 324.6124 | 0.12704 | 10 | 0 | 0.065724 | 0 | 0 | 0 | 0 | 6800 | Illinois 2018 Statewide TRM, Section 4.4.34 | 0 | 0 | 6800 | unit |  | 6800
Nonequipment | Destratification Fans | Destratification Fans improve temperature distribution by circulating warmer air from the ceiling back down to the floor level | 0 | Commercial | Existing | Lodging/Hospitality | FL Zone 2 | Square feet | 0% | 3724.6171 | 3234.9274 | 489.6897 | 0.13147 | 10 | 0 | 0.099147 | 0 | 0 | 0 | 0 | 6800 | Illinois 2018 Statewide TRM, Section 4.4.34 | 0 | 0 | 6800 | unit |  | 6800
Nonequipment | Destratification Fans | Destratification Fans improve temperature distribution by circulating warmer air from the ceiling back down to the floor level | 0 | Commercial | Existing | Miscellaneous | FL Zone 2 | Square feet | 0% | 4905.4084 | 4157.0285 | 748.3798 | 0.15256 | 10 | 0 | 0.15152 | 0 | 0 | 0 | 0 | 6800 | Illinois 2018 Statewide TRM, Section 4.4.34 | 0 | 0 | 6800 | unit |  | 6800
Nonequipment | Destratification Fans | Destratification Fans improve temperature distribution by circulating warmer air from the ceiling back down to the floor level | 0 | Commercial | Existing | Offices | FL Zone 2 | Square feet | 0% | 1351.0351 | 1187.1298 | 163.9054 | 0.12132 | 10 | 0 | 0.033186 | 0 | 0 | 0 | 0 | 6800 | Illinois 2018 Statewide TRM, Section 4.4.34 | 0 | 0 | 6800 | unit |  | 6800
Nonequipment | Destratification Fans | Destratification Fans improve temperature distribution by circulating warmer air from the ceiling back down to the floor level | 0 | Commercial | Existing | Restaurants | FL Zone 2 | Square feet | 0% | 10291.865 | 8996.4366 | 1295.4284 | 0.12587 | 10 | 0 | 0.26228 | 0 | 0 | 0 | 0 | 6800 | Illinois 2018 Statewide TRM, Section 4.4.34 | 0 | 0 | 6800 | unit |  | 6800
Nonequipment | Destratification Fans | Destratification Fans improve temperature distribution by circulating warmer air from the ceiling back down to the floor level | 0 | Commercial | Existing | Retail | FL Zone 2 | Square feet | 0% | 11164.2962 | 9614.0908 | 1550.2054 | 0.13885 | 10 | 0 | 0.31387 | 0 | 0 | 0 | 0 | 6800 | Illinois 2018 Statewide TRM, Section 4.4.34 | 0 | 0 | 6800 | unit |  | 6800
Nonequipment | Destratification Fans | Destratification Fans improve temperature distribution by circulating warmer air from the ceiling back down to the floor level | 0 | Commercial | Existing | Schools K-12 | FL Zone 2 | Square feet | 0% | 30206.3776 | 25304.7985 | 4901.5791 | 0.16227 | 10 | 0 | 0.99242 | 0 | 0 | 0 | 0 | 6800 | Illinois 2018 Statewide TRM, Section 4.4.34 | 0 | 0 | 6800 | unit |  | 6800
Nonequipment | Destratification Fans | Destratification Fans improve temperature distribution by circulating warmer air from the ceiling back down to the floor level | 0 | Commercial | Existing | Warehouse | FL Zone 2 | Square feet | 74.65% | 3675.2702 | 3137.9576 | 537.3126 | 0.1462 | 10 | 0 | 0.10879 | 0 | 0 | 0 | 0 | 6800 | Illinois 2018 Statewide TRM, Section 4.4.34 | 0 | 0 | 6800 | unit |  | 6800
Nonequipment | Destratification Fans | Destratification Fans improve temperature distribution by circulating warmer air from the ceiling back down to the floor level | No fan (e.g. temperature stratification at ceiling of high bay ceilings) | Commercial | New | Assembly | FL Zone 2 | Square feet | 0% | 6228.304 | 5327.1206 | 901.1833 | 0.14469 | 10 | 0 | 0.18246 | 0 | 0 | 0 | 0 | 6800 | Illinois 2018 Statewide TRM, Section 4.4.34 | 0 | 0 | 6800 | unit |  | 6800
Nonequipment | Destratification Fans | Destratification Fans improve temperature distribution by circulating warmer air from the ceiling back down to the floor level | No fan (e.g. temperature stratification at ceiling of high bay ceilings) | Commercial | New | College and University | FL Zone 2 | Square feet | 0% | 10500.849 | 8861.4789 | 1639.3701 | 0.15612 | 10 | 0 | 0.33192 | 0 | 0 | 0 | 0 | 6800 | Illinois 2018 Statewide TRM, Section 4.4.34 | 0 | 0 | 6800 | unit |  | 6800
Nonequipment | Destratification Fans | Destratification Fans improve temperature distribution by circulating warmer air from the ceiling back down to the floor level | No fan (e.g. temperature stratification at ceiling of high bay ceilings) | Commercial | New | Grocery | FL Zone 2 | Square feet | 0% | 4708.3191 | 4117.8749 | 590.4442 | 0.1254 | 10 | 0 | 0.11955 | 0 | 0 | 0 | 0 | 6800 | Illinois 2018 Statewide TRM, Section 4.4.34 | 0 | 0 | 6800 | unit |  | 6800
Nonequipment | Destratification Fans | Destratification Fans improve temperature distribution by circulating warmer air from the ceiling back down to the floor level | No fan (e.g. temperature stratification at ceiling of high bay ceilings) | Commercial | New | Healthcare | FL Zone 2 | Square feet | 0% | 10145.9483 | 8669.1652 | 1476.7832 | 0.14555 | 10 | 0 | 0.299 | 0 | 0 | 0 | 0 | 6800 | Illinois 2018 Statewide TRM, Section 4.4.34 | 0 | 0 | 6800 | unit |  | 6800
Nonequipment | Destratification Fans | Destratification Fans improve temperature distribution by circulating warmer air from the ceiling back down to the floor level | No fan (e.g. temperature stratification at ceiling of high bay ceilings) | Commercial | New | Hospitals | FL Zone 2 | Square feet | 0% | 18685.3906 | 15769.2769 | 2916.1137 | 0.15606 | 10 | 0 | 0.59042 | 0 | 0 | 0 | 0 | 6800 | Illinois 2018 Statewide TRM, Section 4.4.34 | 0 | 0 | 6800 | unit |  | 6800
Nonequipment | Destratification Fans | Destratification Fans improve temperature distribution by circulating warmer air from the ceiling back down to the floor level | No fan (e.g. temperature stratification at ceiling of high bay ceilings) | Commercial | New | Institutional | FL Zone 2 | Square feet | 0% | 2555.1227 | 2230.5103 | 324.6124 | 0.12704 | 10 | 0 | 0.065724 | 0 | 0 | 0 | 0 | 6800 | Illinois 2018 Statewide TRM, Section 4.4.34 | 0 | 0 | 6800 | unit |  | 6800
Nonequipment | Destratification Fans | Destratification Fans improve temperature distribution by circulating warmer air from the ceiling back down to the floor level | No fan (e.g. temperature stratification at ceiling of high bay ceilings) | Commercial | New | Lodging/Hospitality | FL Zone 2 | Square feet | 0% | 3724.6171 | 3234.9274 | 489.6897 | 0.13147 | 10 | 0 | 0.099147 | 0 | 0 | 0 | 0 | 6800 | Illinois 2018 Statewide TRM, Section 4.4.34 | 0 | 0 | 6800 | unit |  | 6800
Nonequipment | Destratification Fans | Destratification Fans improve temperature distribution by circulating warmer air from the ceiling back down to the floor level | No fan (e.g. temperature stratification at ceiling of high bay ceilings) | Commercial | New | Miscellaneous | FL Zone 2 | Square feet | 0% | 4905.4084 | 4157.0285 | 748.3798 | 0.15256 | 10 | 0 | 0.15152 | 0 | 0 | 0 | 0 | 6800 | Illinois 2018 Statewide TRM, Section 4.4.34 | 0 | 0 | 6800 | unit |  | 6800
Nonequipment | Destratification Fans | Destratification Fans improve temperature distribution by circulating warmer air from the ceiling back down to the floor level | No fan (e.g. temperature stratification at ceiling of high bay ceilings) | Commercial | New | Offices | FL Zone 2 | Square feet | 0% | 1351.0351 | 1187.1298 | 163.9054 | 0.12132 | 10 | 0 | 0.033186 | 0 | 0 | 0 | 0 | 6800 | Illinois 2018 Statewide TRM, Section 4.4.34 | 0 | 0 | 6800 | unit |  | 6800
Nonequipment | Destratification Fans | Destratification Fans improve temperature distribution by circulating warmer air from the ceiling back down to the floor level | No fan (e.g. temperature stratification at ceiling of high bay ceilings) | Commercial | New | Restaurants | FL Zone 2 | Square feet | 0% | 10291.865 | 8996.4366 | 1295.4284 | 0.12587 | 10 | 0 | 0.26228 | 0 | 0 | 0 | 0 | 6800 | Illinois 2018 Statewide TRM, Section 4.4.34 | 0 | 0 | 6800 | unit |  | 6800
Nonequipment | Destratification Fans | Destratification Fans improve temperature distribution by circulating warmer air from the ceiling back down to the floor level | No fan (e.g. temperature stratification at ceiling of high bay ceilings) | Commercial | New | Retail | FL Zone 2 | Square feet | 0% | 11164.2962 | 9614.0908 | 1550.2054 | 0.13885 | 10 | 0 | 0.31387 | 0 | 0 | 0 | 0 | 6800 | Illinois 2018 Statewide TRM, Section 4.4.34 | 0 | 0 | 6800 | unit |  | 6800
Nonequipment | Destratification Fans | Destratification Fans improve temperature distribution by circulating warmer air from the ceiling back down to the floor level | No fan (e.g. temperature stratification at ceiling of high bay ceilings) | Commercial | New | Schools K-12 | FL Zone 2 | Square feet | 0% | 30206.3776 | 25304.7985 | 4901.5791 | 0.16227 | 10 | 0 | 0.99242 | 0 | 0 | 0 | 0 | 6800 | Illinois 2018 Statewide TRM, Section 4.4.34 | 0 | 0 | 6800 | unit |  | 6800
Nonequipment | Destratification Fans | Destratification Fans improve temperature distribution by circulating warmer air from the ceiling back down to the floor level | No fan (e.g. temperature stratification at ceiling of high bay ceilings) | Commercial | New | Warehouse | FL Zone 2 | Square feet | 74.65% | 3675.2702 | 3137.9576 | 537.3126 | 0.1462 | 10 | 0 | 0.10879 | 0 | 0 | 0 | 0 | 6800 | Illinois 2018 Statewide TRM, Section 4.4.34 | 0 | 0 | 6800 | unit |  | 6800
Nonequipment | Duct Insulation | Standard Electric Heating and Central AC with Insulated Ductwork (R-8) | Standard Electric Heating and Central AC with Uninsulated Ductwork (R-4) | Commercial | Existing | Assembly | FL Zone 2 | Per End Use Consumption | 0% | 48078.2351 | 47094.915 | 983.3201 | 0.020453 | 15 | 0.26713 | 0.57411 | 0 | no base cost | 0 | 0 | 0.37 | rate at $0.37/sq.ft, reference: https://www.homewyse.com/costs/cost_of_duct_insulation.html | 0.59125 | rate at $53.75/per labor hour and 0.011 hr/sq.ft, reference: https://www.homewyse.com/costs/cost_of_duct_insulation.html | 0.96125 | sq ft | 19267.2533 | 18520.6472
Nonequipment | Duct Insulation | Standard Electric Heating and Central AC with Insulated Ductwork (R-8) | Standard Electric Heating and Central AC with Uninsulated Ductwork (R-4) | Commercial | Existing | College and University | FL Zone 2 | Per End Use Consumption | 0% | 287152.3197 | 281279.3369 | 5872.9828 | 0.020453 | 15 | 1.5955 | 3.429 | 0 | no base cost | 0 | 0 | 0.37 | rate at $0.37/sq.ft, reference: https://www.homewyse.com/costs/cost_of_duct_insulation.html | 0.59125 | rate at $53.75/per labor hour and 0.011 hr/sq.ft, reference: https://www.homewyse.com/costs/cost_of_duct_insulation.html | 0.96125 | sq ft | 75933.2099 | 72990.798
Nonequipment | Duct Insulation | Standard Electric Heating and Central AC with Insulated Ductwork (R-8) | Standard Electric Heating and Central AC with Uninsulated Ductwork (R-4) | Commercial | Existing | Grocery | FL Zone 2 | Per End Use Consumption | 0% | 115753.0083 | 113385.5699 | 2367.4384 | 0.020453 | 15 | 0.64315 | 1.3822 | 0 | no base cost | 0 | 0 | 0.37 | rate at $0.37/sq.ft, reference: https://www.homewyse.com/costs/cost_of_duct_insulation.html | 0.59125 | rate at $53.75/per labor hour and 0.011 hr/sq.ft, reference: https://www.homewyse.com/costs/cost_of_duct_insulation.html | 0.96125 | sq ft | 4711.6968 | 4529.1185
Nonequipment | Duct Insulation | Standard Electric Heating and Central AC with Insulated Ductwork (R-8) | Standard Electric Heating and Central AC with Uninsulated Ductwork (R-4) | Commercial | Existing | Healthcare | FL Zone 2 | Per End Use Consumption | 0% | 202047.3819 | 197915.0078 | 4132.3741 | 0.020453 | 15 | 1.1226 | 2.4127 | 0 | no base cost | 0 | 0 | 0.37 | rate at $0.37/sq.ft, reference: https://www.homewyse.com/costs/cost_of_duct_insulation.html | 0.59125 | rate at $53.75/per labor hour and 0.011 hr/sq.ft, reference: https://www.homewyse.com/costs/cost_of_duct_insulation.html | 0.96125 | sq ft | 20120.7655 | 19341.0859
Nonequipment | Duct Insulation | Standard Electric Heating and Central AC with Insulated Ductwork (R-8) | Standard Electric Heating and Central AC with Uninsulated Ductwork (R-4) | Commercial | Existing | Hospitals | FL Zone 2 | Per End Use Consumption | 0% | 2105301.9288 | 2062243.2411 | 43058.6877 | 0.020453 | 15 | 11.6976 | 25.1399 | 0 | no base cost | 0 | 0 | 0.37 | rate at $0.37/sq.ft, reference: https://www.homewyse.com/costs/cost_of_duct_insulation.html | 0.59125 | rate at $53.75/per labor hour and 0.011 hr/sq.ft, reference: https://www.homewyse.com/costs/cost_of_duct_insulation.html | 0.96125 | sq ft | 209655.211 | 201531.0716
Nonequipment | Duct Insulation | Standard Electric Heating and Central AC with Insulated Ductwork (R-8) | Standard Electric Heating and Central AC with Uninsulated Ductwork (R-4) | Commercial | Existing | Institutional | FL Zone 2 | Per End Use Consumption | 0% | 233568.925 | 228791.8566 | 4777.0684 | 0.020453 | 15 | 1.2978 | 2.7891 | 0 | no base cost | 0 | 0 | 0.37 | rate at $0.37/sq.ft, reference: https://www.homewyse.com/costs/cost_of_duct_insulation.html | 0.59125 | rate at $53.75/per labor hour and 0.011 hr/sq.ft, reference: https://www.homewyse.com/costs/cost_of_duct_insulation.html | 0.96125 | sq ft | 20630.2862 | 19830.8626
Nonequipment | Duct Insulation | Standard Electric Heating and Central AC with Insulated Ductwork (R-8) | Standard Electric Heating and Central AC with Uninsulated Ductwork (R-4) | Commercial | Existing | Lodging/Hospitality | FL Zone 2 | Per End Use Consumption | 0% | 191602.1762 | 187683.4327 | 3918.7435 | 0.020453 | 15 | 1.0646 | 2.288 | 0 | no base cost | 0 | 0 | 0.37 | rate at $0.37/sq.ft, reference: https://www.homewyse.com/costs/cost_of_duct_insulation.html | 0.59125 | rate at $53.75/per labor hour and 0.011 hr/sq.ft, reference: https://www.homewyse.com/costs/cost_of_duct_insulation.html | 0.96125 | sq ft | 33805.3353 | 32495.3786
Nonequipment | Duct Insulation | Standard Electric Heating and Central AC with Insulated Ductwork (R-8) | Standard Electric Heating and Central AC with Uninsulated Ductwork (R-4) | Commercial | Existing | Miscellaneous | FL Zone 2 | Per End Use Consumption | 0% | 2226772.3297 | 2181229.2686 | 45543.0611 | 0.020453 | 15 | 12.3725 | 26.5904 | 0 | no base cost | 0 | 0 | 0.37 | rate at $0.37/sq.ft, reference: https://www.homewyse.com/costs/cost_of_duct_insulation.html | 0.59125 | rate at $53.75/per labor hour and 0.011 hr/sq.ft, reference: https://www.homewyse.com/costs/cost_of_duct_insulation.html | 0.96125 | sq ft | 288693.3416 | 277506.4746
Nonequipment | Duct Insulation | Standard Electric Heating and Central AC with Insulated Ductwork (R-8) | Standard Electric Heating and Central AC with Uninsulated Ductwork (R-4) | Commercial | Existing | Offices | FL Zone 2 | Per End Use Consumption | 30.55% | 166452.0881 | 163047.7267 | 3404.3613 | 0.020453 | 15 | 0.92485 | 1.9876 | 0 | no base cost | 0 | 0 | 0.37 | rate at $0.37/sq.ft, reference: https://www.homewyse.com/costs/cost_of_duct_insulation.html | 0.59125 | rate at $53.75/per labor hour and 0.011 hr/sq.ft, reference: https://www.homewyse.com/costs/cost_of_duct_insulation.html | 0.96125 | sq ft | 16065.0328 | 15442.5127
Nonequipment | Duct Insulation | Standard Electric Heating and Central AC with Insulated Ductwork (R-8) | Standard Electric Heating and Central AC with Uninsulated Ductwork (R-4) | Commercial | Existing | Restaurants | FL Zone 2 | Per End Use Consumption | 30.55% | 120615.3416 | 118148.4563 | 2466.8853 | 0.020453 | 15 | 0.67017 | 1.4403 | 0 | no base cost | 0 | 0 | 0.37 | rate at $0.37/sq.ft, reference: https://www.homewyse.com/costs/cost_of_duct_insulation.html | 0.59125 | rate at $53.75/per labor hour and 0.011 hr/sq.ft, reference: https://www.homewyse.com/costs/cost_of_duct_insulation.html | 0.96125 | sq ft | 5079.7893 | 4882.9475
Nonequipment | Duct Insulation | Standard Electric Heating and Central AC with Insulated Ductwork (R-8) | Standard Electric Heating and Central AC with Uninsulated Ductwork (R-4) | Commercial | Existing | Retail | FL Zone 2 | Per End Use Consumption | 30.55% | 52681.844 | 51604.3686 | 1077.4754 | 0.020453 | 15 | 0.29271 | 0.62909 | 0 | no base cost | 0 | 0 | 0.37 | rate at $0.37/sq.ft, reference: https://www.homewyse.com/costs/cost_of_duct_insulation.html | 0.59125 | rate at $53.75/per labor hour and 0.011 hr/sq.ft, reference: https://www.homewyse.com/costs/cost_of_duct_insulation.html | 0.96125 | sq ft | 11443.846 | 11000.3969
Nonequipment | Duct Insulation | Standard Electric Heating and Central AC with Insulated Ductwork (R-8) | Standard Electric Heating and Central AC with Uninsulated Ductwork (R-4) | Commercial | Existing | Schools K-12 | FL Zone 2 | Per End Use Consumption | 0% | 196876.9732 | 192850.3469 | 4026.6263 | 0.020453 | 15 | 1.0939 | 2.351 | 0 | no base cost | 0 | 0 | 0.37 | rate at $0.37/sq.ft, reference: https://www.homewyse.com/costs/cost_of_duct_insulation.html | 0.59125 | rate at $53.75/per labor hour and 0.011 hr/sq.ft, reference: https://www.homewyse.com/costs/cost_of_duct_insulation.html | 0.96125 | sq ft | 52061.2215 | 50043.8492
Nonequipment | Duct Insulation | Standard Electric Heating and Central AC with Insulated Ductwork (R-8) | Standard Electric Heating and Central AC with Uninsulated Ductwork (R-4) | Commercial | Existing | Warehouse | FL Zone 2 | Per End Use Consumption | 0% | 19557.8341 | 19157.8275 | 400.0066 | 0.020453 | 15 | 0.10867 | 0.23354 | 0 | no base cost | 0 | 0 | 0.37 | rate at $0.37/sq.ft, reference: https://www.homewyse.com/costs/cost_of_duct_insulation.html | 0.59125 | rate at $53.75/per labor hour and 0.011 hr/sq.ft, reference: https://www.homewyse.com/costs/cost_of_duct_insulation.html | 0.96125 | sq ft | 16063.9925 | 15441.5127
Nonequipment | Duct Insulation | Standard Electric Heating and Central AC with Insulated Ductwork (R-8) | 0 | Commercial | New | Assembly | FL Zone 2 | Per End Use Consumption | 0% | 48078.2351 | 47094.915 | 983.3201 | 0.020453 | 15 | 0.26713 | 0.57411 | 0 | no base cost | 0 | 0 | 0.37 | rate at $0.37/sq.ft, reference: https://www.homewyse.com/costs/cost_of_duct_insulation.html | 0.59125 | rate at $53.75/per labor hour and 0.011 hr/sq.ft, reference: https://www.homewyse.com/costs/cost_of_duct_insulation.html | 0.96125 | sq ft | 19267.2533 | 18520.6472
Nonequipment | Duct Insulation | Standard Electric Heating and Central AC with Insulated Ductwork (R-8) | 0 | Commercial | New | College and University | FL Zone 2 | Per End Use Consumption | 0% | 287152.3197 | 281279.3369 | 5872.9828 | 0.020453 | 15 | 1.5955 | 3.429 | 0 | no base cost | 0 | 0 | 0.37 | rate at $0.37/sq.ft, reference: https://www.homewyse.com/costs/cost_of_duct_insulation.html | 0.59125 | rate at $53.75/per labor hour and 0.011 hr/sq.ft, reference: https://www.homewyse.com/costs/cost_of_duct_insulation.html | 0.96125 | sq ft | 75933.2099 | 72990.798
Nonequipment | Duct Insulation | Standard Electric Heating and Central AC with Insulated Ductwork (R-8) | 0 | Commercial | New | Grocery | FL Zone 2 | Per End Use Consumption | 0% | 115753.0083 | 113385.5699 | 2367.4384 | 0.020453 | 15 | 0.64315 | 1.3822 | 0 | no base cost | 0 | 0 | 0.37 | rate at $0.37/sq.ft, reference: https://www.homewyse.com/costs/cost_of_duct_insulation.html | 0.59125 | rate at $53.75/per labor hour and 0.011 hr/sq.ft, reference: https://www.homewyse.com/costs/cost_of_duct_insulation.html | 0.96125 | sq ft | 4711.6968 | 4529.1185
Nonequipment | Duct Insulation | Standard Electric Heating and Central AC with Insulated Ductwork (R-8) | 0 | Commercial | New | Healthcare | FL Zone 2 | Per End Use Consumption | 0% | 202047.3819 | 197915.0078 | 4132.3741 | 0.020453 | 15 | 1.1226 | 2.4127 | 0 | no base cost | 0 | 0 | 0.37 | rate at $0.37/sq.ft, reference: https://www.homewyse.com/costs/cost_of_duct_insulation.html | 0.59125 | rate at $53.75/per labor hour and 0.011 hr/sq.ft, reference: https://www.homewyse.com/costs/cost_of_duct_insulation.html | 0.96125 | sq ft | 20120.7655 | 19341.0859
Nonequipment | Duct Insulation | Standard Electric Heating and Central AC with Insulated Ductwork (R-8) | 0 | Commercial | New | Hospitals | FL Zone 2 | Per End Use Consumption | 0% | 2105301.9288 | 2062243.2411 | 43058.6877 | 0.020453 | 15 | 11.6976 | 25.1399 | 0 | no base cost | 0 | 0 | 0.37 | rate at $0.37/sq.ft, reference: https://www.homewyse.com/costs/cost_of_duct_insulation.html | 0.59125 | rate at $53.75/per labor hour and 0.011 hr/sq.ft, reference: https://www.homewyse.com/costs/cost_of_duct_insulation.html | 0.96125 | sq ft | 209655.211 | 201531.0716
Nonequipment | Duct Insulation | Standard Electric Heating and Central AC with Insulated Ductwork (R-8) | 0 | Commercial | New | Institutional | FL Zone 2 | Per End Use Consumption | 0% | 233568.925 | 228791.8566 | 4777.0684 | 0.020453 | 15 | 1.2978 | 2.7891 | 0 | no base cost | 0 | 0 | 0.37 | rate at $0.37/sq.ft, reference: https://www.homewyse.com/costs/cost_of_duct_insulation.html | 0.59125 | rate at $53.75/per labor hour and 0.011 hr/sq.ft, reference: https://www.homewyse.com/costs/cost_of_duct_insulation.html | 0.96125 | sq ft | 20630.2862 | 19830.8626
Nonequipment | Duct Insulation | Standard Electric Heating and Central AC with Insulated Ductwork (R-8) | 0 | Commercial | New | Lodging/Hospitality | FL Zone 2 | Per End Use Consumption | 0% | 191602.1762 | 187683.4327 | 3918.7435 | 0.020453 | 15 | 1.0646 | 2.288 | 0 | no base cost | 0 | 0 | 0.37 | rate at $0.37/sq.ft, reference: https://www.homewyse.com/costs/cost_of_duct_insulation.html | 0.59125 | rate at $53.75/per labor hour and 0.011 hr/sq.ft, reference: https://www.homewyse.com/costs/cost_of_duct_insulation.html | 0.96125 | sq ft | 33805.3353 | 32495.3786
Nonequipment | Duct Insulation | Standard Electric Heating and Central AC with Insulated Ductwork (R-8) | 0 | Commercial | New | Miscellaneous | FL Zone 2 | Per End Use Consumption | 0% | 2226772.3297 | 2181229.2686 | 45543.0611 | 0.020453 | 15 | 12.3725 | 26.5904 | 0 | no base cost | 0 | 0 | 0.37 | rate at $0.37/sq.ft, reference: https://www.homewyse.com/costs/cost_of_duct_insulation.html | 0.59125 | rate at $53.75/per labor hour and 0.011 hr/sq.ft, reference: https://www.homewyse.com/costs/cost_of_duct_insulation.html | 0.96125 | sq ft | 288693.3416 | 277506.4746
Nonequipment | Duct Insulation | Standard Electric Heating and Central AC with Insulated Ductwork (R-8) | 0 | Commercial | New | Offices | FL Zone 2 | Per End Use Consumption | 0% | 166452.0881 | 163047.7267 | 3404.3613 | 0.020453 | 15 | 0.92485 | 1.9876 | 0 | no base cost | 0 | 0 | 0.37 | rate at $0.37/sq.ft, reference: https://www.homewyse.com/costs/cost_of_duct_insulation.html | 0.59125 | rate at $53.75/per labor hour and 0.011 hr/sq.ft, reference: https://www.homewyse.com/costs/cost_of_duct_insulation.html | 0.96125 | sq ft | 16065.0328 | 15442.5127
Nonequipment | Duct Insulation | Standard Electric Heating and Central AC with Insulated Ductwork (R-8) | 0 | Commercial | New | Restaurants | FL Zone 2 | Per End Use Consumption | 0% | 120615.3416 | 118148.4563 | 2466.8853 | 0.020453 | 15 | 0.67017 | 1.4403 | 0 | no base cost | 0 | 0 | 0.37 | rate at $0.37/sq.ft, reference: https://www.homewyse.com/costs/cost_of_duct_insulation.html | 0.59125 | rate at $53.75/per labor hour and 0.011 hr/sq.ft, reference: https://www.homewyse.com/costs/cost_of_duct_insulation.html | 0.96125 | sq ft | 5079.7893 | 4882.9475
Nonequipment | Duct Insulation | Standard Electric Heating and Central AC with Insulated Ductwork (R-8) | 0 | Commercial | New | Retail | FL Zone 2 | Per End Use Consumption | 0% | 52681.844 | 51604.3686 | 1077.4754 | 0.020453 | 15 | 0.29271 | 0.62909 | 0 | no base cost | 0 | 0 | 0.37 | rate at $0.37/sq.ft, reference: https://www.homewyse.com/costs/cost_of_duct_insulation.html | 0.59125 | rate at $53.75/per labor hour and 0.011 hr/sq.ft, reference: https://www.homewyse.com/costs/cost_of_duct_insulation.html | 0.96125 | sq ft | 11443.846 | 11000.3969
Nonequipment | Duct Insulation | Standard Electric Heating and Central AC with Insulated Ductwork (R-8) | 0 | Commercial | New | Schools K-12 | FL Zone 2 | Per End Use Consumption | 0% | 196876.9732 | 192850.3469 | 4026.6263 | 0.020453 | 15 | 1.0939 | 2.351 | 0 | no base cost | 0 | 0 | 0.37 | rate at $0.37/sq.ft, reference: https://www.homewyse.com/costs/cost_of_duct_insulation.html | 0.59125 | rate at $53.75/per labor hour and 0.011 hr/sq.ft, reference: https://www.homewyse.com/costs/cost_of_duct_insulation.html | 0.96125 | sq ft | 52061.2215 | 50043.8492
Nonequipment | Duct Insulation | Standard Electric Heating and Central AC with Insulated Ductwork (R-8) | 0 | Commercial | New | Warehouse | FL Zone 2 | Per End Use Consumption | 0% | 19557.8341 | 19157.8275 | 400.0066 | 0.020453 | 15 | 0.10867 | 0.23354 | 0 | no base cost | 0 | 0 | 0.37 | rate at $0.37/sq.ft, reference: https://www.homewyse.com/costs/cost_of_duct_insulation.html | 0.59125 | rate at $53.75/per labor hour and 0.011 hr/sq.ft, reference: https://www.homewyse.com/costs/cost_of_duct_insulation.html | 0.96125 | sq ft | 16063.9925 | 15441.5127
Nonequipment | Duct Sealing Repair | Standard Electric Heating and Central AC with Improved Duct Sealing | Standard Electric Heating and Central AC, Standard Duct Sealing | Commercial | Existing | Assembly | FL Zone 2 | Per End Use Consumption | 0% | 48078.2351 | 42308.8469 | 5769.3882 | 0.12 | 15 | 1.1367 | 4.0258 | 0 | 0 | 0 | 0 | 0.11 | https://www.fixr.com/costs/air-leaks-sealing | 0 | included in total equipment cost, per reference | 0.11 | sq ft | 19267.2533 | 2119.3979
Nonequipment | Duct Sealing Repair | Standard Electric Heating and Central AC with Improved Duct Sealing | Standard Electric Heating and Central AC, Standard Duct Sealing | Commercial | Existing | College and University | FL Zone 2 | Per End Use Consumption | 0% | 287152.3197 | 252694.0413 | 34458.2784 | 0.12 | 15 | 6.789 | 24.0448 | 0 | 0 | 0 | 0 | 0.11 | https://www.fixr.com/costs/air-leaks-sealing | 0 | included in total equipment cost, per reference | 0.11 | sq ft | 75933.2099 | 8352.6531
Nonequipment | Duct Sealing Repair | Standard Electric Heating and Central AC with Improved Duct Sealing | Standard Electric Heating and Central AC, Standard Duct Sealing | Commercial | Existing | Grocery | FL Zone 2 | Per End Use Consumption | 0% | 115753.0083 | 101862.6473 | 13890.361 | 0.12 | 15 | 2.7367 | 9.6926 | 0 | 0 | 0 | 0 | 0.11 | https://www.fixr.com/costs/air-leaks-sealing | 0 | included in total equipment cost, per reference | 0.11 | sq ft | 4711.6968 | 518.2866
Nonequipment | Duct Sealing Repair | Standard Electric Heating and Central AC with Improved Duct Sealing | Standard Electric Heating and Central AC, Standard Duct Sealing | Commercial | Existing | Healthcare | FL Zone 2 | Per End Use Consumption | 0% | 202047.3819 | 177801.6961 | 24245.6858 | 0.12 | 15 | 4.7769 | 16.9185 | 0 | 0 | 0 | 0 | 0.11 | https://www.fixr.com/costs/air-leaks-sealing | 0 | included in total equipment cost, per reference | 0.11 | sq ft | 20120.7655 | 2213.2842
Nonequipment | Duct Sealing Repair | Standard Electric Heating and Central AC with Improved Duct Sealing | Standard Electric Heating and Central AC, Standard Duct Sealing | Commercial | Existing | Hospitals | FL Zone 2 | Per End Use Consumption | 0% | 2105301.9288 | 1852665.6973 | 252636.2315 | 0.12 | 15 | 49.7747 | 176.288 | 0 | 0 | 0 | 0 | 0.11 | https://www.fixr.com/costs/air-leaks-sealing | 0 | included in total equipment cost, per reference | 0.11 | sq ft | 209655.211 | 23062.0732
Nonequipment | Duct Sealing Repair | Standard Electric Heating and Central AC with Improved Duct Sealing | Standard Electric Heating and Central AC, Standard Duct Sealing | Commercial | Existing | Institutional | FL Zone 2 | Per End Use Consumption | 0% | 233568.925 | 205540.654 | 28028.271 | 0.12 | 15 | 5.5222 | 19.558 | 0 | 0 | 0 | 0 | 0.11 | https://www.fixr.com/costs/air-leaks-sealing | 0 | included in total equipment cost, per reference | 0.11 | sq ft | 20630.2862 | 2269.3315
Nonequipment | Duct Sealing Repair | Standard Electric Heating and Central AC with Improved Duct Sealing | Standard Electric Heating and Central AC, Standard Duct Sealing | Commercial | Existing | Lodging/Hospitality | FL Zone 2 | Per End Use Consumption | 0% | 191602.1762 | 168609.915 | 22992.2611 | 0.12 | 15 | 4.53 | 16.0439 | 0 | 0 | 0 | 0 | 0.11 | https://www.fixr.com/costs/air-leaks-sealing | 0 | included in total equipment cost, per reference | 0.11 | sq ft | 33805.3353 | 3718.5869
Nonequipment | Duct Sealing Repair | Standard Electric Heating and Central AC with Improved Duct Sealing | Standard Electric Heating and Central AC, Standard Duct Sealing | Commercial | Existing | Miscellaneous | FL Zone 2 | Per End Use Consumption | 0% | 2226772.3297 | 1959559.6501 | 267212.6796 | 0.12 | 15 | 52.6466 | 186.4593 | 0 | 0 | 0 | 0 | 0.11 | https://www.fixr.com/costs/air-leaks-sealing | 0 | included in total equipment cost, per reference | 0.11 | sq ft | 288693.3416 | 31756.2676
Nonequipment | Duct Sealing Repair | Standard Electric Heating and Central AC with Improved Duct Sealing | Standard Electric Heating and Central AC, Standard Duct Sealing | Commercial | Existing | Offices | FL Zone 2 | Per End Use Consumption | 30.55% | 166452.0881 | 146477.8375 | 19974.2506 | 0.12 | 15 | 3.9354 | 13.9379 | 0 | 0 | 0 | 0 | 0.11 | https://www.fixr.com/costs/air-leaks-sealing | 0 | included in total equipment cost, per reference | 0.11 | sq ft | 16065.0328 | 1767.1536
Nonequipment | Duct Sealing Repair | Standard Electric Heating and Central AC with Improved Duct Sealing | Standard Electric Heating and Central AC, Standard Duct Sealing | Commercial | Existing | Restaurants | FL Zone 2 | Per End Use Consumption | 30.55% | 120615.3416 | 106141.5006 | 14473.841 | 0.12 | 15 | 2.8517 | 10.0998 | 0 | 0 | 0 | 0 | 0.11 | https://www.fixr.com/costs/air-leaks-sealing | 0 | included in total equipment cost, per reference | 0.11 | sq ft | 5079.7893 | 558.7768
Nonequipment | Duct Sealing Repair | Standard Electric Heating and Central AC with Improved Duct Sealing | Standard Electric Heating and Central AC, Standard Duct Sealing | Commercial | Existing | Retail | FL Zone 2 | Per End Use Consumption | 30.55% | 52681.844 | 46360.0227 | 6321.8213 | 0.12 | 15 | 1.2455 | 4.4113 | 0 | 0 | 0 | 0 | 0.11 | https://www.fixr.com/costs/air-leaks-sealing | 0 | included in total equipment cost, per reference | 0.11 | sq ft | 11443.846 | 1258.8231
Nonequipment | Duct Sealing Repair | Standard Electric Heating and Central AC with Improved Duct Sealing | Standard Electric Heating and Central AC, Standard Duct Sealing | Commercial | Existing | Schools K-12 | FL Zone 2 | Per End Use Consumption | 0% | 196876.9732 | 173251.7364 | 23625.2368 | 0.12 | 15 | 4.6547 | 16.4855 | 0 | 0 | 0 | 0 | 0.11 | https://www.fixr.com/costs/air-leaks-sealing | 0 | included in total equipment cost, per reference | 0.11 | sq ft | 52061.2215 | 5726.7344
Nonequipment | Duct Sealing Repair | Standard Electric Heating and Central AC with Improved Duct Sealing | Standard Electric Heating and Central AC, Standard Duct Sealing | Commercial | Existing | Warehouse | FL Zone 2 | Per End Use Consumption | 0% | 19557.8341 | 17210.894 | 2346.9401 | 0.12 | 15 | 0.4624 | 1.6377 | 0 | 0 | 0 | 0 | 0.11 | https://www.fixr.com/costs/air-leaks-sealing | 0 | included in total equipment cost, per reference | 0.11 | sq ft | 16063.9925 | 1767.0392
Nonequipment | Duct Sealing Repair | Standard Electric Heating and Central AC with Improved Duct Sealing | N/A - Retrofit Only | Commercial | New | Assembly | FL Zone 2 | Per End Use Consumption | 0% | 48078.2351 | 42308.8469 | 5769.3882 | 0.12 | 15 | 1.1367 | 4.0258 | 0 | 0 | 0 | 0 | 0.11 | https://www.fixr.com/costs/air-leaks-sealing | 0 | included in total equipment cost, per reference | 0.11 | sq ft | 19267.2533 | 2119.3979
Nonequipment | Duct Sealing Repair | Standard Electric Heating and Central AC with Improved Duct Sealing | N/A - Retrofit Only | Commercial | New | College and University | FL Zone 2 | Per End Use Consumption | 0% | 287152.3197 | 252694.0413 | 34458.2784 | 0.12 | 15 | 6.789 | 24.0448 | 0 | 0 | 0 | 0 | 0.11 | https://www.fixr.com/costs/air-leaks-sealing | 0 | included in total equipment cost, per reference | 0.11 | sq ft | 75933.2099 | 8352.6531
Nonequipment | Duct Sealing Repair | Standard Electric Heating and Central AC with Improved Duct Sealing | N/A - Retrofit Only | Commercial | New | Grocery | FL Zone 2 | Per End Use Consumption | 0% | 115753.0083 | 101862.6473 | 13890.361 | 0.12 | 15 | 2.7367 | 9.6926 | 0 | 0 | 0 | 0 | 0.11 | https://www.fixr.com/costs/air-leaks-sealing | 0 | included in total equipment cost, per reference | 0.11 | sq ft | 4711.6968 | 518.2866
Nonequipment | Duct Sealing Repair | Standard Electric Heating and Central AC with Improved Duct Sealing | N/A - Retrofit Only | Commercial | New | Healthcare | FL Zone 2 | Per End Use Consumption | 0% | 202047.3819 | 177801.6961 | 24245.6858 | 0.12 | 15 | 4.7769 | 16.9185 | 0 | 0 | 0 | 0 | 0.11 | https://www.fixr.com/costs/air-leaks-sealing | 0 | included in total equipment cost, per reference | 0.11 | sq ft | 20120.7655 | 2213.2842
Nonequipment | Duct Sealing Repair | Standard Electric Heating and Central AC with Improved Duct Sealing | N/A - Retrofit Only | Commercial | New | Hospitals | FL Zone 2 | Per End Use Consumption | 0% | 2105301.9288 | 1852665.6973 | 252636.2315 | 0.12 | 15 | 49.7747 | 176.288 | 0 | 0 | 0 | 0 | 0.11 | https://www.fixr.com/costs/air-leaks-sealing | 0 | included in total equipment cost, per reference | 0.11 | sq ft | 209655.211 | 23062.0732
Nonequipment | Duct Sealing Repair | Standard Electric Heating and Central AC with Improved Duct Sealing | N/A - Retrofit Only | Commercial | New | Institutional | FL Zone 2 | Per End Use Consumption | 0% | 233568.925 | 205540.654 | 28028.271 | 0.12 | 15 | 5.5222 | 19.558 | 0 | 0 | 0 | 0 | 0.11 | https://www.fixr.com/costs/air-leaks-sealing | 0 | included in total equipment cost, per reference | 0.11 | sq ft | 20630.2862 | 2269.3315
Nonequipment | Duct Sealing Repair | Standard Electric Heating and Central AC with Improved Duct Sealing | N/A - Retrofit Only | Commercial | New | Lodging/Hospitality | FL Zone 2 | Per End Use Consumption | 0% | 191602.1762 | 168609.915 | 22992.2611 | 0.12 | 15 | 4.53 | 16.0439 | 0 | 0 | 0 | 0 | 0.11 | https://www.fixr.com/costs/air-leaks-sealing | 0 | included in total equipment cost, per reference | 0.11 | sq ft | 33805.3353 | 3718.5869
Nonequipment | Duct Sealing Repair | Standard Electric Heating and Central AC with Improved Duct Sealing | N/A - Retrofit Only | Commercial | New | Miscellaneous | FL Zone 2 | Per End Use Consumption | 0% | 2226772.3297 | 1959559.6501 | 267212.6796 | 0.12 | 15 | 52.6466 | 186.4593 | 0 | 0 | 0 | 0 | 0.11 | https://www.fixr.com/costs/air-leaks-sealing | 0 | included in total equipment cost, per reference | 0.11 | sq ft | 288693.3416 | 31756.2676
Nonequipment | Duct Sealing Repair | Standard Electric Heating and Central AC with Improved Duct Sealing | N/A - Retrofit Only | Commercial | New | Offices | FL Zone 2 | Per End Use Consumption | 0% | 166452.0881 | 146477.8375 | 19974.2506 | 0.12 | 15 | 3.9354 | 13.9379 | 0 | 0 | 0 | 0 | 0.11 | https://www.fixr.com/costs/air-leaks-sealing | 0 | included in total equipment cost, per reference | 0.11 | sq ft | 16065.0328 | 1767.1536
Nonequipment | Duct Sealing Repair | Standard Electric Heating and Central AC with Improved Duct Sealing | N/A - Retrofit Only | Commercial | New | Restaurants | FL Zone 2 | Per End Use Consumption | 0% | 120615.3416 | 106141.5006 | 14473.841 | 0.12 | 15 | 2.8517 | 10.0998 | 0 | 0 | 0 | 0 | 0.11 | https://www.fixr.com/costs/air-leaks-sealing | 0 | included in total equipment cost, per reference | 0.11 | sq ft | 5079.7893 | 558.7768
Nonequipment | Duct Sealing Repair | Standard Electric Heating and Central AC with Improved Duct Sealing | N/A - Retrofit Only | Commercial | New | Retail | FL Zone 2 | Per End Use Consumption | 0% | 52681.844 | 46360.0227 | 6321.8213 | 0.12 | 15 | 1.2455 | 4.4113 | 0 | 0 | 0 | 0 | 0.11 | https://www.fixr.com/costs/air-leaks-sealing | 0 | included in total equipment cost, per reference | 0.11 | sq ft | 11443.846 | 1258.8231
Nonequipment | Duct Sealing Repair | Standard Electric Heating and Central AC with Improved Duct Sealing | N/A - Retrofit Only | Commercial | New | Schools K-12 | FL Zone 2 | Per End Use Consumption | 0% | 196876.9732 | 173251.7364 | 23625.2368 | 0.12 | 15 | 4.6547 | 16.4855 | 0 | 0 | 0 | 0 | 0.11 | https://www.fixr.com/costs/air-leaks-sealing | 0 | included in total equipment cost, per reference | 0.11 | sq ft | 52061.2215 | 5726.7344
Nonequipment | Duct Sealing Repair | Standard Electric Heating and Central AC with Improved Duct Sealing | N/A - Retrofit Only | Commercial | New | Warehouse | FL Zone 2 | Per End Use Consumption | 0% | 19557.8341 | 17210.894 | 2346.9401 | 0.12 | 15 | 0.4624 | 1.6377 | 0 | 0 | 0 | 0 | 0.11 | https://www.fixr.com/costs/air-leaks-sealing | 0 | included in total equipment cost, per reference | 0.11 | sq ft | 16063.9925 | 1767.0392
Nonequipment | ECM Motors on Furnaces | ECM motors on furnaces | 0 | Commercial | Existing | Assembly | FL Zone 2 | Per Unit | 47.78% | 33235.491 | 32668.3654 | 567.1256 | 0.017064 | 15 | 0 | 0 | 0 | no base cost | 0 | 0 | 287 | Mid-Atlantic TRM, v7.0, 2017, retrofit cost | 0 | 0 | 287 | furnace |  | 287
Nonequipment | ECM Motors on Furnaces | ECM motors on furnaces | 0 | Commercial | Existing | College and University | FL Zone 2 | Per Unit | 47.78% | 33235.491 | 32668.3654 | 567.1256 | 0.017064 | 15 | 0 | 0.086538 | 0 | no base cost | 0 | 0 | 287 | Mid-Atlantic TRM, v7.0, 2017, retrofit cost | 0 | 0 | 287 | furnace |  | 287
Nonequipment | ECM Motors on Furnaces | ECM motors on furnaces | 0 | Commercial | Existing | Grocery | FL Zone 2 | Per Unit | 47.78% | 57165.0446 | 56189.5885 | 975.4561 | 0.017064 | 15 | 0 | 0.11135 | 0 | no base cost | 0 | 0 | 287 | Mid-Atlantic TRM, v7.0, 2017, retrofit cost | 0 | 0 | 287 | furnace |  | 287
Nonequipment | ECM Motors on Furnaces | ECM motors on furnaces | 0 | Commercial | Existing | Healthcare | FL Zone 2 | Per Unit | 47.78% | 52113.25 | 51223.997 | 889.253 | 0.017064 | 15 | 0 | 0 | 0 | no base cost | 0 | 0 | 287 | Mid-Atlantic TRM, v7.0, 2017, retrofit cost | 0 | 0 | 287 | furnace |  | 287
Nonequipment | ECM Motors on Furnaces | ECM motors on furnaces | 0 | Commercial | Existing | Hospitals | FL Zone 2 | Per Unit | 47.78% | 59292.116 | 58280.3639 | 1011.7522 | 0.017064 | 15 | 0 | 0.15438 | 0 | no base cost | 0 | 0 | 287 | Mid-Atlantic TRM, v7.0, 2017, retrofit cost | 0 | 0 | 287 | furnace |  | 287
Nonequipment | ECM Motors on Furnaces | ECM motors on furnaces | 0 | Commercial | Existing | Institutional | FL Zone 2 | Per Unit | 47.78% | 28981.3482 | 28486.8146 | 494.5336 | 0.017064 | 15 | 0 | 0 | 0 | no base cost | 0 | 0 | 287 | Mid-Atlantic TRM, v7.0, 2017, retrofit cost | 0 | 0 | 287 | furnace |  | 287
Nonequipment | ECM Motors on Furnaces | ECM motors on furnaces | 0 | Commercial | Existing | Lodging/Hospitality | FL Zone 2 | Per Unit | 47.78% | 35096.6785 | 34497.7939 | 598.8847 | 0.017064 | 15 | 0 | 0.068366 | 0 | no base cost | 0 | 0 | 287 | Mid-Atlantic TRM, v7.0, 2017, retrofit cost | 0 | 0 | 287 | furnace |  | 287
Nonequipment | ECM Motors on Furnaces | ECM motors on furnaces | 0 | Commercial | Existing | Miscellaneous | FL Zone 2 | Per Unit | 47.78% | 18345.9911 | 18032.9377 | 313.0534 | 0.017064 | 15 | 0 | 0 | 0 | no base cost | 0 | 0 | 287 | Mid-Atlantic TRM, v7.0, 2017, retrofit cost | 0 | 0 | 287 | furnace |  | 287
Nonequipment | ECM Motors on Furnaces | ECM motors on furnaces | 0 | Commercial | Existing | Offices | FL Zone 2 | Per Unit | 47.78% | 19409.5268 | 19078.3254 | 331.2014 | 0.017064 | 15 | 0 | 0 | 0 | no base cost | 0 | 0 | 287 | Mid-Atlantic TRM, v7.0, 2017, retrofit cost | 0 | 0 | 287 | furnace |  | 287
Nonequipment | ECM Motors on Furnaces | ECM motors on furnaces | 0 | Commercial | Existing | Restaurants | FL Zone 2 | Per Unit | 47.78% | 122572.491 | 120480.9316 | 2091.5594 | 0.017064 | 15 | 0 | 0.23876 | 0 | no base cost | 0 | 0 | 287 | Mid-Atlantic TRM, v7.0, 2017, retrofit cost | 0 | 0 | 287 | furnace |  | 287
Nonequipment | ECM Motors on Furnaces | ECM motors on furnaces | 0 | Commercial | Existing | Retail | FL Zone 2 | Per Unit | 47.78% | 76840.4553 | 75529.2608 | 1311.1945 | 0.017064 | 15 | 0 | 0.14968 | 0 | no base cost | 0 | 0 | 287 | Mid-Atlantic TRM, v7.0, 2017, retrofit cost | 0 | 0 | 287 | furnace |  | 287
Nonequipment | ECM Motors on Furnaces | ECM motors on furnaces | 0 | Commercial | Existing | Schools K-12 | FL Zone 2 | Per Unit | 47.78% | 70725.125 | 69518.2816 | 1206.8434 | 0.017064 | 15 | 0 | 0 | 0 | no base cost | 0 | 0 | 287 | Mid-Atlantic TRM, v7.0, 2017, retrofit cost | 0 | 0 | 287 | furnace |  | 287
Nonequipment | ECM Motors on Furnaces | ECM motors on furnaces | 0 | Commercial | Existing | Warehouse | FL Zone 2 | Per Unit | 47.78% | 18345.9911 | 18032.9377 | 313.0534 | 0.017064 | 15 | 0 | 0 | 0 | no base cost | 0 | 0 | 287 | Mid-Atlantic TRM, v7.0, 2017, retrofit cost | 0 | 0 | 287 | furnace |  | 287
Nonequipment | ECM Motors on Furnaces | ECM motors on furnaces | 0 | Commercial | New | Assembly | FL Zone 2 | Per Unit | 47.78% | 33235.491 | 32668.3654 | 567.1256 | 0.017064 | 15 | 0 | 0 | 0 | no base cost | 0 | 0 | 287 | Mid-Atlantic TRM, v7.0, 2017, retrofit cost | 0 | 0 | 287 | furnace |  | 287
Nonequipment | ECM Motors on Furnaces | ECM motors on furnaces | 0 | Commercial | New | College and University | FL Zone 2 | Per Unit | 47.78% | 33235.491 | 32668.3654 | 567.1256 | 0.017064 | 15 | 0 | 0.086538 | 0 | no base cost | 0 | 0 | 287 | Mid-Atlantic TRM, v7.0, 2017, retrofit cost | 0 | 0 | 287 | furnace |  | 287
Nonequipment | ECM Motors on Furnaces | ECM motors on furnaces | 0 | Commercial | New | Grocery | FL Zone 2 | Per Unit | 47.78% | 57165.0446 | 56189.5885 | 975.4561 | 0.017064 | 15 | 0 | 0.11135 | 0 | no base cost | 0 | 0 | 287 | Mid-Atlantic TRM, v7.0, 2017, retrofit cost | 0 | 0 | 287 | furnace |  | 287
Nonequipment | ECM Motors on Furnaces | ECM motors on furnaces | 0 | Commercial | New | Healthcare | FL Zone 2 | Per Unit | 47.78% | 52113.25 | 51223.997 | 889.253 | 0.017064 | 15 | 0 | 0 | 0 | no base cost | 0 | 0 | 287 | Mid-Atlantic TRM, v7.0, 2017, retrofit cost | 0 | 0 | 287 | furnace |  | 287
Nonequipment | ECM Motors on Furnaces | ECM motors on furnaces | 0 | Commercial | New | Hospitals | FL Zone 2 | Per Unit | 47.78% | 59292.116 | 58280.3639 | 1011.7522 | 0.017064 | 15 | 0 | 0.15438 | 0 | no base cost | 0 | 0 | 287 | Mid-Atlantic TRM, v7.0, 2017, retrofit cost | 0 | 0 | 287 | furnace |  | 287
Nonequipment | ECM Motors on Furnaces | ECM motors on furnaces | 0 | Commercial | New | Institutional | FL Zone 2 | Per Unit | 47.78% | 28981.3482 | 28486.8146 | 494.5336 | 0.017064 | 15 | 0 | 0 | 0 | no base cost | 0 | 0 | 287 | Mid-Atlantic TRM, v7.0, 2017, retrofit cost | 0 | 0 | 287 | furnace |  | 287
Nonequipment | ECM Motors on Furnaces | ECM motors on furnaces | 0 | Commercial | New | Lodging/Hospitality | FL Zone 2 | Per Unit | 47.78% | 35096.6785 | 34497.7939 | 598.8847 | 0.017064 | 15 | 0 | 0.068366 | 0 | no base cost | 0 | 0 | 287 | Mid-Atlantic TRM, v7.0, 2017, retrofit cost | 0 | 0 | 287 | furnace |  | 287
Nonequipment | ECM Motors on Furnaces | ECM motors on furnaces | 0 | Commercial | New | Miscellaneous | FL Zone 2 | Per Unit | 47.78% | 18345.9911 | 18032.9377 | 313.0534 | 0.017064 | 15 | 0 | 0 | 0 | no base cost | 0 | 0 | 287 | Mid-Atlantic TRM, v7.0, 2017, retrofit cost | 0 | 0 | 287 | furnace |  | 287
Nonequipment | ECM Motors on Furnaces | ECM motors on furnaces | 0 | Commercial | New | Offices | FL Zone 2 | Per Unit | 47.78% | 19409.5268 | 19078.3254 | 331.2014 | 0.017064 | 15 | 0 | 0 | 0 | no base cost | 0 | 0 | 287 | Mid-Atlantic TRM, v7.0, 2017, retrofit cost | 0 | 0 | 287 | furnace |  | 287
Nonequipment | ECM Motors on Furnaces | ECM motors on furnaces | 0 | Commercial | New | Restaurants | FL Zone 2 | Per Unit | 47.78% | 122572.491 | 120480.9316 | 2091.5594 | 0.017064 | 15 | 0 | 0.23876 | 0 | no base cost | 0 | 0 | 287 | Mid-Atlantic TRM, v7.0, 2017, retrofit cost | 0 | 0 | 287 | furnace |  | 287
Nonequipment | ECM Motors on Furnaces | ECM motors on furnaces | 0 | Commercial | New | Retail | FL Zone 2 | Per Unit | 47.78% | 76840.4553 | 75529.2608 | 1311.1945 | 0.017064 | 15 | 0 | 0.14968 | 0 | no base cost | 0 | 0 | 287 | Mid-Atlantic TRM, v7.0, 2017, retrofit cost | 0 | 0 | 287 | furnace |  | 287
Nonequipment | ECM Motors on Furnaces | ECM motors on furnaces | 0 | Commercial | New | Schools K-12 | FL Zone 2 | Per Unit | 47.78% | 70725.125 | 69518.2816 | 1206.8434 | 0.017064 | 15 | 0 | 0 | 0 | no base cost | 0 | 0 | 287 | Mid-Atlantic TRM, v7.0, 2017, retrofit cost | 0 | 0 | 287 | furnace |  | 287
Nonequipment | ECM Motors on Furnaces | ECM motors on furnaces | 0 | Commercial | New | Warehouse | FL Zone 2 | Per Unit | 47.78% | 18345.9911 | 18032.9377 | 313.0534 | 0.017064 | 15 | 0 | 0 | 0 | no base cost | 0 | 0 | 287 | Mid-Atlantic TRM, v7.0, 2017, retrofit cost | 0 | 0 | 287 | furnace |  | 287
Nonequipment | Energy Recovery Ventilation System (ERV) | Unitary Cooling Equipment that Incorporates Energy Recovery | Current Market Packaged or Split DX Unit, 7.5 tons, 10.9 EER | Commercial | Existing | Assembly | FL Zone 2 | Per End Use Consumption | 53.67% | 40558.1631 | 33160.3541 | 7397.8089 | 0.1824 | 15 | 13.3127 | 11.3508 | 0 | no base cost | 0 | 0 | 6 | Illinois 2018 Statewide TRM, Section 4.4.27 | 0 | 0 | 6 | CFM | 19267.2533 | 115603.5198
Nonequipment | Energy Recovery Ventilation System (ERV) | Unitary Cooling Equipment that Incorporates Energy Recovery | Current Market Packaged or Split DX Unit, 7.5 tons, 10.9 EER | Commercial | Existing | College and University | FL Zone 2 | Per End Use Consumption | 34.81% | 242237.8979 | 217432.7372 | 24805.1607 | 0.1024 | 15 | 44.638 | 38.0597 | 0 | no base cost | 0 | 0 | 6 | Illinois 2018 Statewide TRM, Section 4.4.27 | 0 | 0 | 6 | CFM | 75933.2099 | 455599.2594
Nonequipment | Energy Recovery Ventilation System (ERV) | Unitary Cooling Equipment that Incorporates Energy Recovery | Current Market Packaged or Split DX Unit, 7.5 tons, 10.9 EER | Commercial | Existing | Grocery | FL Zone 2 | Per End Use Consumption | 48.99% | 97647.7064 | 87946.4068 | 9701.2996 | 0.09935 | 15 | 17.4579 | 14.8851 | 0 | no base cost | 0 | 0 | 6 | Illinois 2018 Statewide TRM, Section 4.4.27 | 0 | 0 | 6 | CFM | 4711.6968 | 28270.1807
Nonequipment | Energy Recovery Ventilation System (ERV) | Unitary Cooling Equipment that Incorporates Energy Recovery | Current Market Packaged or Split DX Unit, 7.5 tons, 10.9 EER | Commercial | Existing | Healthcare | FL Zone 2 | Per End Use Consumption | 34.81% | 170444.4983 | 153510.8374 | 16933.6609 | 0.09935 | 15 | 30.4729 | 25.9821 | 0 | no base cost | 0 | 0 | 6 | Illinois 2018 Statewide TRM, Section 4.4.27 | 0 | 0 | 6 | CFM | 20120.7655 | 120724.5932
Nonequipment | Energy Recovery Ventilation System (ERV) | Unitary Cooling Equipment that Incorporates Energy Recovery | Current Market Packaged or Split DX Unit, 7.5 tons, 10.9 EER | Commercial | Existing | Hospitals | FL Zone 2 | Per End Use Consumption | 38.35% | 1776004.8545 | 1599558.7722 | 176446.0823 | 0.09935 | 15 | 317.5226 | 270.7292 | 0 | no base cost | 0 | 0 | 6 | Illinois 2018 Statewide TRM, Section 4.4.27 | 0 | 0 | 6 | CFM | 209655.211 | 1257931.2662
Nonequipment | Energy Recovery Ventilation System (ERV) | Unitary Cooling Equipment that Incorporates Energy Recovery | Current Market Packaged or Split DX Unit, 7.5 tons, 10.9 EER | Commercial | Existing | Institutional | FL Zone 2 | Per End Use Consumption | 38.35% | 197035.6551 | 177460.1628 | 19575.4923 | 0.09935 | 15 | 35.227 | 30.0356 | 0 | no base cost | 0 | 0 | 6 | Illinois 2018 Statewide TRM, Section 4.4.27 | 0 | 0 | 6 | CFM | 20630.2862 | 123781.7172
Nonequipment | Energy Recovery Ventilation System (ERV) | Unitary Cooling Equipment that Incorporates Energy Recovery | Current Market Packaged or Split DX Unit, 7.5 tons, 10.9 EER | Commercial | Existing | Lodging/Hospitality | FL Zone 2 | Per End Use Consumption | 48.99% | 161633.0609 | 145574.8163 | 16058.2446 | 0.09935 | 15 | 28.8975 | 24.6389 | 0 | no base cost | 0 | 0 | 6 | Illinois 2018 Statewide TRM, Section 4.4.27 | 0 | 0 | 6 | CFM | 33805.3353 | 202832.0121
Nonequipment | Energy Recovery Ventilation System (ERV) | Unitary Cooling Equipment that Incorporates Energy Recovery | Current Market Packaged or Split DX Unit, 7.5 tons, 10.9 EER | Commercial | Existing | Miscellaneous | FL Zone 2 | Per End Use Consumption | 48.99% | 1878475.6776 | 1691849.1191 | 186626.5586 | 0.09935 | 15 | 335.8429 | 286.3496 | 0 | no base cost | 0 | 0 | 6 | Illinois 2018 Statewide TRM, Section 4.4.27 | 0 | 0 | 6 | CFM | 288596.2277 | 1731577.3664
Nonequipment | Energy Recovery Ventilation System (ERV) | Unitary Cooling Equipment that Incorporates Energy Recovery | Current Market Packaged or Split DX Unit, 7.5 tons, 10.9 EER | Commercial | Existing | Offices | FL Zone 2 | Per End Use Consumption | 38.35% | 140416.7794 | 131823.2725 | 8593.5069 | 0.0612 | 15 | 15.4644 | 13.1854 | 0 | no base cost | 0 | 0 | 6 | Illinois 2018 Statewide TRM, Section 4.4.27 | 0 | 0 | 6 | CFM | 16065.0328 | 96390.1965
Nonequipment | Energy Recovery Ventilation System (ERV) | Unitary Cooling Equipment that Incorporates Energy Recovery | Current Market Packaged or Split DX Unit, 7.5 tons, 10.9 EER | Commercial | Existing | Restaurants | FL Zone 2 | Per End Use Consumption | 48.99% | 101749.5064 | 90658.8102 | 11090.6962 | 0.109 | 15 | 19.9582 | 17.017 | 0 | no base cost | 0 | 0 | 6 | Illinois 2018 Statewide TRM, Section 4.4.27 | 0 | 0 | 6 | CFM | 5079.7893 | 30478.736
Nonequipment | Energy Recovery Ventilation System (ERV) | Unitary Cooling Equipment that Incorporates Energy Recovery | Current Market Packaged or Split DX Unit, 7.5 tons, 10.9 EER | Commercial | Existing | Retail | FL Zone 2 | Per End Use Consumption | 48.99% | 44441.7066 | 38895.3816 | 5546.325 | 0.1248 | 15 | 9.9809 | 8.51 | 0 | no base cost | 0 | 0 | 6 | Illinois 2018 Statewide TRM, Section 4.4.27 | 0 | 0 | 6 | CFM | 11443.846 | 68663.0757
Nonequipment | Energy Recovery Ventilation System (ERV) | Unitary Cooling Equipment that Incorporates Energy Recovery | Current Market Packaged or Split DX Unit, 7.5 tons, 10.9 EER | Commercial | Existing | Schools K-12 | FL Zone 2 | Per End Use Consumption | 34.81% | 166082.8099 | 149075.9302 | 17006.8797 | 0.1024 | 15 | 30.6046 | 26.0944 | 0 | no base cost | 0 | 0 | 6 | Illinois 2018 Statewide TRM, Section 4.4.27 | 0 | 0 | 6 | CFM | 52061.2215 | 312367.3292
Nonequipment | Energy Recovery Ventilation System (ERV) | Unitary Cooling Equipment that Incorporates Energy Recovery | Current Market Packaged or Split DX Unit, 7.5 tons, 10.9 EER | Commercial | Existing | Warehouse | FL Zone 2 | Per End Use Consumption | 48.99% | 16498.7301 | 14859.5813 | 1639.1488 | 0.09935 | 15 | 2.9497 | 2.515 | 0 | no base cost | 0 | 0 | 6 | Illinois 2018 Statewide TRM, Section 4.4.27 | 0 | 0 | 6 | CFM | 16063.9925 | 96383.9547
Nonequipment | Energy Recovery Ventilation System (ERV) | Unitary Cooling Equipment that Incorporates Energy Recovery | Code-Compliant Packaged or Split DX Unit, 7.5 Tons, 11.2 EER | Commercial | New | Assembly | FL Zone 2 | Per End Use Consumption | 54.84% | 40558.1631 | 33160.3541 | 7397.8089 | 0.1824 | 15 | 13.3127 | 11.3508 | 0 | no base cost | 0 | 0 | 6 | Illinois 2018 Statewide TRM, Section 4.4.27 | 0 | 0 | 6 | CFM | 19267.2533 | 115603.5198
Nonequipment | Energy Recovery Ventilation System (ERV) | Unitary Cooling Equipment that Incorporates Energy Recovery | Code-Compliant Packaged or Split DX Unit, 7.5 Tons, 11.2 EER | Commercial | New | College and University | FL Zone 2 | Per End Use Consumption | 34.81% | 242237.8979 | 217432.7372 | 24805.1607 | 0.1024 | 15 | 44.638 | 38.0597 | 0 | no base cost | 0 | 0 | 6 | Illinois 2018 Statewide TRM, Section 4.4.27 | 0 | 0 | 6 | CFM | 75933.2099 | 455599.2594
Nonequipment | Energy Recovery Ventilation System (ERV) | Unitary Cooling Equipment that Incorporates Energy Recovery | Code-Compliant Packaged or Split DX Unit, 7.5 Tons, 11.2 EER | Commercial | New | Grocery | FL Zone 2 | Per End Use Consumption | 48.99% | 97647.7064 | 87946.4068 | 9701.2996 | 0.09935 | 15 | 17.4579 | 14.8851 | 0 | no base cost | 0 | 0 | 6 | Illinois 2018 Statewide TRM, Section 4.4.27 | 0 | 0 | 6 | CFM | 4711.6968 | 28270.1807
Nonequipment | Energy Recovery Ventilation System (ERV) | Unitary Cooling Equipment that Incorporates Energy Recovery | Code-Compliant Packaged or Split DX Unit, 7.5 Tons, 11.2 EER | Commercial | New | Healthcare | FL Zone 2 | Per End Use Consumption | 34.81% | 170444.4983 | 153510.8374 | 16933.6609 | 0.09935 | 15 | 30.4729 | 25.9821 | 0 | no base cost | 0 | 0 | 6 | Illinois 2018 Statewide TRM, Section 4.4.27 | 0 | 0 | 6 | CFM | 20120.7655 | 120724.5932
Nonequipment | Energy Recovery Ventilation System (ERV) | Unitary Cooling Equipment that Incorporates Energy Recovery | Code-Compliant Packaged or Split DX Unit, 7.5 Tons, 11.2 EER | Commercial | New | Hospitals | FL Zone 2 | Per End Use Consumption | 38.88% | 1776004.8545 | 1599558.7722 | 176446.0823 | 0.09935 | 15 | 317.5226 | 270.7292 | 0 | no base cost | 0 | 0 | 6 | Illinois 2018 Statewide TRM, Section 4.4.27 | 0 | 0 | 6 | CFM | 209655.211 | 1257931.2662
Nonequipment | Energy Recovery Ventilation System (ERV) | Unitary Cooling Equipment that Incorporates Energy Recovery | Code-Compliant Packaged or Split DX Unit, 7.5 Tons, 11.2 EER | Commercial | New | Institutional | FL Zone 2 | Per End Use Consumption | 38.88% | 197035.6551 | 177460.1628 | 19575.4923 | 0.09935 | 15 | 35.227 | 30.0356 | 0 | no base cost | 0 | 0 | 6 | Illinois 2018 Statewide TRM, Section 4.4.27 | 0 | 0 | 6 | CFM | 20630.2862 | 123781.7172
Nonequipment | Energy Recovery Ventilation System (ERV) | Unitary Cooling Equipment that Incorporates Energy Recovery | Code-Compliant Packaged or Split DX Unit, 7.5 Tons, 11.2 EER | Commercial | New | Lodging/Hospitality | FL Zone 2 | Per End Use Consumption | 48.99% | 161633.0609 | 145574.8163 | 16058.2446 | 0.09935 | 15 | 28.8975 | 24.6389 | 0 | no base cost | 0 | 0 | 6 | Illinois 2018 Statewide TRM, Section 4.4.27 | 0 | 0 | 6 | CFM | 33805.3353 | 202832.0121
Nonequipment | Energy Recovery Ventilation System (ERV) | Unitary Cooling Equipment that Incorporates Energy Recovery | Code-Compliant Packaged or Split DX Unit, 7.5 Tons, 11.2 EER | Commercial | New | Miscellaneous | FL Zone 2 | Per End Use Consumption | 48.99% | 1878475.6776 | 1691849.1191 | 186626.5586 | 0.09935 | 15 | 335.8429 | 286.3496 | 0 | no base cost | 0 | 0 | 6 | Illinois 2018 Statewide TRM, Section 4.4.27 | 0 | 0 | 6 | CFM | 288596.2277 | 1731577.3664
Nonequipment | Energy Recovery Ventilation System (ERV) | Unitary Cooling Equipment that Incorporates Energy Recovery | Code-Compliant Packaged or Split DX Unit, 7.5 Tons, 11.2 EER | Commercial | New | Offices | FL Zone 2 | Per End Use Consumption | 38.88% | 140416.7794 | 131823.2725 | 8593.5069 | 0.0612 | 15 | 15.4644 | 13.1854 | 0 | no base cost | 0 | 0 | 6 | Illinois 2018 Statewide TRM, Section 4.4.27 | 0 | 0 | 6 | CFM | 16065.0328 | 96390.1965
Nonequipment | Energy Recovery Ventilation System (ERV) | Unitary Cooling Equipment that Incorporates Energy Recovery | Code-Compliant Packaged or Split DX Unit, 7.5 Tons, 11.2 EER | Commercial | New | Restaurants | FL Zone 2 | Per End Use Consumption | 48.99% | 101749.5064 | 90658.8102 | 11090.6962 | 0.109 | 15 | 19.9582 | 17.017 | 0 | no base cost | 0 | 0 | 6 | Illinois 2018 Statewide TRM, Section 4.4.27 | 0 | 0 | 6 | CFM | 5079.7893 | 30478.736
Nonequipment | Energy Recovery Ventilation System (ERV) | Unitary Cooling Equipment that Incorporates Energy Recovery | Code-Compliant Packaged or Split DX Unit, 7.5 Tons, 11.2 EER | Commercial | New | Retail | FL Zone 2 | Per End Use Consumption | 48.99% | 44441.7066 | 38895.3816 | 5546.325 | 0.1248 | 15 | 9.9809 | 8.51 | 0 | no base cost | 0 | 0 | 6 | Illinois 2018 Statewide TRM, Section 4.4.27 | 0 | 0 | 6 | CFM | 11443.846 | 68663.0757
Nonequipment | Energy Recovery Ventilation System (ERV) | Unitary Cooling Equipment that Incorporates Energy Recovery | Code-Compliant Packaged or Split DX Unit, 7.5 Tons, 11.2 EER | Commercial | New | Schools K-12 | FL Zone 2 | Per End Use Consumption | 34.81% | 166082.8099 | 149075.9302 | 17006.8797 | 0.1024 | 15 | 30.6046 | 26.0944 | 0 | no base cost | 0 | 0 | 6 | Illinois 2018 Statewide TRM, Section 4.4.27 | 0 | 0 | 6 | CFM | 52061.2215 | 312367.3292
Nonequipment | Energy Recovery Ventilation System (ERV) | Unitary Cooling Equipment that Incorporates Energy Recovery | Code-Compliant Packaged or Split DX Unit, 7.5 Tons, 11.2 EER | Commercial | New | Warehouse | FL Zone 2 | Per End Use Consumption | 48.99% | 16498.7301 | 14859.5813 | 1639.1488 | 0.09935 | 15 | 2.9497 | 2.515 | 0 | no base cost | 0 | 0 | 6 | Illinois 2018 Statewide TRM, Section 4.4.27 | 0 | 0 | 6 | CFM | 16063.9925 | 96383.9547
Nonequipment | Facility Commissioning | Perform facility commissioning | N/A - New Construction Only | Commercial | Existing | Assembly | FL Zone 2 | Per end use consumption | 54.64% | 0 | 0 | 0 | 0 | 10 | 0 | 0 | 0 | no base cost | 0 | 0 | 1.16 | Lawrence Berkeley National Laboratory: A Golden Opportunity for Reducing Energy Costs and Greenhouse Gas Emissions. July, 2009. | 0 | 0 | 1.16 | sq ft | 19267.2533 | 22350.0138
Nonequipment | Facility Commissioning | Perform facility commissioning | N/A - New Construction Only | Commercial | Existing | College and University | FL Zone 2 | Per end use consumption | 54.64% | 0 | 0 | 0 | 0 | 10 | 0 | 0 | 0 | no base cost | 0 | 0 | 1.16 | Lawrence Berkeley National Laboratory: A Golden Opportunity for Reducing Energy Costs and Greenhouse Gas Emissions. July, 2009. | 0 | 0 | 1.16 | sq ft | 75933.2099 | 88082.5235
Nonequipment | Facility Commissioning | Perform facility commissioning | N/A - New Construction Only | Commercial | Existing | Grocery | FL Zone 2 | Per end use consumption | 53.41% | 0 | 0 | 0 | 0 | 10 | 0 | 0 | 0 | no base cost | 0 | 0 | 1.16 | Lawrence Berkeley National Laboratory: A Golden Opportunity for Reducing Energy Costs and Greenhouse Gas Emissions. July, 2009. | 0 | 0 | 1.16 | sq ft | 4711.6968 | 5465.5683
Nonequipment | Facility Commissioning | Perform facility commissioning | N/A - New Construction Only | Commercial | Existing | Healthcare | FL Zone 2 | Per end use consumption | 54.64% | 0 | 0 | 0 | 0 | 10 | 0 | 0 | 0 | no base cost | 0 | 0 | 1.16 | Lawrence Berkeley National Laboratory: A Golden Opportunity for Reducing Energy Costs and Greenhouse Gas Emissions. July, 2009. | 0 | 0 | 1.16 | sq ft | 20120.7655 | 23340.088
Nonequipment | Facility Commissioning | Perform facility commissioning | N/A - New Construction Only | Commercial | Existing | Hospitals | FL Zone 2 | Per end use consumption | 54.64% | 0 | 0 | 0 | 0 | 10 | 0 | 0 | 0 | no base cost | 0 | 0 | 1.16 | Lawrence Berkeley National Laboratory: A Golden Opportunity for Reducing Energy Costs and Greenhouse Gas Emissions. July, 2009. | 0 | 0 | 1.16 | sq ft | 209655.211 | 243200.0448
Nonequipment | Facility Commissioning | Perform facility commissioning | N/A - New Construction Only | Commercial | Existing | Institutional | FL Zone 2 | Per end use consumption | 54.64% | 0 | 0 | 0 | 0 | 10 | 0 | 0 | 0 | no base cost | 0 | 0 | 1.16 | Lawrence Berkeley National Laboratory: A Golden Opportunity for Reducing Energy Costs and Greenhouse Gas Emissions. July, 2009. | 0 | 0 | 1.16 | sq ft | 20630.2862 | 23931.132
Nonequipment | Facility Commissioning | Perform facility commissioning | N/A - New Construction Only | Commercial | Existing | Lodging/Hospitality | FL Zone 2 | Per end use consumption | 54.64% | 0 | 0 | 0 | 0 | 10 | 0 | 0 | 0 | no base cost | 0 | 0 | 1.16 | Lawrence Berkeley National Laboratory: A Golden Opportunity for Reducing Energy Costs and Greenhouse Gas Emissions. July, 2009. | 0 | 0 | 1.16 | sq ft | 33805.3353 | 39214.189
Nonequipment | Facility Commissioning | Perform facility commissioning | N/A - New Construction Only | Commercial | Existing | Miscellaneous | FL Zone 2 | Per end use consumption | 53.41% | 0 | 0 | 0 | 0 | 10 | 0 | 0 | 0 | no base cost | 0 | 0 | 1.16 | Lawrence Berkeley National Laboratory: A Golden Opportunity for Reducing Energy Costs and Greenhouse Gas Emissions. July, 2009. | 0 | 0 | 1.16 | sq ft | 287978.9268 | 334055.5551
Nonequipment | Facility Commissioning | Perform facility commissioning | N/A - New Construction Only | Commercial | Existing | Offices | FL Zone 2 | Per end use consumption | 54.64% | 0 | 0 | 0 | 0 | 10 | 0 | 0 | 0 | no base cost | 0 | 0 | 1.16 | Lawrence Berkeley National Laboratory: A Golden Opportunity for Reducing Energy Costs and Greenhouse Gas Emissions. July, 2009. | 0 | 0 | 1.16 | sq ft | 16065.0328 | 18635.438
Nonequipment | Facility Commissioning | Perform facility commissioning | N/A - New Construction Only | Commercial | Existing | Restaurants | FL Zone 2 | Per end use consumption | 54.64% | 0 | 0 | 0 | 0 | 10 | 0 | 0 | 0 | no base cost | 0 | 0 | 1.16 | Lawrence Berkeley National Laboratory: A Golden Opportunity for Reducing Energy Costs and Greenhouse Gas Emissions. July, 2009. | 0 | 0 | 1.16 | sq ft | 5079.7893 | 5892.5556
Nonequipment | Facility Commissioning | Perform facility commissioning | N/A - New Construction Only | Commercial | Existing | Retail | FL Zone 2 | Per end use consumption | 53.41% | 0 | 0 | 0 | 0 | 10 | 0 | 0 | 0 | no base cost | 0 | 0 | 1.16 | Lawrence Berkeley National Laboratory: A Golden Opportunity for Reducing Energy Costs and Greenhouse Gas Emissions. July, 2009. | 0 | 0 | 1.16 | sq ft | 11443.846 | 13274.8613
Nonequipment | Facility Commissioning | Perform facility commissioning | N/A - New Construction Only | Commercial | Existing | Schools K-12 | FL Zone 2 | Per end use consumption | 54.64% | 0 | 0 | 0 | 0 | 10 | 0 | 0 | 0 | no base cost | 0 | 0 | 1.16 | Lawrence Berkeley National Laboratory: A Golden Opportunity for Reducing Energy Costs and Greenhouse Gas Emissions. July, 2009. | 0 | 0 | 1.16 | sq ft | 52061.2215 | 60391.017
Nonequipment | Facility Commissioning | Perform facility commissioning | N/A - New Construction Only | Commercial | Existing | Warehouse | FL Zone 2 | Per end use consumption | 53.41% | 0 | 0 | 0 | 0 | 10 | 0 | 0 | 0 | no base cost | 0 | 0 | 1.16 | Lawrence Berkeley National Laboratory: A Golden Opportunity for Reducing Energy Costs and Greenhouse Gas Emissions. July, 2009. | 0 | 0 | 1.16 | sq ft | 16063.9925 | 18634.2312
Nonequipment | Facility Commissioning | Perform facility commissioning | Comparable facility, no commissioning | Commercial | New | Assembly | FL Zone 2 | Per end use consumption | 35.83% | 40558.1631 | 34068.857 | 6489.3061 | 0.16 | 10 | 1.3944 | 0.13997 | 0 | no base cost | 0 | 0 | 1.16 | Lawrence Berkeley National Laboratory: A Golden Opportunity for Reducing Energy Costs and Greenhouse Gas Emissions. July, 2009. | 0 | 0 | 1.16 | sq ft | 19267.2533 | 22350.0138
Nonequipment | Facility Commissioning | Perform facility commissioning | Comparable facility, no commissioning | Commercial | New | College and University | FL Zone 2 | Per end use consumption | 71.67% | 242237.8979 | 203479.8343 | 38758.0637 | 0.16 | 10 | 7.1769 | 5.9242 | 0 | no base cost | 0 | 0 | 1.16 | Lawrence Berkeley National Laboratory: A Golden Opportunity for Reducing Energy Costs and Greenhouse Gas Emissions. July, 2009. | 0 | 0 | 1.16 | sq ft | 75933.2099 | 88082.5235
Nonequipment | Facility Commissioning | Perform facility commissioning | Comparable facility, no commissioning | Commercial | New | Grocery | FL Zone 2 | Per end use consumption | 53.41% | 97647.7064 | 82024.0734 | 15623.633 | 0.16 | 10 | 3.3572 | 0.33698 | 0 | no base cost | 0 | 0 | 1.16 | Lawrence Berkeley National Laboratory: A Golden Opportunity for Reducing Energy Costs and Greenhouse Gas Emissions. July, 2009. | 0 | 0 | 1.16 | sq ft | 4711.6968 | 5465.5683
Nonequipment | Facility Commissioning | Perform facility commissioning | Comparable facility, no commissioning | Commercial | New | Healthcare | FL Zone 2 | Per end use consumption | 71.67% | 170444.4983 | 143173.3786 | 27271.1197 | 0.16 | 10 | 5.8599 | 0.5882 | 0 | no base cost | 0 | 0 | 1.16 | Lawrence Berkeley National Laboratory: A Golden Opportunity for Reducing Energy Costs and Greenhouse Gas Emissions. July, 2009. | 0 | 0 | 1.16 | sq ft | 20120.7655 | 23340.088
Nonequipment | Facility Commissioning | Perform facility commissioning | Comparable facility, no commissioning | Commercial | New | Hospitals | FL Zone 2 | Per end use consumption | 35.83% | 1776004.8545 | 1491844.0777 | 284160.7767 | 0.16 | 10 | 52.6188 | 43.4343 | 0 | no base cost | 0 | 0 | 1.16 | Lawrence Berkeley National Laboratory: A Golden Opportunity for Reducing Energy Costs and Greenhouse Gas Emissions. July, 2009. | 0 | 0 | 1.16 | sq ft | 209655.211 | 243200.0448
Nonequipment | Facility Commissioning | Perform facility commissioning | Comparable facility, no commissioning | Commercial | New | Institutional | FL Zone 2 | Per end use consumption | 35.83% | 197035.6551 | 165509.9503 | 31525.7048 | 0.16 | 10 | 6.7742 | 0.67996 | 0 | no base cost | 0 | 0 | 1.16 | Lawrence Berkeley National Laboratory: A Golden Opportunity for Reducing Energy Costs and Greenhouse Gas Emissions. July, 2009. | 0 | 0 | 1.16 | sq ft | 20630.2862 | 23931.132
Nonequipment | Facility Commissioning | Perform facility commissioning | Comparable facility, no commissioning | Commercial | New | Lodging/Hospitality | FL Zone 2 | Per end use consumption | 71.67% | 161633.0609 | 135771.7712 | 25861.2898 | 0.16 | 10 | 5.557 | 0.55779 | 0 | no base cost | 0 | 0 | 1.16 | Lawrence Berkeley National Laboratory: A Golden Opportunity for Reducing Energy Costs and Greenhouse Gas Emissions. July, 2009. | 0 | 0 | 1.16 | sq ft | 33805.3353 | 39214.189
Nonequipment | Facility Commissioning | Perform facility commissioning | Comparable facility, no commissioning | Commercial | New | Miscellaneous | FL Zone 2 | Per end use consumption | 53.41% | 1878475.6776 | 1577919.5692 | 300556.1084 | 0.16 | 10 | 64.5827 | 6.4826 | 0 | no base cost | 0 | 0 | 1.16 | Lawrence Berkeley National Laboratory: A Golden Opportunity for Reducing Energy Costs and Greenhouse Gas Emissions. July, 2009. | 0 | 0 | 1.16 | sq ft | 287978.9268 | 334055.5551
Nonequipment | Facility Commissioning | Perform facility commissioning | Comparable facility, no commissioning | Commercial | New | Offices | FL Zone 2 | Per end use consumption | 35.83% | 140416.7794 | 117950.0947 | 22466.6847 | 0.16 | 10 | 4.8276 | 0.48457 | 0 | no base cost | 0 | 0 | 1.16 | Lawrence Berkeley National Laboratory: A Golden Opportunity for Reducing Energy Costs and Greenhouse Gas Emissions. July, 2009. | 0 | 0 | 1.16 | sq ft | 16065.0328 | 18635.438
Nonequipment | Facility Commissioning | Perform facility commissioning | Comparable facility, no commissioning | Commercial | New | Restaurants | FL Zone 2 | Per end use consumption | 71.67% | 101749.5064 | 85469.5854 | 16279.921 | 0.16 | 10 | 3.4982 | 0.35113 | 0 | no base cost | 0 | 0 | 1.16 | Lawrence Berkeley National Laboratory: A Golden Opportunity for Reducing Energy Costs and Greenhouse Gas Emissions. July, 2009. | 0 | 0 | 1.16 | sq ft | 5079.7893 | 5892.5556
Nonequipment | Facility Commissioning | Perform facility commissioning | Comparable facility, no commissioning | Commercial | New | Retail | FL Zone 2 | Per end use consumption | 53.41% | 44441.7066 | 37331.0336 | 7110.6731 | 0.16 | 10 | 1.5279 | 0.15337 | 0 | no base cost | 0 | 0 | 1.16 | Lawrence Berkeley National Laboratory: A Golden Opportunity for Reducing Energy Costs and Greenhouse Gas Emissions. July, 2009. | 0 | 0 | 1.16 | sq ft | 11443.846 | 13274.8613
Nonequipment | Facility Commissioning | Perform facility commissioning | Comparable facility, no commissioning | Commercial | New | Schools K-12 | FL Zone 2 | Per end use consumption | 71.67% | 166082.8099 | 139509.5603 | 26573.2496 | 0.16 | 10 | 5.71 | 0.57315 | 0 | no base cost | 0 | 0 | 1.16 | Lawrence Berkeley National Laboratory: A Golden Opportunity for Reducing Energy Costs and Greenhouse Gas Emissions. July, 2009. | 0 | 0 | 1.16 | sq ft | 52061.2215 | 60391.017
Nonequipment | Facility Commissioning | Perform facility commissioning | Comparable facility, no commissioning | Commercial | New | Warehouse | FL Zone 2 | Per end use consumption | 53.41% | 16498.7301 | 13858.9333 | 2639.7968 | 0.16 | 10 | 0.56723 | 0.056937 | 0 | no base cost | 0 | 0 | 1.16 | Lawrence Berkeley National Laboratory: A Golden Opportunity for Reducing Energy Costs and Greenhouse Gas Emissions. July, 2009. | 0 | 0 | 1.16 | sq ft | 16063.9925 | 18634.2312
Nonequipment | Facility Energy Management System | Energy Management System deployed to automatically control HVAC and lighting, etc to save energy | 0 | Commercial | Existing | Assembly | FL Zone 2 | Per End Use Consumption | 5.375% | 84673.1356 | 66274.7124 | 18398.4231 | 0.21729 | 15 | 3.8562 | 0.3316 | 0 | no base cost | 0 | 0 | 0.75 | https://blogs.intel.com/iot/2016/06/20/costs-savings-roi-smart-building-implementation/ | 0 | 0 | 0.75 | sq ft | 19267.2533 | 14450.44
Nonequipment | Facility Energy Management System | Energy Management System deployed to automatically control HVAC and lighting, etc to save energy | 0 | Commercial | Existing | College and University | FL Zone 2 | Per End Use Consumption | 0.7167% | 505719.2146 | 395832.6959 | 109886.5187 | 0.21729 | 15 | 16.2679 | 14.0526 | 0 | no base cost | 0 | 0 | 0.75 | https://blogs.intel.com/iot/2016/06/20/costs-savings-roi-smart-building-implementation/ | 0 | 0 | 0.75 | sq ft | 75933.2099 | 56949.9074
Nonequipment | Facility Energy Management System | Energy Management System deployed to automatically control HVAC and lighting, etc to save energy | 0 | Commercial | Existing | Grocery | FL Zone 2 | Per End Use Consumption | 7.167% | 203858.7761 | 159562.7902 | 44295.9859 | 0.21729 | 15 | 11.5595 | 5.3149 | 0 | no base cost | 0 | 0 | 0.75 | https://blogs.intel.com/iot/2016/06/20/costs-savings-roi-smart-building-implementation/ | 0 | 0 | 0.75 | sq ft | 4711.6968 | 3533.7726
Nonequipment | Facility Energy Management System | Energy Management System deployed to automatically control HVAC and lighting, etc to save energy | 0 | Commercial | Existing | Healthcare | FL Zone 2 | Per End Use Consumption | 0.5043% | 355836.3846 | 278517.5476 | 77318.837 | 0.21729 | 15 | 16.2055 | 1.3935 | 0 | no base cost | 0 | 0 | 0.75 | https://blogs.intel.com/iot/2016/06/20/costs-savings-roi-smart-building-implementation/ | 0 | 0 | 0.75 | sq ft | 20120.7655 | 15090.5742
Nonequipment | Facility Energy Management System | Energy Management System deployed to automatically control HVAC and lighting, etc to save energy | 0 | Commercial | Existing | Hospitals | FL Zone 2 | Per End Use Consumption | 5.375% | 3707759.1401 | 2902109.0236 | 805650.1165 | 0.21729 | 15 | 119.2704 | 103.029 | 0 | no base cost | 0 | 0 | 0.75 | https://blogs.intel.com/iot/2016/06/20/costs-savings-roi-smart-building-implementation/ | 0 | 0 | 0.75 | sq ft | 209655.211 | 157241.4083
Nonequipment | Facility Energy Management System | Energy Management System deployed to automatically control HVAC and lighting, etc to save energy | 0 | Commercial | Existing | Institutional | FL Zone 2 | Per End Use Consumption | 5.375% | 411350.6499 | 321969.2509 | 89381.399 | 0.21729 | 15 | 18.7338 | 1.6109 | 0 | no base cost | 0 | 0 | 0.75 | https://blogs.intel.com/iot/2016/06/20/costs-savings-roi-smart-building-implementation/ | 0 | 0 | 0.75 | sq ft | 20630.2862 | 15472.7147
Nonequipment | Facility Energy Management System | Energy Management System deployed to automatically control HVAC and lighting, etc to save energy | 0 | Commercial | Existing | Lodging/Hospitality | FL Zone 2 | Per End Use Consumption | 0.7167% | 337440.7776 | 264119.078 | 73321.6996 | 0.21729 | 15 | 19.134 | 8.7976 | 0 | no base cost | 0 | 0 | 0.75 | https://blogs.intel.com/iot/2016/06/20/costs-savings-roi-smart-building-implementation/ | 0 | 0 | 0.75 | sq ft | 33805.3353 | 25354.0015
Nonequipment | Facility Energy Management System | Energy Management System deployed to automatically control HVAC and lighting, etc to save energy | 0 | Commercial | Existing | Miscellaneous | FL Zone 2 | Per End Use Consumption | 6.861% | 3921687.1201 | 3069553.1045 | 852134.0156 | 0.21729 | 15 | 178.6019 | 15.3582 | 0 | no base cost | 0 | 0 | 0.75 | https://blogs.intel.com/iot/2016/06/20/costs-savings-roi-smart-building-implementation/ | 0 | 0 | 0.75 | sq ft | 288693.3416 | 216520.0062
Nonequipment | Facility Energy Management System | Energy Management System deployed to automatically control HVAC and lighting, etc to save energy | 0 | Commercial | Existing | Offices | FL Zone 2 | Per End Use Consumption | 2.99% | 293147.6205 | 229450.2751 | 63697.3454 | 0.21729 | 15 | 13.3506 | 1.148 | 0 | no base cost | 0 | 0 | 0.75 | https://blogs.intel.com/iot/2016/06/20/costs-savings-roi-smart-building-implementation/ | 0 | 0 | 0.75 | sq ft | 16065.0328 | 12048.7746
Nonequipment | Facility Energy Management System | Energy Management System deployed to automatically control HVAC and lighting, etc to save energy | 0 | Commercial | Existing | Restaurants | FL Zone 2 | Per End Use Consumption | 0.5043% | 212422.0897 | 166265.4018 | 46156.6879 | 0.21729 | 15 | 12.0451 | 5.5382 | 0 | no base cost | 0 | 0 | 0.75 | https://blogs.intel.com/iot/2016/06/20/costs-savings-roi-smart-building-implementation/ | 0 | 0 | 0.75 | sq ft | 5079.7893 | 3809.842
Nonequipment | Facility Energy Management System | Energy Management System deployed to automatically control HVAC and lighting, etc to save energy | 0 | Commercial | Existing | Retail | FL Zone 2 | Per End Use Consumption | 4.3% | 92780.7959 | 72620.6786 | 20160.1173 | 0.21729 | 15 | 5.261 | 2.419 | 0 | no base cost | 0 | 0 | 0.75 | https://blogs.intel.com/iot/2016/06/20/costs-savings-roi-smart-building-implementation/ | 0 | 0 | 0.75 | sq ft | 11443.846 | 8582.8845
Nonequipment | Facility Energy Management System | Energy Management System deployed to automatically control HVAC and lighting, etc to save energy | 0 | Commercial | Existing | Schools K-12 | FL Zone 2 | Per End Use Consumption | 0.7167% | 346730.503 | 271390.2612 | 75340.2418 | 0.21729 | 15 | 15.7908 | 1.3579 | 0 | no base cost | 0 | 0 | 0.75 | https://blogs.intel.com/iot/2016/06/20/costs-savings-roi-smart-building-implementation/ | 0 | 0 | 0.75 | sq ft | 52061.2215 | 39045.9161
Nonequipment | Facility Energy Management System | Energy Management System deployed to automatically control HVAC and lighting, etc to save energy | 0 | Commercial | Existing | Warehouse | FL Zone 2 | Per End Use Consumption | 4.3% | 34444.3413 | 26960.0128 | 7484.3286 | 0.21729 | 15 | 1.5687 | 0.13489 | 0 | no base cost | 0 | 0 | 0.75 | https://blogs.intel.com/iot/2016/06/20/costs-savings-roi-smart-building-implementation/ | 0 | 0 | 0.75 | sq ft | 16063.9925 | 12047.9943
Nonequipment | Facility Energy Management System | Energy Management System deployed to automatically control HVAC and lighting, etc to save energy | No Energy Management System | Commercial | New | Assembly | FL Zone 2 | Per End Use Consumption | 4.276% | 84673.1356 | 66274.7124 | 18398.4231 | 0.21729 | 15 | 3.8562 | 0.3316 | 0 | no base cost | 0 | 0 | 0.75 | https://blogs.intel.com/iot/2016/06/20/costs-savings-roi-smart-building-implementation/ | 0 | 0 | 0.75 | sq ft | 19267.2533 | 14450.44
Nonequipment | Facility Energy Management System | Energy Management System deployed to automatically control HVAC and lighting, etc to save energy | No Energy Management System | Commercial | New | College and University | FL Zone 2 | Per End Use Consumption | 4.276% | 505719.2146 | 395832.6959 | 109886.5187 | 0.21729 | 15 | 16.2679 | 14.0526 | 0 | no base cost | 0 | 0 | 0.75 | https://blogs.intel.com/iot/2016/06/20/costs-savings-roi-smart-building-implementation/ | 0 | 0 | 0.75 | sq ft | 75933.2099 | 56949.9074
Nonequipment | Facility Energy Management System | Energy Management System deployed to automatically control HVAC and lighting, etc to save energy | No Energy Management System | Commercial | New | Grocery | FL Zone 2 | Per End Use Consumption | 4.276% | 203858.7761 | 159562.7902 | 44295.9859 | 0.21729 | 15 | 11.5595 | 5.3149 | 0 | no base cost | 0 | 0 | 0.75 | https://blogs.intel.com/iot/2016/06/20/costs-savings-roi-smart-building-implementation/ | 0 | 0 | 0.75 | sq ft | 4711.6968 | 3533.7726
Nonequipment | Facility Energy Management System | Energy Management System deployed to automatically control HVAC and lighting, etc to save energy | No Energy Management System | Commercial | New | Healthcare | FL Zone 2 | Per End Use Consumption | 4.276% | 355836.3846 | 278517.5476 | 77318.837 | 0.21729 | 15 | 16.2055 | 1.3935 | 0 | no base cost | 0 | 0 | 0.75 | https://blogs.intel.com/iot/2016/06/20/costs-savings-roi-smart-building-implementation/ | 0 | 0 | 0.75 | sq ft | 20120.7655 | 15090.5742
Nonequipment | Facility Energy Management System | Energy Management System deployed to automatically control HVAC and lighting, etc to save energy | No Energy Management System | Commercial | New | Hospitals | FL Zone 2 | Per End Use Consumption | 4.276% | 3707759.1401 | 2902109.0236 | 805650.1165 | 0.21729 | 15 | 119.2704 | 103.029 | 0 | no base cost | 0 | 0 | 0.75 | https://blogs.intel.com/iot/2016/06/20/costs-savings-roi-smart-building-implementation/ | 0 | 0 | 0.75 | sq ft | 209655.211 | 157241.4083
Nonequipment | Facility Energy Management System | Energy Management System deployed to automatically control HVAC and lighting, etc to save energy | No Energy Management System | Commercial | New | Institutional | FL Zone 2 | Per End Use Consumption | 1.982% | 411350.6499 | 321969.2509 | 89381.399 | 0.21729 | 15 | 18.7338 | 1.6109 | 0 | no base cost | 0 | 0 | 0.75 | https://blogs.intel.com/iot/2016/06/20/costs-savings-roi-smart-building-implementation/ | 0 | 0 | 0.75 | sq ft | 20630.2862 | 15472.7147
Nonequipment | Facility Energy Management System | Energy Management System deployed to automatically control HVAC and lighting, etc to save energy | No Energy Management System | Commercial | New | Lodging/Hospitality | FL Zone 2 | Per End Use Consumption | 4.276% | 337440.7776 | 264119.078 | 73321.6996 | 0.21729 | 15 | 19.134 | 8.7976 | 0 | no base cost | 0 | 0 | 0.75 | https://blogs.intel.com/iot/2016/06/20/costs-savings-roi-smart-building-implementation/ | 0 | 0 | 0.75 | sq ft | 33805.3353 | 25354.0015
Nonequipment | Facility Energy Management System | Energy Management System deployed to automatically control HVAC and lighting, etc to save energy | No Energy Management System | Commercial | New | Miscellaneous | FL Zone 2 | Per End Use Consumption | 6.861% | 3921687.1201 | 3069553.1045 | 852134.0156 | 0.21729 | 15 | 178.6019 | 15.3582 | 0 | no base cost | 0 | 0 | 0.75 | https://blogs.intel.com/iot/2016/06/20/costs-savings-roi-smart-building-implementation/ | 0 | 0 | 0.75 | sq ft | 288693.3416 | 216520.0062
Nonequipment | Facility Energy Management System | Energy Management System deployed to automatically control HVAC and lighting, etc to save energy | No Energy Management System | Commercial | New | Offices | FL Zone 2 | Per End Use Consumption | 1.982% | 293147.6205 | 229450.2751 | 63697.3454 | 0.21729 | 15 | 13.3506 | 1.148 | 0 | no base cost | 0 | 0 | 0.75 | https://blogs.intel.com/iot/2016/06/20/costs-savings-roi-smart-building-implementation/ | 0 | 0 | 0.75 | sq ft | 16065.0328 | 12048.7746
Nonequipment | Facility Energy Management System | Energy Management System deployed to automatically control HVAC and lighting, etc to save energy | No Energy Management System | Commercial | New | Restaurants | FL Zone 2 | Per End Use Consumption | 4.276% | 212422.0897 | 166265.4018 | 46156.6879 | 0.21729 | 15 | 12.0451 | 5.5382 | 0 | no base cost | 0 | 0 | 0.75 | https://blogs.intel.com/iot/2016/06/20/costs-savings-roi-smart-building-implementation/ | 0 | 0 | 0.75 | sq ft | 5079.7893 | 3809.842
Nonequipment | Facility Energy Management System | Energy Management System deployed to automatically control HVAC and lighting, etc to save energy | No Energy Management System | Commercial | New | Retail | FL Zone 2 | Per End Use Consumption | 4.276% | 92780.7959 | 72620.6786 | 20160.1173 | 0.21729 | 15 | 5.261 | 2.419 | 0 | no base cost | 0 | 0 | 0.75 | https://blogs.intel.com/iot/2016/06/20/costs-savings-roi-smart-building-implementation/ | 0 | 0 | 0.75 | sq ft | 11443.846 | 8582.8845
Nonequipment | Facility Energy Management System | Energy Management System deployed to automatically control HVAC and lighting, etc to save energy | No Energy Management System | Commercial | New | Schools K-12 | FL Zone 2 | Per End Use Consumption | 4.276% | 346730.503 | 271390.2612 | 75340.2418 | 0.21729 | 15 | 15.7908 | 1.3579 | 0 | no base cost | 0 | 0 | 0.75 | https://blogs.intel.com/iot/2016/06/20/costs-savings-roi-smart-building-implementation/ | 0 | 0 | 0.75 | sq ft | 52061.2215 | 39045.9161
Nonequipment | Facility Energy Management System | Energy Management System deployed to automatically control HVAC and lighting, etc to save energy | No Energy Management System | Commercial | New | Warehouse | FL Zone 2 | Per End Use Consumption | 4.276% | 34444.3413 | 26960.0128 | 7484.3286 | 0.21729 | 15 | 1.5687 | 0.13489 | 0 | no base cost | 0 | 0 | 0.75 | https://blogs.intel.com/iot/2016/06/20/costs-savings-roi-smart-building-implementation/ | 0 | 0 | 0.75 | sq ft | 16063.9925 | 12047.9943
Nonequipment | Floor Insulation | Increased Floor Insulation (R-19) | Market Average Existing Floor Insulation | Commercial | Existing | Assembly | FL Zone 2 | Square feet | 12.82% | 3.7877 | 3.7184 | 0.069267 | 0.018287 | 20 | 1.3861e-06 | 3.1245e-05 | 0 | no base cost | 0 | 0 | 0.73 | rate at $0.73/sq.ft, reference: https://www.homewyse.com/costs/cost_of_floor_insulation.html | 0.6658 | rate at $53.92/per labor hour and 0.012 hr/sq.ft, referenrce: https://www.homewyse.com/costs/cost_of_floor_insulation.html | 1.3958 | sq ft |  | 1.3958
Nonequipment | Floor Insulation | Increased Floor Insulation (R-19) | Market Average Existing Floor Insulation | Commercial | Existing | College and University | FL Zone 2 | Square feet | 6.749% | 11.0507 | 10.9814 | 0.069267 | 0.0062681 | 20 | 2.8647e-05 | 1.6874e-05 | 0 | no base cost | 0 | 0 | 0.73 | rate at $0.73/sq.ft, reference: https://www.homewyse.com/costs/cost_of_floor_insulation.html | 0.6658 | rate at $53.92/per labor hour and 0.012 hr/sq.ft, referenrce: https://www.homewyse.com/costs/cost_of_floor_insulation.html | 1.3958 | sq ft |  | 1.3958
Nonequipment | Floor Insulation | Increased Floor Insulation (R-19) | Market Average Existing Floor Insulation | Commercial | Existing | Grocery | FL Zone 2 | Square feet | 19.95% | 31.0105 | 30.9412 | 0.069267 | 0.0022336 | 20 | 1.4135e-05 | 3.2327e-05 | 0 | no base cost | 0 | 0 | 0.73 | rate at $0.73/sq.ft, reference: https://www.homewyse.com/costs/cost_of_floor_insulation.html | 0.6658 | rate at $53.92/per labor hour and 0.012 hr/sq.ft, referenrce: https://www.homewyse.com/costs/cost_of_floor_insulation.html | 1.3958 | sq ft |  | 1.3958
Nonequipment | Floor Insulation | Increased Floor Insulation (R-19) | Market Average Existing Floor Insulation | Commercial | Existing | Healthcare | FL Zone 2 | Square feet | 5.25% | 15.0829 | 15.0137 | 0.069267 | 0.0045924 | 20 | 1.3861e-06 | 3.1245e-05 | 0 | no base cost | 0 | 0 | 0.73 | rate at $0.73/sq.ft, reference: https://www.homewyse.com/costs/cost_of_floor_insulation.html | 0.6658 | rate at $53.92/per labor hour and 0.012 hr/sq.ft, referenrce: https://www.homewyse.com/costs/cost_of_floor_insulation.html | 1.3958 | sq ft |  | 1.3958
Nonequipment | Floor Insulation | Increased Floor Insulation (R-19) | Market Average Existing Floor Insulation | Commercial | Existing | Hospitals | FL Zone 2 | Square feet | 12.82% | 81.2975 | 81.2282 | 0.069267 | 0.00085201 | 20 | 2.8647e-05 | 1.6874e-05 | 0 | no base cost | 0 | 0 | 0.73 | rate at $0.73/sq.ft, reference: https://www.homewyse.com/costs/cost_of_floor_insulation.html | 0.6658 | rate at $53.92/per labor hour and 0.012 hr/sq.ft, referenrce: https://www.homewyse.com/costs/cost_of_floor_insulation.html | 1.3958 | sq ft |  | 1.3958
Nonequipment | Floor Insulation | Increased Floor Insulation (R-19) | Market Average Existing Floor Insulation | Commercial | Existing | Institutional | FL Zone 2 | Square feet | 11.97% | 56.2721 | 56.2029 | 0.069267 | 0.0012309 | 20 | 1.3861e-06 | 3.1245e-05 | 0 | no base cost | 0 | 0 | 0.73 | rate at $0.73/sq.ft, reference: https://www.homewyse.com/costs/cost_of_floor_insulation.html | 0.6658 | rate at $53.92/per labor hour and 0.012 hr/sq.ft, referenrce: https://www.homewyse.com/costs/cost_of_floor_insulation.html | 1.3958 | sq ft |  | 1.3958
Nonequipment | Floor Insulation | Increased Floor Insulation (R-19) | Market Average Existing Floor Insulation | Commercial | Existing | Lodging/Hospitality | FL Zone 2 | Square feet | 12.15% | 34.7257 | 34.6564 | 0.069267 | 0.0019947 | 20 | 2.8647e-05 | 1.6874e-05 | 0 | no base cost | 0 | 0 | 0.73 | rate at $0.73/sq.ft, reference: https://www.homewyse.com/costs/cost_of_floor_insulation.html | 0.6658 | rate at $53.92/per labor hour and 0.012 hr/sq.ft, referenrce: https://www.homewyse.com/costs/cost_of_floor_insulation.html | 1.3958 | sq ft |  | 1.3958
Nonequipment | Floor Insulation | Increased Floor Insulation (R-19) | Market Average Existing Floor Insulation | Commercial | Existing | Miscellaneous | FL Zone 2 | Square feet | 24.19% | 107.2344 | 107.1651 | 0.069267 | 0.00064594 | 20 | 1.3861e-06 | 3.1245e-05 | 0 | no base cost | 0 | 0 | 0.73 | rate at $0.73/sq.ft, reference: https://www.homewyse.com/costs/cost_of_floor_insulation.html | 0.6658 | rate at $53.92/per labor hour and 0.012 hr/sq.ft, referenrce: https://www.homewyse.com/costs/cost_of_floor_insulation.html | 1.3958 | sq ft |  | 1.3958
Nonequipment | Floor Insulation | Increased Floor Insulation (R-19) | Market Average Existing Floor Insulation | Commercial | Existing | Offices | FL Zone 2 | Square feet | 3.375% | 58.1979 | 58.1286 | 0.069267 | 0.0011902 | 20 | 1.3861e-06 | 3.1245e-05 | 0 | no base cost | 0 | 0 | 0.73 | rate at $0.73/sq.ft, reference: https://www.homewyse.com/costs/cost_of_floor_insulation.html | 0.6658 | rate at $53.92/per labor hour and 0.012 hr/sq.ft, referenrce: https://www.homewyse.com/costs/cost_of_floor_insulation.html | 1.3958 | sq ft |  | 1.3958
Nonequipment | Floor Insulation | Increased Floor Insulation (R-19) | Market Average Existing Floor Insulation | Commercial | Existing | Restaurants | FL Zone 2 | Square feet | 6.749% | 31.354 | 31.2847 | 0.069267 | 0.0022092 | 20 | 1.4135e-05 | 3.2327e-05 | 0 | no base cost | 0 | 0 | 0.73 | rate at $0.73/sq.ft, reference: https://www.homewyse.com/costs/cost_of_floor_insulation.html | 0.6658 | rate at $53.92/per labor hour and 0.012 hr/sq.ft, referenrce: https://www.homewyse.com/costs/cost_of_floor_insulation.html | 1.3958 | sq ft |  | 1.3958
Nonequipment | Floor Insulation | Increased Floor Insulation (R-19) | Market Average Existing Floor Insulation | Commercial | Existing | Retail | FL Zone 2 | Square feet | 11.97% | 5.9824 | 5.9131 | 0.069267 | 0.011578 | 20 | 1.4135e-05 | 3.2327e-05 | 0 | no base cost | 0 | 0 | 0.73 | rate at $0.73/sq.ft, reference: https://www.homewyse.com/costs/cost_of_floor_insulation.html | 0.6658 | rate at $53.92/per labor hour and 0.012 hr/sq.ft, referenrce: https://www.homewyse.com/costs/cost_of_floor_insulation.html | 1.3958 | sq ft |  | 1.3958
Nonequipment | Floor Insulation | Increased Floor Insulation (R-19) | Market Average Existing Floor Insulation | Commercial | Existing | Schools K-12 | FL Zone 2 | Square feet | 6.749% | 5.1058 | 5.0365 | 0.069267 | 0.013566 | 20 | 1.3861e-06 | 3.1245e-05 | 0 | no base cost | 0 | 0 | 0.73 | rate at $0.73/sq.ft, reference: https://www.homewyse.com/costs/cost_of_floor_insulation.html | 0.6658 | rate at $53.92/per labor hour and 0.012 hr/sq.ft, referenrce: https://www.homewyse.com/costs/cost_of_floor_insulation.html | 1.3958 | sq ft |  | 1.3958
Nonequipment | Floor Insulation | Increased Floor Insulation (R-19) | Market Average Existing Floor Insulation | Commercial | Existing | Warehouse | FL Zone 2 | Square feet | 19.95% | 1.4026 | 1.3333 | 0.069267 | 0.049386 | 20 | 7.8602e-06 | 1.4024e-05 | 0 | no base cost | 0 | 0 | 0.73 | rate at $0.73/sq.ft, reference: https://www.homewyse.com/costs/cost_of_floor_insulation.html | 0.6658 | rate at $53.92/per labor hour and 0.012 hr/sq.ft, referenrce: https://www.homewyse.com/costs/cost_of_floor_insulation.html | 1.3958 | sq ft |  | 1.3958
Nonequipment | Floor Insulation | Increased Floor Insulation (R-19) | Code-Compliant Floor Insulation (Zone 1 & 2: Floor R-Value: 13) | Commercial | New | Assembly | FL Zone 2 | Square feet | 32.06% | 3.7877 | 3.7197 | 0.067956 | 0.017941 | 20 | 1.3598e-06 | 3.0654e-05 | 0 | no base cost | 0 | 0 | 0.73 | rate at $0.73/sq.ft, reference: https://www.homewyse.com/costs/cost_of_floor_insulation.html | 0.6658 | rate at $53.92/per labor hour and 0.012 hr/sq.ft, referenrce: https://www.homewyse.com/costs/cost_of_floor_insulation.html | 1.3958 | sq ft |  | 1.3958
Nonequipment | Floor Insulation | Increased Floor Insulation (R-19) | Code-Compliant Floor Insulation (Zone 1 & 2: Floor R-Value: 13) | Commercial | New | College and University | FL Zone 2 | Square feet | 16.87% | 11.0507 | 10.9827 | 0.067956 | 0.0061495 | 20 | 2.8105e-05 | 1.6555e-05 | 0 | no base cost | 0 | 0 | 0.73 | rate at $0.73/sq.ft, reference: https://www.homewyse.com/costs/cost_of_floor_insulation.html | 0.6658 | rate at $53.92/per labor hour and 0.012 hr/sq.ft, referenrce: https://www.homewyse.com/costs/cost_of_floor_insulation.html | 1.3958 | sq ft |  | 1.3958
Nonequipment | Floor Insulation | Increased Floor Insulation (R-19) | Code-Compliant Floor Insulation (Zone 1 & 2: Floor R-Value: 13) | Commercial | New | Grocery | FL Zone 2 | Square feet | 49.87% | 31.0105 | 30.9425 | 0.067956 | 0.0021914 | 20 | 1.3868e-05 | 3.1715e-05 | 0 | no base cost | 0 | 0 | 0.73 | rate at $0.73/sq.ft, reference: https://www.homewyse.com/costs/cost_of_floor_insulation.html | 0.6658 | rate at $53.92/per labor hour and 0.012 hr/sq.ft, referenrce: https://www.homewyse.com/costs/cost_of_floor_insulation.html | 1.3958 | sq ft |  | 1.3958
Nonequipment | Floor Insulation | Increased Floor Insulation (R-19) | Code-Compliant Floor Insulation (Zone 1 & 2: Floor R-Value: 13) | Commercial | New | Healthcare | FL Zone 2 | Square feet | 13.12% | 15.0829 | 15.015 | 0.067956 | 0.0045055 | 20 | 1.3598e-06 | 3.0654e-05 | 0 | no base cost | 0 | 0 | 0.73 | rate at $0.73/sq.ft, reference: https://www.homewyse.com/costs/cost_of_floor_insulation.html | 0.6658 | rate at $53.92/per labor hour and 0.012 hr/sq.ft, referenrce: https://www.homewyse.com/costs/cost_of_floor_insulation.html | 1.3958 | sq ft |  | 1.3958
Nonequipment | Floor Insulation | Increased Floor Insulation (R-19) | Code-Compliant Floor Insulation (Zone 1 & 2: Floor R-Value: 13) | Commercial | New | Hospitals | FL Zone 2 | Square feet | 32.06% | 81.2975 | 81.2295 | 0.067956 | 0.00083589 | 20 | 2.8105e-05 | 1.6555e-05 | 0 | no base cost | 0 | 0 | 0.73 | rate at $0.73/sq.ft, reference: https://www.homewyse.com/costs/cost_of_floor_insulation.html | 0.6658 | rate at $53.92/per labor hour and 0.012 hr/sq.ft, referenrce: https://www.homewyse.com/costs/cost_of_floor_insulation.html | 1.3958 | sq ft |  | 1.3958
Nonequipment | Floor Insulation | Increased Floor Insulation (R-19) | Code-Compliant Floor Insulation (Zone 1 & 2: Floor R-Value: 13) | Commercial | New | Institutional | FL Zone 2 | Square feet | 29.92% | 56.2721 | 56.2042 | 0.067956 | 0.0012076 | 20 | 1.3598e-06 | 3.0654e-05 | 0 | no base cost | 0 | 0 | 0.73 | rate at $0.73/sq.ft, reference: https://www.homewyse.com/costs/cost_of_floor_insulation.html | 0.6658 | rate at $53.92/per labor hour and 0.012 hr/sq.ft, referenrce: https://www.homewyse.com/costs/cost_of_floor_insulation.html | 1.3958 | sq ft |  | 1.3958
Nonequipment | Floor Insulation | Increased Floor Insulation (R-19) | Code-Compliant Floor Insulation (Zone 1 & 2: Floor R-Value: 13) | Commercial | New | Lodging/Hospitality | FL Zone 2 | Square feet | 16.87% | 34.7257 | 34.6578 | 0.067956 | 0.0019569 | 20 | 2.8105e-05 | 1.6555e-05 | 0 | no base cost | 0 | 0 | 0.73 | rate at $0.73/sq.ft, reference: https://www.homewyse.com/costs/cost_of_floor_insulation.html | 0.6658 | rate at $53.92/per labor hour and 0.012 hr/sq.ft, referenrce: https://www.homewyse.com/costs/cost_of_floor_insulation.html | 1.3958 | sq ft |  | 1.3958
Nonequipment | Floor Insulation | Increased Floor Insulation (R-19) | Code-Compliant Floor Insulation (Zone 1 & 2: Floor R-Value: 13) | Commercial | New | Miscellaneous | FL Zone 2 | Square feet | 24.19% | 107.2344 | 107.1665 | 0.067956 | 0.00063372 | 20 | 1.3598e-06 | 3.0654e-05 | 0 | no base cost | 0 | 0 | 0.73 | rate at $0.73/sq.ft, reference: https://www.homewyse.com/costs/cost_of_floor_insulation.html | 0.6658 | rate at $53.92/per labor hour and 0.012 hr/sq.ft, referenrce: https://www.homewyse.com/costs/cost_of_floor_insulation.html | 1.3958 | sq ft |  | 1.3958
Nonequipment | Floor Insulation | Increased Floor Insulation (R-19) | Code-Compliant Floor Insulation (Zone 1 & 2: Floor R-Value: 13) | Commercial | New | Offices | FL Zone 2 | Square feet | 8.437% | 58.1979 | 58.1299 | 0.067956 | 0.0011677 | 20 | 1.3598e-06 | 3.0654e-05 | 0 | no base cost | 0 | 0 | 0.73 | rate at $0.73/sq.ft, reference: https://www.homewyse.com/costs/cost_of_floor_insulation.html | 0.6658 | rate at $53.92/per labor hour and 0.012 hr/sq.ft, referenrce: https://www.homewyse.com/costs/cost_of_floor_insulation.html | 1.3958 | sq ft |  | 1.3958
Nonequipment | Floor Insulation | Increased Floor Insulation (R-19) | Code-Compliant Floor Insulation (Zone 1 & 2: Floor R-Value: 13) | Commercial | New | Restaurants | FL Zone 2 | Square feet | 16.87% | 31.354 | 31.286 | 0.067956 | 0.0021674 | 20 | 1.3868e-05 | 3.1715e-05 | 0 | no base cost | 0 | 0 | 0.73 | rate at $0.73/sq.ft, reference: https://www.homewyse.com/costs/cost_of_floor_insulation.html | 0.6658 | rate at $53.92/per labor hour and 0.012 hr/sq.ft, referenrce: https://www.homewyse.com/costs/cost_of_floor_insulation.html | 1.3958 | sq ft |  | 1.3958
Nonequipment | Floor Insulation | Increased Floor Insulation (R-19) | Code-Compliant Floor Insulation (Zone 1 & 2: Floor R-Value: 13) | Commercial | New | Retail | FL Zone 2 | Square feet | 29.92% | 5.9824 | 5.9144 | 0.067956 | 0.011359 | 20 | 1.3868e-05 | 3.1715e-05 | 0 | no base cost | 0 | 0 | 0.73 | rate at $0.73/sq.ft, reference: https://www.homewyse.com/costs/cost_of_floor_insulation.html | 0.6658 | rate at $53.92/per labor hour and 0.012 hr/sq.ft, referenrce: https://www.homewyse.com/costs/cost_of_floor_insulation.html | 1.3958 | sq ft |  | 1.3958
Nonequipment | Floor Insulation | Increased Floor Insulation (R-19) | Code-Compliant Floor Insulation (Zone 1 & 2: Floor R-Value: 13) | Commercial | New | Schools K-12 | FL Zone 2 | Square feet | 16.87% | 5.1058 | 5.0378 | 0.067956 | 0.01331 | 20 | 1.3598e-06 | 3.0654e-05 | 0 | no base cost | 0 | 0 | 0.73 | rate at $0.73/sq.ft, reference: https://www.homewyse.com/costs/cost_of_floor_insulation.html | 0.6658 | rate at $53.92/per labor hour and 0.012 hr/sq.ft, referenrce: https://www.homewyse.com/costs/cost_of_floor_insulation.html | 1.3958 | sq ft |  | 1.3958
Nonequipment | Floor Insulation | Increased Floor Insulation (R-19) | Code-Compliant Floor Insulation (Zone 1 & 2: Floor R-Value: 13) | Commercial | New | Warehouse | FL Zone 2 | Square feet | 49.87% | 1.4026 | 1.3346 | 0.067956 | 0.048451 | 20 | 7.7115e-06 | 1.3759e-05 | 0 | no base cost | 0 | 0 | 0.73 | rate at $0.73/sq.ft, reference: https://www.homewyse.com/costs/cost_of_floor_insulation.html | 0.6658 | rate at $53.92/per labor hour and 0.012 hr/sq.ft, referenrce: https://www.homewyse.com/costs/cost_of_floor_insulation.html | 1.3958 | sq ft |  | 1.3958
Nonequipment | Green Roof | Green Roof | Market Average Existing Ceiling Insulation | Commercial | Existing | Assembly | FL Zone 2 | Square feet | 0.063% | 3.7877 | 3.6244 | 0.16331 | 0.043115 | 15 | 6.9375e-05 | 0 | 1.22 | RS Means Green Building Cost Data 2014 (Table 7.21.16.20) | 2.3725 | rate at $69.60/ per labor hour (same rate as baseline), assume .0349 hrs/sq ft | 17 | Reducing Urban Heat Islands: Green Roofs (EPA 2014) (/sqft) | 2.6448 | rate at $69.60/ per labor hour (same rate as baseline), assume .038 hrs/sq ft (consistent with Res assumption) | 16.0523 | sq ft |  | 16.0523
Nonequipment | Green Roof | Green Roof | Market Average Existing Ceiling Insulation | Commercial | Existing | College and University | FL Zone 2 | Square feet | 0.126% | 11.0507 | 10.8874 | 0.16331 | 0.014778 | 15 | 6.9375e-05 | 0 | 1.22 | RS Means Green Building Cost Data 2014 (Table 7.21.16.20) | 2.3725 | rate at $69.60/ per labor hour (same rate as baseline), assume .0349 hrs/sq ft | 17 | Reducing Urban Heat Islands: Green Roofs (EPA 2014) (/sqft) | 2.6448 | rate at $69.60/ per labor hour (same rate as baseline), assume .038 hrs/sq ft (consistent with Res assumption) | 16.0523 | sq ft |  | 16.0523
Nonequipment | Green Roof | Green Roof | Market Average Existing Ceiling Insulation | Commercial | Existing | Grocery | FL Zone 2 | Square feet | 0.098% | 31.0105 | 30.8472 | 0.16331 | 0.0052661 | 15 | 6.9375e-05 | 0 | 1.22 | RS Means Green Building Cost Data 2014 (Table 7.21.16.20) | 2.3725 | rate at $69.60/ per labor hour (same rate as baseline), assume .0349 hrs/sq ft | 17 | Reducing Urban Heat Islands: Green Roofs (EPA 2014) (/sqft) | 2.6448 | rate at $69.60/ per labor hour (same rate as baseline), assume .038 hrs/sq ft (consistent with Res assumption) | 16.0523 | sq ft |  | 16.0523
Nonequipment | Green Roof | Green Roof | Market Average Existing Ceiling Insulation | Commercial | Existing | Healthcare | FL Zone 2 | Square feet | 0.098% | 15.0829 | 14.9196 | 0.16331 | 0.010827 | 15 | 6.9375e-05 | 0 | 1.22 | RS Means Green Building Cost Data 2014 (Table 7.21.16.20) | 2.3725 | rate at $69.60/ per labor hour (same rate as baseline), assume .0349 hrs/sq ft | 17 | Reducing Urban Heat Islands: Green Roofs (EPA 2014) (/sqft) | 2.6448 | rate at $69.60/ per labor hour (same rate as baseline), assume .038 hrs/sq ft (consistent with Res assumption) | 16.0523 | sq ft |  | 16.0523
Nonequipment | Green Roof | Green Roof | Market Average Existing Ceiling Insulation | Commercial | Existing | Hospitals | FL Zone 2 | Square feet | 0.063% | 81.2975 | 81.1342 | 0.16331 | 0.0020087 | 15 | 6.9375e-05 | 0 | 1.22 | RS Means Green Building Cost Data 2014 (Table 7.21.16.20) | 2.3725 | rate at $69.60/ per labor hour (same rate as baseline), assume .0349 hrs/sq ft | 17 | Reducing Urban Heat Islands: Green Roofs (EPA 2014) (/sqft) | 2.6448 | rate at $69.60/ per labor hour (same rate as baseline), assume .038 hrs/sq ft (consistent with Res assumption) | 16.0523 | sq ft |  | 16.0523
Nonequipment | Green Roof | Green Roof | Market Average Existing Ceiling Insulation | Commercial | Existing | Institutional | FL Zone 2 | Square feet | 0.063% | 56.2721 | 56.1088 | 0.16331 | 0.0029021 | 15 | 6.9375e-05 | 0 | 1.22 | RS Means Green Building Cost Data 2014 (Table 7.21.16.20) | 2.3725 | rate at $69.60/ per labor hour (same rate as baseline), assume .0349 hrs/sq ft | 17 | Reducing Urban Heat Islands: Green Roofs (EPA 2014) (/sqft) | 2.6448 | rate at $69.60/ per labor hour (same rate as baseline), assume .038 hrs/sq ft (consistent with Res assumption) | 16.0523 | sq ft |  | 16.0523
Nonequipment | Green Roof | Green Roof | Market Average Existing Ceiling Insulation | Commercial | Existing | Lodging/Hospitality | FL Zone 2 | Square feet | 0.126% | 34.7257 | 34.5624 | 0.16331 | 0.0047027 | 15 | 9.2024e-05 | 0 | 1.22 | RS Means Green Building Cost Data 2014 (Table 7.21.16.20) | 2.3725 | rate at $69.60/ per labor hour (same rate as baseline), assume .0349 hrs/sq ft | 17 | Reducing Urban Heat Islands: Green Roofs (EPA 2014) (/sqft) | 2.6448 | rate at $69.60/ per labor hour (same rate as baseline), assume .038 hrs/sq ft (consistent with Res assumption) | 16.0523 | sq ft |  | 16.0523
Nonequipment | Green Roof | Green Roof | Market Average Existing Ceiling Insulation | Commercial | Existing | Miscellaneous | FL Zone 2 | Square feet | 0.3341% | 107.2344 | 107.0711 | 0.16331 | 0.0015229 | 15 | 2.1071e-05 | 0 | 1.22 | RS Means Green Building Cost Data 2014 (Table 7.21.16.20) | 2.3725 | rate at $69.60/ per labor hour (same rate as baseline), assume .0349 hrs/sq ft | 17 | Reducing Urban Heat Islands: Green Roofs (EPA 2014) (/sqft) | 2.6448 | rate at $69.60/ per labor hour (same rate as baseline), assume .038 hrs/sq ft (consistent with Res assumption) | 16.0523 | sq ft |  | 16.0523
Nonequipment | Green Roof | Green Roof | Market Average Existing Ceiling Insulation | Commercial | Existing | Offices | FL Zone 2 | Square feet | 0.063% | 58.1979 | 58.0346 | 0.16331 | 0.002806 | 15 | 6.9375e-05 | 0 | 1.22 | RS Means Green Building Cost Data 2014 (Table 7.21.16.20) | 2.3725 | rate at $69.60/ per labor hour (same rate as baseline), assume .0349 hrs/sq ft | 17 | Reducing Urban Heat Islands: Green Roofs (EPA 2014) (/sqft) | 2.6448 | rate at $69.60/ per labor hour (same rate as baseline), assume .038 hrs/sq ft (consistent with Res assumption) | 16.0523 | sq ft |  | 16.0523
Nonequipment | Green Roof | Green Roof | Market Average Existing Ceiling Insulation | Commercial | Existing | Restaurants | FL Zone 2 | Square feet | 0.098% | 31.354 | 31.1907 | 0.16331 | 0.0052085 | 15 | 6.9375e-05 | 0 | 1.22 | RS Means Green Building Cost Data 2014 (Table 7.21.16.20) | 2.3725 | rate at $69.60/ per labor hour (same rate as baseline), assume .0349 hrs/sq ft | 17 | Reducing Urban Heat Islands: Green Roofs (EPA 2014) (/sqft) | 2.6448 | rate at $69.60/ per labor hour (same rate as baseline), assume .038 hrs/sq ft (consistent with Res assumption) | 16.0523 | sq ft |  | 16.0523
Nonequipment | Green Roof | Green Roof | Market Average Existing Ceiling Insulation | Commercial | Existing | Retail | FL Zone 2 | Square feet | 0.0588% | 5.9824 | 5.8191 | 0.16331 | 0.027298 | 15 | 6.9375e-05 | 0 | 1.22 | RS Means Green Building Cost Data 2014 (Table 7.21.16.20) | 2.3725 | rate at $69.60/ per labor hour (same rate as baseline), assume .0349 hrs/sq ft | 17 | Reducing Urban Heat Islands: Green Roofs (EPA 2014) (/sqft) | 2.6448 | rate at $69.60/ per labor hour (same rate as baseline), assume .038 hrs/sq ft (consistent with Res assumption) | 16.0523 | sq ft |  | 16.0523
Nonequipment | Green Roof | Green Roof | Market Average Existing Ceiling Insulation | Commercial | Existing | Schools K-12 | FL Zone 2 | Square feet | 0.126% | 5.1058 | 4.9425 | 0.16331 | 0.031985 | 15 | 6.9375e-05 | 0 | 1.22 | RS Means Green Building Cost Data 2014 (Table 7.21.16.20) | 2.3725 | rate at $69.60/ per labor hour (same rate as baseline), assume .0349 hrs/sq ft | 17 | Reducing Urban Heat Islands: Green Roofs (EPA 2014) (/sqft) | 2.6448 | rate at $69.60/ per labor hour (same rate as baseline), assume .038 hrs/sq ft (consistent with Res assumption) | 16.0523 | sq ft |  | 16.0523
Nonequipment | Green Roof | Green Roof | Market Average Existing Ceiling Insulation | Commercial | Existing | Warehouse | FL Zone 2 | Square feet | 0.0588% | 1.4026 | 1.2393 | 0.16331 | 0.11643 | 15 | 2.1071e-05 | 0 | 1.22 | RS Means Green Building Cost Data 2014 (Table 7.21.16.20) | 2.3725 | rate at $69.60/ per labor hour (same rate as baseline), assume .0349 hrs/sq ft | 17 | Reducing Urban Heat Islands: Green Roofs (EPA 2014) (/sqft) | 2.6448 | rate at $69.60/ per labor hour (same rate as baseline), assume .038 hrs/sq ft (consistent with Res assumption) | 16.0523 | sq ft |  | 16.0523
Nonequipment | Green Roof | Green Roof | Code-Compliant Ceiling Insulation | Commercial | New | Assembly | FL Zone 2 | Square feet | 0.315% | 3.7877 | 3.6282 | 0.15945 | 0.042096 | 15 | 6.7736e-05 | 0 | 1.22 | RS Means Green Building Cost Data 2014 (Table 7.21.16.20) | 2.3725 | rate at $69.60/ per labor hour (same rate as baseline), assume .0349 hrs/sq ft | 17 | Reducing Urban Heat Islands: Green Roofs (EPA 2014) (/sqft) | 2.6448 | rate at $69.60/ per labor hour (same rate as baseline), assume .038 hrs/sq ft (consistent with Res assumption) | 16.0523 | sq ft |  | 16.0523
Nonequipment | Green Roof | Green Roof | Code-Compliant Ceiling Insulation | Commercial | New | College and University | FL Zone 2 | Square feet | 0.63% | 11.0507 | 10.8912 | 0.15945 | 0.014429 | 15 | 6.7736e-05 | 0 | 1.22 | RS Means Green Building Cost Data 2014 (Table 7.21.16.20) | 2.3725 | rate at $69.60/ per labor hour (same rate as baseline), assume .0349 hrs/sq ft | 17 | Reducing Urban Heat Islands: Green Roofs (EPA 2014) (/sqft) | 2.6448 | rate at $69.60/ per labor hour (same rate as baseline), assume .038 hrs/sq ft (consistent with Res assumption) | 16.0523 | sq ft |  | 16.0523
Nonequipment | Green Roof | Green Roof | Code-Compliant Ceiling Insulation | Commercial | New | Grocery | FL Zone 2 | Square feet | 0.49% | 31.0105 | 30.851 | 0.15945 | 0.0051417 | 15 | 6.7736e-05 | 0 | 1.22 | RS Means Green Building Cost Data 2014 (Table 7.21.16.20) | 2.3725 | rate at $69.60/ per labor hour (same rate as baseline), assume .0349 hrs/sq ft | 17 | Reducing Urban Heat Islands: Green Roofs (EPA 2014) (/sqft) | 2.6448 | rate at $69.60/ per labor hour (same rate as baseline), assume .038 hrs/sq ft (consistent with Res assumption) | 16.0523 | sq ft |  | 16.0523
Nonequipment | Green Roof | Green Roof | Code-Compliant Ceiling Insulation | Commercial | New | Healthcare | FL Zone 2 | Square feet | 0.49% | 15.0829 | 14.9235 | 0.15945 | 0.010571 | 15 | 6.7736e-05 | 0 | 1.22 | RS Means Green Building Cost Data 2014 (Table 7.21.16.20) | 2.3725 | rate at $69.60/ per labor hour (same rate as baseline), assume .0349 hrs/sq ft | 17 | Reducing Urban Heat Islands: Green Roofs (EPA 2014) (/sqft) | 2.6448 | rate at $69.60/ per labor hour (same rate as baseline), assume .038 hrs/sq ft (consistent with Res assumption) | 16.0523 | sq ft |  | 16.0523
Nonequipment | Green Roof | Green Roof | Code-Compliant Ceiling Insulation | Commercial | New | Hospitals | FL Zone 2 | Square feet | 0.315% | 81.2975 | 81.138 | 0.15945 | 0.0019613 | 15 | 6.7736e-05 | 0 | 1.22 | RS Means Green Building Cost Data 2014 (Table 7.21.16.20) | 2.3725 | rate at $69.60/ per labor hour (same rate as baseline), assume .0349 hrs/sq ft | 17 | Reducing Urban Heat Islands: Green Roofs (EPA 2014) (/sqft) | 2.6448 | rate at $69.60/ per labor hour (same rate as baseline), assume .038 hrs/sq ft (consistent with Res assumption) | 16.0523 | sq ft |  | 16.0523
Nonequipment | Green Roof | Green Roof | Code-Compliant Ceiling Insulation | Commercial | New | Institutional | FL Zone 2 | Square feet | 0.315% | 56.2721 | 56.1127 | 0.15945 | 0.0028335 | 15 | 6.7736e-05 | 0 | 1.22 | RS Means Green Building Cost Data 2014 (Table 7.21.16.20) | 2.3725 | rate at $69.60/ per labor hour (same rate as baseline), assume .0349 hrs/sq ft | 17 | Reducing Urban Heat Islands: Green Roofs (EPA 2014) (/sqft) | 2.6448 | rate at $69.60/ per labor hour (same rate as baseline), assume .038 hrs/sq ft (consistent with Res assumption) | 16.0523 | sq ft |  | 16.0523
Nonequipment | Green Roof | Green Roof | Code-Compliant Ceiling Insulation | Commercial | New | Lodging/Hospitality | FL Zone 2 | Square feet | 0.63% | 34.7257 | 34.5663 | 0.15945 | 0.0045916 | 15 | 8.9849e-05 | 0 | 1.22 | RS Means Green Building Cost Data 2014 (Table 7.21.16.20) | 2.3725 | rate at $69.60/ per labor hour (same rate as baseline), assume .0349 hrs/sq ft | 17 | Reducing Urban Heat Islands: Green Roofs (EPA 2014) (/sqft) | 2.6448 | rate at $69.60/ per labor hour (same rate as baseline), assume .038 hrs/sq ft (consistent with Res assumption) | 16.0523 | sq ft |  | 16.0523
Nonequipment | Green Roof | Green Roof | Code-Compliant Ceiling Insulation | Commercial | New | Miscellaneous | FL Zone 2 | Square feet | 0.3341% | 107.2344 | 107.075 | 0.15945 | 0.0014869 | 15 | 2.0573e-05 | 0 | 1.22 | RS Means Green Building Cost Data 2014 (Table 7.21.16.20) | 2.3725 | rate at $69.60/ per labor hour (same rate as baseline), assume .0349 hrs/sq ft | 17 | Reducing Urban Heat Islands: Green Roofs (EPA 2014) (/sqft) | 2.6448 | rate at $69.60/ per labor hour (same rate as baseline), assume .038 hrs/sq ft (consistent with Res assumption) | 16.0523 | sq ft |  | 16.0523
Nonequipment | Green Roof | Green Roof | Code-Compliant Ceiling Insulation | Commercial | New | Offices | FL Zone 2 | Square feet | 0.315% | 58.1979 | 58.0384 | 0.15945 | 0.0027397 | 15 | 6.7736e-05 | 0 | 1.22 | RS Means Green Building Cost Data 2014 (Table 7.21.16.20) | 2.3725 | rate at $69.60/ per labor hour (same rate as baseline), assume .0349 hrs/sq ft | 17 | Reducing Urban Heat Islands: Green Roofs (EPA 2014) (/sqft) | 2.6448 | rate at $69.60/ per labor hour (same rate as baseline), assume .038 hrs/sq ft (consistent with Res assumption) | 16.0523 | sq ft |  | 16.0523
Nonequipment | Green Roof | Green Roof | Code-Compliant Ceiling Insulation | Commercial | New | Restaurants | FL Zone 2 | Square feet | 0.49% | 31.354 | 31.1945 | 0.15945 | 0.0050854 | 15 | 6.7736e-05 | 0 | 1.22 | RS Means Green Building Cost Data 2014 (Table 7.21.16.20) | 2.3725 | rate at $69.60/ per labor hour (same rate as baseline), assume .0349 hrs/sq ft | 17 | Reducing Urban Heat Islands: Green Roofs (EPA 2014) (/sqft) | 2.6448 | rate at $69.60/ per labor hour (same rate as baseline), assume .038 hrs/sq ft (consistent with Res assumption) | 16.0523 | sq ft |  | 16.0523
Nonequipment | Green Roof | Green Roof | Code-Compliant Ceiling Insulation | Commercial | New | Retail | FL Zone 2 | Square feet | 0.294% | 5.9824 | 5.8229 | 0.15945 | 0.026653 | 15 | 6.7736e-05 | 0 | 1.22 | RS Means Green Building Cost Data 2014 (Table 7.21.16.20) | 2.3725 | rate at $69.60/ per labor hour (same rate as baseline), assume .0349 hrs/sq ft | 17 | Reducing Urban Heat Islands: Green Roofs (EPA 2014) (/sqft) | 2.6448 | rate at $69.60/ per labor hour (same rate as baseline), assume .038 hrs/sq ft (consistent with Res assumption) | 16.0523 | sq ft |  | 16.0523
Nonequipment | Green Roof | Green Roof | Code-Compliant Ceiling Insulation | Commercial | New | Schools K-12 | FL Zone 2 | Square feet | 0.63% | 5.1058 | 4.9463 | 0.15945 | 0.031229 | 15 | 6.7736e-05 | 0 | 1.22 | RS Means Green Building Cost Data 2014 (Table 7.21.16.20) | 2.3725 | rate at $69.60/ per labor hour (same rate as baseline), assume .0349 hrs/sq ft | 17 | Reducing Urban Heat Islands: Green Roofs (EPA 2014) (/sqft) | 2.6448 | rate at $69.60/ per labor hour (same rate as baseline), assume .038 hrs/sq ft (consistent with Res assumption) | 16.0523 | sq ft |  | 16.0523
Nonequipment | Green Roof | Green Roof | Code-Compliant Ceiling Insulation | Commercial | New | Warehouse | FL Zone 2 | Square feet | 0.294% | 1.4026 | 1.2431 | 0.15945 | 0.11368 | 15 | 2.0573e-05 | 0 | 1.22 | RS Means Green Building Cost Data 2014 (Table 7.21.16.20) | 2.3725 | rate at $69.60/ per labor hour (same rate as baseline), assume .0349 hrs/sq ft | 17 | Reducing Urban Heat Islands: Green Roofs (EPA 2014) (/sqft) | 2.6448 | rate at $69.60/ per labor hour (same rate as baseline), assume .038 hrs/sq ft (consistent with Res assumption) | 16.0523 | sq ft |  | 16.0523
Nonequipment | Hotel Card Energy Control Systems | 3-Ton Guest Room HVAC Unit Controlled by Hotel-Key-Card Activated Energy Control System | 3-Ton Guest Room HVAC Unit, Manually Controlled by Guest | Commercial | Existing | Assembly | FL Zone 2 | Per end use consumption | 0% | 0 | 0 | 0 | 0 | 15 | 0 | 0 | 0 | no base cost | 0 | 0 | 260 | Illinois 2018 Statewide TRM, Section 4.4.8 | 0 | 0 | 260 | guest room |  | 260
Nonequipment | Hotel Card Energy Control Systems | 3-Ton Guest Room HVAC Unit Controlled by Hotel-Key-Card Activated Energy Control System | 3-Ton Guest Room HVAC Unit, Manually Controlled by Guest | Commercial | Existing | College and University | FL Zone 2 | Per end use consumption | 0% | 0 | 0 | 0 | 0 | 15 | 0 | 0 | 0 | no base cost | 0 | 0 | 260 | Illinois 2018 Statewide TRM, Section 4.4.8 | 0 | 0 | 260 | guest room |  | 260
Nonequipment | Hotel Card Energy Control Systems | 3-Ton Guest Room HVAC Unit Controlled by Hotel-Key-Card Activated Energy Control System | 3-Ton Guest Room HVAC Unit, Manually Controlled by Guest | Commercial | Existing | Grocery | FL Zone 2 | Per end use consumption | 0% | 0 | 0 | 0 | 0 | 15 | 0 | 0 | 0 | no base cost | 0 | 0 | 260 | Illinois 2018 Statewide TRM, Section 4.4.8 | 0 | 0 | 260 | guest room |  | 260
Nonequipment | Hotel Card Energy Control Systems | 3-Ton Guest Room HVAC Unit Controlled by Hotel-Key-Card Activated Energy Control System | 3-Ton Guest Room HVAC Unit, Manually Controlled by Guest | Commercial | Existing | Healthcare | FL Zone 2 | Per end use consumption | 0% | 0 | 0 | 0 | 0 | 15 | 0 | 0 | 0 | no base cost | 0 | 0 | 260 | Illinois 2018 Statewide TRM, Section 4.4.8 | 0 | 0 | 260 | guest room |  | 260
Nonequipment | Hotel Card Energy Control Systems | 3-Ton Guest Room HVAC Unit Controlled by Hotel-Key-Card Activated Energy Control System | 3-Ton Guest Room HVAC Unit, Manually Controlled by Guest | Commercial | Existing | Hospitals | FL Zone 2 | Per end use consumption | 0% | 0 | 0 | 0 | 0 | 15 | 0 | 0 | 0 | no base cost | 0 | 0 | 260 | Illinois 2018 Statewide TRM, Section 4.4.8 | 0 | 0 | 260 | guest room |  | 260
Nonequipment | Hotel Card Energy Control Systems | 3-Ton Guest Room HVAC Unit Controlled by Hotel-Key-Card Activated Energy Control System | 3-Ton Guest Room HVAC Unit, Manually Controlled by Guest | Commercial | Existing | Institutional | FL Zone 2 | Per end use consumption | 0% | 0 | 0 | 0 | 0 | 15 | 0 | 0 | 0 | no base cost | 0 | 0 | 260 | Illinois 2018 Statewide TRM, Section 4.4.8 | 0 | 0 | 260 | guest room |  | 260
Nonequipment | Hotel Card Energy Control Systems | 3-Ton Guest Room HVAC Unit Controlled by Hotel-Key-Card Activated Energy Control System | 3-Ton Guest Room HVAC Unit, Manually Controlled by Guest | Commercial | Existing | Lodging/Hospitality | FL Zone 2 | Per end use consumption | 41.26% | 10606.7535 | 10045.3335 | 561.42 | 0.05293 | 15 | 0.0044883 | -0.016893 | 0 | no base cost | 0 | 0 | 260 | Illinois 2018 Statewide TRM, Section 4.4.8 | 0 | 0 | 260 | guest room |  | 260
Nonequipment | Hotel Card Energy Control Systems | 3-Ton Guest Room HVAC Unit Controlled by Hotel-Key-Card Activated Energy Control System | 3-Ton Guest Room HVAC Unit, Manually Controlled by Guest | Commercial | Existing | Miscellaneous | FL Zone 2 | Per end use consumption | 0% | 0 | 0 | 0 | 0 | 15 | 0 | 0 | 0 | no base cost | 0 | 0 | 260 | Illinois 2018 Statewide TRM, Section 4.4.8 | 0 | 0 | 260 | guest room |  | 260
Nonequipment | Hotel Card Energy Control Systems | 3-Ton Guest Room HVAC Unit Controlled by Hotel-Key-Card Activated Energy Control System | 3-Ton Guest Room HVAC Unit, Manually Controlled by Guest | Commercial | Existing | Offices | FL Zone 2 | Per end use consumption | 0% | 0 | 0 | 0 | 0 | 15 | 0 | 0 | 0 | no base cost | 0 | 0 | 260 | Illinois 2018 Statewide TRM, Section 4.4.8 | 0 | 0 | 260 | guest room |  | 260
Nonequipment | Hotel Card Energy Control Systems | 3-Ton Guest Room HVAC Unit Controlled by Hotel-Key-Card Activated Energy Control System | 3-Ton Guest Room HVAC Unit, Manually Controlled by Guest | Commercial | Existing | Restaurants | FL Zone 2 | Per end use consumption | 0% | 0 | 0 | 0 | 0 | 15 | 0 | 0 | 0 | no base cost | 0 | 0 | 260 | Illinois 2018 Statewide TRM, Section 4.4.8 | 0 | 0 | 260 | guest room |  | 260
Nonequipment | Hotel Card Energy Control Systems | 3-Ton Guest Room HVAC Unit Controlled by Hotel-Key-Card Activated Energy Control System | 3-Ton Guest Room HVAC Unit, Manually Controlled by Guest | Commercial | Existing | Retail | FL Zone 2 | Per end use consumption | 0% | 0 | 0 | 0 | 0 | 15 | 0 | 0 | 0 | no base cost | 0 | 0 | 260 | Illinois 2018 Statewide TRM, Section 4.4.8 | 0 | 0 | 260 | guest room |  | 260
Nonequipment | Hotel Card Energy Control Systems | 3-Ton Guest Room HVAC Unit Controlled by Hotel-Key-Card Activated Energy Control System | 3-Ton Guest Room HVAC Unit, Manually Controlled by Guest | Commercial | Existing | Schools K-12 | FL Zone 2 | Per end use consumption | 0% | 0 | 0 | 0 | 0 | 15 | 0 | 0 | 0 | no base cost | 0 | 0 | 260 | Illinois 2018 Statewide TRM, Section 4.4.8 | 0 | 0 | 260 | guest room |  | 260
Nonequipment | Hotel Card Energy Control Systems | 3-Ton Guest Room HVAC Unit Controlled by Hotel-Key-Card Activated Energy Control System | 3-Ton Guest Room HVAC Unit, Manually Controlled by Guest | Commercial | Existing | Warehouse | FL Zone 2 | Per end use consumption | 0% | 0 | 0 | 0 | 0 | 15 | 0 | 0 | 0 | no base cost | 0 | 0 | 260 | Illinois 2018 Statewide TRM, Section 4.4.8 | 0 | 0 | 260 | guest room |  | 260
Nonequipment | Hotel Card Energy Control Systems | 3-Ton Guest Room HVAC Unit Controlled by Hotel-Key-Card Activated Energy Control System | 3-Ton Guest Room HVAC Unit, Manually Controlled by Guest | Commercial | New | Assembly | FL Zone 2 | Per end use consumption | 0% | 0 | 0 | 0 | 0 | 15 | 0 | 0 | 0 | no base cost | 0 | 0 | 260 | Illinois 2018 Statewide TRM, Section 4.4.8 | 0 | 0 | 260 | guest room |  | 260
Nonequipment | Hotel Card Energy Control Systems | 3-Ton Guest Room HVAC Unit Controlled by Hotel-Key-Card Activated Energy Control System | 3-Ton Guest Room HVAC Unit, Manually Controlled by Guest | Commercial | New | College and University | FL Zone 2 | Per end use consumption | 0% | 0 | 0 | 0 | 0 | 15 | 0 | 0 | 0 | no base cost | 0 | 0 | 260 | Illinois 2018 Statewide TRM, Section 4.4.8 | 0 | 0 | 260 | guest room |  | 260
Nonequipment | Hotel Card Energy Control Systems | 3-Ton Guest Room HVAC Unit Controlled by Hotel-Key-Card Activated Energy Control System | 3-Ton Guest Room HVAC Unit, Manually Controlled by Guest | Commercial | New | Grocery | FL Zone 2 | Per end use consumption | 0% | 0 | 0 | 0 | 0 | 15 | 0 | 0 | 0 | no base cost | 0 | 0 | 260 | Illinois 2018 Statewide TRM, Section 4.4.8 | 0 | 0 | 260 | guest room |  | 260
Nonequipment | Hotel Card Energy Control Systems | 3-Ton Guest Room HVAC Unit Controlled by Hotel-Key-Card Activated Energy Control System | 3-Ton Guest Room HVAC Unit, Manually Controlled by Guest | Commercial | New | Healthcare | FL Zone 2 | Per end use consumption | 0% | 0 | 0 | 0 | 0 | 15 | 0 | 0 | 0 | no base cost | 0 | 0 | 260 | Illinois 2018 Statewide TRM, Section 4.4.8 | 0 | 0 | 260 | guest room |  | 260
Nonequipment | Hotel Card Energy Control Systems | 3-Ton Guest Room HVAC Unit Controlled by Hotel-Key-Card Activated Energy Control System | 3-Ton Guest Room HVAC Unit, Manually Controlled by Guest | Commercial | New | Hospitals | FL Zone 2 | Per end use consumption | 0% | 0 | 0 | 0 | 0 | 15 | 0 | 0 | 0 | no base cost | 0 | 0 | 260 | Illinois 2018 Statewide TRM, Section 4.4.8 | 0 | 0 | 260 | guest room |  | 260
Nonequipment | Hotel Card Energy Control Systems | 3-Ton Guest Room HVAC Unit Controlled by Hotel-Key-Card Activated Energy Control System | 3-Ton Guest Room HVAC Unit, Manually Controlled by Guest | Commercial | New | Institutional | FL Zone 2 | Per end use consumption | 0% | 0 | 0 | 0 | 0 | 15 | 0 | 0 | 0 | no base cost | 0 | 0 | 260 | Illinois 2018 Statewide TRM, Section 4.4.8 | 0 | 0 | 260 | guest room |  | 260
Nonequipment | Hotel Card Energy Control Systems | 3-Ton Guest Room HVAC Unit Controlled by Hotel-Key-Card Activated Energy Control System | 3-Ton Guest Room HVAC Unit, Manually Controlled by Guest | Commercial | New | Lodging/Hospitality | FL Zone 2 | Per end use consumption | 41.26% | 10606.7535 | 10045.3335 | 561.42 | 0.05293 | 15 | 0.0044883 | -0.016893 | 0 | no base cost | 0 | 0 | 260 | Illinois 2018 Statewide TRM, Section 4.4.8 | 0 | 0 | 260 | guest room |  | 260
Nonequipment | Hotel Card Energy Control Systems | 3-Ton Guest Room HVAC Unit Controlled by Hotel-Key-Card Activated Energy Control System | 3-Ton Guest Room HVAC Unit, Manually Controlled by Guest | Commercial | New | Miscellaneous | FL Zone 2 | Per end use consumption | 0% | 0 | 0 | 0 | 0 | 15 | 0 | 0 | 0 | no base cost | 0 | 0 | 260 | Illinois 2018 Statewide TRM, Section 4.4.8 | 0 | 0 | 260 | guest room |  | 260
Nonequipment | Hotel Card Energy Control Systems | 3-Ton Guest Room HVAC Unit Controlled by Hotel-Key-Card Activated Energy Control System | 3-Ton Guest Room HVAC Unit, Manually Controlled by Guest | Commercial | New | Offices | FL Zone 2 | Per end use consumption | 0% | 0 | 0 | 0 | 0 | 15 | 0 | 0 | 0 | no base cost | 0 | 0 | 260 | Illinois 2018 Statewide TRM, Section 4.4.8 | 0 | 0 | 260 | guest room |  | 260
Nonequipment | Hotel Card Energy Control Systems | 3-Ton Guest Room HVAC Unit Controlled by Hotel-Key-Card Activated Energy Control System | 3-Ton Guest Room HVAC Unit, Manually Controlled by Guest | Commercial | New | Restaurants | FL Zone 2 | Per end use consumption | 0% | 0 | 0 | 0 | 0 | 15 | 0 | 0 | 0 | no base cost | 0 | 0 | 260 | Illinois 2018 Statewide TRM, Section 4.4.8 | 0 | 0 | 260 | guest room |  | 260
Nonequipment | Hotel Card Energy Control Systems | 3-Ton Guest Room HVAC Unit Controlled by Hotel-Key-Card Activated Energy Control System | 3-Ton Guest Room HVAC Unit, Manually Controlled by Guest | Commercial | New | Retail | FL Zone 2 | Per end use consumption | 0% | 0 | 0 | 0 | 0 | 15 | 0 | 0 | 0 | no base cost | 0 | 0 | 260 | Illinois 2018 Statewide TRM, Section 4.4.8 | 0 | 0 | 260 | guest room |  | 260
Nonequipment | Hotel Card Energy Control Systems | 3-Ton Guest Room HVAC Unit Controlled by Hotel-Key-Card Activated Energy Control System | 3-Ton Guest Room HVAC Unit, Manually Controlled by Guest | Commercial | New | Schools K-12 | FL Zone 2 | Per end use consumption | 0% | 0 | 0 | 0 | 0 | 15 | 0 | 0 | 0 | no base cost | 0 | 0 | 260 | Illinois 2018 Statewide TRM, Section 4.4.8 | 0 | 0 | 260 | guest room |  | 260
Nonequipment | Hotel Card Energy Control Systems | 3-Ton Guest Room HVAC Unit Controlled by Hotel-Key-Card Activated Energy Control System | 3-Ton Guest Room HVAC Unit, Manually Controlled by Guest | Commercial | New | Warehouse | FL Zone 2 | Per end use consumption | 0% | 0 | 0 | 0 | 0 | 15 | 0 | 0 | 0 | no base cost | 0 | 0 | 260 | Illinois 2018 Statewide TRM, Section 4.4.8 | 0 | 0 | 260 | guest room |  | 260
Nonequipment | HVAC tune-up | HVAC tune-up | Code-Compliant Retrofit PTAC, 1.5 Tons, 7.1 SEER | Commercial | Existing | Assembly | FL Zone 2 | Per Unit | 0% | 3137.2397 | 2980.3777 | 156.862 | 0.05 | 5 | 0.078041 | 0 | 0 | no base cost | 0 | 0 | 52.5 | Illinois 2018 Statewide TRM, Section 4.4.1 (for 1.5 ton unit) | 0 | 0 | 52.5 | unit (1.5 ton) |  | 52.5
Nonequipment | HVAC tune-up | HVAC tune-up | Code-Compliant Retrofit PTAC, 1.5 Tons, 7.1 SEER | Commercial | Existing | College and University | FL Zone 2 | Per Unit | 0% | 3480.4878 | 3306.4634 | 174.0244 | 0.05 | 5 | 0.049706 | 0 | 0 | no base cost | 0 | 0 | 52.5 | Illinois 2018 Statewide TRM, Section 4.4.1 (for 1.5 ton unit) | 0 | 0 | 52.5 | unit (1.5 ton) |  | 52.5
Nonequipment | HVAC tune-up | HVAC tune-up | Code-Compliant Retrofit PTAC, 1.5 Tons, 7.1 SEER | Commercial | Existing | Grocery | FL Zone 2 | Per Unit | 0% | 1733.0429 | 1646.3908 | 86.6521 | 0.05 | 5 | 0.043111 | 0 | 0 | no base cost | 0 | 0 | 52.5 | Illinois 2018 Statewide TRM, Section 4.4.1 (for 1.5 ton unit) | 0 | 0 | 52.5 | unit (1.5 ton) |  | 52.5
Nonequipment | HVAC tune-up | HVAC tune-up | Code-Compliant Retrofit PTAC, 1.5 Tons, 7.1 SEER | Commercial | Existing | Healthcare | FL Zone 2 | Per Unit | 0% | 6826.5568 | 6485.229 | 341.3278 | 0.05 | 5 | 0.16982 | 0 | 0 | no base cost | 0 | 0 | 52.5 | Illinois 2018 Statewide TRM, Section 4.4.1 (for 1.5 ton unit) | 0 | 0 | 52.5 | unit (1.5 ton) |  | 52.5
Nonequipment | HVAC tune-up | HVAC tune-up | Code-Compliant Retrofit PTAC, 1.5 Tons, 7.1 SEER | Commercial | Existing | Hospitals | FL Zone 2 | Per Unit | 0% | 6466.5064 | 6143.181 | 323.3253 | 0.05 | 5 | 0.09235 | 0 | 0 | no base cost | 0 | 0 | 52.5 | Illinois 2018 Statewide TRM, Section 4.4.1 (for 1.5 ton unit) | 0 | 0 | 52.5 | unit (1.5 ton) |  | 52.5
Nonequipment | HVAC tune-up | HVAC tune-up | Code-Compliant Retrofit PTAC, 1.5 Tons, 7.1 SEER | Commercial | Existing | Institutional | FL Zone 2 | Per Unit | 0% | 1694.6375 | 1609.9056 | 84.7319 | 0.05 | 5 | 0.042155 | 0 | 0 | no base cost | 0 | 0 | 52.5 | Illinois 2018 Statewide TRM, Section 4.4.1 (for 1.5 ton unit) | 0 | 0 | 52.5 | unit (1.5 ton) |  | 52.5
Nonequipment | HVAC tune-up | HVAC tune-up | Code-Compliant Retrofit PTAC, 1.5 Tons, 7.1 SEER | Commercial | Existing | Lodging/Hospitality | FL Zone 2 | Per Unit | 0% | 5182.3264 | 4923.21 | 259.1163 | 0.05 | 5 | 0.12891 | 0 | 0 | no base cost | 0 | 0 | 52.5 | Illinois 2018 Statewide TRM, Section 4.4.1 (for 1.5 ton unit) | 0 | 0 | 52.5 | unit (1.5 ton) |  | 52.5
Nonequipment | HVAC tune-up | HVAC tune-up | Code-Compliant Retrofit PTAC, 1.5 Tons, 7.1 SEER | Commercial | Existing | Miscellaneous | FL Zone 2 | Per Unit | 0% | 1752.2456 | 1664.6333 | 87.6123 | 0.05 | 5 | 0.03627 | 0 | 0 | no base cost | 0 | 0 | 52.5 | Illinois 2018 Statewide TRM, Section 4.4.1 (for 1.5 ton unit) | 0 | 0 | 52.5 | unit (1.5 ton) |  | 52.5
Nonequipment | HVAC tune-up | HVAC tune-up | Code-Compliant Retrofit PTAC, 1.5 Tons, 7.1 SEER | Commercial | Existing | Offices | FL Zone 2 | Per Unit | 0% | 3530.8949 | 3354.3502 | 176.5447 | 0.05 | 5 | 0.073087 | 0 | 0 | no base cost | 0 | 0 | 52.5 | Illinois 2018 Statewide TRM, Section 4.4.1 (for 1.5 ton unit) | 0 | 0 | 52.5 | unit (1.5 ton) |  | 52.5
Nonequipment | HVAC tune-up | HVAC tune-up | Code-Compliant Retrofit PTAC, 1.5 Tons, 7.1 SEER | Commercial | Existing | Restaurants | FL Zone 2 | Per Unit | 0% | 5083.9126 | 4829.7169 | 254.1956 | 0.05 | 5 | 0.12647 | 0 | 0 | no base cost | 0 | 0 | 52.5 | Illinois 2018 Statewide TRM, Section 4.4.1 (for 1.5 ton unit) | 0 | 0 | 52.5 | unit (1.5 ton) |  | 52.5
Nonequipment | HVAC tune-up | HVAC tune-up | Code-Compliant Retrofit PTAC, 1.5 Tons, 7.1 SEER | Commercial | Existing | Retail | FL Zone 2 | Per Unit | 0% | 3984.5585 | 3785.3306 | 199.2279 | 0.05 | 5 | 0.099119 | 0 | 0 | no base cost | 0 | 0 | 52.5 | Illinois 2018 Statewide TRM, Section 4.4.1 (for 1.5 ton unit) | 0 | 0 | 52.5 | unit (1.5 ton) |  | 52.5
Nonequipment | HVAC tune-up | HVAC tune-up | Code-Compliant Retrofit PTAC, 1.5 Tons, 7.1 SEER | Commercial | Existing | Schools K-12 | FL Zone 2 | Per Unit | 0% | 3463.6855 | 3290.5012 | 173.1843 | 0.05 | 5 | 0.086162 | 0 | 0 | no base cost | 0 | 0 | 52.5 | Illinois 2018 Statewide TRM, Section 4.4.1 (for 1.5 ton unit) | 0 | 0 | 52.5 | unit (1.5 ton) |  | 52.5
Nonequipment | HVAC tune-up | HVAC tune-up | Code-Compliant Retrofit PTAC, 1.5 Tons, 7.1 SEER | Commercial | Existing | Warehouse | FL Zone 2 | Per Unit | 0% | 760.9067 | 722.8613 | 38.0453 | 0.05 | 5 | 0.018928 | 0 | 0 | no base cost | 0 | 0 | 52.5 | Illinois 2018 Statewide TRM, Section 4.4.1 (for 1.5 ton unit) | 0 | 0 | 52.5 | unit (1.5 ton) |  | 52.5
Nonequipment | HVAC tune-up | HVAC tune-up | Code-Compliant New Construction PTAC, 1.5 Tons, 11 SEER | Commercial | New | Assembly | FL Zone 2 | Per Unit | 0% | 3137.2397 | 2980.3777 | 156.862 | 0.05 | 5 | 0.078041 | 0 | 0 | no base cost | 0 | 0 | 52.5 | Illinois 2018 Statewide TRM, Section 4.4.1 (for 1.5 ton unit) | 0 | 0 | 52.5 | unit (1.5 ton) |  | 52.5
Nonequipment | HVAC tune-up | HVAC tune-up | Code-Compliant New Construction PTAC, 1.5 Tons, 11 SEER | Commercial | New | College and University | FL Zone 2 | Per Unit | 0% | 3480.4878 | 3306.4634 | 174.0244 | 0.05 | 5 | 0.049706 | 0 | 0 | no base cost | 0 | 0 | 52.5 | Illinois 2018 Statewide TRM, Section 4.4.1 (for 1.5 ton unit) | 0 | 0 | 52.5 | unit (1.5 ton) |  | 52.5
Nonequipment | HVAC tune-up | HVAC tune-up | Code-Compliant New Construction PTAC, 1.5 Tons, 11 SEER | Commercial | New | Grocery | FL Zone 2 | Per Unit | 0% | 1733.0429 | 1646.3908 | 86.6521 | 0.05 | 5 | 0.043111 | 0 | 0 | no base cost | 0 | 0 | 52.5 | Illinois 2018 Statewide TRM, Section 4.4.1 (for 1.5 ton unit) | 0 | 0 | 52.5 | unit (1.5 ton) |  | 52.5
Nonequipment | HVAC tune-up | HVAC tune-up | Code-Compliant New Construction PTAC, 1.5 Tons, 11 SEER | Commercial | New | Healthcare | FL Zone 2 | Per Unit | 0% | 6826.5568 | 6485.229 | 341.3278 | 0.05 | 5 | 0.16982 | 0 | 0 | no base cost | 0 | 0 | 52.5 | Illinois 2018 Statewide TRM, Section 4.4.1 (for 1.5 ton unit) | 0 | 0 | 52.5 | unit (1.5 ton) |  | 52.5
Nonequipment | HVAC tune-up | HVAC tune-up | Code-Compliant New Construction PTAC, 1.5 Tons, 11 SEER | Commercial | New | Hospitals | FL Zone 2 | Per Unit | 0% | 6466.5064 | 6143.181 | 323.3253 | 0.05 | 5 | 0.09235 | 0 | 0 | no base cost | 0 | 0 | 52.5 | Illinois 2018 Statewide TRM, Section 4.4.1 (for 1.5 ton unit) | 0 | 0 | 52.5 | unit (1.5 ton) |  | 52.5
Nonequipment | HVAC tune-up | HVAC tune-up | Code-Compliant New Construction PTAC, 1.5 Tons, 11 SEER | Commercial | New | Institutional | FL Zone 2 | Per Unit | 0% | 1694.6375 | 1609.9056 | 84.7319 | 0.05 | 5 | 0.042155 | 0 | 0 | no base cost | 0 | 0 | 52.5 | Illinois 2018 Statewide TRM, Section 4.4.1 (for 1.5 ton unit) | 0 | 0 | 52.5 | unit (1.5 ton) |  | 52.5
Nonequipment | HVAC tune-up | HVAC tune-up | Code-Compliant New Construction PTAC, 1.5 Tons, 11 SEER | Commercial | New | Lodging/Hospitality | FL Zone 2 | Per Unit | 0% | 5182.3264 | 4923.21 | 259.1163 | 0.05 | 5 | 0.12891 | 0 | 0 | no base cost | 0 | 0 | 52.5 | Illinois 2018 Statewide TRM, Section 4.4.1 (for 1.5 ton unit) | 0 | 0 | 52.5 | unit (1.5 ton) |  | 52.5
Nonequipment | HVAC tune-up | HVAC tune-up | Code-Compliant New Construction PTAC, 1.5 Tons, 11 SEER | Commercial | New | Miscellaneous | FL Zone 2 | Per Unit | 0% | 1752.2456 | 1664.6333 | 87.6123 | 0.05 | 5 | 0.03627 | 0 | 0 | no base cost | 0 | 0 | 52.5 | Illinois 2018 Statewide TRM, Section 4.4.1 (for 1.5 ton unit) | 0 | 0 | 52.5 | unit (1.5 ton) |  | 52.5
Nonequipment | HVAC tune-up | HVAC tune-up | Code-Compliant New Construction PTAC, 1.5 Tons, 11 SEER | Commercial | New | Offices | FL Zone 2 | Per Unit | 0% | 3530.8949 | 3354.3502 | 176.5447 | 0.05 | 5 | 0.073087 | 0 | 0 | no base cost | 0 | 0 | 52.5 | Illinois 2018 Statewide TRM, Section 4.4.1 (for 1.5 ton unit) | 0 | 0 | 52.5 | unit (1.5 ton) |  | 52.5
Nonequipment | HVAC tune-up | HVAC tune-up | Code-Compliant New Construction PTAC, 1.5 Tons, 11 SEER | Commercial | New | Restaurants | FL Zone 2 | Per Unit | 0% | 5083.9126 | 4829.7169 | 254.1956 | 0.05 | 5 | 0.12647 | 0 | 0 | no base cost | 0 | 0 | 52.5 | Illinois 2018 Statewide TRM, Section 4.4.1 (for 1.5 ton unit) | 0 | 0 | 52.5 | unit (1.5 ton) |  | 52.5
Nonequipment | HVAC tune-up | HVAC tune-up | Code-Compliant New Construction PTAC, 1.5 Tons, 11 SEER | Commercial | New | Retail | FL Zone 2 | Per Unit | 0% | 3984.5585 | 3785.3306 | 199.2279 | 0.05 | 5 | 0.099119 | 0 | 0 | no base cost | 0 | 0 | 52.5 | Illinois 2018 Statewide TRM, Section 4.4.1 (for 1.5 ton unit) | 0 | 0 | 52.5 | unit (1.5 ton) |  | 52.5
Nonequipment | HVAC tune-up | HVAC tune-up | Code-Compliant New Construction PTAC, 1.5 Tons, 11 SEER | Commercial | New | Schools K-12 | FL Zone 2 | Per Unit | 0% | 3463.6855 | 3290.5012 | 173.1843 | 0.05 | 5 | 0.086162 | 0 | 0 | no base cost | 0 | 0 | 52.5 | Illinois 2018 Statewide TRM, Section 4.4.1 (for 1.5 ton unit) | 0 | 0 | 52.5 | unit (1.5 ton) |  | 52.5
Nonequipment | HVAC tune-up | HVAC tune-up | Code-Compliant New Construction PTAC, 1.5 Tons, 11 SEER | Commercial | New | Warehouse | FL Zone 2 | Per Unit | 0% | 760.9067 | 722.8613 | 38.0453 | 0.05 | 5 | 0.018928 | 0 | 0 | no base cost | 0 | 0 | 52.5 | Illinois 2018 Statewide TRM, Section 4.4.1 (for 1.5 ton unit) | 0 | 0 | 52.5 | unit (1.5 ton) |  | 52.5
Nonequipment | HVAC tune-up_RTU | HVAC tune-up_RTU | Code-Compliant Retrofit PTAC, 1.5 Tons, 7.1 SEER | Commercial | Existing | Assembly | FL Zone 2 | Per Unit | 0% | 15686.1986 | 14901.8887 | 784.3099 | 0.05 | 5 | 0.32432 | 0 | 0 | no base cost | 0 | 0 | 350 | Illinois 2018 Statewide TRM, Section 4.4.1 (for 10 ton unit) | 0 | 0 | 350 | unit (10 ton) |  | 350
Nonequipment | HVAC tune-up_RTU | HVAC tune-up_RTU | Code-Compliant Retrofit PTAC, 1.5 Tons, 7.1 SEER | Commercial | Existing | College and University | FL Zone 2 | Per Unit | 0% | 17402.4392 | 16532.3172 | 870.122 | 0.05 | 5 | 0.35981 | 0 | 0 | no base cost | 0 | 0 | 350 | Illinois 2018 Statewide TRM, Section 4.4.1 (for 10 ton unit) | 0 | 0 | 350 | unit (10 ton) |  | 350
Nonequipment | HVAC tune-up_RTU | HVAC tune-up_RTU | Code-Compliant Retrofit PTAC, 1.5 Tons, 7.1 SEER | Commercial | Existing | Grocery | FL Zone 2 | Per Unit | 0% | 8665.2145 | 8231.9538 | 433.2607 | 0.05 | 5 | 0.17916 | 0 | 0 | no base cost | 0 | 0 | 350 | Illinois 2018 Statewide TRM, Section 4.4.1 (for 10 ton unit) | 0 | 0 | 350 | unit (10 ton) |  | 350
Nonequipment | HVAC tune-up_RTU | HVAC tune-up_RTU | Code-Compliant Retrofit PTAC, 1.5 Tons, 7.1 SEER | Commercial | Existing | Healthcare | FL Zone 2 | Per Unit | 0% | 34132.7841 | 32426.1449 | 1706.6392 | 0.05 | 5 | 0.70572 | 0 | 0 | no base cost | 0 | 0 | 350 | Illinois 2018 Statewide TRM, Section 4.4.1 (for 10 ton unit) | 0 | 0 | 350 | unit (10 ton) |  | 350
Nonequipment | HVAC tune-up_RTU | HVAC tune-up_RTU | Code-Compliant Retrofit PTAC, 1.5 Tons, 7.1 SEER | Commercial | Existing | Hospitals | FL Zone 2 | Per Unit | 0% | 32332.5318 | 30715.9052 | 1616.6266 | 0.05 | 5 | 0.6685 | 0 | 0 | no base cost | 0 | 0 | 350 | Illinois 2018 Statewide TRM, Section 4.4.1 (for 10 ton unit) | 0 | 0 | 350 | unit (10 ton) |  | 350
Nonequipment | HVAC tune-up_RTU | HVAC tune-up_RTU | Code-Compliant Retrofit PTAC, 1.5 Tons, 7.1 SEER | Commercial | Existing | Institutional | FL Zone 2 | Per Unit | 0% | 8473.1876 | 8049.5282 | 423.6594 | 0.05 | 5 | 0.17519 | 0 | 0 | no base cost | 0 | 0 | 350 | Illinois 2018 Statewide TRM, Section 4.4.1 (for 10 ton unit) | 0 | 0 | 350 | unit (10 ton) |  | 350
Nonequipment | HVAC tune-up_RTU | HVAC tune-up_RTU | Code-Compliant Retrofit PTAC, 1.5 Tons, 7.1 SEER | Commercial | Existing | Lodging/Hospitality | FL Zone 2 | Per Unit | 0% | 25911.6318 | 24616.0502 | 1295.5816 | 0.05 | 5 | 0.53574 | 0 | 0 | no base cost | 0 | 0 | 350 | Illinois 2018 Statewide TRM, Section 4.4.1 (for 10 ton unit) | 0 | 0 | 350 | unit (10 ton) |  | 350
Nonequipment | HVAC tune-up_RTU | HVAC tune-up_RTU | Code-Compliant Retrofit PTAC, 1.5 Tons, 7.1 SEER | Commercial | Existing | Miscellaneous | FL Zone 2 | Per Unit | 0% | 8761.228 | 8323.1666 | 438.0614 | 0.05 | 5 | 0.18114 | 0 | 0 | no base cost | 0 | 0 | 350 | Illinois 2018 Statewide TRM, Section 4.4.1 (for 10 ton unit) | 0 | 0 | 350 | unit (10 ton) |  | 350
Nonequipment | HVAC tune-up_RTU | HVAC tune-up_RTU | Code-Compliant Retrofit PTAC, 1.5 Tons, 7.1 SEER | Commercial | Existing | Offices | FL Zone 2 | Per Unit | 0% | 17654.4745 | 16771.7508 | 882.7237 | 0.05 | 5 | 0.36502 | 0 | 0 | no base cost | 0 | 0 | 350 | Illinois 2018 Statewide TRM, Section 4.4.1 (for 10 ton unit) | 0 | 0 | 350 | unit (10 ton) |  | 350
Nonequipment | HVAC tune-up_RTU | HVAC tune-up_RTU | Code-Compliant Retrofit PTAC, 1.5 Tons, 7.1 SEER | Commercial | Existing | Restaurants | FL Zone 2 | Per Unit | 0% | 25419.5629 | 24148.5847 | 1270.9781 | 0.05 | 5 | 0.52557 | 0 | 0 | no base cost | 0 | 0 | 350 | Illinois 2018 Statewide TRM, Section 4.4.1 (for 10 ton unit) | 0 | 0 | 350 | unit (10 ton) |  | 350
Nonequipment | HVAC tune-up_RTU | HVAC tune-up_RTU | Code-Compliant Retrofit PTAC, 1.5 Tons, 7.1 SEER | Commercial | Existing | Retail | FL Zone 2 | Per Unit | 0% | 19922.7924 | 18926.6528 | 996.1396 | 0.05 | 5 | 0.41192 | 0 | 0 | no base cost | 0 | 0 | 350 | Illinois 2018 Statewide TRM, Section 4.4.1 (for 10 ton unit) | 0 | 0 | 350 | unit (10 ton) |  | 350
Nonequipment | HVAC tune-up_RTU | HVAC tune-up_RTU | Code-Compliant Retrofit PTAC, 1.5 Tons, 7.1 SEER | Commercial | Existing | Schools K-12 | FL Zone 2 | Per Unit | 0% | 17318.4274 | 16452.506 | 865.9214 | 0.05 | 5 | 0.35807 | 0 | 0 | no base cost | 0 | 0 | 350 | Illinois 2018 Statewide TRM, Section 4.4.1 (for 10 ton unit) | 0 | 0 | 350 | unit (10 ton) |  | 350
Nonequipment | HVAC tune-up_RTU | HVAC tune-up_RTU | Code-Compliant Retrofit PTAC, 1.5 Tons, 7.1 SEER | Commercial | Existing | Warehouse | FL Zone 2 | Per Unit | 0% | 3804.5333 | 3614.3066 | 190.2267 | 0.05 | 5 | 0.078661 | 0 | 0 | no base cost | 0 | 0 | 350 | Illinois 2018 Statewide TRM, Section 4.4.1 (for 10 ton unit) | 0 | 0 | 350 | unit (10 ton) |  | 350
Nonequipment | HVAC tune-up_RTU | HVAC tune-up_RTU | Code-Compliant New Construction PTAC, 1.5 Tons, 11 SEER | Commercial | New | Assembly | FL Zone 2 | Per Unit | 0% | 15686.1986 | 14901.8887 | 784.3099 | 0.05 | 5 | 0.32432 | 0 | 0 | no base cost | 0 | 0 | 350 | Illinois 2018 Statewide TRM, Section 4.4.1 (for 10 ton unit) | 0 | 0 | 350 | unit (10 ton) |  | 350
Nonequipment | HVAC tune-up_RTU | HVAC tune-up_RTU | Code-Compliant New Construction PTAC, 1.5 Tons, 11 SEER | Commercial | New | College and University | FL Zone 2 | Per Unit | 0% | 17402.4392 | 16532.3172 | 870.122 | 0.05 | 5 | 0.35981 | 0 | 0 | no base cost | 0 | 0 | 350 | Illinois 2018 Statewide TRM, Section 4.4.1 (for 10 ton unit) | 0 | 0 | 350 | unit (10 ton) |  | 350
Nonequipment | HVAC tune-up_RTU | HVAC tune-up_RTU | Code-Compliant New Construction PTAC, 1.5 Tons, 11 SEER | Commercial | New | Grocery | FL Zone 2 | Per Unit | 0% | 8665.2145 | 8231.9538 | 433.2607 | 0.05 | 5 | 0.17916 | 0 | 0 | no base cost | 0 | 0 | 350 | Illinois 2018 Statewide TRM, Section 4.4.1 (for 10 ton unit) | 0 | 0 | 350 | unit (10 ton) |  | 350
Nonequipment | HVAC tune-up_RTU | HVAC tune-up_RTU | Code-Compliant New Construction PTAC, 1.5 Tons, 11 SEER | Commercial | New | Healthcare | FL Zone 2 | Per Unit | 0% | 34132.7841 | 32426.1449 | 1706.6392 | 0.05 | 5 | 0.70572 | 0 | 0 | no base cost | 0 | 0 | 350 | Illinois 2018 Statewide TRM, Section 4.4.1 (for 10 ton unit) | 0 | 0 | 350 | unit (10 ton) |  | 350
Nonequipment | HVAC tune-up_RTU | HVAC tune-up_RTU | Code-Compliant New Construction PTAC, 1.5 Tons, 11 SEER | Commercial | New | Hospitals | FL Zone 2 | Per Unit | 0% | 32332.5318 | 30715.9052 | 1616.6266 | 0.05 | 5 | 0.6685 | 0 | 0 | no base cost | 0 | 0 | 350 | Illinois 2018 Statewide TRM, Section 4.4.1 (for 10 ton unit) | 0 | 0 | 350 | unit (10 ton) |  | 350
Nonequipment | HVAC tune-up_RTU | HVAC tune-up_RTU | Code-Compliant New Construction PTAC, 1.5 Tons, 11 SEER | Commercial | New | Institutional | FL Zone 2 | Per Unit | 0% | 8473.1876 | 8049.5282 | 423.6594 | 0.05 | 5 | 0.17519 | 0 | 0 | no base cost | 0 | 0 | 350 | Illinois 2018 Statewide TRM, Section 4.4.1 (for 10 ton unit) | 0 | 0 | 350 | unit (10 ton) |  | 350
Nonequipment | HVAC tune-up_RTU | HVAC tune-up_RTU | Code-Compliant New Construction PTAC, 1.5 Tons, 11 SEER | Commercial | New | Lodging/Hospitality | FL Zone 2 | Per Unit | 0% | 25911.6318 | 24616.0502 | 1295.5816 | 0.05 | 5 | 0.53574 | 0 | 0 | no base cost | 0 | 0 | 350 | Illinois 2018 Statewide TRM, Section 4.4.1 (for 10 ton unit) | 0 | 0 | 350 | unit (10 ton) |  | 350
Nonequipment | HVAC tune-up_RTU | HVAC tune-up_RTU | Code-Compliant New Construction PTAC, 1.5 Tons, 11 SEER | Commercial | New | Miscellaneous | FL Zone 2 | Per Unit | 0% | 8761.228 | 8323.1666 | 438.0614 | 0.05 | 5 | 0.18114 | 0 | 0 | no base cost | 0 | 0 | 350 | Illinois 2018 Statewide TRM, Section 4.4.1 (for 10 ton unit) | 0 | 0 | 350 | unit (10 ton) |  | 350
Nonequipment | HVAC tune-up_RTU | HVAC tune-up_RTU | Code-Compliant New Construction PTAC, 1.5 Tons, 11 SEER | Commercial | New | Offices | FL Zone 2 | Per Unit | 0% | 17654.4745 | 16771.7508 | 882.7237 | 0.05 | 5 | 0.36502 | 0 | 0 | no base cost | 0 | 0 | 350 | Illinois 2018 Statewide TRM, Section 4.4.1 (for 10 ton unit) | 0 | 0 | 350 | unit (10 ton) |  | 350
Nonequipment | HVAC tune-up_RTU | HVAC tune-up_RTU | Code-Compliant New Construction PTAC, 1.5 Tons, 11 SEER | Commercial | New | Restaurants | FL Zone 2 | Per Unit | 0% | 25419.5629 | 24148.5847 | 1270.9781 | 0.05 | 5 | 0.52557 | 0 | 0 | no base cost | 0 | 0 | 350 | Illinois 2018 Statewide TRM, Section 4.4.1 (for 10 ton unit) | 0 | 0 | 350 | unit (10 ton) |  | 350
Nonequipment | HVAC tune-up_RTU | HVAC tune-up_RTU | Code-Compliant New Construction PTAC, 1.5 Tons, 11 SEER | Commercial | New | Retail | FL Zone 2 | Per Unit | 0% | 19922.7924 | 18926.6528 | 996.1396 | 0.05 | 5 | 0.41192 | 0 | 0 | no base cost | 0 | 0 | 350 | Illinois 2018 Statewide TRM, Section 4.4.1 (for 10 ton unit) | 0 | 0 | 350 | unit (10 ton) |  | 350
Nonequipment | HVAC tune-up_RTU | HVAC tune-up_RTU | Code-Compliant New Construction PTAC, 1.5 Tons, 11 SEER | Commercial | New | Schools K-12 | FL Zone 2 | Per Unit | 0% | 17318.4274 | 16452.506 | 865.9214 | 0.05 | 5 | 0.35807 | 0 | 0 | no base cost | 0 | 0 | 350 | Illinois 2018 Statewide TRM, Section 4.4.1 (for 10 ton unit) | 0 | 0 | 350 | unit (10 ton) |  | 350
Nonequipment | HVAC tune-up_RTU | HVAC tune-up_RTU | Code-Compliant New Construction PTAC, 1.5 Tons, 11 SEER | Commercial | New | Warehouse | FL Zone 2 | Per Unit | 0% | 3804.5333 | 3614.3066 | 190.2267 | 0.05 | 5 | 0.078661 | 0 | 0 | no base cost | 0 | 0 | 350 | Illinois 2018 Statewide TRM, Section 4.4.1 (for 10 ton unit) | 0 | 0 | 350 | unit (10 ton) |  | 350
Nonequipment | Infiltration Reduction - Air Sealing | Reduced leakage through caulking, weather-stripping | 0 | Commercial | Existing | Assembly | FL Zone 2 | Square feet | 0% | 3.7877 | 3.754 | 0.033696 | 0.0088963 | 11 | 7.4535e-06 | 2.2133e-05 | 0 | no base cost | 0 | 0 | 0.094 | rate at $0.094/sq.ft, based on reference: https://www.fixr.com/costs/air-leaks-sealing#sQ1 | 0.168 | assume one energy audit rate at $0.125/sq.ft, sealing rate at $53.75/per labor hour (same as duct insulation) and 0.0016 hr/sq.ft, reference: https://www.fixr.com/costs/air-leaks-sealing#sQ1 | 0.262 | sq ft |  | 0.262
Nonequipment | Infiltration Reduction - Air Sealing | Reduced leakage through caulking, weather-stripping | 0 | Commercial | Existing | College and University | FL Zone 2 | Square feet | 0% | 11.0507 | 11.0342 | 0.01646 | 0.0014895 | 11 | 3.6409e-06 | 1.0812e-05 | 0 | no base cost | 0 | 0 | 0.094 | rate at $0.094/sq.ft, based on reference: https://www.fixr.com/costs/air-leaks-sealing#sQ1 | 0.168 | assume one energy audit rate at $0.125/sq.ft, sealing rate at $53.75/per labor hour (same as duct insulation) and 0.0016 hr/sq.ft, reference: https://www.fixr.com/costs/air-leaks-sealing#sQ1 | 0.262 | sq ft |  | 0.262
Nonequipment | Infiltration Reduction - Air Sealing | Reduced leakage through caulking, weather-stripping | 0 | Commercial | Existing | Grocery | FL Zone 2 | Square feet | 0% | 31.0105 | 30.8959 | 0.11459 | 0.0036951 | 11 | 2.5346e-05 | 7.5264e-05 | 0 | no base cost | 0 | 0 | 0.094 | rate at $0.094/sq.ft, based on reference: https://www.fixr.com/costs/air-leaks-sealing#sQ1 | 0.168 | assume one energy audit rate at $0.125/sq.ft, sealing rate at $53.75/per labor hour (same as duct insulation) and 0.0016 hr/sq.ft, reference: https://www.fixr.com/costs/air-leaks-sealing#sQ1 | 0.262 | sq ft |  | 0.262
Nonequipment | Infiltration Reduction - Air Sealing | Reduced leakage through caulking, weather-stripping | 0 | Commercial | Existing | Healthcare | FL Zone 2 | Square feet | 44.79% | 15.0829 | 15.051 | 0.031929 | 0.0021169 | 11 | 7.0627e-06 | 2.0972e-05 | 0 | no base cost | 0 | 0 | 0.094 | rate at $0.094/sq.ft, based on reference: https://www.fixr.com/costs/air-leaks-sealing#sQ1 | 0.168 | assume one energy audit rate at $0.125/sq.ft, sealing rate at $53.75/per labor hour (same as duct insulation) and 0.0016 hr/sq.ft, reference: https://www.fixr.com/costs/air-leaks-sealing#sQ1 | 0.262 | sq ft |  | 0.262
Nonequipment | Infiltration Reduction - Air Sealing | Reduced leakage through caulking, weather-stripping | 0 | Commercial | Existing | Hospitals | FL Zone 2 | Square feet | 0% | 81.2975 | 81.281 | 0.016517 | 0.00020316 | 11 | 3.6534e-06 | 1.0849e-05 | 0 | no base cost | 0 | 0 | 0.094 | rate at $0.094/sq.ft, based on reference: https://www.fixr.com/costs/air-leaks-sealing#sQ1 | 0.168 | assume one energy audit rate at $0.125/sq.ft, sealing rate at $53.75/per labor hour (same as duct insulation) and 0.0016 hr/sq.ft, reference: https://www.fixr.com/costs/air-leaks-sealing#sQ1 | 0.262 | sq ft |  | 0.262
Nonequipment | Infiltration Reduction - Air Sealing | Reduced leakage through caulking, weather-stripping | 0 | Commercial | Existing | Institutional | FL Zone 2 | Square feet | 0% | 56.2721 | 56.1691 | 0.10305 | 0.0018312 | 11 | 2.2794e-05 | 6.7685e-05 | 0 | no base cost | 0 | 0 | 0.094 | rate at $0.094/sq.ft, based on reference: https://www.fixr.com/costs/air-leaks-sealing#sQ1 | 0.168 | assume one energy audit rate at $0.125/sq.ft, sealing rate at $53.75/per labor hour (same as duct insulation) and 0.0016 hr/sq.ft, reference: https://www.fixr.com/costs/air-leaks-sealing#sQ1 | 0.262 | sq ft |  | 0.262
Nonequipment | Infiltration Reduction - Air Sealing | Reduced leakage through caulking, weather-stripping | 0 | Commercial | Existing | Lodging/Hospitality | FL Zone 2 | Square feet | 0% | 34.7257 | 34.6482 | 0.077519 | 0.0022323 | 11 | 1.7147e-05 | 5.0917e-05 | 0 | no base cost | 0 | 0 | 0.094 | rate at $0.094/sq.ft, based on reference: https://www.fixr.com/costs/air-leaks-sealing#sQ1 | 0.168 | assume one energy audit rate at $0.125/sq.ft, sealing rate at $53.75/per labor hour (same as duct insulation) and 0.0016 hr/sq.ft, reference: https://www.fixr.com/costs/air-leaks-sealing#sQ1 | 0.262 | sq ft |  | 0.262
Nonequipment | Infiltration Reduction - Air Sealing | Reduced leakage through caulking, weather-stripping | 0 | Commercial | Existing | Miscellaneous | FL Zone 2 | Square feet | 0% | 107.2344 | 107.2138 | 0.020598 | 0.00019208 | 11 | 4.5561e-06 | 1.3529e-05 | 0 | no base cost | 0 | 0 | 0.094 | rate at $0.094/sq.ft, based on reference: https://www.fixr.com/costs/air-leaks-sealing#sQ1 | 0.168 | assume one energy audit rate at $0.125/sq.ft, sealing rate at $53.75/per labor hour (same as duct insulation) and 0.0016 hr/sq.ft, reference: https://www.fixr.com/costs/air-leaks-sealing#sQ1 | 0.262 | sq ft |  | 0.262
Nonequipment | Infiltration Reduction - Air Sealing | Reduced leakage through caulking, weather-stripping | 0 | Commercial | Existing | Offices | FL Zone 2 | Square feet | 44.79% | 58.1979 | 58.0483 | 0.14955 | 0.0025696 | 11 | 3.3079e-05 | 9.8227e-05 | 0 | no base cost | 0 | 0 | 0.094 | rate at $0.094/sq.ft, based on reference: https://www.fixr.com/costs/air-leaks-sealing#sQ1 | 0.168 | assume one energy audit rate at $0.125/sq.ft, sealing rate at $53.75/per labor hour (same as duct insulation) and 0.0016 hr/sq.ft, reference: https://www.fixr.com/costs/air-leaks-sealing#sQ1 | 0.262 | sq ft |  | 0.262
Nonequipment | Infiltration Reduction - Air Sealing | Reduced leakage through caulking, weather-stripping | 0 | Commercial | Existing | Restaurants | FL Zone 2 | Square feet | 0% | 31.354 | 31.2428 | 0.11119 | 0.0035461 | 11 | 2.4594e-05 | 7.303e-05 | 0 | no base cost | 0 | 0 | 0.094 | rate at $0.094/sq.ft, based on reference: https://www.fixr.com/costs/air-leaks-sealing#sQ1 | 0.168 | assume one energy audit rate at $0.125/sq.ft, sealing rate at $53.75/per labor hour (same as duct insulation) and 0.0016 hr/sq.ft, reference: https://www.fixr.com/costs/air-leaks-sealing#sQ1 | 0.262 | sq ft |  | 0.262
Nonequipment | Infiltration Reduction - Air Sealing | Reduced leakage through caulking, weather-stripping | 0 | Commercial | Existing | Retail | FL Zone 2 | Square feet | 44.79% | 5.9824 | 5.9338 | 0.04857 | 0.0081189 | 11 | 1.0744e-05 | 3.1902e-05 | 0 | no base cost | 0 | 0 | 0.094 | rate at $0.094/sq.ft, based on reference: https://www.fixr.com/costs/air-leaks-sealing#sQ1 | 0.168 | assume one energy audit rate at $0.125/sq.ft, sealing rate at $53.75/per labor hour (same as duct insulation) and 0.0016 hr/sq.ft, reference: https://www.fixr.com/costs/air-leaks-sealing#sQ1 | 0.262 | sq ft |  | 0.262
Nonequipment | Infiltration Reduction - Air Sealing | Reduced leakage through caulking, weather-stripping | 0 | Commercial | Existing | Schools K-12 | FL Zone 2 | Square feet | 0% | 5.1058 | 5.0947 | 0.011092 | 0.0021725 | 11 | 2.4536e-06 | 7.2858e-06 | 0 | no base cost | 0 | 0 | 0.094 | rate at $0.094/sq.ft, based on reference: https://www.fixr.com/costs/air-leaks-sealing#sQ1 | 0.168 | assume one energy audit rate at $0.125/sq.ft, sealing rate at $53.75/per labor hour (same as duct insulation) and 0.0016 hr/sq.ft, reference: https://www.fixr.com/costs/air-leaks-sealing#sQ1 | 0.262 | sq ft |  | 0.262
Nonequipment | Infiltration Reduction - Air Sealing | Reduced leakage through caulking, weather-stripping | 0 | Commercial | Existing | Warehouse | FL Zone 2 | Square feet | 0% | 1.4026 | 1.3719 | 0.030673 | 0.021869 | 11 | 6.7848e-06 | 2.0147e-05 | 0 | no base cost | 0 | 0 | 0.094 | rate at $0.094/sq.ft, based on reference: https://www.fixr.com/costs/air-leaks-sealing#sQ1 | 0.168 | assume one energy audit rate at $0.125/sq.ft, sealing rate at $53.75/per labor hour (same as duct insulation) and 0.0016 hr/sq.ft, reference: https://www.fixr.com/costs/air-leaks-sealing#sQ1 | 0.262 | sq ft |  | 0.262
Nonequipment | Infiltration Reduction - Air Sealing | Reduced leakage through caulking, weather-stripping | 0 | Commercial | New | Assembly | FL Zone 2 | Square feet | 0% | 3.7877 | 3.7546 | 0.033059 | 0.008728 | 11 | 7.3125e-06 | 2.1714e-05 | 0 | no base cost | 0 | 0 | 0.094 | rate at $0.094/sq.ft, based on reference: https://www.fixr.com/costs/air-leaks-sealing#sQ1 | 0.168 | assume one energy audit rate at $0.125/sq.ft, sealing rate at $53.75/per labor hour (same as duct insulation) and 0.0016 hr/sq.ft, reference: https://www.fixr.com/costs/air-leaks-sealing#sQ1 | 0.262 | sq ft |  | 0.262
Nonequipment | Infiltration Reduction - Air Sealing | Reduced leakage through caulking, weather-stripping | 0 | Commercial | New | College and University | FL Zone 2 | Square feet | 0% | 11.0507 | 11.0345 | 0.016149 | 0.0014613 | 11 | 3.572e-06 | 1.0607e-05 | 0 | no base cost | 0 | 0 | 0.094 | rate at $0.094/sq.ft, based on reference: https://www.fixr.com/costs/air-leaks-sealing#sQ1 | 0.168 | assume one energy audit rate at $0.125/sq.ft, sealing rate at $53.75/per labor hour (same as duct insulation) and 0.0016 hr/sq.ft, reference: https://www.fixr.com/costs/air-leaks-sealing#sQ1 | 0.262 | sq ft |  | 0.262
Nonequipment | Infiltration Reduction - Air Sealing | Reduced leakage through caulking, weather-stripping | 0 | Commercial | New | Grocery | FL Zone 2 | Square feet | 0% | 31.0105 | 30.8981 | 0.11242 | 0.0036252 | 11 | 2.4867e-05 | 7.384e-05 | 0 | no base cost | 0 | 0 | 0.094 | rate at $0.094/sq.ft, based on reference: https://www.fixr.com/costs/air-leaks-sealing#sQ1 | 0.168 | assume one energy audit rate at $0.125/sq.ft, sealing rate at $53.75/per labor hour (same as duct insulation) and 0.0016 hr/sq.ft, reference: https://www.fixr.com/costs/air-leaks-sealing#sQ1 | 0.262 | sq ft |  | 0.262
Nonequipment | Infiltration Reduction - Air Sealing | Reduced leakage through caulking, weather-stripping | 0 | Commercial | New | Healthcare | FL Zone 2 | Square feet | 0% | 15.0829 | 15.0516 | 0.031325 | 0.0020769 | 11 | 6.9291e-06 | 2.0575e-05 | 0 | no base cost | 0 | 0 | 0.094 | rate at $0.094/sq.ft, based on reference: https://www.fixr.com/costs/air-leaks-sealing#sQ1 | 0.168 | assume one energy audit rate at $0.125/sq.ft, sealing rate at $53.75/per labor hour (same as duct insulation) and 0.0016 hr/sq.ft, reference: https://www.fixr.com/costs/air-leaks-sealing#sQ1 | 0.262 | sq ft |  | 0.262
Nonequipment | Infiltration Reduction - Air Sealing | Reduced leakage through caulking, weather-stripping | 0 | Commercial | New | Hospitals | FL Zone 2 | Square feet | 0% | 81.2975 | 81.2813 | 0.016204 | 0.00019932 | 11 | 3.5843e-06 | 1.0643e-05 | 0 | no base cost | 0 | 0 | 0.094 | rate at $0.094/sq.ft, based on reference: https://www.fixr.com/costs/air-leaks-sealing#sQ1 | 0.168 | assume one energy audit rate at $0.125/sq.ft, sealing rate at $53.75/per labor hour (same as duct insulation) and 0.0016 hr/sq.ft, reference: https://www.fixr.com/costs/air-leaks-sealing#sQ1 | 0.262 | sq ft |  | 0.262
Nonequipment | Infiltration Reduction - Air Sealing | Reduced leakage through caulking, weather-stripping | 0 | Commercial | New | Institutional | FL Zone 2 | Square feet | 0% | 56.2721 | 56.171 | 0.1011 | 0.0017966 | 11 | 2.2362e-05 | 6.6404e-05 | 0 | no base cost | 0 | 0 | 0.094 | rate at $0.094/sq.ft, based on reference: https://www.fixr.com/costs/air-leaks-sealing#sQ1 | 0.168 | assume one energy audit rate at $0.125/sq.ft, sealing rate at $53.75/per labor hour (same as duct insulation) and 0.0016 hr/sq.ft, reference: https://www.fixr.com/costs/air-leaks-sealing#sQ1 | 0.262 | sq ft |  | 0.262
Nonequipment | Infiltration Reduction - Air Sealing | Reduced leakage through caulking, weather-stripping | 0 | Commercial | New | Lodging/Hospitality | FL Zone 2 | Square feet | 0% | 34.7257 | 34.6497 | 0.076052 | 0.0021901 | 11 | 1.6823e-05 | 4.9954e-05 | 0 | no base cost | 0 | 0 | 0.094 | rate at $0.094/sq.ft, based on reference: https://www.fixr.com/costs/air-leaks-sealing#sQ1 | 0.168 | assume one energy audit rate at $0.125/sq.ft, sealing rate at $53.75/per labor hour (same as duct insulation) and 0.0016 hr/sq.ft, reference: https://www.fixr.com/costs/air-leaks-sealing#sQ1 | 0.262 | sq ft |  | 0.262
Nonequipment | Infiltration Reduction - Air Sealing | Reduced leakage through caulking, weather-stripping | 0 | Commercial | New | Miscellaneous | FL Zone 2 | Square feet | 0% | 107.2344 | 107.2142 | 0.020208 | 0.00018845 | 11 | 4.4699e-06 | 1.3273e-05 | 0 | no base cost | 0 | 0 | 0.094 | rate at $0.094/sq.ft, based on reference: https://www.fixr.com/costs/air-leaks-sealing#sQ1 | 0.168 | assume one energy audit rate at $0.125/sq.ft, sealing rate at $53.75/per labor hour (same as duct insulation) and 0.0016 hr/sq.ft, reference: https://www.fixr.com/costs/air-leaks-sealing#sQ1 | 0.262 | sq ft |  | 0.262
Nonequipment | Infiltration Reduction - Air Sealing | Reduced leakage through caulking, weather-stripping | 0 | Commercial | New | Offices | FL Zone 2 | Square feet | 0% | 58.1979 | 58.0512 | 0.14672 | 0.002521 | 11 | 3.2453e-05 | 9.6368e-05 | 0 | no base cost | 0 | 0 | 0.094 | rate at $0.094/sq.ft, based on reference: https://www.fixr.com/costs/air-leaks-sealing#sQ1 | 0.168 | assume one energy audit rate at $0.125/sq.ft, sealing rate at $53.75/per labor hour (same as duct insulation) and 0.0016 hr/sq.ft, reference: https://www.fixr.com/costs/air-leaks-sealing#sQ1 | 0.262 | sq ft |  | 0.262
Nonequipment | Infiltration Reduction - Air Sealing | Reduced leakage through caulking, weather-stripping | 0 | Commercial | New | Restaurants | FL Zone 2 | Square feet | 0% | 31.354 | 31.2449 | 0.10908 | 0.003479 | 11 | 2.4129e-05 | 7.1648e-05 | 0 | no base cost | 0 | 0 | 0.094 | rate at $0.094/sq.ft, based on reference: https://www.fixr.com/costs/air-leaks-sealing#sQ1 | 0.168 | assume one energy audit rate at $0.125/sq.ft, sealing rate at $53.75/per labor hour (same as duct insulation) and 0.0016 hr/sq.ft, reference: https://www.fixr.com/costs/air-leaks-sealing#sQ1 | 0.262 | sq ft |  | 0.262
Nonequipment | Infiltration Reduction - Air Sealing | Reduced leakage through caulking, weather-stripping | 0 | Commercial | New | Retail | FL Zone 2 | Square feet | 0% | 5.9824 | 5.9347 | 0.047651 | 0.0079653 | 11 | 1.054e-05 | 3.1299e-05 | 0 | no base cost | 0 | 0 | 0.094 | rate at $0.094/sq.ft, based on reference: https://www.fixr.com/costs/air-leaks-sealing#sQ1 | 0.168 | assume one energy audit rate at $0.125/sq.ft, sealing rate at $53.75/per labor hour (same as duct insulation) and 0.0016 hr/sq.ft, reference: https://www.fixr.com/costs/air-leaks-sealing#sQ1 | 0.262 | sq ft |  | 0.262
Nonequipment | Infiltration Reduction - Air Sealing | Reduced leakage through caulking, weather-stripping | 0 | Commercial | New | Schools K-12 | FL Zone 2 | Square feet | 0% | 5.1058 | 5.0949 | 0.010882 | 0.0021314 | 11 | 2.4072e-06 | 7.148e-06 | 0 | no base cost | 0 | 0 | 0.094 | rate at $0.094/sq.ft, based on reference: https://www.fixr.com/costs/air-leaks-sealing#sQ1 | 0.168 | assume one energy audit rate at $0.125/sq.ft, sealing rate at $53.75/per labor hour (same as duct insulation) and 0.0016 hr/sq.ft, reference: https://www.fixr.com/costs/air-leaks-sealing#sQ1 | 0.262 | sq ft |  | 0.262
Nonequipment | Infiltration Reduction - Air Sealing | Reduced leakage through caulking, weather-stripping | 0 | Commercial | New | Warehouse | FL Zone 2 | Square feet | 0% | 1.4026 | 1.3725 | 0.030093 | 0.021456 | 11 | 6.6564e-06 | 1.9766e-05 | 0 | no base cost | 0 | 0 | 0.094 | rate at $0.094/sq.ft, based on reference: https://www.fixr.com/costs/air-leaks-sealing#sQ1 | 0.168 | assume one energy audit rate at $0.125/sq.ft, sealing rate at $53.75/per labor hour (same as duct insulation) and 0.0016 hr/sq.ft, reference: https://www.fixr.com/costs/air-leaks-sealing#sQ1 | 0.262 | sq ft |  | 0.262
Nonequipment | Low U-Value Windows | 100ft2 of Window meeting Energy Star Version 6.0 Requirements (R-Value: 0.27, SHGC: 0.21) | 100ft2 of Window meeting Energy Star Version 5.0 Requirements (R-Value: 0.3, SHGC: 0.21) | Commercial | Existing | Assembly | FL Zone 2 | Per 100 S.F. | 5.375% | 747.9879 | 403.9135 | 344.0744 | 0.46 | 20 | 0.12789 | 0.00143 | 0 | No equipment cost | 0 | No Labor Cost | 360 | Incremental cost equivalent to estimated window efficiency (U-factor = 0.27) https://www.energystar.gov/sites/default/files/ESWDS-ReviewOfCost_EffectivenessAnalysis.pdf | 0 | 0 | 360 | 100 sq ft |  | 360
Nonequipment | Low U-Value Windows | 100ft2 of Window meeting Energy Star Version 6.0 Requirements (R-Value: 0.27, SHGC: 0.21) | 100ft2 of Window meeting Energy Star Version 5.0 Requirements (R-Value: 0.3, SHGC: 0.21) | Commercial | Existing | College and University | FL Zone 2 | Per 100 S.F. | 10.75% | 747.9879 | 403.9135 | 344.0744 | 0.46 | 20 | 0.12789 | 0.00143 | 0 | No equipment cost | 0 | No Labor Cost | 360 | Incremental cost equivalent to estimated window efficiency (U-factor = 0.27) https://www.energystar.gov/sites/default/files/ESWDS-ReviewOfCost_EffectivenessAnalysis.pdf | 0 | 0 | 360 | 100 sq ft |  | 360
Nonequipment | Low U-Value Windows | 100ft2 of Window meeting Energy Star Version 6.0 Requirements (R-Value: 0.27, SHGC: 0.21) | 100ft2 of Window meeting Energy Star Version 5.0 Requirements (R-Value: 0.3, SHGC: 0.21) | Commercial | Existing | Grocery | FL Zone 2 | Per 100 S.F. | 8.361% | 747.9879 | 403.9135 | 344.0744 | 0.46 | 20 | 0.12789 | 0.00143 | 0 | No equipment cost | 0 | No Labor Cost | 360 | Incremental cost equivalent to estimated window efficiency (U-factor = 0.27) https://www.energystar.gov/sites/default/files/ESWDS-ReviewOfCost_EffectivenessAnalysis.pdf | 0 | 0 | 360 | 100 sq ft |  | 360
Nonequipment | Low U-Value Windows | 100ft2 of Window meeting Energy Star Version 6.0 Requirements (R-Value: 0.27, SHGC: 0.21) | 100ft2 of Window meeting Energy Star Version 5.0 Requirements (R-Value: 0.3, SHGC: 0.21) | Commercial | Existing | Healthcare | FL Zone 2 | Per 100 S.F. | 8.361% | 747.9879 | 403.9135 | 344.0744 | 0.46 | 20 | 0.12789 | 0.00143 | 0 | No equipment cost | 0 | No Labor Cost | 360 | Incremental cost equivalent to estimated window efficiency (U-factor = 0.27) https://www.energystar.gov/sites/default/files/ESWDS-ReviewOfCost_EffectivenessAnalysis.pdf | 0 | 0 | 360 | 100 sq ft |  | 360
Nonequipment | Low U-Value Windows | 100ft2 of Window meeting Energy Star Version 6.0 Requirements (R-Value: 0.27, SHGC: 0.21) | 100ft2 of Window meeting Energy Star Version 5.0 Requirements (R-Value: 0.3, SHGC: 0.21) | Commercial | Existing | Hospitals | FL Zone 2 | Per 100 S.F. | 5.375% | 747.9879 | 403.9135 | 344.0744 | 0.46 | 20 | 0.12789 | 0.00143 | 0 | No equipment cost | 0 | No Labor Cost | 360 | Incremental cost equivalent to estimated window efficiency (U-factor = 0.27) https://www.energystar.gov/sites/default/files/ESWDS-ReviewOfCost_EffectivenessAnalysis.pdf | 0 | 0 | 360 | 100 sq ft |  | 360
Nonequipment | Low U-Value Windows | 100ft2 of Window meeting Energy Star Version 6.0 Requirements (R-Value: 0.27, SHGC: 0.21) | 100ft2 of Window meeting Energy Star Version 5.0 Requirements (R-Value: 0.3, SHGC: 0.21) | Commercial | Existing | Institutional | FL Zone 2 | Per 100 S.F. | 5.017% | 747.9879 | 403.9135 | 344.0744 | 0.46 | 20 | 0.12789 | 0.00143 | 0 | No equipment cost | 0 | No Labor Cost | 360 | Incremental cost equivalent to estimated window efficiency (U-factor = 0.27) https://www.energystar.gov/sites/default/files/ESWDS-ReviewOfCost_EffectivenessAnalysis.pdf | 0 | 0 | 360 | 100 sq ft |  | 360
Nonequipment | Low U-Value Windows | 100ft2 of Window meeting Energy Star Version 6.0 Requirements (R-Value: 0.27, SHGC: 0.21) | 100ft2 of Window meeting Energy Star Version 5.0 Requirements (R-Value: 0.3, SHGC: 0.21) | Commercial | Existing | Lodging/Hospitality | FL Zone 2 | Per 100 S.F. | 10.75% | 747.9879 | 403.9135 | 344.0744 | 0.46 | 20 | 0.15183 | -0.034168 | 0 | No equipment cost | 0 | No Labor Cost | 360 | Incremental cost equivalent to estimated window efficiency (U-factor = 0.27) https://www.energystar.gov/sites/default/files/ESWDS-ReviewOfCost_EffectivenessAnalysis.pdf | 0 | 0 | 360 | 100 sq ft |  | 360
Nonequipment | Low U-Value Windows | 100ft2 of Window meeting Energy Star Version 6.0 Requirements (R-Value: 0.27, SHGC: 0.21) | 100ft2 of Window meeting Energy Star Version 5.0 Requirements (R-Value: 0.3, SHGC: 0.21) | Commercial | Existing | Miscellaneous | FL Zone 2 | Per 100 S.F. | 14.46% | 747.9879 | 403.9135 | 344.0744 | 0.46 | 20 | 0.11845 | -0.020002 | 0 | No equipment cost | 0 | No Labor Cost | 360 | Incremental cost equivalent to estimated window efficiency (U-factor = 0.27) https://www.energystar.gov/sites/default/files/ESWDS-ReviewOfCost_EffectivenessAnalysis.pdf | 0 | 0 | 360 | 100 sq ft |  | 360
Nonequipment | Low U-Value Windows | 100ft2 of Window meeting Energy Star Version 6.0 Requirements (R-Value: 0.27, SHGC: 0.21) | 100ft2 of Window meeting Energy Star Version 5.0 Requirements (R-Value: 0.3, SHGC: 0.21) | Commercial | Existing | Offices | FL Zone 2 | Per 100 S.F. | 5.375% | 747.9879 | 403.9135 | 344.0744 | 0.46 | 20 | 0.12789 | 0.00143 | 0 | No equipment cost | 0 | No Labor Cost | 360 | Incremental cost equivalent to estimated window efficiency (U-factor = 0.27) https://www.energystar.gov/sites/default/files/ESWDS-ReviewOfCost_EffectivenessAnalysis.pdf | 0 | 0 | 360 | 100 sq ft |  | 360
Nonequipment | Low U-Value Windows | 100ft2 of Window meeting Energy Star Version 6.0 Requirements (R-Value: 0.27, SHGC: 0.21) | 100ft2 of Window meeting Energy Star Version 5.0 Requirements (R-Value: 0.3, SHGC: 0.21) | Commercial | Existing | Restaurants | FL Zone 2 | Per 100 S.F. | 10.75% | 747.9879 | 403.9135 | 344.0744 | 0.46 | 20 | 0.12789 | 0.00143 | 0 | No equipment cost | 0 | No Labor Cost | 360 | Incremental cost equivalent to estimated window efficiency (U-factor = 0.27) https://www.energystar.gov/sites/default/files/ESWDS-ReviewOfCost_EffectivenessAnalysis.pdf | 0 | 0 | 360 | 100 sq ft |  | 360
Nonequipment | Low U-Value Windows | 100ft2 of Window meeting Energy Star Version 6.0 Requirements (R-Value: 0.27, SHGC: 0.21) | 100ft2 of Window meeting Energy Star Version 5.0 Requirements (R-Value: 0.3, SHGC: 0.21) | Commercial | Existing | Retail | FL Zone 2 | Per 100 S.F. | 5.017% | 747.9879 | 403.9135 | 344.0744 | 0.46 | 20 | 0.12789 | 0.00143 | 0 | No equipment cost | 0 | No Labor Cost | 360 | Incremental cost equivalent to estimated window efficiency (U-factor = 0.27) https://www.energystar.gov/sites/default/files/ESWDS-ReviewOfCost_EffectivenessAnalysis.pdf | 0 | 0 | 360 | 100 sq ft |  | 360
Nonequipment | Low U-Value Windows | 100ft2 of Window meeting Energy Star Version 6.0 Requirements (R-Value: 0.27, SHGC: 0.21) | 100ft2 of Window meeting Energy Star Version 5.0 Requirements (R-Value: 0.3, SHGC: 0.21) | Commercial | Existing | Schools K-12 | FL Zone 2 | Per 100 S.F. | 10.75% | 747.9879 | 403.9135 | 344.0744 | 0.46 | 20 | 0.12789 | 0.00143 | 0 | No equipment cost | 0 | No Labor Cost | 360 | Incremental cost equivalent to estimated window efficiency (U-factor = 0.27) https://www.energystar.gov/sites/default/files/ESWDS-ReviewOfCost_EffectivenessAnalysis.pdf | 0 | 0 | 360 | 100 sq ft |  | 360
Nonequipment | Low U-Value Windows | 100ft2 of Window meeting Energy Star Version 6.0 Requirements (R-Value: 0.27, SHGC: 0.21) | 100ft2 of Window meeting Energy Star Version 5.0 Requirements (R-Value: 0.3, SHGC: 0.21) | Commercial | Existing | Warehouse | FL Zone 2 | Per 100 S.F. | 5.017% | 747.9879 | 403.9135 | 344.0744 | 0.46 | 20 | 0.11845 | -0.020002 | 0 | No equipment cost | 0 | No Labor Cost | 360 | Incremental cost equivalent to estimated window efficiency (U-factor = 0.27) https://www.energystar.gov/sites/default/files/ESWDS-ReviewOfCost_EffectivenessAnalysis.pdf | 0 | 0 | 360 | 100 sq ft |  | 360
Nonequipment | Low U-Value Windows | 100ft2 of Window meeting Energy Star Version 6.0 Requirements (R-Value: 0.27, SHGC: 0.21) | 100ft2 of Code-Compliant Window (R-Value and SHGC values per IECC) | Commercial | New | Assembly | FL Zone 2 | Per 100 S.F. | 13.44% | 448.7927 | 403.9135 | 44.8793 | 0.1 | 20 | 0.016682 | 0.00018652 | 0 | No equipment cost | 0 | No Labor Cost | 360 | Incremental cost equivalent to estimated window efficiency (U-factor = 0.27) https://www.energystar.gov/sites/default/files/ESWDS-ReviewOfCost_EffectivenessAnalysis.pdf | 0 | 0 | 360 | 100 sq ft |  | 360
Nonequipment | Low U-Value Windows | 100ft2 of Window meeting Energy Star Version 6.0 Requirements (R-Value: 0.27, SHGC: 0.21) | 100ft2 of Code-Compliant Window (R-Value and SHGC values per IECC) | Commercial | New | College and University | FL Zone 2 | Per 100 S.F. | 26.88% | 448.7927 | 403.9135 | 44.8793 | 0.1 | 20 | 0.016682 | 0.00018652 | 0 | No equipment cost | 0 | No Labor Cost | 360 | Incremental cost equivalent to estimated window efficiency (U-factor = 0.27) https://www.energystar.gov/sites/default/files/ESWDS-ReviewOfCost_EffectivenessAnalysis.pdf | 0 | 0 | 360 | 100 sq ft |  | 360
Nonequipment | Low U-Value Windows | 100ft2 of Window meeting Energy Star Version 6.0 Requirements (R-Value: 0.27, SHGC: 0.21) | 100ft2 of Code-Compliant Window (R-Value and SHGC values per IECC) | Commercial | New | Grocery | FL Zone 2 | Per 100 S.F. | 20.9% | 448.7927 | 403.9135 | 44.8793 | 0.1 | 20 | 0.016682 | 0.00018652 | 0 | No equipment cost | 0 | No Labor Cost | 360 | Incremental cost equivalent to estimated window efficiency (U-factor = 0.27) https://www.energystar.gov/sites/default/files/ESWDS-ReviewOfCost_EffectivenessAnalysis.pdf | 0 | 0 | 360 | 100 sq ft |  | 360
Nonequipment | Low U-Value Windows | 100ft2 of Window meeting Energy Star Version 6.0 Requirements (R-Value: 0.27, SHGC: 0.21) | 100ft2 of Code-Compliant Window (R-Value and SHGC values per IECC) | Commercial | New | Healthcare | FL Zone 2 | Per 100 S.F. | 20.9% | 448.7927 | 403.9135 | 44.8793 | 0.1 | 20 | 0.016682 | 0.00018652 | 0 | No equipment cost | 0 | No Labor Cost | 360 | Incremental cost equivalent to estimated window efficiency (U-factor = 0.27) https://www.energystar.gov/sites/default/files/ESWDS-ReviewOfCost_EffectivenessAnalysis.pdf | 0 | 0 | 360 | 100 sq ft |  | 360
Nonequipment | Low U-Value Windows | 100ft2 of Window meeting Energy Star Version 6.0 Requirements (R-Value: 0.27, SHGC: 0.21) | 100ft2 of Code-Compliant Window (R-Value and SHGC values per IECC) | Commercial | New | Hospitals | FL Zone 2 | Per 100 S.F. | 13.44% | 448.7927 | 403.9135 | 44.8793 | 0.1 | 20 | 0.016682 | 0.00018652 | 0 | No equipment cost | 0 | No Labor Cost | 360 | Incremental cost equivalent to estimated window efficiency (U-factor = 0.27) https://www.energystar.gov/sites/default/files/ESWDS-ReviewOfCost_EffectivenessAnalysis.pdf | 0 | 0 | 360 | 100 sq ft |  | 360
Nonequipment | Low U-Value Windows | 100ft2 of Window meeting Energy Star Version 6.0 Requirements (R-Value: 0.27, SHGC: 0.21) | 100ft2 of Code-Compliant Window (R-Value and SHGC values per IECC) | Commercial | New | Institutional | FL Zone 2 | Per 100 S.F. | 12.54% | 448.7927 | 403.9135 | 44.8793 | 0.1 | 20 | 0.016682 | 0.00018652 | 0 | No equipment cost | 0 | No Labor Cost | 360 | Incremental cost equivalent to estimated window efficiency (U-factor = 0.27) https://www.energystar.gov/sites/default/files/ESWDS-ReviewOfCost_EffectivenessAnalysis.pdf | 0 | 0 | 360 | 100 sq ft |  | 360
Nonequipment | Low U-Value Windows | 100ft2 of Window meeting Energy Star Version 6.0 Requirements (R-Value: 0.27, SHGC: 0.21) | 100ft2 of Code-Compliant Window (R-Value and SHGC values per IECC) | Commercial | New | Lodging/Hospitality | FL Zone 2 | Per 100 S.F. | 26.88% | 448.7927 | 403.9135 | 44.8793 | 0.1 | 20 | 0.019804 | -0.0044567 | 0 | No equipment cost | 0 | No Labor Cost | 360 | Incremental cost equivalent to estimated window efficiency (U-factor = 0.27) https://www.energystar.gov/sites/default/files/ESWDS-ReviewOfCost_EffectivenessAnalysis.pdf | 0 | 0 | 360 | 100 sq ft |  | 360
Nonequipment | Low U-Value Windows | 100ft2 of Window meeting Energy Star Version 6.0 Requirements (R-Value: 0.27, SHGC: 0.21) | 100ft2 of Code-Compliant Window (R-Value and SHGC values per IECC) | Commercial | New | Miscellaneous | FL Zone 2 | Per 100 S.F. | 14.46% | 448.7927 | 403.9135 | 44.8793 | 0.1 | 20 | 0.01545 | -0.002609 | 0 | No equipment cost | 0 | No Labor Cost | 360 | Incremental cost equivalent to estimated window efficiency (U-factor = 0.27) https://www.energystar.gov/sites/default/files/ESWDS-ReviewOfCost_EffectivenessAnalysis.pdf | 0 | 0 | 360 | 100 sq ft |  | 360
Nonequipment | Low U-Value Windows | 100ft2 of Window meeting Energy Star Version 6.0 Requirements (R-Value: 0.27, SHGC: 0.21) | 100ft2 of Code-Compliant Window (R-Value and SHGC values per IECC) | Commercial | New | Offices | FL Zone 2 | Per 100 S.F. | 13.44% | 448.7927 | 403.9135 | 44.8793 | 0.1 | 20 | 0.016682 | 0.00018652 | 0 | No equipment cost | 0 | No Labor Cost | 360 | Incremental cost equivalent to estimated window efficiency (U-factor = 0.27) https://www.energystar.gov/sites/default/files/ESWDS-ReviewOfCost_EffectivenessAnalysis.pdf | 0 | 0 | 360 | 100 sq ft |  | 360
Nonequipment | Low U-Value Windows | 100ft2 of Window meeting Energy Star Version 6.0 Requirements (R-Value: 0.27, SHGC: 0.21) | 100ft2 of Code-Compliant Window (R-Value and SHGC values per IECC) | Commercial | New | Restaurants | FL Zone 2 | Per 100 S.F. | 26.88% | 448.7927 | 403.9135 | 44.8793 | 0.1 | 20 | 0.016682 | 0.00018652 | 0 | No equipment cost | 0 | No Labor Cost | 360 | Incremental cost equivalent to estimated window efficiency (U-factor = 0.27) https://www.energystar.gov/sites/default/files/ESWDS-ReviewOfCost_EffectivenessAnalysis.pdf | 0 | 0 | 360 | 100 sq ft |  | 360
Nonequipment | Low U-Value Windows | 100ft2 of Window meeting Energy Star Version 6.0 Requirements (R-Value: 0.27, SHGC: 0.21) | 100ft2 of Code-Compliant Window (R-Value and SHGC values per IECC) | Commercial | New | Retail | FL Zone 2 | Per 100 S.F. | 12.54% | 448.7927 | 403.9135 | 44.8793 | 0.1 | 20 | 0.016682 | 0.00018652 | 0 | No equipment cost | 0 | No Labor Cost | 360 | Incremental cost equivalent to estimated window efficiency (U-factor = 0.27) https://www.energystar.gov/sites/default/files/ESWDS-ReviewOfCost_EffectivenessAnalysis.pdf | 0 | 0 | 360 | 100 sq ft |  | 360
Nonequipment | Low U-Value Windows | 100ft2 of Window meeting Energy Star Version 6.0 Requirements (R-Value: 0.27, SHGC: 0.21) | 100ft2 of Code-Compliant Window (R-Value and SHGC values per IECC) | Commercial | New | Schools K-12 | FL Zone 2 | Per 100 S.F. | 26.88% | 448.7927 | 403.9135 | 44.8793 | 0.1 | 20 | 0.016682 | 0.00018652 | 0 | No equipment cost | 0 | No Labor Cost | 360 | Incremental cost equivalent to estimated window efficiency (U-factor = 0.27) https://www.energystar.gov/sites/default/files/ESWDS-ReviewOfCost_EffectivenessAnalysis.pdf | 0 | 0 | 360 | 100 sq ft |  | 360
Nonequipment | Low U-Value Windows | 100ft2 of Window meeting Energy Star Version 6.0 Requirements (R-Value: 0.27, SHGC: 0.21) | 100ft2 of Code-Compliant Window (R-Value and SHGC values per IECC) | Commercial | New | Warehouse | FL Zone 2 | Per 100 S.F. | 12.54% | 448.7927 | 403.9135 | 44.8793 | 0.1 | 20 | 0.01545 | -0.002609 | 0 | No equipment cost | 0 | No Labor Cost | 360 | Incremental cost equivalent to estimated window efficiency (U-factor = 0.27) https://www.energystar.gov/sites/default/files/ESWDS-ReviewOfCost_EffectivenessAnalysis.pdf | 0 | 0 | 360 | 100 sq ft |  | 360
Nonequipment | Programmable Thermostat | Standard Heating and Cooling System with Programmable Thermostat | Standard Heating and Cooling System with Manual Thermostat | Commercial | Existing | Assembly | FL Zone 2 | Per End Use Consumption | 0% | 48078.2351 | 46347.4186 | 1730.8165 | 0.036 | 11 | 0.020551 | -0.2844 | 0 | no base cost | 0 | 0 | 69.99 | https://www.honeywellstore.com/store/products/honeywell-programmable-thermostat-rth6360d.htm | 105 | rate at $70/per labor hour, assume 1.5. hours work, reference: https://www.fixr.com/costs/thermostat-installation | 174.99 | thermostat | 16 | 2799.84
Nonequipment | Programmable Thermostat | Standard Heating and Cooling System with Programmable Thermostat | Standard Heating and Cooling System with Manual Thermostat | Commercial | Existing | College and University | FL Zone 2 | Per End Use Consumption | 0% | 287152.3197 | 276814.8362 | 10337.4835 | 0.036 | 11 | 0.86408 | 0.25527 | 0 | no base cost | 0 | 0 | 69.99 | https://www.honeywellstore.com/store/products/honeywell-programmable-thermostat-rth6360d.htm | 105 | rate at $70/per labor hour, assume 1.5. hours work, reference: https://www.fixr.com/costs/thermostat-installation | 174.99 | thermostat | 61 | 10674.39
Nonequipment | Programmable Thermostat | Standard Heating and Cooling System with Programmable Thermostat | Standard Heating and Cooling System with Manual Thermostat | Commercial | Existing | Grocery | FL Zone 2 | Per End Use Consumption | 0% | 115753.0083 | 111585.9 | 4167.1083 | 0.036 | 11 | 1.5442 | -0.0029304 | 0 | no base cost | 0 | 0 | 69.99 | https://www.honeywellstore.com/store/products/honeywell-programmable-thermostat-rth6360d.htm | 105 | rate at $70/per labor hour, assume 1.5. hours work, reference: https://www.fixr.com/costs/thermostat-installation | 174.99 | thermostat | 4 | 699.96
Nonequipment | Programmable Thermostat | Standard Heating and Cooling System with Programmable Thermostat | Standard Heating and Cooling System with Manual Thermostat | Commercial | Existing | Healthcare | FL Zone 2 | Per End Use Consumption | 0% | 202047.3819 | 194773.6761 | 7273.7057 | 0.036 | 11 | 0.086367 | -1.1952 | 0 | no base cost | 0 | 0 | 69.99 | https://www.honeywellstore.com/store/products/honeywell-programmable-thermostat-rth6360d.htm | 105 | rate at $70/per labor hour, assume 1.5. hours work, reference: https://www.fixr.com/costs/thermostat-installation | 174.99 | thermostat | 17 | 2974.83
Nonequipment | Programmable Thermostat | Standard Heating and Cooling System with Programmable Thermostat | Standard Heating and Cooling System with Manual Thermostat | Commercial | Existing | Hospitals | FL Zone 2 | Per End Use Consumption | 0% | 2105301.9288 | 2029511.0593 | 75790.8694 | 0.036 | 11 | 6.3351 | 1.8716 | 0 | no base cost | 0 | 0 | 69.99 | https://www.honeywellstore.com/store/products/honeywell-programmable-thermostat-rth6360d.htm | 105 | rate at $70/per labor hour, assume 1.5. hours work, reference: https://www.fixr.com/costs/thermostat-installation | 174.99 | thermostat | 168 | 29398.32
Nonequipment | Programmable Thermostat | Standard Heating and Cooling System with Programmable Thermostat | Standard Heating and Cooling System with Manual Thermostat | Commercial | Existing | Institutional | FL Zone 2 | Per End Use Consumption | 0% | 233568.925 | 225160.4437 | 8408.4813 | 0.036 | 11 | 0.099841 | -1.3816 | 0 | no base cost | 0 | 0 | 69.99 | https://www.honeywellstore.com/store/products/honeywell-programmable-thermostat-rth6360d.htm | 105 | rate at $70/per labor hour, assume 1.5. hours work, reference: https://www.fixr.com/costs/thermostat-installation | 174.99 | thermostat | 17 | 2974.83
Nonequipment | Programmable Thermostat | Standard Heating and Cooling System with Programmable Thermostat | Standard Heating and Cooling System with Manual Thermostat | Commercial | Existing | Lodging/Hospitality | FL Zone 2 | Per End Use Consumption | 0% | 191602.1762 | 184704.4978 | 6897.6783 | 0.036 | 11 | -0.22094 | 20.6086 | 0 | no base cost | 0 | 0 | 69.99 | https://www.honeywellstore.com/store/products/honeywell-programmable-thermostat-rth6360d.htm | 105 | rate at $70/per labor hour, assume 1.5. hours work, reference: https://www.fixr.com/costs/thermostat-installation | 174.99 | thermostat | 27 | 4724.73
Nonequipment | Programmable Thermostat | Standard Heating and Cooling System with Programmable Thermostat | Standard Heating and Cooling System with Manual Thermostat | Commercial | Existing | Miscellaneous | FL Zone 2 | Per End Use Consumption | 0% | 2226772.3297 | 2146608.5258 | 80163.8039 | 0.036 | 11 | 0.95185 | -13.172 | 0 | no base cost | 0 | 0 | 69.99 | https://www.honeywellstore.com/store/products/honeywell-programmable-thermostat-rth6360d.htm | 105 | rate at $70/per labor hour, assume 1.5. hours work, reference: https://www.fixr.com/costs/thermostat-installation | 174.99 | thermostat | 231 | 40422.69
Nonequipment | Programmable Thermostat | Standard Heating and Cooling System with Programmable Thermostat | Standard Heating and Cooling System with Manual Thermostat | Commercial | Existing | Offices | FL Zone 2 | Per End Use Consumption | 0% | 166452.0881 | 160459.8129 | 5992.2752 | 0.036 | 11 | 0.071151 | -0.98461 | 0 | no base cost | 0 | 0 | 69.99 | https://www.honeywellstore.com/store/products/honeywell-programmable-thermostat-rth6360d.htm | 105 | rate at $70/per labor hour, assume 1.5. hours work, reference: https://www.fixr.com/costs/thermostat-installation | 174.99 | thermostat | 13 | 2274.87
Nonequipment | Programmable Thermostat | Standard Heating and Cooling System with Programmable Thermostat | Standard Heating and Cooling System with Manual Thermostat | Commercial | Existing | Restaurants | FL Zone 2 | Per End Use Consumption | 0% | 120615.3416 | 116273.1893 | 4342.1523 | 0.036 | 11 | 1.6091 | -0.0030535 | 0 | no base cost | 0 | 0 | 69.99 | https://www.honeywellstore.com/store/products/honeywell-programmable-thermostat-rth6360d.htm | 105 | rate at $70/per labor hour, assume 1.5. hours work, reference: https://www.fixr.com/costs/thermostat-installation | 174.99 | thermostat | 5 | 874.95
Nonequipment | Programmable Thermostat | Standard Heating and Cooling System with Programmable Thermostat | Standard Heating and Cooling System with Manual Thermostat | Commercial | Existing | Retail | FL Zone 2 | Per End Use Consumption | 0% | 52681.844 | 50785.2976 | 1896.5464 | 0.036 | 11 | 0.70282 | -0.0013337 | 0 | no base cost | 0 | 0 | 69.99 | https://www.honeywellstore.com/store/products/honeywell-programmable-thermostat-rth6360d.htm | 105 | rate at $70/per labor hour, assume 1.5. hours work, reference: https://www.fixr.com/costs/thermostat-installation | 174.99 | thermostat | 10 | 1749.9
Nonequipment | Programmable Thermostat | Standard Heating and Cooling System with Programmable Thermostat | Standard Heating and Cooling System with Manual Thermostat | Commercial | Existing | Schools K-12 | FL Zone 2 | Per End Use Consumption | 0% | 196876.9732 | 189789.4021 | 7087.571 | 0.036 | 11 | 0.084157 | -1.1646 | 0 | no base cost | 0 | 0 | 69.99 | https://www.honeywellstore.com/store/products/honeywell-programmable-thermostat-rth6360d.htm | 105 | rate at $70/per labor hour, assume 1.5. hours work, reference: https://www.fixr.com/costs/thermostat-installation | 174.99 | thermostat | 42 | 7349.58
Nonequipment | Programmable Thermostat | Standard Heating and Cooling System with Programmable Thermostat | Standard Heating and Cooling System with Manual Thermostat | Commercial | Existing | Warehouse | FL Zone 2 | Per End Use Consumption | 0% | 19557.8341 | 18853.7521 | 704.082 | 0.036 | 11 | 0.0083602 | -0.11569 | 0 | no base cost | 0 | 0 | 69.99 | https://www.honeywellstore.com/store/products/honeywell-programmable-thermostat-rth6360d.htm | 105 | rate at $70/per labor hour, assume 1.5. hours work, reference: https://www.fixr.com/costs/thermostat-installation | 174.99 | thermostat | 13 | 2274.87
Nonequipment | Programmable Thermostat | Standard Heating and Cooling System with Programmable Thermostat | Standard Heating and Cooling System with Manual Thermostat | Commercial | New | Assembly | FL Zone 2 | Per End Use Consumption | 0% | 48078.2351 | 46347.4186 | 1730.8165 | 0.036 | 11 | 0.020551 | -0.2844 | 0 | no base cost | 0 | 0 | 69.99 | https://www.honeywellstore.com/store/products/honeywell-programmable-thermostat-rth6360d.htm | 105 | rate at $70/per labor hour, assume 1.5. hours work, reference: https://www.fixr.com/costs/thermostat-installation | 174.99 | thermostat | 16 | 2799.84
Nonequipment | Programmable Thermostat | Standard Heating and Cooling System with Programmable Thermostat | Standard Heating and Cooling System with Manual Thermostat | Commercial | New | College and University | FL Zone 2 | Per End Use Consumption | 0% | 287152.3197 | 276814.8362 | 10337.4835 | 0.036 | 11 | 0.86408 | 0.25527 | 0 | no base cost | 0 | 0 | 69.99 | https://www.honeywellstore.com/store/products/honeywell-programmable-thermostat-rth6360d.htm | 105 | rate at $70/per labor hour, assume 1.5. hours work, reference: https://www.fixr.com/costs/thermostat-installation | 174.99 | thermostat | 61 | 10674.39
Nonequipment | Programmable Thermostat | Standard Heating and Cooling System with Programmable Thermostat | Standard Heating and Cooling System with Manual Thermostat | Commercial | New | Grocery | FL Zone 2 | Per End Use Consumption | 0% | 115753.0083 | 111585.9 | 4167.1083 | 0.036 | 11 | 1.5442 | -0.0029304 | 0 | no base cost | 0 | 0 | 69.99 | https://www.honeywellstore.com/store/products/honeywell-programmable-thermostat-rth6360d.htm | 105 | rate at $70/per labor hour, assume 1.5. hours work, reference: https://www.fixr.com/costs/thermostat-installation | 174.99 | thermostat | 4 | 699.96
Nonequipment | Programmable Thermostat | Standard Heating and Cooling System with Programmable Thermostat | Standard Heating and Cooling System with Manual Thermostat | Commercial | New | Healthcare | FL Zone 2 | Per End Use Consumption | 0% | 202047.3819 | 194773.6761 | 7273.7057 | 0.036 | 11 | 0.086367 | -1.1952 | 0 | no base cost | 0 | 0 | 69.99 | https://www.honeywellstore.com/store/products/honeywell-programmable-thermostat-rth6360d.htm | 105 | rate at $70/per labor hour, assume 1.5. hours work, reference: https://www.fixr.com/costs/thermostat-installation | 174.99 | thermostat | 17 | 2974.83
Nonequipment | Programmable Thermostat | Standard Heating and Cooling System with Programmable Thermostat | Standard Heating and Cooling System with Manual Thermostat | Commercial | New | Hospitals | FL Zone 2 | Per End Use Consumption | 0% | 2105301.9288 | 2029511.0593 | 75790.8694 | 0.036 | 11 | 6.3351 | 1.8716 | 0 | no base cost | 0 | 0 | 69.99 | https://www.honeywellstore.com/store/products/honeywell-programmable-thermostat-rth6360d.htm | 105 | rate at $70/per labor hour, assume 1.5. hours work, reference: https://www.fixr.com/costs/thermostat-installation | 174.99 | thermostat | 168 | 29398.32
Nonequipment | Programmable Thermostat | Standard Heating and Cooling System with Programmable Thermostat | Standard Heating and Cooling System with Manual Thermostat | Commercial | New | Institutional | FL Zone 2 | Per End Use Consumption | 0% | 233568.925 | 225160.4437 | 8408.4813 | 0.036 | 11 | 0.099841 | -1.3816 | 0 | no base cost | 0 | 0 | 69.99 | https://www.honeywellstore.com/store/products/honeywell-programmable-thermostat-rth6360d.htm | 105 | rate at $70/per labor hour, assume 1.5. hours work, reference: https://www.fixr.com/costs/thermostat-installation | 174.99 | thermostat | 17 | 2974.83
Nonequipment | Programmable Thermostat | Standard Heating and Cooling System with Programmable Thermostat | Standard Heating and Cooling System with Manual Thermostat | Commercial | New | Lodging/Hospitality | FL Zone 2 | Per End Use Consumption | 0% | 191602.1762 | 184704.4978 | 6897.6783 | 0.036 | 11 | -0.22094 | 20.6086 | 0 | no base cost | 0 | 0 | 69.99 | https://www.honeywellstore.com/store/products/honeywell-programmable-thermostat-rth6360d.htm | 105 | rate at $70/per labor hour, assume 1.5. hours work, reference: https://www.fixr.com/costs/thermostat-installation | 174.99 | thermostat | 27 | 4724.73
Nonequipment | Programmable Thermostat | Standard Heating and Cooling System with Programmable Thermostat | Standard Heating and Cooling System with Manual Thermostat | Commercial | New | Miscellaneous | FL Zone 2 | Per End Use Consumption | 0% | 2226772.3297 | 2146608.5258 | 80163.8039 | 0.036 | 11 | 0.95185 | -13.172 | 0 | no base cost | 0 | 0 | 69.99 | https://www.honeywellstore.com/store/products/honeywell-programmable-thermostat-rth6360d.htm | 105 | rate at $70/per labor hour, assume 1.5. hours work, reference: https://www.fixr.com/costs/thermostat-installation | 174.99 | thermostat | 231 | 40422.69
Nonequipment | Programmable Thermostat | Standard Heating and Cooling System with Programmable Thermostat | Standard Heating and Cooling System with Manual Thermostat | Commercial | New | Offices | FL Zone 2 | Per End Use Consumption | 0% | 166452.0881 | 160459.8129 | 5992.2752 | 0.036 | 11 | 0.071151 | -0.98461 | 0 | no base cost | 0 | 0 | 69.99 | https://www.honeywellstore.com/store/products/honeywell-programmable-thermostat-rth6360d.htm | 105 | rate at $70/per labor hour, assume 1.5. hours work, reference: https://www.fixr.com/costs/thermostat-installation | 174.99 | thermostat | 13 | 2274.87
Nonequipment | Programmable Thermostat | Standard Heating and Cooling System with Programmable Thermostat | Standard Heating and Cooling System with Manual Thermostat | Commercial | New | Restaurants | FL Zone 2 | Per End Use Consumption | 0% | 120615.3416 | 116273.1893 | 4342.1523 | 0.036 | 11 | 1.6091 | -0.0030535 | 0 | no base cost | 0 | 0 | 69.99 | https://www.honeywellstore.com/store/products/honeywell-programmable-thermostat-rth6360d.htm | 105 | rate at $70/per labor hour, assume 1.5. hours work, reference: https://www.fixr.com/costs/thermostat-installation | 174.99 | thermostat | 5 | 874.95
Nonequipment | Programmable Thermostat | Standard Heating and Cooling System with Programmable Thermostat | Standard Heating and Cooling System with Manual Thermostat | Commercial | New | Retail | FL Zone 2 | Per End Use Consumption | 0% | 52681.844 | 50785.2976 | 1896.5464 | 0.036 | 11 | 0.70282 | -0.0013337 | 0 | no base cost | 0 | 0 | 69.99 | https://www.honeywellstore.com/store/products/honeywell-programmable-thermostat-rth6360d.htm | 105 | rate at $70/per labor hour, assume 1.5. hours work, reference: https://www.fixr.com/costs/thermostat-installation | 174.99 | thermostat | 10 | 1749.9
Nonequipment | Programmable Thermostat | Standard Heating and Cooling System with Programmable Thermostat | Standard Heating and Cooling System with Manual Thermostat | Commercial | New | Schools K-12 | FL Zone 2 | Per End Use Consumption | 0% | 196876.9732 | 189789.4021 | 7087.571 | 0.036 | 11 | 0.084157 | -1.1646 | 0 | no base cost | 0 | 0 | 69.99 | https://www.honeywellstore.com/store/products/honeywell-programmable-thermostat-rth6360d.htm | 105 | rate at $70/per labor hour, assume 1.5. hours work, reference: https://www.fixr.com/costs/thermostat-installation | 174.99 | thermostat | 42 | 7349.58
Nonequipment | Programmable Thermostat | Standard Heating and Cooling System with Programmable Thermostat | Standard Heating and Cooling System with Manual Thermostat | Commercial | New | Warehouse | FL Zone 2 | Per End Use Consumption | 0% | 19557.8341 | 18853.7521 | 704.082 | 0.036 | 11 | 0.0083602 | -0.11569 | 0 | no base cost | 0 | 0 | 69.99 | https://www.honeywellstore.com/store/products/honeywell-programmable-thermostat-rth6360d.htm | 105 | rate at $70/per labor hour, assume 1.5. hours work, reference: https://www.fixr.com/costs/thermostat-installation | 174.99 | thermostat | 13 | 2274.87
Nonequipment | Roof Insulation | Roof Insulation (built-up roof applicable to flat/low slope roofs) | Code-Compliant Flat Roof | Commercial | Existing | Assembly | FL Zone 2 | Square feet | 58.5% | 3.7877 | 3.5237 | 0.26403 | 0.069706 | 20 | 5.2832e-06 | 0.0001191 | 1.22 | RS Means Green Building Cost Data 2014 (Table 7.21.16.20) | 0 | 0 | 1.9 | RS Means Green Building Cost Data 2014 (Table 7.21.16.20) | 0 | 0 | 0.68 | sq ft |  | 0.68
Nonequipment | Roof Insulation | Roof Insulation (built-up roof applicable to flat/low slope roofs) | Code-Compliant Flat Roof | Commercial | Existing | College and University | FL Zone 2 | Square feet | 37.5% | 11.0507 | 10.7866 | 0.26403 | 0.023892 | 20 | 0.0001092 | 6.432e-05 | 1.22 | RS Means Green Building Cost Data 2014 (Table 7.21.16.20) | 0 | 0 | 1.9 | RS Means Green Building Cost Data 2014 (Table 7.21.16.20) | 0 | 0 | 0.68 | sq ft |  | 0.68
Nonequipment | Roof Insulation | Roof Insulation (built-up roof applicable to flat/low slope roofs) | Code-Compliant Flat Roof | Commercial | Existing | Grocery | FL Zone 2 | Square feet | 58.5% | 31.0105 | 30.7465 | 0.26403 | 0.0085141 | 20 | 5.388e-05 | 0.00012322 | 1.22 | RS Means Green Building Cost Data 2014 (Table 7.21.16.20) | 0 | 0 | 1.9 | RS Means Green Building Cost Data 2014 (Table 7.21.16.20) | 0 | 0 | 0.68 | sq ft |  | 0.68
Nonequipment | Roof Insulation | Roof Insulation (built-up roof applicable to flat/low slope roofs) | Code-Compliant Flat Roof | Commercial | Existing | Healthcare | FL Zone 2 | Square feet | 37.5% | 15.0829 | 14.8189 | 0.26403 | 0.017505 | 20 | 5.2832e-06 | 0.0001191 | 1.22 | RS Means Green Building Cost Data 2014 (Table 7.21.16.20) | 0 | 0 | 1.9 | RS Means Green Building Cost Data 2014 (Table 7.21.16.20) | 0 | 0 | 0.68 | sq ft |  | 0.68
Nonequipment | Roof Insulation | Roof Insulation (built-up roof applicable to flat/low slope roofs) | Code-Compliant Flat Roof | Commercial | Existing | Hospitals | FL Zone 2 | Square feet | 58.5% | 81.2975 | 81.0334 | 0.26403 | 0.0032476 | 20 | 0.0001092 | 6.432e-05 | 1.22 | RS Means Green Building Cost Data 2014 (Table 7.21.16.20) | 0 | 0 | 1.9 | RS Means Green Building Cost Data 2014 (Table 7.21.16.20) | 0 | 0 | 0.68 | sq ft |  | 0.68
Nonequipment | Roof Insulation | Roof Insulation (built-up roof applicable to flat/low slope roofs) | Code-Compliant Flat Roof | Commercial | Existing | Institutional | FL Zone 2 | Square feet | 58.5% | 56.2721 | 56.0081 | 0.26403 | 0.0046919 | 20 | 5.2832e-06 | 0.0001191 | 1.22 | RS Means Green Building Cost Data 2014 (Table 7.21.16.20) | 0 | 0 | 1.9 | RS Means Green Building Cost Data 2014 (Table 7.21.16.20) | 0 | 0 | 0.68 | sq ft |  | 0.68
Nonequipment | Roof Insulation | Roof Insulation (built-up roof applicable to flat/low slope roofs) | Code-Compliant Flat Roof | Commercial | Existing | Lodging/Hospitality | FL Zone 2 | Square feet | 43.5% | 34.7257 | 34.4617 | 0.26403 | 0.0076032 | 20 | 0.0001092 | 6.432e-05 | 1.22 | RS Means Green Building Cost Data 2014 (Table 7.21.16.20) | 0 | 0 | 1.9 | RS Means Green Building Cost Data 2014 (Table 7.21.16.20) | 0 | 0 | 0.68 | sq ft |  | 0.68
Nonequipment | Roof Insulation | Roof Insulation (built-up roof applicable to flat/low slope roofs) | Code-Compliant Flat Roof | Commercial | Existing | Miscellaneous | FL Zone 2 | Square feet | 49.96% | 107.2344 | 106.9704 | 0.26403 | 0.0024621 | 20 | 5.2832e-06 | 0.0001191 | 1.22 | RS Means Green Building Cost Data 2014 (Table 7.21.16.20) | 0 | 0 | 1.9 | RS Means Green Building Cost Data 2014 (Table 7.21.16.20) | 0 | 0 | 0.68 | sq ft |  | 0.68
Nonequipment | Roof Insulation | Roof Insulation (built-up roof applicable to flat/low slope roofs) | Code-Compliant Flat Roof | Commercial | Existing | Offices | FL Zone 2 | Square feet | 37.5% | 58.1979 | 57.9339 | 0.26403 | 0.0045367 | 20 | 5.2832e-06 | 0.0001191 | 1.22 | RS Means Green Building Cost Data 2014 (Table 7.21.16.20) | 0 | 0 | 1.9 | RS Means Green Building Cost Data 2014 (Table 7.21.16.20) | 0 | 0 | 0.68 | sq ft |  | 0.68
Nonequipment | Roof Insulation | Roof Insulation (built-up roof applicable to flat/low slope roofs) | Code-Compliant Flat Roof | Commercial | Existing | Restaurants | FL Zone 2 | Square feet | 37.5% | 31.354 | 31.0899 | 0.26403 | 0.0084208 | 20 | 5.388e-05 | 0.00012322 | 1.22 | RS Means Green Building Cost Data 2014 (Table 7.21.16.20) | 0 | 0 | 1.9 | RS Means Green Building Cost Data 2014 (Table 7.21.16.20) | 0 | 0 | 0.68 | sq ft |  | 0.68
Nonequipment | Roof Insulation | Roof Insulation (built-up roof applicable to flat/low slope roofs) | Code-Compliant Flat Roof | Commercial | Existing | Retail | FL Zone 2 | Square feet | 58.5% | 5.9824 | 5.7183 | 0.26403 | 0.044134 | 20 | 5.388e-05 | 0.00012322 | 1.22 | RS Means Green Building Cost Data 2014 (Table 7.21.16.20) | 0 | 0 | 1.9 | RS Means Green Building Cost Data 2014 (Table 7.21.16.20) | 0 | 0 | 0.68 | sq ft |  | 0.68
Nonequipment | Roof Insulation | Roof Insulation (built-up roof applicable to flat/low slope roofs) | Code-Compliant Flat Roof | Commercial | Existing | Schools K-12 | FL Zone 2 | Square feet | 37.5% | 5.1058 | 4.8417 | 0.26403 | 0.051711 | 20 | 5.2832e-06 | 0.0001191 | 1.22 | RS Means Green Building Cost Data 2014 (Table 7.21.16.20) | 0 | 0 | 1.9 | RS Means Green Building Cost Data 2014 (Table 7.21.16.20) | 0 | 0 | 0.68 | sq ft |  | 0.68
Nonequipment | Roof Insulation | Roof Insulation (built-up roof applicable to flat/low slope roofs) | Code-Compliant Flat Roof | Commercial | Existing | Warehouse | FL Zone 2 | Square feet | 58.5% | 1.4026 | 1.1385 | 0.26403 | 0.18825 | 20 | 2.9961e-05 | 5.3457e-05 | 1.22 | RS Means Green Building Cost Data 2014 (Table 7.21.16.20) | 0 | 0 | 1.9 | RS Means Green Building Cost Data 2014 (Table 7.21.16.20) | 0 | 0 | 0.68 | sq ft |  | 0.68
Nonequipment | Roof Insulation | Roof Insulation (built-up roof applicable to flat/low slope roofs) | Code-Compliant Flat Roof | Commercial | New | Assembly | FL Zone 2 | Square feet | 58.5% | 3.7877 | 3.6582 | 0.12952 | 0.034194 | 20 | 2.5916e-06 | 5.8421e-05 | 1.22 | RS Means Green Building Cost Data 2014 (Table 7.21.16.20) | 0 | 0 | 1.9 | RS Means Green Building Cost Data 2014 (Table 7.21.16.20) | 0 | 0 | 0.68 | sq ft |  | 0.68
Nonequipment | Roof Insulation | Roof Insulation (built-up roof applicable to flat/low slope roofs) | Code-Compliant Flat Roof | Commercial | New | College and University | FL Zone 2 | Square feet | 37.5% | 11.0507 | 10.9211 | 0.12952 | 0.01172 | 20 | 5.3565e-05 | 3.1552e-05 | 1.22 | RS Means Green Building Cost Data 2014 (Table 7.21.16.20) | 0 | 0 | 1.9 | RS Means Green Building Cost Data 2014 (Table 7.21.16.20) | 0 | 0 | 0.68 | sq ft |  | 0.68
Nonequipment | Roof Insulation | Roof Insulation (built-up roof applicable to flat/low slope roofs) | Code-Compliant Flat Roof | Commercial | New | Grocery | FL Zone 2 | Square feet | 58.5% | 31.0105 | 30.881 | 0.12952 | 0.0041765 | 20 | 2.643e-05 | 6.0445e-05 | 1.22 | RS Means Green Building Cost Data 2014 (Table 7.21.16.20) | 0 | 0 | 1.9 | RS Means Green Building Cost Data 2014 (Table 7.21.16.20) | 0 | 0 | 0.68 | sq ft |  | 0.68
Nonequipment | Roof Insulation | Roof Insulation (built-up roof applicable to flat/low slope roofs) | Code-Compliant Flat Roof | Commercial | New | Healthcare | FL Zone 2 | Square feet | 37.5% | 15.0829 | 14.9534 | 0.12952 | 0.0085869 | 20 | 2.5916e-06 | 5.8421e-05 | 1.22 | RS Means Green Building Cost Data 2014 (Table 7.21.16.20) | 0 | 0 | 1.9 | RS Means Green Building Cost Data 2014 (Table 7.21.16.20) | 0 | 0 | 0.68 | sq ft |  | 0.68
Nonequipment | Roof Insulation | Roof Insulation (built-up roof applicable to flat/low slope roofs) | Code-Compliant Flat Roof | Commercial | New | Hospitals | FL Zone 2 | Square feet | 58.5% | 81.2975 | 81.168 | 0.12952 | 0.0015931 | 20 | 5.3565e-05 | 3.1552e-05 | 1.22 | RS Means Green Building Cost Data 2014 (Table 7.21.16.20) | 0 | 0 | 1.9 | RS Means Green Building Cost Data 2014 (Table 7.21.16.20) | 0 | 0 | 0.68 | sq ft |  | 0.68
Nonequipment | Roof Insulation | Roof Insulation (built-up roof applicable to flat/low slope roofs) | Code-Compliant Flat Roof | Commercial | New | Institutional | FL Zone 2 | Square feet | 58.5% | 56.2721 | 56.1426 | 0.12952 | 0.0023016 | 20 | 2.5916e-06 | 5.8421e-05 | 1.22 | RS Means Green Building Cost Data 2014 (Table 7.21.16.20) | 0 | 0 | 1.9 | RS Means Green Building Cost Data 2014 (Table 7.21.16.20) | 0 | 0 | 0.68 | sq ft |  | 0.68
Nonequipment | Roof Insulation | Roof Insulation (built-up roof applicable to flat/low slope roofs) | Code-Compliant Flat Roof | Commercial | New | Lodging/Hospitality | FL Zone 2 | Square feet | 37.5% | 34.7257 | 34.5962 | 0.12952 | 0.0037297 | 20 | 5.3565e-05 | 3.1552e-05 | 1.22 | RS Means Green Building Cost Data 2014 (Table 7.21.16.20) | 0 | 0 | 1.9 | RS Means Green Building Cost Data 2014 (Table 7.21.16.20) | 0 | 0 | 0.68 | sq ft |  | 0.68
Nonequipment | Roof Insulation | Roof Insulation (built-up roof applicable to flat/low slope roofs) | Code-Compliant Flat Roof | Commercial | New | Miscellaneous | FL Zone 2 | Square feet | 49.96% | 107.2344 | 107.1049 | 0.12952 | 0.0012078 | 20 | 2.5916e-06 | 5.8421e-05 | 1.22 | RS Means Green Building Cost Data 2014 (Table 7.21.16.20) | 0 | 0 | 1.9 | RS Means Green Building Cost Data 2014 (Table 7.21.16.20) | 0 | 0 | 0.68 | sq ft |  | 0.68
Nonequipment | Roof Insulation | Roof Insulation (built-up roof applicable to flat/low slope roofs) | Code-Compliant Flat Roof | Commercial | New | Offices | FL Zone 2 | Square feet | 37.5% | 58.1979 | 58.0684 | 0.12952 | 0.0022254 | 20 | 2.5916e-06 | 5.8421e-05 | 1.22 | RS Means Green Building Cost Data 2014 (Table 7.21.16.20) | 0 | 0 | 1.9 | RS Means Green Building Cost Data 2014 (Table 7.21.16.20) | 0 | 0 | 0.68 | sq ft |  | 0.68
Nonequipment | Roof Insulation | Roof Insulation (built-up roof applicable to flat/low slope roofs) | Code-Compliant Flat Roof | Commercial | New | Restaurants | FL Zone 2 | Square feet | 37.5% | 31.354 | 31.2245 | 0.12952 | 0.0041307 | 20 | 2.643e-05 | 6.0445e-05 | 1.22 | RS Means Green Building Cost Data 2014 (Table 7.21.16.20) | 0 | 0 | 1.9 | RS Means Green Building Cost Data 2014 (Table 7.21.16.20) | 0 | 0 | 0.68 | sq ft |  | 0.68
Nonequipment | Roof Insulation | Roof Insulation (built-up roof applicable to flat/low slope roofs) | Code-Compliant Flat Roof | Commercial | New | Retail | FL Zone 2 | Square feet | 58.5% | 5.9824 | 5.8528 | 0.12952 | 0.021649 | 20 | 2.643e-05 | 6.0445e-05 | 1.22 | RS Means Green Building Cost Data 2014 (Table 7.21.16.20) | 0 | 0 | 1.9 | RS Means Green Building Cost Data 2014 (Table 7.21.16.20) | 0 | 0 | 0.68 | sq ft |  | 0.68
Nonequipment | Roof Insulation | Roof Insulation (built-up roof applicable to flat/low slope roofs) | Code-Compliant Flat Roof | Commercial | New | Schools K-12 | FL Zone 2 | Square feet | 37.5% | 5.1058 | 4.9762 | 0.12952 | 0.025366 | 20 | 2.5916e-06 | 5.8421e-05 | 1.22 | RS Means Green Building Cost Data 2014 (Table 7.21.16.20) | 0 | 0 | 1.9 | RS Means Green Building Cost Data 2014 (Table 7.21.16.20) | 0 | 0 | 0.68 | sq ft |  | 0.68
Nonequipment | Roof Insulation | Roof Insulation (built-up roof applicable to flat/low slope roofs) | Code-Compliant Flat Roof | Commercial | New | Warehouse | FL Zone 2 | Square feet | 58.5% | 1.4026 | 1.273 | 0.12952 | 0.092342 | 20 | 1.4697e-05 | 2.6223e-05 | 1.22 | RS Means Green Building Cost Data 2014 (Table 7.21.16.20) | 0 | 0 | 1.9 | RS Means Green Building Cost Data 2014 (Table 7.21.16.20) | 0 | 0 | 0.68 | sq ft |  | 0.68
Nonequipment | Smart Thermostat | Standard Heating and Cooling System with Smart Thermostat | Standard Heating and Cooling System with Manual Thermostat | Commercial | Existing | Assembly | FL Zone 2 | Per End Use Consumption | 31.48% | 48078.2351 | 43270.4116 | 4807.8235 | 0.1 | 11 | 0.057087 | -0.78999 | 0 | no base cost | 0 | 0 | 169 | https://www.homedepot.com/p/ecobee-3-lite-7-Day-Programmable-Smart-Thermostat-with-Touchscreen-EB-STATE3LT-02/301500584 | 105 | rate at $70/per labor hour, assume 1.5. hours work, reference: https://www.fixr.com/costs/thermostat-installation | 274 | unit | 16 | 4384
Nonequipment | Smart Thermostat | Standard Heating and Cooling System with Smart Thermostat | Standard Heating and Cooling System with Manual Thermostat | Commercial | Existing | College and University | FL Zone 2 | Per End Use Consumption | 45.33% | 287152.3197 | 258437.0877 | 28715.232 | 0.1 | 11 | 2.4002 | 0.70909 | 0 | no base cost | 0 | 0 | 169 | https://www.homedepot.com/p/ecobee-3-lite-7-Day-Programmable-Smart-Thermostat-with-Touchscreen-EB-STATE3LT-02/301500584 | 105 | rate at $70/per labor hour, assume 1.5. hours work, reference: https://www.fixr.com/costs/thermostat-installation | 274 | unit | 61 | 16714
Nonequipment | Smart Thermostat | Standard Heating and Cooling System with Smart Thermostat | Standard Heating and Cooling System with Manual Thermostat | Commercial | Existing | Grocery | FL Zone 2 | Per End Use Consumption | 31.48% | 115753.0083 | 104177.7075 | 11575.3008 | 0.1 | 11 | 4.2896 | -0.0081399 | 0 | no base cost | 0 | 0 | 169 | https://www.homedepot.com/p/ecobee-3-lite-7-Day-Programmable-Smart-Thermostat-with-Touchscreen-EB-STATE3LT-02/301500584 | 105 | rate at $70/per labor hour, assume 1.5. hours work, reference: https://www.fixr.com/costs/thermostat-installation | 274 | unit | 4 | 1096
Nonequipment | Smart Thermostat | Standard Heating and Cooling System with Smart Thermostat | Standard Heating and Cooling System with Manual Thermostat | Commercial | Existing | Healthcare | FL Zone 2 | Per End Use Consumption | 45.33% | 202047.3819 | 181842.6437 | 20204.7382 | 0.1 | 11 | 0.23991 | -3.3199 | 0 | no base cost | 0 | 0 | 169 | https://www.homedepot.com/p/ecobee-3-lite-7-Day-Programmable-Smart-Thermostat-with-Touchscreen-EB-STATE3LT-02/301500584 | 105 | rate at $70/per labor hour, assume 1.5. hours work, reference: https://www.fixr.com/costs/thermostat-installation | 274 | unit | 17 | 4658
Nonequipment | Smart Thermostat | Standard Heating and Cooling System with Smart Thermostat | Standard Heating and Cooling System with Manual Thermostat | Commercial | Existing | Hospitals | FL Zone 2 | Per End Use Consumption | 31.48% | 2105301.9288 | 1894771.7359 | 210530.1929 | 0.1 | 11 | 17.5975 | 5.1988 | 0 | no base cost | 0 | 0 | 169 | https://www.homedepot.com/p/ecobee-3-lite-7-Day-Programmable-Smart-Thermostat-with-Touchscreen-EB-STATE3LT-02/301500584 | 105 | rate at $70/per labor hour, assume 1.5. hours work, reference: https://www.fixr.com/costs/thermostat-installation | 274 | unit | 168 | 46032
Nonequipment | Smart Thermostat | Standard Heating and Cooling System with Smart Thermostat | Standard Heating and Cooling System with Manual Thermostat | Commercial | Existing | Institutional | FL Zone 2 | Per End Use Consumption | 31.48% | 233568.925 | 210212.0325 | 23356.8925 | 0.1 | 11 | 0.27734 | -3.8379 | 0 | no base cost | 0 | 0 | 169 | https://www.homedepot.com/p/ecobee-3-lite-7-Day-Programmable-Smart-Thermostat-with-Touchscreen-EB-STATE3LT-02/301500584 | 105 | rate at $70/per labor hour, assume 1.5. hours work, reference: https://www.fixr.com/costs/thermostat-installation | 274 | unit | 17 | 4658
Nonequipment | Smart Thermostat | Standard Heating and Cooling System with Smart Thermostat | Standard Heating and Cooling System with Manual Thermostat | Commercial | Existing | Lodging/Hospitality | FL Zone 2 | Per End Use Consumption | 45.33% | 191602.1762 | 172441.9586 | 19160.2176 | 0.1 | 11 | -0.61374 | 57.2461 | 0 | no base cost | 0 | 0 | 169 | https://www.homedepot.com/p/ecobee-3-lite-7-Day-Programmable-Smart-Thermostat-with-Touchscreen-EB-STATE3LT-02/301500584 | 105 | rate at $70/per labor hour, assume 1.5. hours work, reference: https://www.fixr.com/costs/thermostat-installation | 274 | unit | 27 | 7398
Nonequipment | Smart Thermostat | Standard Heating and Cooling System with Smart Thermostat | Standard Heating and Cooling System with Manual Thermostat | Commercial | Existing | Miscellaneous | FL Zone 2 | Per End Use Consumption | 22.46% | 2226772.3297 | 2004095.0967 | 222677.233 | 0.1 | 11 | 2.644 | -36.5889 | 0 | no base cost | 0 | 0 | 169 | https://www.homedepot.com/p/ecobee-3-lite-7-Day-Programmable-Smart-Thermostat-with-Touchscreen-EB-STATE3LT-02/301500584 | 105 | rate at $70/per labor hour, assume 1.5. hours work, reference: https://www.fixr.com/costs/thermostat-installation | 274 | unit | 231 | 63294
Nonequipment | Smart Thermostat | Standard Heating and Cooling System with Smart Thermostat | Standard Heating and Cooling System with Manual Thermostat | Commercial | Existing | Offices | FL Zone 2 | Per End Use Consumption | 45.33% | 166452.0881 | 149806.8793 | 16645.2088 | 0.1 | 11 | 0.19764 | -2.735 | 0 | no base cost | 0 | 0 | 169 | https://www.homedepot.com/p/ecobee-3-lite-7-Day-Programmable-Smart-Thermostat-with-Touchscreen-EB-STATE3LT-02/301500584 | 105 | rate at $70/per labor hour, assume 1.5. hours work, reference: https://www.fixr.com/costs/thermostat-installation | 274 | unit | 13 | 3562
Nonequipment | Smart Thermostat | Standard Heating and Cooling System with Smart Thermostat | Standard Heating and Cooling System with Manual Thermostat | Commercial | Existing | Restaurants | FL Zone 2 | Per End Use Consumption | 45.33% | 120615.3416 | 108553.8074 | 12061.5342 | 0.1 | 11 | 4.4698 | -0.0084818 | 0 | no base cost | 0 | 0 | 169 | https://www.homedepot.com/p/ecobee-3-lite-7-Day-Programmable-Smart-Thermostat-with-Touchscreen-EB-STATE3LT-02/301500584 | 105 | rate at $70/per labor hour, assume 1.5. hours work, reference: https://www.fixr.com/costs/thermostat-installation | 274 | unit | 5 | 1370
Nonequipment | Smart Thermostat | Standard Heating and Cooling System with Smart Thermostat | Standard Heating and Cooling System with Manual Thermostat | Commercial | Existing | Retail | FL Zone 2 | Per End Use Consumption | 31.48% | 52681.844 | 47413.6596 | 5268.1844 | 0.1 | 11 | 1.9523 | -0.0037047 | 0 | no base cost | 0 | 0 | 169 | https://www.homedepot.com/p/ecobee-3-lite-7-Day-Programmable-Smart-Thermostat-with-Touchscreen-EB-STATE3LT-02/301500584 | 105 | rate at $70/per labor hour, assume 1.5. hours work, reference: https://www.fixr.com/costs/thermostat-installation | 274 | unit | 10 | 2740
Nonequipment | Smart Thermostat | Standard Heating and Cooling System with Smart Thermostat | Standard Heating and Cooling System with Manual Thermostat | Commercial | Existing | Schools K-12 | FL Zone 2 | Per End Use Consumption | 45.33% | 196876.9732 | 177189.2758 | 19687.6973 | 0.1 | 11 | 0.23377 | -3.235 | 0 | no base cost | 0 | 0 | 169 | https://www.homedepot.com/p/ecobee-3-lite-7-Day-Programmable-Smart-Thermostat-with-Touchscreen-EB-STATE3LT-02/301500584 | 105 | rate at $70/per labor hour, assume 1.5. hours work, reference: https://www.fixr.com/costs/thermostat-installation | 274 | unit | 42 | 11508
Nonequipment | Smart Thermostat | Standard Heating and Cooling System with Smart Thermostat | Standard Heating and Cooling System with Manual Thermostat | Commercial | Existing | Warehouse | FL Zone 2 | Per End Use Consumption | 31.48% | 19557.8341 | 17602.0507 | 1955.7834 | 0.1 | 11 | 0.023223 | -0.32136 | 0 | no base cost | 0 | 0 | 169 | https://www.homedepot.com/p/ecobee-3-lite-7-Day-Programmable-Smart-Thermostat-with-Touchscreen-EB-STATE3LT-02/301500584 | 105 | rate at $70/per labor hour, assume 1.5. hours work, reference: https://www.fixr.com/costs/thermostat-installation | 274 | unit | 13 | 3562
Nonequipment | Smart Thermostat | Standard Heating and Cooling System with Smart Thermostat | Standard Heating and Cooling System with Manual Thermostat | Commercial | New | Assembly | FL Zone 2 | Per End Use Consumption | 31.48% | 48078.2351 | 43270.4116 | 4807.8235 | 0.1 | 11 | 0.057087 | -0.78999 | 0 | no base cost | 0 | 0 | 169 | https://www.homedepot.com/p/ecobee-3-lite-7-Day-Programmable-Smart-Thermostat-with-Touchscreen-EB-STATE3LT-02/301500584 | 105 | rate at $70/per labor hour, assume 1.5. hours work, reference: https://www.fixr.com/costs/thermostat-installation | 274 | unit | 16 | 4384
Nonequipment | Smart Thermostat | Standard Heating and Cooling System with Smart Thermostat | Standard Heating and Cooling System with Manual Thermostat | Commercial | New | College and University | FL Zone 2 | Per End Use Consumption | 45.33% | 287152.3197 | 258437.0877 | 28715.232 | 0.1 | 11 | 2.4002 | 0.70909 | 0 | no base cost | 0 | 0 | 169 | https://www.homedepot.com/p/ecobee-3-lite-7-Day-Programmable-Smart-Thermostat-with-Touchscreen-EB-STATE3LT-02/301500584 | 105 | rate at $70/per labor hour, assume 1.5. hours work, reference: https://www.fixr.com/costs/thermostat-installation | 274 | unit | 61 | 16714
Nonequipment | Smart Thermostat | Standard Heating and Cooling System with Smart Thermostat | Standard Heating and Cooling System with Manual Thermostat | Commercial | New | Grocery | FL Zone 2 | Per End Use Consumption | 31.48% | 115753.0083 | 104177.7075 | 11575.3008 | 0.1 | 11 | 4.2896 | -0.0081399 | 0 | no base cost | 0 | 0 | 169 | https://www.homedepot.com/p/ecobee-3-lite-7-Day-Programmable-Smart-Thermostat-with-Touchscreen-EB-STATE3LT-02/301500584 | 105 | rate at $70/per labor hour, assume 1.5. hours work, reference: https://www.fixr.com/costs/thermostat-installation | 274 | unit | 4 | 1096
Nonequipment | Smart Thermostat | Standard Heating and Cooling System with Smart Thermostat | Standard Heating and Cooling System with Manual Thermostat | Commercial | New | Healthcare | FL Zone 2 | Per End Use Consumption | 45.33% | 202047.3819 | 181842.6437 | 20204.7382 | 0.1 | 11 | 0.23991 | -3.3199 | 0 | no base cost | 0 | 0 | 169 | https://www.homedepot.com/p/ecobee-3-lite-7-Day-Programmable-Smart-Thermostat-with-Touchscreen-EB-STATE3LT-02/301500584 | 105 | rate at $70/per labor hour, assume 1.5. hours work, reference: https://www.fixr.com/costs/thermostat-installation | 274 | unit | 17 | 4658
Nonequipment | Smart Thermostat | Standard Heating and Cooling System with Smart Thermostat | Standard Heating and Cooling System with Manual Thermostat | Commercial | New | Hospitals | FL Zone 2 | Per End Use Consumption | 31.48% | 2105301.9288 | 1894771.7359 | 210530.1929 | 0.1 | 11 | 17.5975 | 5.1988 | 0 | no base cost | 0 | 0 | 169 | https://www.homedepot.com/p/ecobee-3-lite-7-Day-Programmable-Smart-Thermostat-with-Touchscreen-EB-STATE3LT-02/301500584 | 105 | rate at $70/per labor hour, assume 1.5. hours work, reference: https://www.fixr.com/costs/thermostat-installation | 274 | unit | 168 | 46032
Nonequipment | Smart Thermostat | Standard Heating and Cooling System with Smart Thermostat | Standard Heating and Cooling System with Manual Thermostat | Commercial | New | Institutional | FL Zone 2 | Per End Use Consumption | 31.48% | 233568.925 | 210212.0325 | 23356.8925 | 0.1 | 11 | 0.27734 | -3.8379 | 0 | no base cost | 0 | 0 | 169 | https://www.homedepot.com/p/ecobee-3-lite-7-Day-Programmable-Smart-Thermostat-with-Touchscreen-EB-STATE3LT-02/301500584 | 105 | rate at $70/per labor hour, assume 1.5. hours work, reference: https://www.fixr.com/costs/thermostat-installation | 274 | unit | 17 | 4658
Nonequipment | Smart Thermostat | Standard Heating and Cooling System with Smart Thermostat | Standard Heating and Cooling System with Manual Thermostat | Commercial | New | Lodging/Hospitality | FL Zone 2 | Per End Use Consumption | 45.33% | 191602.1762 | 172441.9586 | 19160.2176 | 0.1 | 11 | -0.61374 | 57.2461 | 0 | no base cost | 0 | 0 | 169 | https://www.homedepot.com/p/ecobee-3-lite-7-Day-Programmable-Smart-Thermostat-with-Touchscreen-EB-STATE3LT-02/301500584 | 105 | rate at $70/per labor hour, assume 1.5. hours work, reference: https://www.fixr.com/costs/thermostat-installation | 274 | unit | 27 | 7398
Nonequipment | Smart Thermostat | Standard Heating and Cooling System with Smart Thermostat | Standard Heating and Cooling System with Manual Thermostat | Commercial | New | Miscellaneous | FL Zone 2 | Per End Use Consumption | 22.46% | 2226772.3297 | 2004095.0967 | 222677.233 | 0.1 | 11 | 2.644 | -36.5889 | 0 | no base cost | 0 | 0 | 169 | https://www.homedepot.com/p/ecobee-3-lite-7-Day-Programmable-Smart-Thermostat-with-Touchscreen-EB-STATE3LT-02/301500584 | 105 | rate at $70/per labor hour, assume 1.5. hours work, reference: https://www.fixr.com/costs/thermostat-installation | 274 | unit | 231 | 63294
Nonequipment | Smart Thermostat | Standard Heating and Cooling System with Smart Thermostat | Standard Heating and Cooling System with Manual Thermostat | Commercial | New | Offices | FL Zone 2 | Per End Use Consumption | 45.33% | 166452.0881 | 149806.8793 | 16645.2088 | 0.1 | 11 | 0.19764 | -2.735 | 0 | no base cost | 0 | 0 | 169 | https://www.homedepot.com/p/ecobee-3-lite-7-Day-Programmable-Smart-Thermostat-with-Touchscreen-EB-STATE3LT-02/301500584 | 105 | rate at $70/per labor hour, assume 1.5. hours work, reference: https://www.fixr.com/costs/thermostat-installation | 274 | unit | 13 | 3562
Nonequipment | Smart Thermostat | Standard Heating and Cooling System with Smart Thermostat | Standard Heating and Cooling System with Manual Thermostat | Commercial | New | Restaurants | FL Zone 2 | Per End Use Consumption | 45.33% | 120615.3416 | 108553.8074 | 12061.5342 | 0.1 | 11 | 4.4698 | -0.0084818 | 0 | no base cost | 0 | 0 | 169 | https://www.homedepot.com/p/ecobee-3-lite-7-Day-Programmable-Smart-Thermostat-with-Touchscreen-EB-STATE3LT-02/301500584 | 105 | rate at $70/per labor hour, assume 1.5. hours work, reference: https://www.fixr.com/costs/thermostat-installation | 274 | unit | 5 | 1370
Nonequipment | Smart Thermostat | Standard Heating and Cooling System with Smart Thermostat | Standard Heating and Cooling System with Manual Thermostat | Commercial | New | Retail | FL Zone 2 | Per End Use Consumption | 31.48% | 52681.844 | 47413.6596 | 5268.1844 | 0.1 | 11 | 1.9523 | -0.0037047 | 0 | no base cost | 0 | 0 | 169 | https://www.homedepot.com/p/ecobee-3-lite-7-Day-Programmable-Smart-Thermostat-with-Touchscreen-EB-STATE3LT-02/301500584 | 105 | rate at $70/per labor hour, assume 1.5. hours work, reference: https://www.fixr.com/costs/thermostat-installation | 274 | unit | 10 | 2740
Nonequipment | Smart Thermostat | Standard Heating and Cooling System with Smart Thermostat | Standard Heating and Cooling System with Manual Thermostat | Commercial | New | Schools K-12 | FL Zone 2 | Per End Use Consumption | 45.33% | 196876.9732 | 177189.2758 | 19687.6973 | 0.1 | 11 | 0.23377 | -3.235 | 0 | no base cost | 0 | 0 | 169 | https://www.homedepot.com/p/ecobee-3-lite-7-Day-Programmable-Smart-Thermostat-with-Touchscreen-EB-STATE3LT-02/301500584 | 105 | rate at $70/per labor hour, assume 1.5. hours work, reference: https://www.fixr.com/costs/thermostat-installation | 274 | unit | 42 | 11508
Nonequipment | Smart Thermostat | Standard Heating and Cooling System with Smart Thermostat | Standard Heating and Cooling System with Manual Thermostat | Commercial | New | Warehouse | FL Zone 2 | Per End Use Consumption | 31.48% | 19557.8341 | 17602.0507 | 1955.7834 | 0.1 | 11 | 0.023223 | -0.32136 | 0 | no base cost | 0 | 0 | 169 | https://www.homedepot.com/p/ecobee-3-lite-7-Day-Programmable-Smart-Thermostat-with-Touchscreen-EB-STATE3LT-02/301500584 | 105 | rate at $70/per labor hour, assume 1.5. hours work, reference: https://www.fixr.com/costs/thermostat-installation | 274 | unit | 13 | 3562
Nonequipment | Thermal Energy Storage | Deploy thermal energy storage technology (ice harvester, etc) to shift load | 0 | Commercial | Existing | Assembly | FL Zone 2 | Per End Use Consumption | 50% | 40558.1631 | 41191.9419 | -633.7788 | -0.015626 | 20 | 3.9872 | 1.1505 | 0 | no base cost | 0 | 0 | 1128.84 | FPL program cost (average program cost per summer kW) | 71.687 | FPL contractor estimate on O&M costs for system | 1200.527 | kW | 3.9872 | 4786.7959
Nonequipment | Thermal Energy Storage | Deploy thermal energy storage technology (ice harvester, etc) to shift load | 0 | Commercial | Existing | College and University | FL Zone 2 | Per End Use Consumption | 66.67% | 242237.8979 | 246023.2086 | -3785.3107 | -0.015626 | 20 | 23.8142 | 6.8715 | 0 | no base cost | 0 | 0 | 1128.84 | FPL program cost (average program cost per summer kW) | 71.687 | FPL contractor estimate on O&M costs for system | 1200.527 | kW | 23.8142 | 28589.6422
Nonequipment | Thermal Energy Storage | Deploy thermal energy storage technology (ice harvester, etc) to shift load | 0 | Commercial | Existing | Grocery | FL Zone 2 | Per End Use Consumption | 33.33% | 97647.7064 | 99173.5903 | -1525.8839 | -0.015626 | 20 | 9.5997 | 2.77 | 0 | no base cost | 0 | 0 | 1128.84 | FPL program cost (average program cost per summer kW) | 71.687 | FPL contractor estimate on O&M costs for system | 1200.527 | kW | 9.5997 | 11524.6747
Nonequipment | Thermal Energy Storage | Deploy thermal energy storage technology (ice harvester, etc) to shift load | 0 | Commercial | Existing | Healthcare | FL Zone 2 | Per End Use Consumption | 20% | 170444.4983 | 173107.9353 | -2663.437 | -0.015626 | 20 | 16.7563 | 4.835 | 0 | no base cost | 0 | 0 | 1128.84 | FPL program cost (average program cost per summer kW) | 71.687 | FPL contractor estimate on O&M costs for system | 1200.527 | kW | 16.7563 | 20116.3701
Nonequipment | Thermal Energy Storage | Deploy thermal energy storage technology (ice harvester, etc) to shift load | 0 | Commercial | Existing | Hospitals | FL Zone 2 | Per End Use Consumption | 66.67% | 1776004.8545 | 1803757.4489 | -27752.5944 | -0.015626 | 20 | 174.5978 | 50.3796 | 0 | no base cost | 0 | 0 | 1128.84 | FPL program cost (average program cost per summer kW) | 71.687 | FPL contractor estimate on O&M costs for system | 1200.527 | kW | 174.5978 | 209609.4116
Nonequipment | Thermal Energy Storage | Deploy thermal energy storage technology (ice harvester, etc) to shift load | 0 | Commercial | Existing | Institutional | FL Zone 2 | Per End Use Consumption | 33.33% | 197035.6551 | 200114.6166 | -3078.9615 | -0.015626 | 20 | 19.3704 | 5.5893 | 0 | no base cost | 0 | 0 | 1128.84 | FPL program cost (average program cost per summer kW) | 71.687 | FPL contractor estimate on O&M costs for system | 1200.527 | kW | 19.3704 | 23254.7381
Nonequipment | Thermal Energy Storage | Deploy thermal energy storage technology (ice harvester, etc) to shift load | 0 | Commercial | Existing | Lodging/Hospitality | FL Zone 2 | Per End Use Consumption | 33.33% | 161633.0609 | 164158.8067 | -2525.7458 | -0.015626 | 20 | 15.89 | 4.585 | 0 | no base cost | 0 | 0 | 1128.84 | FPL program cost (average program cost per summer kW) | 71.687 | FPL contractor estimate on O&M costs for system | 1200.527 | kW | 15.89 | 19076.4179
Nonequipment | Thermal Energy Storage | Deploy thermal energy storage technology (ice harvester, etc) to shift load | 0 | Commercial | Existing | Miscellaneous | FL Zone 2 | Per End Use Consumption | 50% | 1878475.6776 | 1907829.524 | -29353.8464 | -0.015626 | 20 | 184.6717 | 53.2863 | 0 | no base cost | 0 | 0 | 1128.84 | FPL program cost (average program cost per summer kW) | 71.687 | FPL contractor estimate on O&M costs for system | 1200.527 | kW | 184.6717 | 221703.325
Nonequipment | Thermal Energy Storage | Deploy thermal energy storage technology (ice harvester, etc) to shift load | 0 | Commercial | Existing | Offices | FL Zone 2 | Per End Use Consumption | 33.33% | 140416.7794 | 142610.9907 | -2194.2113 | -0.015626 | 20 | 13.8043 | 3.9832 | 0 | no base cost | 0 | 0 | 1128.84 | FPL program cost (average program cost per summer kW) | 71.687 | FPL contractor estimate on O&M costs for system | 1200.527 | kW | 13.8043 | 16572.4088
Nonequipment | Thermal Energy Storage | Deploy thermal energy storage technology (ice harvester, etc) to shift load | 0 | Commercial | Existing | Restaurants | FL Zone 2 | Per End Use Consumption | 0% | 101749.5064 | 103339.4868 | -1589.9803 | -0.015626 | 20 | 10.0029 | 2.8863 | 0 | no base cost | 0 | 0 | 1128.84 | FPL program cost (average program cost per summer kW) | 71.687 | FPL contractor estimate on O&M costs for system | 1200.527 | kW | 10.0029 | 12008.7815
Nonequipment | Thermal Energy Storage | Deploy thermal energy storage technology (ice harvester, etc) to shift load | 0 | Commercial | Existing | Retail | FL Zone 2 | Per End Use Consumption | 20% | 44441.7066 | 45136.1713 | -694.4647 | -0.015626 | 20 | 4.369 | 1.2607 | 0 | no base cost | 0 | 0 | 1128.84 | FPL program cost (average program cost per summer kW) | 71.687 | FPL contractor estimate on O&M costs for system | 1200.527 | kW | 4.369 | 5245.1433
Nonequipment | Thermal Energy Storage | Deploy thermal energy storage technology (ice harvester, etc) to shift load | 0 | Commercial | Existing | Schools K-12 | FL Zone 2 | Per End Use Consumption | 33.33% | 166082.8099 | 168678.0894 | -2595.2794 | -0.015626 | 20 | 16.3275 | 4.7112 | 0 | no base cost | 0 | 0 | 1128.84 | FPL program cost (average program cost per summer kW) | 71.687 | FPL contractor estimate on O&M costs for system | 1200.527 | kW | 16.3275 | 19601.5906
Nonequipment | Thermal Energy Storage | Deploy thermal energy storage technology (ice harvester, etc) to shift load | 0 | Commercial | Existing | Warehouse | FL Zone 2 | Per End Use Consumption | 0% | 16498.7301 | 16756.5462 | -257.8161 | -0.015626 | 20 | 1.622 | 0.46802 | 0 | no base cost | 0 | 0 | 1128.84 | FPL program cost (average program cost per summer kW) | 71.687 | FPL contractor estimate on O&M costs for system | 1200.527 | kW | 1.622 | 1947.2295
Nonequipment | Thermal Energy Storage | Deploy thermal energy storage technology (ice harvester, etc) to shift load | 0 | Commercial | New | Assembly | FL Zone 2 | Per End Use Consumption | 50% | 40558.1631 | 41191.9419 | -633.7788 | -0.015626 | 20 | 3.9872 | 1.1505 | 0 | no base cost | 0 | 0 | 1128.84 | FPL program cost (average program cost per summer kW) | 71.687 | FPL contractor estimate on O&M costs for system | 1200.527 | kW | 3.9872 | 4786.7959
Nonequipment | Thermal Energy Storage | Deploy thermal energy storage technology (ice harvester, etc) to shift load | 0 | Commercial | New | College and University | FL Zone 2 | Per End Use Consumption | 66.67% | 242237.8979 | 246023.2086 | -3785.3107 | -0.015626 | 20 | 23.8142 | 6.8715 | 0 | no base cost | 0 | 0 | 1128.84 | FPL program cost (average program cost per summer kW) | 71.687 | FPL contractor estimate on O&M costs for system | 1200.527 | kW | 23.8142 | 28589.6422
Nonequipment | Thermal Energy Storage | Deploy thermal energy storage technology (ice harvester, etc) to shift load | 0 | Commercial | New | Grocery | FL Zone 2 | Per End Use Consumption | 33.33% | 97647.7064 | 99173.5903 | -1525.8839 | -0.015626 | 20 | 9.5997 | 2.77 | 0 | no base cost | 0 | 0 | 1128.84 | FPL program cost (average program cost per summer kW) | 71.687 | FPL contractor estimate on O&M costs for system | 1200.527 | kW | 9.5997 | 11524.6747
Nonequipment | Thermal Energy Storage | Deploy thermal energy storage technology (ice harvester, etc) to shift load | 0 | Commercial | New | Healthcare | FL Zone 2 | Per End Use Consumption | 20% | 170444.4983 | 173107.9353 | -2663.437 | -0.015626 | 20 | 16.7563 | 4.835 | 0 | no base cost | 0 | 0 | 1128.84 | FPL program cost (average program cost per summer kW) | 71.687 | FPL contractor estimate on O&M costs for system | 1200.527 | kW | 16.7563 | 20116.3701
Nonequipment | Thermal Energy Storage | Deploy thermal energy storage technology (ice harvester, etc) to shift load | 0 | Commercial | New | Hospitals | FL Zone 2 | Per End Use Consumption | 66.67% | 1776004.8545 | 1803757.4489 | -27752.5944 | -0.015626 | 20 | 174.5978 | 50.3796 | 0 | no base cost | 0 | 0 | 1128.84 | FPL program cost (average program cost per summer kW) | 71.687 | FPL contractor estimate on O&M costs for system | 1200.527 | kW | 174.5978 | 209609.4116
Nonequipment | Thermal Energy Storage | Deploy thermal energy storage technology (ice harvester, etc) to shift load | 0 | Commercial | New | Institutional | FL Zone 2 | Per End Use Consumption | 33.33% | 197035.6551 | 200114.6166 | -3078.9615 | -0.015626 | 20 | 19.3704 | 5.5893 | 0 | no base cost | 0 | 0 | 1128.84 | FPL program cost (average program cost per summer kW) | 71.687 | FPL contractor estimate on O&M costs for system | 1200.527 | kW | 19.3704 | 23254.7381
Nonequipment | Thermal Energy Storage | Deploy thermal energy storage technology (ice harvester, etc) to shift load | 0 | Commercial | New | Lodging/Hospitality | FL Zone 2 | Per End Use Consumption | 33.33% | 161633.0609 | 164158.8067 | -2525.7458 | -0.015626 | 20 | 15.89 | 4.585 | 0 | no base cost | 0 | 0 | 1128.84 | FPL program cost (average program cost per summer kW) | 71.687 | FPL contractor estimate on O&M costs for system | 1200.527 | kW | 15.89 | 19076.4179
Nonequipment | Thermal Energy Storage | Deploy thermal energy storage technology (ice harvester, etc) to shift load | 0 | Commercial | New | Miscellaneous | FL Zone 2 | Per End Use Consumption | 50% | 1878475.6776 | 1907829.524 | -29353.8464 | -0.015626 | 20 | 184.6717 | 53.2863 | 0 | no base cost | 0 | 0 | 1128.84 | FPL program cost (average program cost per summer kW) | 71.687 | FPL contractor estimate on O&M costs for system | 1200.527 | kW | 184.6717 | 221703.325
Nonequipment | Thermal Energy Storage | Deploy thermal energy storage technology (ice harvester, etc) to shift load | 0 | Commercial | New | Offices | FL Zone 2 | Per End Use Consumption | 33.33% | 140416.7794 | 142610.9907 | -2194.2113 | -0.015626 | 20 | 13.8043 | 3.9832 | 0 | no base cost | 0 | 0 | 1128.84 | FPL program cost (average program cost per summer kW) | 71.687 | FPL contractor estimate on O&M costs for system | 1200.527 | kW | 13.8043 | 16572.4088
Nonequipment | Thermal Energy Storage | Deploy thermal energy storage technology (ice harvester, etc) to shift load | 0 | Commercial | New | Restaurants | FL Zone 2 | Per End Use Consumption | 0% | 101749.5064 | 103339.4868 | -1589.9803 | -0.015626 | 20 | 10.0029 | 2.8863 | 0 | no base cost | 0 | 0 | 1128.84 | FPL program cost (average program cost per summer kW) | 71.687 | FPL contractor estimate on O&M costs for system | 1200.527 | kW | 10.0029 | 12008.7815
Nonequipment | Thermal Energy Storage | Deploy thermal energy storage technology (ice harvester, etc) to shift load | 0 | Commercial | New | Retail | FL Zone 2 | Per End Use Consumption | 20% | 44441.7066 | 45136.1713 | -694.4647 | -0.015626 | 20 | 4.369 | 1.2607 | 0 | no base cost | 0 | 0 | 1128.84 | FPL program cost (average program cost per summer kW) | 71.687 | FPL contractor estimate on O&M costs for system | 1200.527 | kW | 4.369 | 5245.1433
Nonequipment | Thermal Energy Storage | Deploy thermal energy storage technology (ice harvester, etc) to shift load | 0 | Commercial | New | Schools K-12 | FL Zone 2 | Per End Use Consumption | 33.33% | 166082.8099 | 168678.0894 | -2595.2794 | -0.015626 | 20 | 16.3275 | 4.7112 | 0 | no base cost | 0 | 0 | 1128.84 | FPL program cost (average program cost per summer kW) | 71.687 | FPL contractor estimate on O&M costs for system | 1200.527 | kW | 16.3275 | 19601.5906
Nonequipment | Thermal Energy Storage | Deploy thermal energy storage technology (ice harvester, etc) to shift load | 0 | Commercial | New | Warehouse | FL Zone 2 | Per End Use Consumption | 0% | 16498.7301 | 16756.5462 | -257.8161 | -0.015626 | 20 | 1.622 | 0.46802 | 0 | no base cost | 0 | 0 | 1128.84 | FPL program cost (average program cost per summer kW) | 71.687 | FPL contractor estimate on O&M costs for system | 1200.527 | kW | 1.622 | 1947.2295
Nonequipment | Wall Insulation | Increased Exterior Above-Grade Wall Insulation (R-See Table Below) | Market Average Existing Exterior Above-Grade Wall Insulation | Commercial | Existing | Assembly | FL Zone 2 | Per Square Foot | 0% | 12.0311 | 10.1001 | 1.931 | 0.1605 | 20 | 3.8639e-05 | 0.00087102 | 0 | no base cost | 0 | 0 | 0.4058 | rate at $0.4058/sq.ft, reference: https://www.homewyse.com/costs/cost_of_wall_insulation.html | 0.5361 | rate at $53.61/per labor hour and 0.01 hr/sq.ft, referenrce: https://www.homewyse.com/costs/cost_of_wall_insulation.html | 0.9419 | sq ft |  | 0.9419
Nonequipment | Wall Insulation | Increased Exterior Above-Grade Wall Insulation (R-See Table Below) | Market Average Existing Exterior Above-Grade Wall Insulation | Commercial | Existing | College and University | FL Zone 2 | Per Square Foot | 0% | 18.8018 | 16.9263 | 1.8754 | 0.099748 | 20 | 0.00077564 | 0.00045688 | 0 | no base cost | 0 | 0 | 0.4058 | rate at $0.4058/sq.ft, reference: https://www.homewyse.com/costs/cost_of_wall_insulation.html | 0.5361 | rate at $53.61/per labor hour and 0.01 hr/sq.ft, referenrce: https://www.homewyse.com/costs/cost_of_wall_insulation.html | 0.9419 | sq ft |  | 0.9419
Nonequipment | Wall Insulation | Increased Exterior Above-Grade Wall Insulation (R-See Table Below) | Market Average Existing Exterior Above-Grade Wall Insulation | Commercial | Existing | Grocery | FL Zone 2 | Per Square Foot | 0% | 70.4368 | 68.534 | 1.9028 | 0.027015 | 20 | 0.00038831 | 0.00088806 | 0 | no base cost | 0 | 0 | 0.4058 | rate at $0.4058/sq.ft, reference: https://www.homewyse.com/costs/cost_of_wall_insulation.html | 0.5361 | rate at $53.61/per labor hour and 0.01 hr/sq.ft, referenrce: https://www.homewyse.com/costs/cost_of_wall_insulation.html | 0.9419 | sq ft |  | 0.9419
Nonequipment | Wall Insulation | Increased Exterior Above-Grade Wall Insulation (R-See Table Below) | Market Average Existing Exterior Above-Grade Wall Insulation | Commercial | Existing | Healthcare | FL Zone 2 | Per Square Foot | 26.6% | 49.9992 | 48.1505 | 1.8487 | 0.036975 | 20 | 3.6993e-05 | 0.00083391 | 0 | no base cost | 0 | 0 | 0.4058 | rate at $0.4058/sq.ft, reference: https://www.homewyse.com/costs/cost_of_wall_insulation.html | 0.5361 | rate at $53.61/per labor hour and 0.01 hr/sq.ft, referenrce: https://www.homewyse.com/costs/cost_of_wall_insulation.html | 0.9419 | sq ft |  | 0.9419
Nonequipment | Wall Insulation | Increased Exterior Above-Grade Wall Insulation (R-See Table Below) | Market Average Existing Exterior Above-Grade Wall Insulation | Commercial | Existing | Hospitals | FL Zone 2 | Per Square Foot | 0% | 29.9435 | 28.0407 | 1.9028 | 0.063548 | 20 | 0.00078698 | 0.00046356 | 0 | no base cost | 0 | 0 | 0.4058 | rate at $0.4058/sq.ft, reference: https://www.homewyse.com/costs/cost_of_wall_insulation.html | 0.5361 | rate at $53.61/per labor hour and 0.01 hr/sq.ft, referenrce: https://www.homewyse.com/costs/cost_of_wall_insulation.html | 0.9419 | sq ft |  | 0.9419
Nonequipment | Wall Insulation | Increased Exterior Above-Grade Wall Insulation (R-See Table Below) | Market Average Existing Exterior Above-Grade Wall Insulation | Commercial | Existing | Institutional | FL Zone 2 | Per Square Foot | 0% | 17.25 | 15.3745 | 1.8754 | 0.10872 | 20 | 3.7528e-05 | 0.00084597 | 0 | no base cost | 0 | 0 | 0.4058 | rate at $0.4058/sq.ft, reference: https://www.homewyse.com/costs/cost_of_wall_insulation.html | 0.5361 | rate at $53.61/per labor hour and 0.01 hr/sq.ft, referenrce: https://www.homewyse.com/costs/cost_of_wall_insulation.html | 0.9419 | sq ft |  | 0.9419
Nonequipment | Wall Insulation | Increased Exterior Above-Grade Wall Insulation (R-See Table Below) | Market Average Existing Exterior Above-Grade Wall Insulation | Commercial | Existing | Lodging/Hospitality | FL Zone 2 | Per Square Foot | 0% | 8.9677 | 7.0923 | 1.8754 | 0.20913 | 20 | 0.00077564 | 0.00045688 | 0 | no base cost | 0 | 0 | 0.4058 | rate at $0.4058/sq.ft, reference: https://www.homewyse.com/costs/cost_of_wall_insulation.html | 0.5361 | rate at $53.61/per labor hour and 0.01 hr/sq.ft, referenrce: https://www.homewyse.com/costs/cost_of_wall_insulation.html | 0.9419 | sq ft |  | 0.9419
Nonequipment | Wall Insulation | Increased Exterior Above-Grade Wall Insulation (R-See Table Below) | Market Average Existing Exterior Above-Grade Wall Insulation | Commercial | Existing | Miscellaneous | FL Zone 2 | Per Square Foot | 0% | 453.9659 | 452.0631 | 1.9028 | 0.0041916 | 20 | 3.8077e-05 | 0.00085833 | 0 | no base cost | 0 | 0 | 0.4058 | rate at $0.4058/sq.ft, reference: https://www.homewyse.com/costs/cost_of_wall_insulation.html | 0.5361 | rate at $53.61/per labor hour and 0.01 hr/sq.ft, referenrce: https://www.homewyse.com/costs/cost_of_wall_insulation.html | 0.9419 | sq ft |  | 0.9419
Nonequipment | Wall Insulation | Increased Exterior Above-Grade Wall Insulation (R-See Table Below) | Market Average Existing Exterior Above-Grade Wall Insulation | Commercial | Existing | Offices | FL Zone 2 | Per Square Foot | 17.1% | 12.327 | 10.4242 | 1.9028 | 0.15436 | 20 | 3.8077e-05 | 0.00085833 | 0 | no base cost | 0 | 0 | 0.4058 | rate at $0.4058/sq.ft, reference: https://www.homewyse.com/costs/cost_of_wall_insulation.html | 0.5361 | rate at $53.61/per labor hour and 0.01 hr/sq.ft, referenrce: https://www.homewyse.com/costs/cost_of_wall_insulation.html | 0.9419 | sq ft |  | 0.9419
Nonequipment | Wall Insulation | Increased Exterior Above-Grade Wall Insulation (R-See Table Below) | Market Average Existing Exterior Above-Grade Wall Insulation | Commercial | Existing | Restaurants | FL Zone 2 | Per Square Foot | 0% | 67.57 | 65.639 | 1.931 | 0.028577 | 20 | 0.00039405 | 0.00090119 | 0 | no base cost | 0 | 0 | 0.4058 | rate at $0.4058/sq.ft, reference: https://www.homewyse.com/costs/cost_of_wall_insulation.html | 0.5361 | rate at $53.61/per labor hour and 0.01 hr/sq.ft, referenrce: https://www.homewyse.com/costs/cost_of_wall_insulation.html | 0.9419 | sq ft |  | 0.9419
Nonequipment | Wall Insulation | Increased Exterior Above-Grade Wall Insulation (R-See Table Below) | Market Average Existing Exterior Above-Grade Wall Insulation | Commercial | Existing | Retail | FL Zone 2 | Per Square Foot | 15.96% | 19.9803 | 18.0774 | 1.9028 | 0.095236 | 20 | 0.00038831 | 0.00088806 | 0 | no base cost | 0 | 0 | 0.4058 | rate at $0.4058/sq.ft, reference: https://www.homewyse.com/costs/cost_of_wall_insulation.html | 0.5361 | rate at $53.61/per labor hour and 0.01 hr/sq.ft, referenrce: https://www.homewyse.com/costs/cost_of_wall_insulation.html | 0.9419 | sq ft |  | 0.9419
Nonequipment | Wall Insulation | Increased Exterior Above-Grade Wall Insulation (R-See Table Below) | Market Average Existing Exterior Above-Grade Wall Insulation | Commercial | Existing | Schools K-12 | FL Zone 2 | Per Square Foot | 0% | 33.6952 | 31.7353 | 1.9598 | 0.058164 | 20 | 3.9217e-05 | 0.00088404 | 0 | no base cost | 0 | 0 | 0.4058 | rate at $0.4058/sq.ft, reference: https://www.homewyse.com/costs/cost_of_wall_insulation.html | 0.5361 | rate at $53.61/per labor hour and 0.01 hr/sq.ft, referenrce: https://www.homewyse.com/costs/cost_of_wall_insulation.html | 0.9419 | sq ft |  | 0.9419
Nonequipment | Wall Insulation | Increased Exterior Above-Grade Wall Insulation (R-See Table Below) | Market Average Existing Exterior Above-Grade Wall Insulation | Commercial | Existing | Warehouse | FL Zone 2 | Per Square Foot | 0% | 7.0624 | 5.1314 | 1.931 | 0.27342 | 20 | 0.00021912 | 0.00039096 | 0 | no base cost | 0 | 0 | 0.4058 | rate at $0.4058/sq.ft, reference: https://www.homewyse.com/costs/cost_of_wall_insulation.html | 0.5361 | rate at $53.61/per labor hour and 0.01 hr/sq.ft, referenrce: https://www.homewyse.com/costs/cost_of_wall_insulation.html | 0.9419 | sq ft |  | 0.9419
Nonequipment | Wall Insulation | Increased Exterior Above-Grade Wall Insulation (R-See Table Below) | Code-Compliant Exterior Above-Grade Wall Insulation | Commercial | New | Assembly | FL Zone 2 | Per Square Foot | 0% | 12.0311 | 12.0311 | 0 | 0 | 20 | 0 | 0 | 0 | no base cost | 0 | 0 | 0.4058 | rate at $0.4058/sq.ft, reference: https://www.homewyse.com/costs/cost_of_wall_insulation.html | 0.5361 | rate at $53.61/per labor hour and 0.01 hr/sq.ft, referenrce: https://www.homewyse.com/costs/cost_of_wall_insulation.html | 0.9419 | sq ft |  | 0.9419
Nonequipment | Wall Insulation | Increased Exterior Above-Grade Wall Insulation (R-See Table Below) | Code-Compliant Exterior Above-Grade Wall Insulation | Commercial | New | College and University | FL Zone 2 | Per Square Foot | 0% | 18.8018 | 18.8018 | 0 | 0 | 20 | 0 | 0 | 0 | no base cost | 0 | 0 | 0.4058 | rate at $0.4058/sq.ft, reference: https://www.homewyse.com/costs/cost_of_wall_insulation.html | 0.5361 | rate at $53.61/per labor hour and 0.01 hr/sq.ft, referenrce: https://www.homewyse.com/costs/cost_of_wall_insulation.html | 0.9419 | sq ft |  | 0.9419
Nonequipment | Wall Insulation | Increased Exterior Above-Grade Wall Insulation (R-See Table Below) | Code-Compliant Exterior Above-Grade Wall Insulation | Commercial | New | Grocery | FL Zone 2 | Per Square Foot | 0% | 70.4368 | 70.4368 | 0 | 0 | 20 | 0 | 0 | 0 | no base cost | 0 | 0 | 0.4058 | rate at $0.4058/sq.ft, reference: https://www.homewyse.com/costs/cost_of_wall_insulation.html | 0.5361 | rate at $53.61/per labor hour and 0.01 hr/sq.ft, referenrce: https://www.homewyse.com/costs/cost_of_wall_insulation.html | 0.9419 | sq ft |  | 0.9419
Nonequipment | Wall Insulation | Increased Exterior Above-Grade Wall Insulation (R-See Table Below) | Code-Compliant Exterior Above-Grade Wall Insulation | Commercial | New | Healthcare | FL Zone 2 | Per Square Foot | 57% | 49.9992 | 49.9992 | 0 | 0 | 20 | 0 | 0 | 0 | no base cost | 0 | 0 | 0.4058 | rate at $0.4058/sq.ft, reference: https://www.homewyse.com/costs/cost_of_wall_insulation.html | 0.5361 | rate at $53.61/per labor hour and 0.01 hr/sq.ft, referenrce: https://www.homewyse.com/costs/cost_of_wall_insulation.html | 0.9419 | sq ft |  | 0.9419
Nonequipment | Wall Insulation | Increased Exterior Above-Grade Wall Insulation (R-See Table Below) | Code-Compliant Exterior Above-Grade Wall Insulation | Commercial | New | Hospitals | FL Zone 2 | Per Square Foot | 0% | 29.9435 | 29.9435 | 0 | 0 | 20 | 0 | 0 | 0 | no base cost | 0 | 0 | 0.4058 | rate at $0.4058/sq.ft, reference: https://www.homewyse.com/costs/cost_of_wall_insulation.html | 0.5361 | rate at $53.61/per labor hour and 0.01 hr/sq.ft, referenrce: https://www.homewyse.com/costs/cost_of_wall_insulation.html | 0.9419 | sq ft |  | 0.9419
Nonequipment | Wall Insulation | Increased Exterior Above-Grade Wall Insulation (R-See Table Below) | Code-Compliant Exterior Above-Grade Wall Insulation | Commercial | New | Institutional | FL Zone 2 | Per Square Foot | 0% | 17.25 | 17.25 | 0 | 0 | 20 | 0 | 0 | 0 | no base cost | 0 | 0 | 0.4058 | rate at $0.4058/sq.ft, reference: https://www.homewyse.com/costs/cost_of_wall_insulation.html | 0.5361 | rate at $53.61/per labor hour and 0.01 hr/sq.ft, referenrce: https://www.homewyse.com/costs/cost_of_wall_insulation.html | 0.9419 | sq ft |  | 0.9419
Nonequipment | Wall Insulation | Increased Exterior Above-Grade Wall Insulation (R-See Table Below) | Code-Compliant Exterior Above-Grade Wall Insulation | Commercial | New | Lodging/Hospitality | FL Zone 2 | Per Square Foot | 0% | 8.9677 | 8.9677 | 0 | 0 | 20 | 0 | 0 | 0 | no base cost | 0 | 0 | 0.4058 | rate at $0.4058/sq.ft, reference: https://www.homewyse.com/costs/cost_of_wall_insulation.html | 0.5361 | rate at $53.61/per labor hour and 0.01 hr/sq.ft, referenrce: https://www.homewyse.com/costs/cost_of_wall_insulation.html | 0.9419 | sq ft |  | 0.9419
Nonequipment | Wall Insulation | Increased Exterior Above-Grade Wall Insulation (R-See Table Below) | Code-Compliant Exterior Above-Grade Wall Insulation | Commercial | New | Miscellaneous | FL Zone 2 | Per Square Foot | 0% | 453.9659 | 453.9659 | 0 | 0 | 20 | 0 | 0 | 0 | no base cost | 0 | 0 | 0.4058 | rate at $0.4058/sq.ft, reference: https://www.homewyse.com/costs/cost_of_wall_insulation.html | 0.5361 | rate at $53.61/per labor hour and 0.01 hr/sq.ft, referenrce: https://www.homewyse.com/costs/cost_of_wall_insulation.html | 0.9419 | sq ft |  | 0.9419
Nonequipment | Wall Insulation | Increased Exterior Above-Grade Wall Insulation (R-See Table Below) | Code-Compliant Exterior Above-Grade Wall Insulation | Commercial | New | Offices | FL Zone 2 | Per Square Foot | 42.75% | 12.327 | 12.327 | 0 | 0 | 20 | 0 | 0 | 0 | no base cost | 0 | 0 | 0.4058 | rate at $0.4058/sq.ft, reference: https://www.homewyse.com/costs/cost_of_wall_insulation.html | 0.5361 | rate at $53.61/per labor hour and 0.01 hr/sq.ft, referenrce: https://www.homewyse.com/costs/cost_of_wall_insulation.html | 0.9419 | sq ft |  | 0.9419
Nonequipment | Wall Insulation | Increased Exterior Above-Grade Wall Insulation (R-See Table Below) | Code-Compliant Exterior Above-Grade Wall Insulation | Commercial | New | Restaurants | FL Zone 2 | Per Square Foot | 0% | 67.57 | 67.57 | 0 | 0 | 20 | 0 | 0 | 0 | no base cost | 0 | 0 | 0.4058 | rate at $0.4058/sq.ft, reference: https://www.homewyse.com/costs/cost_of_wall_insulation.html | 0.5361 | rate at $53.61/per labor hour and 0.01 hr/sq.ft, referenrce: https://www.homewyse.com/costs/cost_of_wall_insulation.html | 0.9419 | sq ft |  | 0.9419
Nonequipment | Wall Insulation | Increased Exterior Above-Grade Wall Insulation (R-See Table Below) | Code-Compliant Exterior Above-Grade Wall Insulation | Commercial | New | Retail | FL Zone 2 | Per Square Foot | 39.9% | 19.9803 | 19.9803 | 0 | 0 | 20 | 0 | 0 | 0 | no base cost | 0 | 0 | 0.4058 | rate at $0.4058/sq.ft, reference: https://www.homewyse.com/costs/cost_of_wall_insulation.html | 0.5361 | rate at $53.61/per labor hour and 0.01 hr/sq.ft, referenrce: https://www.homewyse.com/costs/cost_of_wall_insulation.html | 0.9419 | sq ft |  | 0.9419
Nonequipment | Wall Insulation | Increased Exterior Above-Grade Wall Insulation (R-See Table Below) | Code-Compliant Exterior Above-Grade Wall Insulation | Commercial | New | Schools K-12 | FL Zone 2 | Per Square Foot | 0% | 33.6952 | 33.6952 | 0 | 0 | 20 | 0 | 0 | 0 | no base cost | 0 | 0 | 0.4058 | rate at $0.4058/sq.ft, reference: https://www.homewyse.com/costs/cost_of_wall_insulation.html | 0.5361 | rate at $53.61/per labor hour and 0.01 hr/sq.ft, referenrce: https://www.homewyse.com/costs/cost_of_wall_insulation.html | 0.9419 | sq ft |  | 0.9419
Nonequipment | Wall Insulation | Increased Exterior Above-Grade Wall Insulation (R-See Table Below) | Code-Compliant Exterior Above-Grade Wall Insulation | Commercial | New | Warehouse | FL Zone 2 | Per Square Foot | 0% | 7.0624 | 7.0624 | 0 | 0 | 20 | 0 | 0 | 0 | no base cost | 0 | 0 | 0.4058 | rate at $0.4058/sq.ft, reference: https://www.homewyse.com/costs/cost_of_wall_insulation.html | 0.5361 | rate at $53.61/per labor hour and 0.01 hr/sq.ft, referenrce: https://www.homewyse.com/costs/cost_of_wall_insulation.html | 0.9419 | sq ft |  | 0.9419
Nonequipment | Warehouse Loading Dock Seals | Warehouse Loading Dock Seals | 0 | Commercial | Existing | Assembly | FL Zone 2 | Square feet | 0% | 3.7877 | 3.7203 | 0.067392 | 0.017793 | 18 | 7.6475e-06 | 1.3645e-05 | 0 | no base cost | 0 | 0 | 0.2857 | Cost: Minnesota 2016 Statewide TRM, assume 1 dock per 10,000 sq ft facility space: http://courses.washington.edu/cee320ag/warehousing/WarehouseClassification.pdf | 0 | 0 | 0.2857 | facility sq ft |  | 0.2857
Nonequipment | Warehouse Loading Dock Seals | Warehouse Loading Dock Seals | 0 | Commercial | Existing | College and University | FL Zone 2 | Square feet | 0% | 11.0507 | 11.0177 | 0.03292 | 0.002979 | 18 | 3.7357e-06 | 6.6653e-06 | 0 | no base cost | 0 | 0 | 0.2857 | Cost: Minnesota 2016 Statewide TRM, assume 1 dock per 10,000 sq ft facility space: http://courses.washington.edu/cee320ag/warehousing/WarehouseClassification.pdf | 0 | 0 | 0.2857 | facility sq ft |  | 0.2857
Nonequipment | Warehouse Loading Dock Seals | Warehouse Loading Dock Seals | 0 | Commercial | Existing | Grocery | FL Zone 2 | Square feet | 0% | 31.0105 | 30.7813 | 0.22917 | 0.0073902 | 18 | 2.6006e-05 | 4.6401e-05 | 0 | no base cost | 0 | 0 | 0.2857 | Cost: Minnesota 2016 Statewide TRM, assume 1 dock per 10,000 sq ft facility space: http://courses.washington.edu/cee320ag/warehousing/WarehouseClassification.pdf | 0 | 0 | 0.2857 | facility sq ft |  | 0.2857
Nonequipment | Warehouse Loading Dock Seals | Warehouse Loading Dock Seals | 0 | Commercial | Existing | Healthcare | FL Zone 2 | Square feet | 0% | 15.0829 | 15.0191 | 0.063859 | 0.0042338 | 18 | 7.2465e-06 | 1.2929e-05 | 0 | no base cost | 0 | 0 | 0.2857 | Cost: Minnesota 2016 Statewide TRM, assume 1 dock per 10,000 sq ft facility space: http://courses.washington.edu/cee320ag/warehousing/WarehouseClassification.pdf | 0 | 0 | 0.2857 | facility sq ft |  | 0.2857
Nonequipment | Warehouse Loading Dock Seals | Warehouse Loading Dock Seals | 0 | Commercial | Existing | Hospitals | FL Zone 2 | Square feet | 0% | 81.2975 | 81.2644 | 0.033033 | 0.00040632 | 18 | 3.7485e-06 | 6.6882e-06 | 0 | no base cost | 0 | 0 | 0.2857 | Cost: Minnesota 2016 Statewide TRM, assume 1 dock per 10,000 sq ft facility space: http://courses.washington.edu/cee320ag/warehousing/WarehouseClassification.pdf | 0 | 0 | 0.2857 | facility sq ft |  | 0.2857
Nonequipment | Warehouse Loading Dock Seals | Warehouse Loading Dock Seals | 0 | Commercial | Existing | Institutional | FL Zone 2 | Square feet | 0% | 56.2721 | 56.066 | 0.20609 | 0.0036624 | 18 | 2.3387e-05 | 4.1728e-05 | 0 | no base cost | 0 | 0 | 0.2857 | Cost: Minnesota 2016 Statewide TRM, assume 1 dock per 10,000 sq ft facility space: http://courses.washington.edu/cee320ag/warehousing/WarehouseClassification.pdf | 0 | 0 | 0.2857 | facility sq ft |  | 0.2857
Nonequipment | Warehouse Loading Dock Seals | Warehouse Loading Dock Seals | 0 | Commercial | Existing | Lodging/Hospitality | FL Zone 2 | Square feet | 0% | 34.7257 | 34.5707 | 0.15504 | 0.0044646 | 18 | 1.7593e-05 | 3.139e-05 | 0 | no base cost | 0 | 0 | 0.2857 | Cost: Minnesota 2016 Statewide TRM, assume 1 dock per 10,000 sq ft facility space: http://courses.washington.edu/cee320ag/warehousing/WarehouseClassification.pdf | 0 | 0 | 0.2857 | facility sq ft |  | 0.2857
Nonequipment | Warehouse Loading Dock Seals | Warehouse Loading Dock Seals | 0 | Commercial | Existing | Miscellaneous | FL Zone 2 | Square feet | 0% | 107.2344 | 107.1932 | 0.041195 | 0.00038416 | 18 | 4.6747e-06 | 8.3407e-06 | 0 | no base cost | 0 | 0 | 0.2857 | Cost: Minnesota 2016 Statewide TRM, assume 1 dock per 10,000 sq ft facility space: http://courses.washington.edu/cee320ag/warehousing/WarehouseClassification.pdf | 0 | 0 | 0.2857 | facility sq ft |  | 0.2857
Nonequipment | Warehouse Loading Dock Seals | Warehouse Loading Dock Seals | 0 | Commercial | Existing | Offices | FL Zone 2 | Square feet | 0% | 58.1979 | 57.8988 | 0.29909 | 0.0051392 | 18 | 3.394e-05 | 6.0557e-05 | 0 | no base cost | 0 | 0 | 0.2857 | Cost: Minnesota 2016 Statewide TRM, assume 1 dock per 10,000 sq ft facility space: http://courses.washington.edu/cee320ag/warehousing/WarehouseClassification.pdf | 0 | 0 | 0.2857 | facility sq ft |  | 0.2857
Nonequipment | Warehouse Loading Dock Seals | Warehouse Loading Dock Seals | 0 | Commercial | Existing | Restaurants | FL Zone 2 | Square feet | 0% | 31.354 | 31.1316 | 0.22237 | 0.0070923 | 18 | 2.5234e-05 | 4.5023e-05 | 0 | no base cost | 0 | 0 | 0.2857 | Cost: Minnesota 2016 Statewide TRM, assume 1 dock per 10,000 sq ft facility space: http://courses.washington.edu/cee320ag/warehousing/WarehouseClassification.pdf | 0 | 0 | 0.2857 | facility sq ft |  | 0.2857
Nonequipment | Warehouse Loading Dock Seals | Warehouse Loading Dock Seals | 0 | Commercial | Existing | Retail | FL Zone 2 | Square feet | 0% | 5.9824 | 5.8852 | 0.09714 | 0.016238 | 18 | 1.1023e-05 | 1.9668e-05 | 0 | no base cost | 0 | 0 | 0.2857 | Cost: Minnesota 2016 Statewide TRM, assume 1 dock per 10,000 sq ft facility space: http://courses.washington.edu/cee320ag/warehousing/WarehouseClassification.pdf | 0 | 0 | 0.2857 | facility sq ft |  | 0.2857
Nonequipment | Warehouse Loading Dock Seals | Warehouse Loading Dock Seals | 0 | Commercial | Existing | Schools K-12 | FL Zone 2 | Square feet | 0% | 5.1058 | 5.0836 | 0.022185 | 0.004345 | 18 | 2.5175e-06 | 4.4917e-06 | 0 | no base cost | 0 | 0 | 0.2857 | Cost: Minnesota 2016 Statewide TRM, assume 1 dock per 10,000 sq ft facility space: http://courses.washington.edu/cee320ag/warehousing/WarehouseClassification.pdf | 0 | 0 | 0.2857 | facility sq ft |  | 0.2857
Nonequipment | Warehouse Loading Dock Seals | Warehouse Loading Dock Seals | 0 | Commercial | Existing | Warehouse | FL Zone 2 | Square feet | 24.61% | 1.4026 | 1.3412 | 0.061346 | 0.043739 | 18 | 6.9614e-06 | 1.2421e-05 | 0 | no base cost | 0 | 0 | 0.2857 | Cost: Minnesota 2016 Statewide TRM, assume 1 dock per 10,000 sq ft facility space: http://courses.washington.edu/cee320ag/warehousing/WarehouseClassification.pdf | 0 | 0 | 0.2857 | facility sq ft |  | 0.2857
Nonequipment | Warehouse Loading Dock Seals | Warehouse Loading Dock Seals | 0 | Commercial | New | Assembly | FL Zone 2 | Square feet | 0% | 3.7877 | 3.7216 | 0.066118 | 0.017456 | 18 | 7.5028e-06 | 1.3387e-05 | 0 | no base cost | 0 | 0 | 0.2857 | Cost: Minnesota 2016 Statewide TRM, assume 1 dock per 10,000 sq ft facility space: http://courses.washington.edu/cee320ag/warehousing/WarehouseClassification.pdf | 0 | 0 | 0.2857 | facility sq ft |  | 0.2857
Nonequipment | Warehouse Loading Dock Seals | Warehouse Loading Dock Seals | 0 | Commercial | New | College and University | FL Zone 2 | Square feet | 0% | 11.0507 | 11.0184 | 0.032297 | 0.0029227 | 18 | 3.665e-06 | 6.5392e-06 | 0 | no base cost | 0 | 0 | 0.2857 | Cost: Minnesota 2016 Statewide TRM, assume 1 dock per 10,000 sq ft facility space: http://courses.washington.edu/cee320ag/warehousing/WarehouseClassification.pdf | 0 | 0 | 0.2857 | facility sq ft |  | 0.2857
Nonequipment | Warehouse Loading Dock Seals | Warehouse Loading Dock Seals | 0 | Commercial | New | Grocery | FL Zone 2 | Square feet | 0% | 31.0105 | 30.7857 | 0.22484 | 0.0072504 | 18 | 2.5514e-05 | 4.5523e-05 | 0 | no base cost | 0 | 0 | 0.2857 | Cost: Minnesota 2016 Statewide TRM, assume 1 dock per 10,000 sq ft facility space: http://courses.washington.edu/cee320ag/warehousing/WarehouseClassification.pdf | 0 | 0 | 0.2857 | facility sq ft |  | 0.2857
Nonequipment | Warehouse Loading Dock Seals | Warehouse Loading Dock Seals | 0 | Commercial | New | Healthcare | FL Zone 2 | Square feet | 0% | 15.0829 | 15.0203 | 0.062651 | 0.0041537 | 18 | 7.1094e-06 | 1.2685e-05 | 0 | no base cost | 0 | 0 | 0.2857 | Cost: Minnesota 2016 Statewide TRM, assume 1 dock per 10,000 sq ft facility space: http://courses.washington.edu/cee320ag/warehousing/WarehouseClassification.pdf | 0 | 0 | 0.2857 | facility sq ft |  | 0.2857
Nonequipment | Warehouse Loading Dock Seals | Warehouse Loading Dock Seals | 0 | Commercial | New | Hospitals | FL Zone 2 | Square feet | 0% | 81.2975 | 81.2651 | 0.032408 | 0.00039864 | 18 | 3.6776e-06 | 6.5617e-06 | 0 | no base cost | 0 | 0 | 0.2857 | Cost: Minnesota 2016 Statewide TRM, assume 1 dock per 10,000 sq ft facility space: http://courses.washington.edu/cee320ag/warehousing/WarehouseClassification.pdf | 0 | 0 | 0.2857 | facility sq ft |  | 0.2857
Nonequipment | Warehouse Loading Dock Seals | Warehouse Loading Dock Seals | 0 | Commercial | New | Institutional | FL Zone 2 | Square feet | 0% | 56.2721 | 56.0699 | 0.20219 | 0.0035932 | 18 | 2.2945e-05 | 4.0938e-05 | 0 | no base cost | 0 | 0 | 0.2857 | Cost: Minnesota 2016 Statewide TRM, assume 1 dock per 10,000 sq ft facility space: http://courses.washington.edu/cee320ag/warehousing/WarehouseClassification.pdf | 0 | 0 | 0.2857 | facility sq ft |  | 0.2857
Nonequipment | Warehouse Loading Dock Seals | Warehouse Loading Dock Seals | 0 | Commercial | New | Lodging/Hospitality | FL Zone 2 | Square feet | 0% | 34.7257 | 34.5736 | 0.1521 | 0.0043802 | 18 | 1.726e-05 | 3.0797e-05 | 0 | no base cost | 0 | 0 | 0.2857 | Cost: Minnesota 2016 Statewide TRM, assume 1 dock per 10,000 sq ft facility space: http://courses.washington.edu/cee320ag/warehousing/WarehouseClassification.pdf | 0 | 0 | 0.2857 | facility sq ft |  | 0.2857
Nonequipment | Warehouse Loading Dock Seals | Warehouse Loading Dock Seals | 0 | Commercial | New | Miscellaneous | FL Zone 2 | Square feet | 0% | 107.2344 | 107.194 | 0.040416 | 0.00037689 | 18 | 4.5863e-06 | 8.183e-06 | 0 | no base cost | 0 | 0 | 0.2857 | Cost: Minnesota 2016 Statewide TRM, assume 1 dock per 10,000 sq ft facility space: http://courses.washington.edu/cee320ag/warehousing/WarehouseClassification.pdf | 0 | 0 | 0.2857 | facility sq ft |  | 0.2857
Nonequipment | Warehouse Loading Dock Seals | Warehouse Loading Dock Seals | 0 | Commercial | New | Offices | FL Zone 2 | Square feet | 0% | 58.1979 | 57.9045 | 0.29343 | 0.005042 | 18 | 3.3298e-05 | 5.9411e-05 | 0 | no base cost | 0 | 0 | 0.2857 | Cost: Minnesota 2016 Statewide TRM, assume 1 dock per 10,000 sq ft facility space: http://courses.washington.edu/cee320ag/warehousing/WarehouseClassification.pdf | 0 | 0 | 0.2857 | facility sq ft |  | 0.2857
Nonequipment | Warehouse Loading Dock Seals | Warehouse Loading Dock Seals | 0 | Commercial | New | Restaurants | FL Zone 2 | Square feet | 0% | 31.354 | 31.1358 | 0.21816 | 0.0069581 | 18 | 2.4757e-05 | 4.4171e-05 | 0 | no base cost | 0 | 0 | 0.2857 | Cost: Minnesota 2016 Statewide TRM, assume 1 dock per 10,000 sq ft facility space: http://courses.washington.edu/cee320ag/warehousing/WarehouseClassification.pdf | 0 | 0 | 0.2857 | facility sq ft |  | 0.2857
Nonequipment | Warehouse Loading Dock Seals | Warehouse Loading Dock Seals | 0 | Commercial | New | Retail | FL Zone 2 | Square feet | 0% | 5.9824 | 5.8871 | 0.095302 | 0.015931 | 18 | 1.0815e-05 | 1.9296e-05 | 0 | no base cost | 0 | 0 | 0.2857 | Cost: Minnesota 2016 Statewide TRM, assume 1 dock per 10,000 sq ft facility space: http://courses.washington.edu/cee320ag/warehousing/WarehouseClassification.pdf | 0 | 0 | 0.2857 | facility sq ft |  | 0.2857
Nonequipment | Warehouse Loading Dock Seals | Warehouse Loading Dock Seals | 0 | Commercial | New | Schools K-12 | FL Zone 2 | Square feet | 0% | 5.1058 | 5.084 | 0.021765 | 0.0042628 | 18 | 2.4698e-06 | 4.4067e-06 | 0 | no base cost | 0 | 0 | 0.2857 | Cost: Minnesota 2016 Statewide TRM, assume 1 dock per 10,000 sq ft facility space: http://courses.washington.edu/cee320ag/warehousing/WarehouseClassification.pdf | 0 | 0 | 0.2857 | facility sq ft |  | 0.2857
Nonequipment | Warehouse Loading Dock Seals | Warehouse Loading Dock Seals | 0 | Commercial | New | Warehouse | FL Zone 2 | Square feet | 16.55% | 1.4026 | 1.3424 | 0.060186 | 0.042911 | 18 | 6.8297e-06 | 1.2186e-05 | 0 | no base cost | 0 | 0 | 0.2857 | Cost: Minnesota 2016 Statewide TRM, assume 1 dock per 10,000 sq ft facility space: http://courses.washington.edu/cee320ag/warehousing/WarehouseClassification.pdf | 0 | 0 | 0.2857 | facility sq ft |  | 0.2857
Nonequipment | Water Cooled Refrigeration Heat Recovery | The heat reclaim system transfers waste heat from refrigeration system to space heating or hot water | 0 | Commercial | Existing | Assembly | FL Zone 2 | Per End Use Consumption | 0% | 7520.072 | 6768.0648 | 752.0072 | 0.1 | 20 | 0 | 0.050273 | 0 | no base cost | 0 | 0 | 254 | Michigan 2018 Statewide Master Measure Database, Water-Cooled Condenser Heat Recovery DWH - HVAC Electric | 0 | 0 | 254 | ton | 48.1681 | 12234.7058
Nonequipment | Water Cooled Refrigeration Heat Recovery | The heat reclaim system transfers waste heat from refrigeration system to space heating or hot water | 0 | Commercial | Existing | College and University | FL Zone 2 | Per End Use Consumption | 55.99% | 44914.4217 | 40422.9796 | 4491.4422 | 0.1 | 20 | 0 | 0.48778 | 0 | no base cost | 0 | 0 | 254 | Michigan 2018 Statewide Master Measure Database, Water-Cooled Condenser Heat Recovery DWH - HVAC Electric | 0 | 0 | 254 | ton | 189.833 | 48217.5883
Nonequipment | Water Cooled Refrigeration Heat Recovery | The heat reclaim system transfers waste heat from refrigeration system to space heating or hot water | 0 | Commercial | Existing | Grocery | FL Zone 2 | Per End Use Consumption | 0% | 18105.3019 | 16294.7717 | 1810.5302 | 0.1 | 20 | 0 | 0.12104 | 0 | no base cost | 0 | 0 | 254 | Michigan 2018 Statewide Master Measure Database, Water-Cooled Condenser Heat Recovery DWH - HVAC Electric | 0 | 0 | 254 | ton | 11.7792 | 2991.9275
Nonequipment | Water Cooled Refrigeration Heat Recovery | The heat reclaim system transfers waste heat from refrigeration system to space heating or hot water | 0 | Commercial | Existing | Healthcare | FL Zone 2 | Per End Use Consumption | 0% | 31602.8836 | 28442.5952 | 3160.2884 | 0.1 | 20 | 0 | 0.34321 | 0 | no base cost | 0 | 0 | 254 | Michigan 2018 Statewide Master Measure Database, Water-Cooled Condenser Heat Recovery DWH - HVAC Electric | 0 | 0 | 254 | ton | 50.3019 | 12776.6861
Nonequipment | Water Cooled Refrigeration Heat Recovery | The heat reclaim system transfers waste heat from refrigeration system to space heating or hot water | 0 | Commercial | Existing | Hospitals | FL Zone 2 | Per End Use Consumption | 55.99% | 329297.0743 | 296367.3669 | 32929.7074 | 0.1 | 20 | 0 | 3.5762 | 0 | no base cost | 0 | 0 | 254 | Michigan 2018 Statewide Master Measure Database, Water-Cooled Condenser Heat Recovery DWH - HVAC Electric | 0 | 0 | 254 | ton | 524.138 | 133131.059
Nonequipment | Water Cooled Refrigeration Heat Recovery | The heat reclaim system transfers waste heat from refrigeration system to space heating or hot water | 0 | Commercial | Existing | Institutional | FL Zone 2 | Per End Use Consumption | 15.4% | 36533.2699 | 32879.943 | 3653.327 | 0.1 | 20 | 0 | 0.24423 | 0 | no base cost | 0 | 0 | 254 | Michigan 2018 Statewide Master Measure Database, Water-Cooled Condenser Heat Recovery DWH - HVAC Electric | 0 | 0 | 254 | ton | 51.5757 | 13100.2317
Nonequipment | Water Cooled Refrigeration Heat Recovery | The heat reclaim system transfers waste heat from refrigeration system to space heating or hot water | 0 | Commercial | Existing | Lodging/Hospitality | FL Zone 2 | Per End Use Consumption | 0% | 29969.1152 | 26972.2037 | 2996.9115 | 0.1 | 20 | 0 | 0.32547 | 0 | no base cost | 0 | 0 | 254 | Michigan 2018 Statewide Master Measure Database, Water-Cooled Condenser Heat Recovery DWH - HVAC Electric | 0 | 0 | 254 | ton | 84.5133 | 21466.3879
Nonequipment | Water Cooled Refrigeration Heat Recovery | The heat reclaim system transfers waste heat from refrigeration system to space heating or hot water | 0 | Commercial | Existing | Miscellaneous | FL Zone 2 | Per End Use Consumption | 0% | 348296.6521 | 313466.9869 | 34829.6652 | 0.1 | 20 | 0 | 2.3284 | 0 | no base cost | 0 | 0 | 254 | Michigan 2018 Statewide Master Measure Database, Water-Cooled Condenser Heat Recovery DWH - HVAC Electric | 0 | 0 | 254 | ton | 76.6672 | 19473.4566
Nonequipment | Water Cooled Refrigeration Heat Recovery | The heat reclaim system transfers waste heat from refrigeration system to space heating or hot water | 0 | Commercial | Existing | Offices | FL Zone 2 | Per End Use Consumption | 15.4% | 26035.3087 | 23431.7778 | 2603.5309 | 0.1 | 20 | 0 | 0.17405 | 0 | no base cost | 0 | 0 | 254 | Michigan 2018 Statewide Master Measure Database, Water-Cooled Condenser Heat Recovery DWH - HVAC Electric | 0 | 0 | 254 | ton | 40.1626 | 10201.2958
Nonequipment | Water Cooled Refrigeration Heat Recovery | The heat reclaim system transfers waste heat from refrigeration system to space heating or hot water | 0 | Commercial | Existing | Restaurants | FL Zone 2 | Per End Use Consumption | 0% | 18865.8351 | 16979.2516 | 1886.5835 | 0.1 | 20 | 0 | 0.20489 | 0 | no base cost | 0 | 0 | 254 | Michigan 2018 Statewide Master Measure Database, Water-Cooled Condenser Heat Recovery DWH - HVAC Electric | 0 | 0 | 254 | ton | 12.6995 | 3225.6662
Nonequipment | Water Cooled Refrigeration Heat Recovery | The heat reclaim system transfers waste heat from refrigeration system to space heating or hot water | 0 | Commercial | Existing | Retail | FL Zone 2 | Per End Use Consumption | 0% | 8240.1374 | 7416.1236 | 824.0137 | 0.1 | 20 | 0 | 0.055087 | 0 | no base cost | 0 | 0 | 254 | Michigan 2018 Statewide Master Measure Database, Water-Cooled Condenser Heat Recovery DWH - HVAC Electric | 0 | 0 | 254 | ton | 28.6096 | 7266.8422
Nonequipment | Water Cooled Refrigeration Heat Recovery | The heat reclaim system transfers waste heat from refrigeration system to space heating or hot water | 0 | Commercial | Existing | Schools K-12 | FL Zone 2 | Per End Use Consumption | 0% | 30794.1632 | 27714.7469 | 3079.4163 | 0.1 | 20 | 0 | 0.33443 | 0 | no base cost | 0 | 0 | 254 | Michigan 2018 Statewide Master Measure Database, Water-Cooled Condenser Heat Recovery DWH - HVAC Electric | 0 | 0 | 254 | ton | 130.1531 | 33058.8757
Nonequipment | Water Cooled Refrigeration Heat Recovery | The heat reclaim system transfers waste heat from refrigeration system to space heating or hot water | 0 | Commercial | Existing | Warehouse | FL Zone 2 | Per End Use Consumption | 0% | 3059.104 | 2753.1936 | 305.9104 | 0.1 | 20 | 0 | 0.020451 | 0 | no base cost | 0 | 0 | 254 | Michigan 2018 Statewide Master Measure Database, Water-Cooled Condenser Heat Recovery DWH - HVAC Electric | 0 | 0 | 254 | ton | 40.16 | 10200.6352
Nonequipment | Water Cooled Refrigeration Heat Recovery | The heat reclaim system transfers waste heat from refrigeration system to space heating or hot water | 0 | Commercial | New | Assembly | FL Zone 2 | Per End Use Consumption | 0% | 7520.072 | 6768.0648 | 752.0072 | 0.1 | 20 | 0 | 0.050273 | 0 | no base cost | 0 | 0 | 254 | Michigan 2018 Statewide Master Measure Database, Water-Cooled Condenser Heat Recovery DWH - HVAC Electric | 0 | 0 | 254 | ton | 48.1681 | 12234.7058
Nonequipment | Water Cooled Refrigeration Heat Recovery | The heat reclaim system transfers waste heat from refrigeration system to space heating or hot water | 0 | Commercial | New | College and University | FL Zone 2 | Per End Use Consumption | 4.199% | 44914.4217 | 40422.9796 | 4491.4422 | 0.1 | 20 | 0 | 0.48778 | 0 | no base cost | 0 | 0 | 254 | Michigan 2018 Statewide Master Measure Database, Water-Cooled Condenser Heat Recovery DWH - HVAC Electric | 0 | 0 | 254 | ton | 189.833 | 48217.5883
Nonequipment | Water Cooled Refrigeration Heat Recovery | The heat reclaim system transfers waste heat from refrigeration system to space heating or hot water | 0 | Commercial | New | Grocery | FL Zone 2 | Per End Use Consumption | 0% | 18105.3019 | 16294.7717 | 1810.5302 | 0.1 | 20 | 0 | 0.12104 | 0 | no base cost | 0 | 0 | 254 | Michigan 2018 Statewide Master Measure Database, Water-Cooled Condenser Heat Recovery DWH - HVAC Electric | 0 | 0 | 254 | ton | 11.7792 | 2991.9275
Nonequipment | Water Cooled Refrigeration Heat Recovery | The heat reclaim system transfers waste heat from refrigeration system to space heating or hot water | 0 | Commercial | New | Healthcare | FL Zone 2 | Per End Use Consumption | 0% | 31602.8836 | 28442.5952 | 3160.2884 | 0.1 | 20 | 0 | 0.34321 | 0 | no base cost | 0 | 0 | 254 | Michigan 2018 Statewide Master Measure Database, Water-Cooled Condenser Heat Recovery DWH - HVAC Electric | 0 | 0 | 254 | ton | 50.3019 | 12776.6861
Nonequipment | Water Cooled Refrigeration Heat Recovery | The heat reclaim system transfers waste heat from refrigeration system to space heating or hot water | 0 | Commercial | New | Hospitals | FL Zone 2 | Per End Use Consumption | 4.199% | 329297.0743 | 296367.3669 | 32929.7074 | 0.1 | 20 | 0 | 3.5762 | 0 | no base cost | 0 | 0 | 254 | Michigan 2018 Statewide Master Measure Database, Water-Cooled Condenser Heat Recovery DWH - HVAC Electric | 0 | 0 | 254 | ton | 524.138 | 133131.059
Nonequipment | Water Cooled Refrigeration Heat Recovery | The heat reclaim system transfers waste heat from refrigeration system to space heating or hot water | 0 | Commercial | New | Institutional | FL Zone 2 | Per End Use Consumption | 15.4% | 36533.2699 | 32879.943 | 3653.327 | 0.1 | 20 | 0 | 0.24423 | 0 | no base cost | 0 | 0 | 254 | Michigan 2018 Statewide Master Measure Database, Water-Cooled Condenser Heat Recovery DWH - HVAC Electric | 0 | 0 | 254 | ton | 51.5757 | 13100.2317
Nonequipment | Water Cooled Refrigeration Heat Recovery | The heat reclaim system transfers waste heat from refrigeration system to space heating or hot water | 0 | Commercial | New | Lodging/Hospitality | FL Zone 2 | Per End Use Consumption | 0% | 29969.1152 | 26972.2037 | 2996.9115 | 0.1 | 20 | 0 | 0.32547 | 0 | no base cost | 0 | 0 | 254 | Michigan 2018 Statewide Master Measure Database, Water-Cooled Condenser Heat Recovery DWH - HVAC Electric | 0 | 0 | 254 | ton | 84.5133 | 21466.3879
Nonequipment | Water Cooled Refrigeration Heat Recovery | The heat reclaim system transfers waste heat from refrigeration system to space heating or hot water | 0 | Commercial | New | Miscellaneous | FL Zone 2 | Per End Use Consumption | 0% | 348296.6521 | 313466.9869 | 34829.6652 | 0.1 | 20 | 0 | 2.3284 | 0 | no base cost | 0 | 0 | 254 | Michigan 2018 Statewide Master Measure Database, Water-Cooled Condenser Heat Recovery DWH - HVAC Electric | 0 | 0 | 254 | ton | 76.6672 | 19473.4566
Nonequipment | Water Cooled Refrigeration Heat Recovery | The heat reclaim system transfers waste heat from refrigeration system to space heating or hot water | 0 | Commercial | New | Offices | FL Zone 2 | Per End Use Consumption | 15.4% | 26035.3087 | 23431.7778 | 2603.5309 | 0.1 | 20 | 0 | 0.17405 | 0 | no base cost | 0 | 0 | 254 | Michigan 2018 Statewide Master Measure Database, Water-Cooled Condenser Heat Recovery DWH - HVAC Electric | 0 | 0 | 254 | ton | 40.1626 | 10201.2958
Nonequipment | Water Cooled Refrigeration Heat Recovery | The heat reclaim system transfers waste heat from refrigeration system to space heating or hot water | 0 | Commercial | New | Restaurants | FL Zone 2 | Per End Use Consumption | 0% | 18865.8351 | 16979.2516 | 1886.5835 | 0.1 | 20 | 0 | 0.20489 | 0 | no base cost | 0 | 0 | 254 | Michigan 2018 Statewide Master Measure Database, Water-Cooled Condenser Heat Recovery DWH - HVAC Electric | 0 | 0 | 254 | ton | 12.6995 | 3225.6662
Nonequipment | Water Cooled Refrigeration Heat Recovery | The heat reclaim system transfers waste heat from refrigeration system to space heating or hot water | 0 | Commercial | New | Retail | FL Zone 2 | Per End Use Consumption | 0% | 8240.1374 | 7416.1236 | 824.0137 | 0.1 | 20 | 0 | 0.055087 | 0 | no base cost | 0 | 0 | 254 | Michigan 2018 Statewide Master Measure Database, Water-Cooled Condenser Heat Recovery DWH - HVAC Electric | 0 | 0 | 254 | ton | 28.6096 | 7266.8422
Nonequipment | Water Cooled Refrigeration Heat Recovery | The heat reclaim system transfers waste heat from refrigeration system to space heating or hot water | 0 | Commercial | New | Schools K-12 | FL Zone 2 | Per End Use Consumption | 0% | 30794.1632 | 27714.7469 | 3079.4163 | 0.1 | 20 | 0 | 0.33443 | 0 | no base cost | 0 | 0 | 254 | Michigan 2018 Statewide Master Measure Database, Water-Cooled Condenser Heat Recovery DWH - HVAC Electric | 0 | 0 | 254 | ton | 130.1531 | 33058.8757
Nonequipment | Water Cooled Refrigeration Heat Recovery | The heat reclaim system transfers waste heat from refrigeration system to space heating or hot water | 0 | Commercial | New | Warehouse | FL Zone 2 | Per End Use Consumption | 0% | 3059.104 | 2753.1936 | 305.9104 | 0.1 | 20 | 0 | 0.020451 | 0 | no base cost | 0 | 0 | 254 | Michigan 2018 Statewide Master Measure Database, Water-Cooled Condenser Heat Recovery DWH - HVAC Electric | 0 | 0 | 254 | ton | 40.16 | 10200.6352
Nonequipment | Waterside Economizer | Waterside Economizer | Water Cooled Centrifugal Chiller, 200 Tons, 0.596 kW/ton (IPLV) | Commercial | Existing | Assembly | FL Zone 2 | Per End Use Consumption | 0% | 174514.1883 | 164818.9556 | 9695.2327 | 0.055556 | 20 | 3.9359 | 0 | 0 | no base cost | 0 | 0 | 7160.52 | RS Means 1800 GPM Plate heat exchanger D30406101040 | 0 | 0 | 7160.52 | economizer | 40 | 286420.8
Nonequipment | Waterside Economizer | Waterside Economizer | Water Cooled Centrifugal Chiller, 200 Tons, 0.596 kW/ton (IPLV) | Commercial | Existing | College and University | FL Zone 2 | Per End Use Consumption | 17.02% | 193607.9365 | 182851.9401 | 10755.9965 | 0.055556 | 20 | 4.3665 | 0 | 0 | no base cost | 0 | 0 | 7160.52 | RS Means 1800 GPM Plate heat exchanger D30406101040 | 0 | 0 | 7160.52 | economizer | 40 | 286420.8
Nonequipment | Waterside Economizer | Waterside Economizer | Water Cooled Centrifugal Chiller, 200 Tons, 0.596 kW/ton (IPLV) | Commercial | Existing | Grocery | FL Zone 2 | Per End Use Consumption | 0% | 96403.4001 | 91047.6557 | 5355.7445 | 0.055556 | 20 | 2.1742 | 0 | 0 | no base cost | 0 | 0 | 7160.52 | RS Means 1800 GPM Plate heat exchanger D30406101040 | 0 | 0 | 7160.52 | economizer | 40 | 286420.8
Nonequipment | Waterside Economizer | Waterside Economizer | Water Cooled Centrifugal Chiller, 200 Tons, 0.596 kW/ton (IPLV) | Commercial | Existing | Healthcare | FL Zone 2 | Per End Use Consumption | 0% | 379738.6011 | 358642.0121 | 21096.5889 | 0.055556 | 20 | 8.5644 | 0 | 0 | no base cost | 0 | 0 | 7160.52 | RS Means 1800 GPM Plate heat exchanger D30406101040 | 0 | 0 | 7160.52 | economizer | 40 | 286420.8
Nonequipment | Waterside Economizer | Waterside Economizer | Water Cooled Centrifugal Chiller, 200 Tons, 0.596 kW/ton (IPLV) | Commercial | Existing | Hospitals | FL Zone 2 | Per End Use Consumption | 12.77% | 359710.1938 | 339726.2942 | 19983.8997 | 0.055556 | 20 | 8.1127 | 0 | 0 | no base cost | 0 | 0 | 7160.52 | RS Means 1800 GPM Plate heat exchanger D30406101040 | 0 | 0 | 7160.52 | economizer | 40 | 286420.8
Nonequipment | Waterside Economizer | Waterside Economizer | Water Cooled Centrifugal Chiller, 200 Tons, 0.596 kW/ton (IPLV) | Commercial | Existing | Institutional | FL Zone 2 | Per End Use Consumption | 12.77% | 94267.0367 | 89029.9791 | 5237.0576 | 0.055556 | 20 | 2.126 | 0 | 0 | no base cost | 0 | 0 | 7160.52 | RS Means 1800 GPM Plate heat exchanger D30406101040 | 0 | 0 | 7160.52 | economizer | 40 | 286420.8
Nonequipment | Waterside Economizer | Waterside Economizer | Water Cooled Centrifugal Chiller, 200 Tons, 0.596 kW/ton (IPLV) | Commercial | Existing | Lodging/Hospitality | FL Zone 2 | Per End Use Consumption | 0% | 288275.5414 | 272260.2335 | 16015.3079 | 0.055556 | 20 | 6.5016 | 0 | 0 | no base cost | 0 | 0 | 7160.52 | RS Means 1800 GPM Plate heat exchanger D30406101040 | 0 | 0 | 7160.52 | economizer | 40 | 286420.8
Nonequipment | Waterside Economizer | Waterside Economizer | Water Cooled Centrifugal Chiller, 200 Tons, 0.596 kW/ton (IPLV) | Commercial | Existing | Miscellaneous | FL Zone 2 | Per End Use Consumption | 0% | 97471.5818 | 92056.494 | 5415.0879 | 0.055556 | 20 | 2.1983 | 0 | 0 | no base cost | 0 | 0 | 7160.52 | RS Means 1800 GPM Plate heat exchanger D30406101040 | 0 | 0 | 7160.52 | economizer | 40 | 286420.8
Nonequipment | Waterside Economizer | Waterside Economizer | Water Cooled Centrifugal Chiller, 200 Tons, 0.596 kW/ton (IPLV) | Commercial | Existing | Offices | FL Zone 2 | Per End Use Consumption | 0% | 196411.9136 | 185500.1406 | 10911.773 | 0.055556 | 20 | 4.4298 | 0 | 0 | no base cost | 0 | 0 | 7160.52 | RS Means 1800 GPM Plate heat exchanger D30406101040 | 0 | 0 | 7160.52 | economizer | 40 | 286420.8
Nonequipment | Waterside Economizer | Waterside Economizer | Water Cooled Centrifugal Chiller, 200 Tons, 0.596 kW/ton (IPLV) | Commercial | Existing | Restaurants | FL Zone 2 | Per End Use Consumption | 0% | 282801.1101 | 267089.9373 | 15711.1728 | 0.055556 | 20 | 6.3781 | 0 | 0 | no base cost | 0 | 0 | 7160.52 | RS Means 1800 GPM Plate heat exchanger D30406101040 | 0 | 0 | 7160.52 | economizer | 40 | 286420.8
Nonequipment | Waterside Economizer | Waterside Economizer | Water Cooled Centrifugal Chiller, 200 Tons, 0.596 kW/ton (IPLV) | Commercial | Existing | Retail | FL Zone 2 | Per End Use Consumption | 0% | 221647.7067 | 209333.9452 | 12313.7615 | 0.055556 | 20 | 4.9989 | 0 | 0 | no base cost | 0 | 0 | 7160.52 | RS Means 1800 GPM Plate heat exchanger D30406101040 | 0 | 0 | 7160.52 | economizer | 40 | 286420.8
Nonequipment | Waterside Economizer | Waterside Economizer | Water Cooled Centrifugal Chiller, 200 Tons, 0.596 kW/ton (IPLV) | Commercial | Existing | Schools K-12 | FL Zone 2 | Per End Use Consumption | 0% | 192673.2775 | 181969.2066 | 10704.071 | 0.055556 | 20 | 4.3454 | 0 | 0 | no base cost | 0 | 0 | 7160.52 | RS Means 1800 GPM Plate heat exchanger D30406101040 | 0 | 0 | 7160.52 | economizer | 40 | 286420.8
Nonequipment | Waterside Economizer | Waterside Economizer | Water Cooled Centrifugal Chiller, 200 Tons, 0.596 kW/ton (IPLV) | Commercial | Existing | Warehouse | FL Zone 2 | Per End Use Consumption | 0% | 42326.7006 | 39975.2172 | 2351.4834 | 0.055556 | 20 | 0.95461 | 0 | 0 | no base cost | 0 | 0 | 7160.52 | RS Means 1800 GPM Plate heat exchanger D30406101040 | 0 | 0 | 7160.52 | economizer | 40 | 286420.8
Nonequipment | Waterside Economizer | Waterside Economizer | Code-Compliant Water Cooled Centrifugal Chiller, 200 Tons, 0.596 kW/ton (IPLV) | Commercial | New | Assembly | FL Zone 2 | Per End Use Consumption | 0% | 174514.1883 | 164818.9556 | 9695.2327 | 0.055556 | 20 | 3.9359 | 0 | 0 | no base cost | 0 | 0 | 7160.52 | RS Means 1800 GPM Plate heat exchanger D30406101040 | 0 | 0 | 7160.52 | economizer | 40 | 286420.8
Nonequipment | Waterside Economizer | Waterside Economizer | Code-Compliant Water Cooled Centrifugal Chiller, 200 Tons, 0.596 kW/ton (IPLV) | Commercial | New | College and University | FL Zone 2 | Per End Use Consumption | 17.02% | 193607.9365 | 182851.9401 | 10755.9965 | 0.055556 | 20 | 4.3665 | 0 | 0 | no base cost | 0 | 0 | 7160.52 | RS Means 1800 GPM Plate heat exchanger D30406101040 | 0 | 0 | 7160.52 | economizer | 40 | 286420.8
Nonequipment | Waterside Economizer | Waterside Economizer | Code-Compliant Water Cooled Centrifugal Chiller, 200 Tons, 0.596 kW/ton (IPLV) | Commercial | New | Grocery | FL Zone 2 | Per End Use Consumption | 0% | 96403.4001 | 91047.6557 | 5355.7445 | 0.055556 | 20 | 2.1742 | 0 | 0 | no base cost | 0 | 0 | 7160.52 | RS Means 1800 GPM Plate heat exchanger D30406101040 | 0 | 0 | 7160.52 | economizer | 40 | 286420.8
Nonequipment | Waterside Economizer | Waterside Economizer | Code-Compliant Water Cooled Centrifugal Chiller, 200 Tons, 0.596 kW/ton (IPLV) | Commercial | New | Healthcare | FL Zone 2 | Per End Use Consumption | 0% | 379738.6011 | 358642.0121 | 21096.5889 | 0.055556 | 20 | 8.5644 | 0 | 0 | no base cost | 0 | 0 | 7160.52 | RS Means 1800 GPM Plate heat exchanger D30406101040 | 0 | 0 | 7160.52 | economizer | 40 | 286420.8
Nonequipment | Waterside Economizer | Waterside Economizer | Code-Compliant Water Cooled Centrifugal Chiller, 200 Tons, 0.596 kW/ton (IPLV) | Commercial | New | Hospitals | FL Zone 2 | Per End Use Consumption | 19.15% | 359710.1938 | 339726.2942 | 19983.8997 | 0.055556 | 20 | 8.1127 | 0 | 0 | no base cost | 0 | 0 | 7160.52 | RS Means 1800 GPM Plate heat exchanger D30406101040 | 0 | 0 | 7160.52 | economizer | 40 | 286420.8
Nonequipment | Waterside Economizer | Waterside Economizer | Code-Compliant Water Cooled Centrifugal Chiller, 200 Tons, 0.596 kW/ton (IPLV) | Commercial | New | Institutional | FL Zone 2 | Per End Use Consumption | 19.15% | 94267.0367 | 89029.9791 | 5237.0576 | 0.055556 | 20 | 2.126 | 0 | 0 | no base cost | 0 | 0 | 7160.52 | RS Means 1800 GPM Plate heat exchanger D30406101040 | 0 | 0 | 7160.52 | economizer | 40 | 286420.8
Nonequipment | Waterside Economizer | Waterside Economizer | Code-Compliant Water Cooled Centrifugal Chiller, 200 Tons, 0.596 kW/ton (IPLV) | Commercial | New | Lodging/Hospitality | FL Zone 2 | Per End Use Consumption | 0% | 288275.5414 | 272260.2335 | 16015.3079 | 0.055556 | 20 | 6.5016 | 0 | 0 | no base cost | 0 | 0 | 7160.52 | RS Means 1800 GPM Plate heat exchanger D30406101040 | 0 | 0 | 7160.52 | economizer | 40 | 286420.8
Nonequipment | Waterside Economizer | Waterside Economizer | Code-Compliant Water Cooled Centrifugal Chiller, 200 Tons, 0.596 kW/ton (IPLV) | Commercial | New | Miscellaneous | FL Zone 2 | Per End Use Consumption | 0% | 97471.5818 | 92056.494 | 5415.0879 | 0.055556 | 20 | 2.1983 | 0 | 0 | no base cost | 0 | 0 | 7160.52 | RS Means 1800 GPM Plate heat exchanger D30406101040 | 0 | 0 | 7160.52 | economizer | 40 | 286420.8
Nonequipment | Waterside Economizer | Waterside Economizer | Code-Compliant Water Cooled Centrifugal Chiller, 200 Tons, 0.596 kW/ton (IPLV) | Commercial | New | Offices | FL Zone 2 | Per End Use Consumption | 0% | 196411.9136 | 185500.1406 | 10911.773 | 0.055556 | 20 | 4.4298 | 0 | 0 | no base cost | 0 | 0 | 7160.52 | RS Means 1800 GPM Plate heat exchanger D30406101040 | 0 | 0 | 7160.52 | economizer | 40 | 286420.8
Nonequipment | Waterside Economizer | Waterside Economizer | Code-Compliant Water Cooled Centrifugal Chiller, 200 Tons, 0.596 kW/ton (IPLV) | Commercial | New | Restaurants | FL Zone 2 | Per End Use Consumption | 0% | 282801.1101 | 267089.9373 | 15711.1728 | 0.055556 | 20 | 6.3781 | 0 | 0 | no base cost | 0 | 0 | 7160.52 | RS Means 1800 GPM Plate heat exchanger D30406101040 | 0 | 0 | 7160.52 | economizer | 40 | 286420.8
Nonequipment | Waterside Economizer | Waterside Economizer | Code-Compliant Water Cooled Centrifugal Chiller, 200 Tons, 0.596 kW/ton (IPLV) | Commercial | New | Retail | FL Zone 2 | Per End Use Consumption | 0% | 221647.7067 | 209333.9452 | 12313.7615 | 0.055556 | 20 | 4.9989 | 0 | 0 | no base cost | 0 | 0 | 7160.52 | RS Means 1800 GPM Plate heat exchanger D30406101040 | 0 | 0 | 7160.52 | economizer | 40 | 286420.8
Nonequipment | Waterside Economizer | Waterside Economizer | Code-Compliant Water Cooled Centrifugal Chiller, 200 Tons, 0.596 kW/ton (IPLV) | Commercial | New | Schools K-12 | FL Zone 2 | Per End Use Consumption | 0% | 192673.2775 | 181969.2066 | 10704.071 | 0.055556 | 20 | 4.3454 | 0 | 0 | no base cost | 0 | 0 | 7160.52 | RS Means 1800 GPM Plate heat exchanger D30406101040 | 0 | 0 | 7160.52 | economizer | 40 | 286420.8
Nonequipment | Waterside Economizer | Waterside Economizer | Code-Compliant Water Cooled Centrifugal Chiller, 200 Tons, 0.596 kW/ton (IPLV) | Commercial | New | Warehouse | FL Zone 2 | Per End Use Consumption | 0% | 42326.7006 | 39975.2172 | 2351.4834 | 0.055556 | 20 | 0.95461 | 0 | 0 | no base cost | 0 | 0 | 7160.52 | RS Means 1800 GPM Plate heat exchanger D30406101040 | 0 | 0 | 7160.52 | economizer | 40 | 286420.8
Nonequipment | Window Sun Protection | Window Sun Protection (Includes sunscreen, film, tinting or overhang to minimize heat gain through window) | Standard Window with below Code Required Minimum SHGC | Commercial | Existing | Assembly | FL Zone 2 | Per 100 S.F. | 7.839% | 627.2797 | 526.9149 | 100.3648 | 0.16 | 10 | 0.038353 | -0.0095069 | 0 | no base cost | 0 | 0 | 3.5 | CMUA TRM, 2017, based on average incremental cost for Nonresidential reflective window film | 0 | 0 | 3.5 | sq ft | 100 | 350
Nonequipment | Window Sun Protection | Window Sun Protection (Includes sunscreen, film, tinting or overhang to minimize heat gain through window) | Standard Window with below Code Required Minimum SHGC | Commercial | Existing | College and University | FL Zone 2 | Per 100 S.F. | 15.68% | 627.2797 | 526.9149 | 100.3648 | 0.16 | 10 | 0.038353 | -0.0095069 | 0 | no base cost | 0 | 0 | 3.5 | CMUA TRM, 2017, based on average incremental cost for Nonresidential reflective window film | 0 | 0 | 3.5 | sq ft | 100 | 350
Nonequipment | Window Sun Protection | Window Sun Protection (Includes sunscreen, film, tinting or overhang to minimize heat gain through window) | Standard Window with below Code Required Minimum SHGC | Commercial | Existing | Grocery | FL Zone 2 | Per 100 S.F. | 12.19% | 627.2797 | 526.9149 | 100.3648 | 0.16 | 10 | 0.038353 | -0.0095069 | 0 | no base cost | 0 | 0 | 3.5 | CMUA TRM, 2017, based on average incremental cost for Nonresidential reflective window film | 0 | 0 | 3.5 | sq ft | 100 | 350
Nonequipment | Window Sun Protection | Window Sun Protection (Includes sunscreen, film, tinting or overhang to minimize heat gain through window) | Standard Window with below Code Required Minimum SHGC | Commercial | Existing | Healthcare | FL Zone 2 | Per 100 S.F. | 12.19% | 627.2797 | 526.9149 | 100.3648 | 0.16 | 10 | 0.038353 | -0.0095069 | 0 | no base cost | 0 | 0 | 3.5 | CMUA TRM, 2017, based on average incremental cost for Nonresidential reflective window film | 0 | 0 | 3.5 | sq ft | 100 | 350
Nonequipment | Window Sun Protection | Window Sun Protection (Includes sunscreen, film, tinting or overhang to minimize heat gain through window) | Standard Window with below Code Required Minimum SHGC | Commercial | Existing | Hospitals | FL Zone 2 | Per 100 S.F. | 7.839% | 627.2797 | 526.9149 | 100.3648 | 0.16 | 10 | 0.038353 | -0.0095069 | 0 | no base cost | 0 | 0 | 3.5 | CMUA TRM, 2017, based on average incremental cost for Nonresidential reflective window film | 0 | 0 | 3.5 | sq ft | 100 | 350
Nonequipment | Window Sun Protection | Window Sun Protection (Includes sunscreen, film, tinting or overhang to minimize heat gain through window) | Standard Window with below Code Required Minimum SHGC | Commercial | Existing | Institutional | FL Zone 2 | Per 100 S.F. | 6.178% | 627.2797 | 526.9149 | 100.3648 | 0.16 | 10 | 0.038353 | -0.0095069 | 0 | no base cost | 0 | 0 | 3.5 | CMUA TRM, 2017, based on average incremental cost for Nonresidential reflective window film | 0 | 0 | 3.5 | sq ft | 100 | 350
Nonequipment | Window Sun Protection | Window Sun Protection (Includes sunscreen, film, tinting or overhang to minimize heat gain through window) | Standard Window with below Code Required Minimum SHGC | Commercial | Existing | Lodging/Hospitality | FL Zone 2 | Per 100 S.F. | 15.68% | 627.2797 | 526.9149 | 100.3648 | 0.16 | 10 | 0.044803 | -0.022151 | 0 | no base cost | 0 | 0 | 3.5 | CMUA TRM, 2017, based on average incremental cost for Nonresidential reflective window film | 0 | 0 | 3.5 | sq ft | 100 | 350
Nonequipment | Window Sun Protection | Window Sun Protection (Includes sunscreen, film, tinting or overhang to minimize heat gain through window) | Standard Window with below Code Required Minimum SHGC | Commercial | Existing | Miscellaneous | FL Zone 2 | Per 100 S.F. | 12.84% | 627.2797 | 526.9149 | 100.3648 | 0.16 | 10 | 0.052737 | -0.03867 | 0 | no base cost | 0 | 0 | 3.5 | CMUA TRM, 2017, based on average incremental cost for Nonresidential reflective window film | 0 | 0 | 3.5 | sq ft | 100 | 350
Nonequipment | Window Sun Protection | Window Sun Protection (Includes sunscreen, film, tinting or overhang to minimize heat gain through window) | Standard Window with below Code Required Minimum SHGC | Commercial | Existing | Offices | FL Zone 2 | Per 100 S.F. | 7.839% | 627.2797 | 526.9149 | 100.3648 | 0.16 | 10 | 0.038353 | -0.0095069 | 0 | no base cost | 0 | 0 | 3.5 | CMUA TRM, 2017, based on average incremental cost for Nonresidential reflective window film | 0 | 0 | 3.5 | sq ft | 100 | 350
Nonequipment | Window Sun Protection | Window Sun Protection (Includes sunscreen, film, tinting or overhang to minimize heat gain through window) | Standard Window with below Code Required Minimum SHGC | Commercial | Existing | Restaurants | FL Zone 2 | Per 100 S.F. | 12.19% | 627.2797 | 526.9149 | 100.3648 | 0.16 | 10 | 0.038353 | -0.0095069 | 0 | no base cost | 0 | 0 | 3.5 | CMUA TRM, 2017, based on average incremental cost for Nonresidential reflective window film | 0 | 0 | 3.5 | sq ft | 100 | 350
Nonequipment | Window Sun Protection | Window Sun Protection (Includes sunscreen, film, tinting or overhang to minimize heat gain through window) | Standard Window with below Code Required Minimum SHGC | Commercial | Existing | Retail | FL Zone 2 | Per 100 S.F. | 7.316% | 627.2797 | 526.9149 | 100.3648 | 0.16 | 10 | 0.038353 | -0.0095069 | 0 | no base cost | 0 | 0 | 3.5 | CMUA TRM, 2017, based on average incremental cost for Nonresidential reflective window film | 0 | 0 | 3.5 | sq ft | 100 | 350
Nonequipment | Window Sun Protection | Window Sun Protection (Includes sunscreen, film, tinting or overhang to minimize heat gain through window) | Standard Window with below Code Required Minimum SHGC | Commercial | Existing | Schools K-12 | FL Zone 2 | Per 100 S.F. | 15.68% | 627.2797 | 526.9149 | 100.3648 | 0.16 | 10 | 0.038353 | -0.0095069 | 0 | no base cost | 0 | 0 | 3.5 | CMUA TRM, 2017, based on average incremental cost for Nonresidential reflective window film | 0 | 0 | 3.5 | sq ft | 100 | 350
Nonequipment | Window Sun Protection | Window Sun Protection (Includes sunscreen, film, tinting or overhang to minimize heat gain through window) | Standard Window with below Code Required Minimum SHGC | Commercial | Existing | Warehouse | FL Zone 2 | Per 100 S.F. | 7.316% | 627.2797 | 526.9149 | 100.3648 | 0.16 | 10 | 0.052737 | -0.03867 | 0 | no base cost | 0 | 0 | 3.5 | CMUA TRM, 2017, based on average incremental cost for Nonresidential reflective window film | 0 | 0 | 3.5 | sq ft | 100 | 350
Nonequipment | Window Sun Protection | Window Sun Protection (Includes sunscreen, film, tinting or overhang to minimize heat gain through window) | Standard Window with below Code Required Minimum SHGC | Commercial | New | Assembly | FL Zone 2 | Per 100 S.F. | 15.35% | 376.3678 | 316.149 | 60.2189 | 0.16 | 10 | 0.023012 | -0.0057041 | 0 | no base cost | 0 | 0 | 3.5 | CMUA TRM, 2017, based on average incremental cost for Nonresidential reflective window film | 0 | 0 | 3.5 | sq ft | 100 | 350
Nonequipment | Window Sun Protection | Window Sun Protection (Includes sunscreen, film, tinting or overhang to minimize heat gain through window) | Standard Window with below Code Required Minimum SHGC | Commercial | New | College and University | FL Zone 2 | Per 100 S.F. | 15.35% | 376.3678 | 316.149 | 60.2189 | 0.16 | 10 | 0.023012 | -0.0057041 | 0 | no base cost | 0 | 0 | 3.5 | CMUA TRM, 2017, based on average incremental cost for Nonresidential reflective window film | 0 | 0 | 3.5 | sq ft | 100 | 350
Nonequipment | Window Sun Protection | Window Sun Protection (Includes sunscreen, film, tinting or overhang to minimize heat gain through window) | Standard Window with below Code Required Minimum SHGC | Commercial | New | Grocery | FL Zone 2 | Per 100 S.F. | 15.35% | 376.3678 | 316.149 | 60.2189 | 0.16 | 10 | 0.023012 | -0.0057041 | 0 | no base cost | 0 | 0 | 3.5 | CMUA TRM, 2017, based on average incremental cost for Nonresidential reflective window film | 0 | 0 | 3.5 | sq ft | 100 | 350
Nonequipment | Window Sun Protection | Window Sun Protection (Includes sunscreen, film, tinting or overhang to minimize heat gain through window) | Standard Window with below Code Required Minimum SHGC | Commercial | New | Healthcare | FL Zone 2 | Per 100 S.F. | 15.35% | 376.3678 | 316.149 | 60.2189 | 0.16 | 10 | 0.023012 | -0.0057041 | 0 | no base cost | 0 | 0 | 3.5 | CMUA TRM, 2017, based on average incremental cost for Nonresidential reflective window film | 0 | 0 | 3.5 | sq ft | 100 | 350
Nonequipment | Window Sun Protection | Window Sun Protection (Includes sunscreen, film, tinting or overhang to minimize heat gain through window) | Standard Window with below Code Required Minimum SHGC | Commercial | New | Hospitals | FL Zone 2 | Per 100 S.F. | 15.35% | 376.3678 | 316.149 | 60.2189 | 0.16 | 10 | 0.023012 | -0.0057041 | 0 | no base cost | 0 | 0 | 3.5 | CMUA TRM, 2017, based on average incremental cost for Nonresidential reflective window film | 0 | 0 | 3.5 | sq ft | 100 | 350
Nonequipment | Window Sun Protection | Window Sun Protection (Includes sunscreen, film, tinting or overhang to minimize heat gain through window) | Standard Window with below Code Required Minimum SHGC | Commercial | New | Institutional | FL Zone 2 | Per 100 S.F. | 15.35% | 376.3678 | 316.149 | 60.2189 | 0.16 | 10 | 0.023012 | -0.0057041 | 0 | no base cost | 0 | 0 | 3.5 | CMUA TRM, 2017, based on average incremental cost for Nonresidential reflective window film | 0 | 0 | 3.5 | sq ft | 100 | 350
Nonequipment | Window Sun Protection | Window Sun Protection (Includes sunscreen, film, tinting or overhang to minimize heat gain through window) | Standard Window with below Code Required Minimum SHGC | Commercial | New | Lodging/Hospitality | FL Zone 2 | Per 100 S.F. | 15.35% | 376.3678 | 316.149 | 60.2189 | 0.16 | 10 | 0.026882 | -0.013291 | 0 | no base cost | 0 | 0 | 3.5 | CMUA TRM, 2017, based on average incremental cost for Nonresidential reflective window film | 0 | 0 | 3.5 | sq ft | 100 | 350
Nonequipment | Window Sun Protection | Window Sun Protection (Includes sunscreen, film, tinting or overhang to minimize heat gain through window) | Standard Window with below Code Required Minimum SHGC | Commercial | New | Miscellaneous | FL Zone 2 | Per 100 S.F. | 12.84% | 376.3678 | 316.149 | 60.2189 | 0.16 | 10 | 0.031642 | -0.023202 | 0 | no base cost | 0 | 0 | 3.5 | CMUA TRM, 2017, based on average incremental cost for Nonresidential reflective window film | 0 | 0 | 3.5 | sq ft | 100 | 350
Nonequipment | Window Sun Protection | Window Sun Protection (Includes sunscreen, film, tinting or overhang to minimize heat gain through window) | Standard Window with below Code Required Minimum SHGC | Commercial | New | Offices | FL Zone 2 | Per 100 S.F. | 15.35% | 376.3678 | 316.149 | 60.2189 | 0.16 | 10 | 0.023012 | -0.0057041 | 0 | no base cost | 0 | 0 | 3.5 | CMUA TRM, 2017, based on average incremental cost for Nonresidential reflective window film | 0 | 0 | 3.5 | sq ft | 100 | 350
Nonequipment | Window Sun Protection | Window Sun Protection (Includes sunscreen, film, tinting or overhang to minimize heat gain through window) | Standard Window with below Code Required Minimum SHGC | Commercial | New | Restaurants | FL Zone 2 | Per 100 S.F. | 15.35% | 376.3678 | 316.149 | 60.2189 | 0.16 | 10 | 0.023012 | -0.0057041 | 0 | no base cost | 0 | 0 | 3.5 | CMUA TRM, 2017, based on average incremental cost for Nonresidential reflective window film | 0 | 0 | 3.5 | sq ft | 100 | 350
Nonequipment | Window Sun Protection | Window Sun Protection (Includes sunscreen, film, tinting or overhang to minimize heat gain through window) | Standard Window with below Code Required Minimum SHGC | Commercial | New | Retail | FL Zone 2 | Per 100 S.F. | 15.35% | 376.3678 | 316.149 | 60.2189 | 0.16 | 10 | 0.023012 | -0.0057041 | 0 | no base cost | 0 | 0 | 3.5 | CMUA TRM, 2017, based on average incremental cost for Nonresidential reflective window film | 0 | 0 | 3.5 | sq ft | 100 | 350
Nonequipment | Window Sun Protection | Window Sun Protection (Includes sunscreen, film, tinting or overhang to minimize heat gain through window) | Standard Window with below Code Required Minimum SHGC | Commercial | New | Schools K-12 | FL Zone 2 | Per 100 S.F. | 15.35% | 376.3678 | 316.149 | 60.2189 | 0.16 | 10 | 0.023012 | -0.0057041 | 0 | no base cost | 0 | 0 | 3.5 | CMUA TRM, 2017, based on average incremental cost for Nonresidential reflective window film | 0 | 0 | 3.5 | sq ft | 100 | 350
Nonequipment | Window Sun Protection | Window Sun Protection (Includes sunscreen, film, tinting or overhang to minimize heat gain through window) | Standard Window with below Code Required Minimum SHGC | Commercial | New | Warehouse | FL Zone 2 | Per 100 S.F. | 15.35% | 376.3678 | 316.149 | 60.2189 | 0.16 | 10 | 0.031642 | -0.023202 | 0 | no base cost | 0 | 0 | 3.5 | CMUA TRM, 2017, based on average incremental cost for Nonresidential reflective window film | 0 | 0 | 3.5 | sq ft | 100 | 350
Nonequipment | Bi-Level Lighting Control (Interior) | Bi-Level Controls on Interior Lighting, 500 Watts Controlled | 500 Watts of Lighting, Manually Controlled | Commercial | Existing | Assembly | FL Zone 2 | Per 500W Controlled | 22.45% | 1438 | 992.22 | 445.78 | 0.31 | 8 | 0.0012256 | 0 | 0 | no equipment cost | 0 | 0 | 274 | Illinois 2018 Statewide TRM, Section 4.5.9 (inc. cost is capital cost only) | 99 | Michigan 2018 Statewide Master Measure Database, Exterior Lighting BiLevel Control w Override, and wattage assumed in measure workbook | 373 | unit |  | 373
Nonequipment | Bi-Level Lighting Control (Interior) | Bi-Level Controls on Interior Lighting, 500 Watts Controlled | 500 Watts of Lighting, Manually Controlled | Commercial | Existing | College and University | FL Zone 2 | Per 500W Controlled | 36% | 2204 | 1520.76 | 683.24 | 0.31 | 8 | 0.0018785 | 0 | 0 | no equipment cost | 0 | 0 | 274 | Illinois 2018 Statewide TRM, Section 4.5.9 (inc. cost is capital cost only) | 99 | Michigan 2018 Statewide Master Measure Database, Exterior Lighting BiLevel Control w Override, and wattage assumed in measure workbook | 373 | unit |  | 373
Nonequipment | Bi-Level Lighting Control (Interior) | Bi-Level Controls on Interior Lighting, 500 Watts Controlled | 500 Watts of Lighting, Manually Controlled | Commercial | Existing | Grocery | FL Zone 2 | Per 500W Controlled | 22.45% | 2772 | 1912.68 | 859.32 | 0.31 | 8 | 0.010616 | 0 | 0 | no equipment cost | 0 | 0 | 274 | Illinois 2018 Statewide TRM, Section 4.5.9 (inc. cost is capital cost only) | 99 | Michigan 2018 Statewide Master Measure Database, Exterior Lighting BiLevel Control w Override, and wattage assumed in measure workbook | 373 | unit |  | 373
Nonequipment | Bi-Level Lighting Control (Interior) | Bi-Level Controls on Interior Lighting, 500 Watts Controlled | 500 Watts of Lighting, Manually Controlled | Commercial | Existing | Healthcare | FL Zone 2 | Per 500W Controlled | 36% | 2514 | 1734.66 | 779.34 | 0.31 | 8 | 0.0021427 | 0 | 0 | no equipment cost | 0 | 0 | 274 | Illinois 2018 Statewide TRM, Section 4.5.9 (inc. cost is capital cost only) | 99 | Michigan 2018 Statewide Master Measure Database, Exterior Lighting BiLevel Control w Override, and wattage assumed in measure workbook | 373 | unit |  | 373
Nonequipment | Bi-Level Lighting Control (Interior) | Bi-Level Controls on Interior Lighting, 500 Watts Controlled | 500 Watts of Lighting, Manually Controlled | Commercial | Existing | Hospitals | FL Zone 2 | Per 500W Controlled | 36% | 3401 | 2346.69 | 1054.31 | 0.31 | 8 | 0.0028987 | 0 | 0 | no equipment cost | 0 | 0 | 274 | Illinois 2018 Statewide TRM, Section 4.5.9 (inc. cost is capital cost only) | 99 | Michigan 2018 Statewide Master Measure Database, Exterior Lighting BiLevel Control w Override, and wattage assumed in measure workbook | 373 | unit |  | 373
Nonequipment | Bi-Level Lighting Control (Interior) | Bi-Level Controls on Interior Lighting, 500 Watts Controlled | 500 Watts of Lighting, Manually Controlled | Commercial | Existing | Institutional | FL Zone 2 | Per 500W Controlled | 22.45% | 1649.5 | 1138.155 | 511.345 | 0.31 | 8 | 0.0014059 | 0 | 0 | no equipment cost | 0 | 0 | 274 | Illinois 2018 Statewide TRM, Section 4.5.9 (inc. cost is capital cost only) | 99 | Michigan 2018 Statewide Master Measure Database, Exterior Lighting BiLevel Control w Override, and wattage assumed in measure workbook | 373 | unit |  | 373
Nonequipment | Bi-Level Lighting Control (Interior) | Bi-Level Controls on Interior Lighting, 500 Watts Controlled | 500 Watts of Lighting, Manually Controlled | Commercial | Existing | Lodging/Hospitality | FL Zone 2 | Per 500W Controlled | 36% | 1877 | 1295.13 | 581.87 | 0.31 | 8 | 0.0071882 | 0 | 0 | no equipment cost | 0 | 0 | 274 | Illinois 2018 Statewide TRM, Section 4.5.9 (inc. cost is capital cost only) | 99 | Michigan 2018 Statewide Master Measure Database, Exterior Lighting BiLevel Control w Override, and wattage assumed in measure workbook | 373 | unit |  | 373
Nonequipment | Bi-Level Lighting Control (Interior) | Bi-Level Controls on Interior Lighting, 500 Watts Controlled | 500 Watts of Lighting, Manually Controlled | Commercial | Existing | Miscellaneous | FL Zone 2 | Per 500W Controlled | 22.45% | 2204 | 1520.76 | 683.24 | 0.31 | 8 | 0.0018785 | 0 | 0 | no equipment cost | 0 | 0 | 274 | Illinois 2018 Statewide TRM, Section 4.5.9 (inc. cost is capital cost only) | 99 | Michigan 2018 Statewide Master Measure Database, Exterior Lighting BiLevel Control w Override, and wattage assumed in measure workbook | 373 | unit |  | 373
Nonequipment | Bi-Level Lighting Control (Interior) | Bi-Level Controls on Interior Lighting, 500 Watts Controlled | 500 Watts of Lighting, Manually Controlled | Commercial | Existing | Offices | FL Zone 2 | Per 500W Controlled | 36% | 1626.5 | 1122.285 | 504.215 | 0.31 | 8 | 0.0013863 | 0 | 0 | no equipment cost | 0 | 0 | 274 | Illinois 2018 Statewide TRM, Section 4.5.9 (inc. cost is capital cost only) | 99 | Michigan 2018 Statewide Master Measure Database, Exterior Lighting BiLevel Control w Override, and wattage assumed in measure workbook | 373 | unit |  | 373
Nonequipment | Bi-Level Lighting Control (Interior) | Bi-Level Controls on Interior Lighting, 500 Watts Controlled | 500 Watts of Lighting, Manually Controlled | Commercial | Existing | Restaurants | FL Zone 2 | Per 500W Controlled | 9% | 1678.5 | 1158.165 | 520.335 | 0.31 | 8 | 0.006428 | 0 | 0 | no equipment cost | 0 | 0 | 274 | Illinois 2018 Statewide TRM, Section 4.5.9 (inc. cost is capital cost only) | 99 | Michigan 2018 Statewide Master Measure Database, Exterior Lighting BiLevel Control w Override, and wattage assumed in measure workbook | 373 | unit |  | 373
Nonequipment | Bi-Level Lighting Control (Interior) | Bi-Level Controls on Interior Lighting, 500 Watts Controlled | 500 Watts of Lighting, Manually Controlled | Commercial | Existing | Retail | FL Zone 2 | Per 500W Controlled | 36% | 2492 | 1719.48 | 772.52 | 0.31 | 8 | 0.0095434 | 0 | 0 | no equipment cost | 0 | 0 | 274 | Illinois 2018 Statewide TRM, Section 4.5.9 (inc. cost is capital cost only) | 99 | Michigan 2018 Statewide Master Measure Database, Exterior Lighting BiLevel Control w Override, and wattage assumed in measure workbook | 373 | unit |  | 373
Nonequipment | Bi-Level Lighting Control (Interior) | Bi-Level Controls on Interior Lighting, 500 Watts Controlled | 500 Watts of Lighting, Manually Controlled | Commercial | Existing | Schools K-12 | FL Zone 2 | Per 500W Controlled | 22.45% | 1189.5 | 820.755 | 368.745 | 0.31 | 8 | 0.0010138 | 0 | 0 | no equipment cost | 0 | 0 | 274 | Illinois 2018 Statewide TRM, Section 4.5.9 (inc. cost is capital cost only) | 99 | Michigan 2018 Statewide Master Measure Database, Exterior Lighting BiLevel Control w Override, and wattage assumed in measure workbook | 373 | unit |  | 373
Nonequipment | Bi-Level Lighting Control (Interior) | Bi-Level Controls on Interior Lighting, 500 Watts Controlled | 500 Watts of Lighting, Manually Controlled | Commercial | Existing | Warehouse | FL Zone 2 | Per 500W Controlled | 36% | 1912 | 1319.28 | 592.72 | 0.31 | 8 | 0.0016296 | 0 | 0 | no equipment cost | 0 | 0 | 274 | Illinois 2018 Statewide TRM, Section 4.5.9 (inc. cost is capital cost only) | 99 | Michigan 2018 Statewide Master Measure Database, Exterior Lighting BiLevel Control w Override, and wattage assumed in measure workbook | 373 | unit |  | 373
Nonequipment | Bi-Level Lighting Control (Interior) | Bi-Level Controls on Interior Lighting, 500 Watts Controlled | 500 Watts of Lighting, Controlled either Manually or by Sensor as Specified by Code | Commercial | New | Assembly | FL Zone 2 | Per 500W Controlled | 22.45% | 1438 | 992.22 | 445.78 | 0.31 | 8 | 0.0012256 | 0 | 0 | no equipment cost | 0 | 0 | 274 | Illinois 2018 Statewide TRM, Section 4.5.9 (inc. cost is capital cost only) | 99 | Michigan 2018 Statewide Master Measure Database, Exterior Lighting BiLevel Control w Override, and wattage assumed in measure workbook | 373 | unit |  | 373
Nonequipment | Bi-Level Lighting Control (Interior) | Bi-Level Controls on Interior Lighting, 500 Watts Controlled | 500 Watts of Lighting, Controlled either Manually or by Sensor as Specified by Code | Commercial | New | College and University | FL Zone 2 | Per 500W Controlled | 36% | 2204 | 1520.76 | 683.24 | 0.31 | 8 | 0.0018785 | 0 | 0 | no equipment cost | 0 | 0 | 274 | Illinois 2018 Statewide TRM, Section 4.5.9 (inc. cost is capital cost only) | 99 | Michigan 2018 Statewide Master Measure Database, Exterior Lighting BiLevel Control w Override, and wattage assumed in measure workbook | 373 | unit |  | 373
Nonequipment | Bi-Level Lighting Control (Interior) | Bi-Level Controls on Interior Lighting, 500 Watts Controlled | 500 Watts of Lighting, Controlled either Manually or by Sensor as Specified by Code | Commercial | New | Grocery | FL Zone 2 | Per 500W Controlled | 22.45% | 2772 | 1912.68 | 859.32 | 0.31 | 8 | 0.010616 | 0 | 0 | no equipment cost | 0 | 0 | 274 | Illinois 2018 Statewide TRM, Section 4.5.9 (inc. cost is capital cost only) | 99 | Michigan 2018 Statewide Master Measure Database, Exterior Lighting BiLevel Control w Override, and wattage assumed in measure workbook | 373 | unit |  | 373
Nonequipment | Bi-Level Lighting Control (Interior) | Bi-Level Controls on Interior Lighting, 500 Watts Controlled | 500 Watts of Lighting, Controlled either Manually or by Sensor as Specified by Code | Commercial | New | Healthcare | FL Zone 2 | Per 500W Controlled | 36% | 2514 | 1734.66 | 779.34 | 0.31 | 8 | 0.0021427 | 0 | 0 | no equipment cost | 0 | 0 | 274 | Illinois 2018 Statewide TRM, Section 4.5.9 (inc. cost is capital cost only) | 99 | Michigan 2018 Statewide Master Measure Database, Exterior Lighting BiLevel Control w Override, and wattage assumed in measure workbook | 373 | unit |  | 373
Nonequipment | Bi-Level Lighting Control (Interior) | Bi-Level Controls on Interior Lighting, 500 Watts Controlled | 500 Watts of Lighting, Controlled either Manually or by Sensor as Specified by Code | Commercial | New | Hospitals | FL Zone 2 | Per 500W Controlled | 36% | 3401 | 2346.69 | 1054.31 | 0.31 | 8 | 0.0028987 | 0 | 0 | no equipment cost | 0 | 0 | 274 | Illinois 2018 Statewide TRM, Section 4.5.9 (inc. cost is capital cost only) | 99 | Michigan 2018 Statewide Master Measure Database, Exterior Lighting BiLevel Control w Override, and wattage assumed in measure workbook | 373 | unit |  | 373
Nonequipment | Bi-Level Lighting Control (Interior) | Bi-Level Controls on Interior Lighting, 500 Watts Controlled | 500 Watts of Lighting, Controlled either Manually or by Sensor as Specified by Code | Commercial | New | Institutional | FL Zone 2 | Per 500W Controlled | 22.45% | 1649.5 | 1138.155 | 511.345 | 0.31 | 8 | 0.0014059 | 0 | 0 | no equipment cost | 0 | 0 | 274 | Illinois 2018 Statewide TRM, Section 4.5.9 (inc. cost is capital cost only) | 99 | Michigan 2018 Statewide Master Measure Database, Exterior Lighting BiLevel Control w Override, and wattage assumed in measure workbook | 373 | unit |  | 373
Nonequipment | Bi-Level Lighting Control (Interior) | Bi-Level Controls on Interior Lighting, 500 Watts Controlled | 500 Watts of Lighting, Controlled either Manually or by Sensor as Specified by Code | Commercial | New | Lodging/Hospitality | FL Zone 2 | Per 500W Controlled | 36% | 1877 | 1295.13 | 581.87 | 0.31 | 8 | 0.0071882 | 0 | 0 | no equipment cost | 0 | 0 | 274 | Illinois 2018 Statewide TRM, Section 4.5.9 (inc. cost is capital cost only) | 99 | Michigan 2018 Statewide Master Measure Database, Exterior Lighting BiLevel Control w Override, and wattage assumed in measure workbook | 373 | unit |  | 373
Nonequipment | Bi-Level Lighting Control (Interior) | Bi-Level Controls on Interior Lighting, 500 Watts Controlled | 500 Watts of Lighting, Controlled either Manually or by Sensor as Specified by Code | Commercial | New | Miscellaneous | FL Zone 2 | Per 500W Controlled | 22.45% | 2204 | 1520.76 | 683.24 | 0.31 | 8 | 0.0018785 | 0 | 0 | no equipment cost | 0 | 0 | 274 | Illinois 2018 Statewide TRM, Section 4.5.9 (inc. cost is capital cost only) | 99 | Michigan 2018 Statewide Master Measure Database, Exterior Lighting BiLevel Control w Override, and wattage assumed in measure workbook | 373 | unit |  | 373
Nonequipment | Bi-Level Lighting Control (Interior) | Bi-Level Controls on Interior Lighting, 500 Watts Controlled | 500 Watts of Lighting, Controlled either Manually or by Sensor as Specified by Code | Commercial | New | Offices | FL Zone 2 | Per 500W Controlled | 36% | 1626.5 | 1122.285 | 504.215 | 0.31 | 8 | 0.0013863 | 0 | 0 | no equipment cost | 0 | 0 | 274 | Illinois 2018 Statewide TRM, Section 4.5.9 (inc. cost is capital cost only) | 99 | Michigan 2018 Statewide Master Measure Database, Exterior Lighting BiLevel Control w Override, and wattage assumed in measure workbook | 373 | unit |  | 373
Nonequipment | Bi-Level Lighting Control (Interior) | Bi-Level Controls on Interior Lighting, 500 Watts Controlled | 500 Watts of Lighting, Controlled either Manually or by Sensor as Specified by Code | Commercial | New | Restaurants | FL Zone 2 | Per 500W Controlled | 9% | 1678.5 | 1158.165 | 520.335 | 0.31 | 8 | 0.006428 | 0 | 0 | no equipment cost | 0 | 0 | 274 | Illinois 2018 Statewide TRM, Section 4.5.9 (inc. cost is capital cost only) | 99 | Michigan 2018 Statewide Master Measure Database, Exterior Lighting BiLevel Control w Override, and wattage assumed in measure workbook | 373 | unit |  | 373
Nonequipment | Bi-Level Lighting Control (Interior) | Bi-Level Controls on Interior Lighting, 500 Watts Controlled | 500 Watts of Lighting, Controlled either Manually or by Sensor as Specified by Code | Commercial | New | Retail | FL Zone 2 | Per 500W Controlled | 36% | 2492 | 1719.48 | 772.52 | 0.31 | 8 | 0.0095434 | 0 | 0 | no equipment cost | 0 | 0 | 274 | Illinois 2018 Statewide TRM, Section 4.5.9 (inc. cost is capital cost only) | 99 | Michigan 2018 Statewide Master Measure Database, Exterior Lighting BiLevel Control w Override, and wattage assumed in measure workbook | 373 | unit |  | 373
Nonequipment | Bi-Level Lighting Control (Interior) | Bi-Level Controls on Interior Lighting, 500 Watts Controlled | 500 Watts of Lighting, Controlled either Manually or by Sensor as Specified by Code | Commercial | New | Schools K-12 | FL Zone 2 | Per 500W Controlled | 22.45% | 1189.5 | 820.755 | 368.745 | 0.31 | 8 | 0.0010138 | 0 | 0 | no equipment cost | 0 | 0 | 274 | Illinois 2018 Statewide TRM, Section 4.5.9 (inc. cost is capital cost only) | 99 | Michigan 2018 Statewide Master Measure Database, Exterior Lighting BiLevel Control w Override, and wattage assumed in measure workbook | 373 | unit |  | 373
Nonequipment | Bi-Level Lighting Control (Interior) | Bi-Level Controls on Interior Lighting, 500 Watts Controlled | 500 Watts of Lighting, Controlled either Manually or by Sensor as Specified by Code | Commercial | New | Warehouse | FL Zone 2 | Per 500W Controlled | 36% | 1912 | 1319.28 | 592.72 | 0.31 | 8 | 0.0016296 | 0 | 0 | no equipment cost | 0 | 0 | 274 | Illinois 2018 Statewide TRM, Section 4.5.9 (inc. cost is capital cost only) | 99 | Michigan 2018 Statewide Master Measure Database, Exterior Lighting BiLevel Control w Override, and wattage assumed in measure workbook | 373 | unit |  | 373
Nonequipment | Interior Lighting Controls | Install Interior Photocell Dimming Controls, 500 Watts Controlled | 500 Watts of Lighting, Manually Controlled | Commercial | Existing | Assembly | FL Zone 2 | Per End Use Consumption | 15.09% | 1438 | 1035.36 | 402.64 | 0.28 | 8 | 0 | 0 | 0 | no equipment cost | 0 | 0 | 115 | Mid-Atlantic TRM, v7.0, 2017, average of occupancy sensor and photocell control costs | 41.3796 | rate at $82.76/per labor hour assume 0.5 hours work, https://www.homewyse.com/services/cost_to_install_lighting_control_system.html | 156.3796 | unit |  | 156.3796
Nonequipment | Interior Lighting Controls | Install Interior Photocell Dimming Controls, 500 Watts Controlled | 500 Watts of Lighting, Manually Controlled | Commercial | Existing | College and University | FL Zone 2 | Per End Use Consumption | 37.72% | 2204 | 1586.88 | 617.12 | 0.28 | 8 | 0 | 0 | 0 | no equipment cost | 0 | 0 | 115 | Mid-Atlantic TRM, v7.0, 2017, average of occupancy sensor and photocell control costs | 41.3796 | rate at $82.76/per labor hour assume 0.5 hours work, https://www.homewyse.com/services/cost_to_install_lighting_control_system.html | 156.3796 | unit |  | 156.3796
Nonequipment | Interior Lighting Controls | Install Interior Photocell Dimming Controls, 500 Watts Controlled | 500 Watts of Lighting, Manually Controlled | Commercial | Existing | Grocery | FL Zone 2 | Per End Use Consumption | 7.543% | 2772 | 1995.84 | 776.16 | 0.28 | 8 | 0 | 0 | 0 | no equipment cost | 0 | 0 | 115 | Mid-Atlantic TRM, v7.0, 2017, average of occupancy sensor and photocell control costs | 41.3796 | rate at $82.76/per labor hour assume 0.5 hours work, https://www.homewyse.com/services/cost_to_install_lighting_control_system.html | 156.3796 | unit |  | 156.3796
Nonequipment | Interior Lighting Controls | Install Interior Photocell Dimming Controls, 500 Watts Controlled | 500 Watts of Lighting, Manually Controlled | Commercial | Existing | Healthcare | FL Zone 2 | Per End Use Consumption | 37.72% | 2514 | 1810.08 | 703.92 | 0.28 | 8 | 0 | 0 | 0 | no equipment cost | 0 | 0 | 115 | Mid-Atlantic TRM, v7.0, 2017, average of occupancy sensor and photocell control costs | 41.3796 | rate at $82.76/per labor hour assume 0.5 hours work, https://www.homewyse.com/services/cost_to_install_lighting_control_system.html | 156.3796 | unit |  | 156.3796
Nonequipment | Interior Lighting Controls | Install Interior Photocell Dimming Controls, 500 Watts Controlled | 500 Watts of Lighting, Manually Controlled | Commercial | Existing | Hospitals | FL Zone 2 | Per End Use Consumption | 37.72% | 3401 | 2448.72 | 952.28 | 0.28 | 8 | 0 | 0 | 0 | no equipment cost | 0 | 0 | 115 | Mid-Atlantic TRM, v7.0, 2017, average of occupancy sensor and photocell control costs | 41.3796 | rate at $82.76/per labor hour assume 0.5 hours work, https://www.homewyse.com/services/cost_to_install_lighting_control_system.html | 156.3796 | unit |  | 156.3796
Nonequipment | Interior Lighting Controls | Install Interior Photocell Dimming Controls, 500 Watts Controlled | 500 Watts of Lighting, Manually Controlled | Commercial | Existing | Institutional | FL Zone 2 | Per End Use Consumption | 15.09% | 1649.5 | 1187.64 | 461.86 | 0.28 | 8 | 0 | 0 | 0 | no equipment cost | 0 | 0 | 115 | Mid-Atlantic TRM, v7.0, 2017, average of occupancy sensor and photocell control costs | 41.3796 | rate at $82.76/per labor hour assume 0.5 hours work, https://www.homewyse.com/services/cost_to_install_lighting_control_system.html | 156.3796 | unit |  | 156.3796
Nonequipment | Interior Lighting Controls | Install Interior Photocell Dimming Controls, 500 Watts Controlled | 500 Watts of Lighting, Manually Controlled | Commercial | Existing | Lodging/Hospitality | FL Zone 2 | Per End Use Consumption | 15.09% | 1877 | 1351.44 | 525.56 | 0.28 | 8 | 0 | 0 | 0 | no equipment cost | 0 | 0 | 115 | Mid-Atlantic TRM, v7.0, 2017, average of occupancy sensor and photocell control costs | 41.3796 | rate at $82.76/per labor hour assume 0.5 hours work, https://www.homewyse.com/services/cost_to_install_lighting_control_system.html | 156.3796 | unit |  | 156.3796
Nonequipment | Interior Lighting Controls | Install Interior Photocell Dimming Controls, 500 Watts Controlled | 500 Watts of Lighting, Manually Controlled | Commercial | Existing | Miscellaneous | FL Zone 2 | Per End Use Consumption | 15.09% | 2204 | 1586.88 | 617.12 | 0.28 | 8 | 0 | 0 | 0 | no equipment cost | 0 | 0 | 115 | Mid-Atlantic TRM, v7.0, 2017, average of occupancy sensor and photocell control costs | 41.3796 | rate at $82.76/per labor hour assume 0.5 hours work, https://www.homewyse.com/services/cost_to_install_lighting_control_system.html | 156.3796 | unit |  | 156.3796
Nonequipment | Interior Lighting Controls | Install Interior Photocell Dimming Controls, 500 Watts Controlled | 500 Watts of Lighting, Manually Controlled | Commercial | Existing | Offices | FL Zone 2 | Per End Use Consumption | 30.17% | 1626.5 | 1171.08 | 455.42 | 0.28 | 8 | 0 | 0 | 0 | no equipment cost | 0 | 0 | 115 | Mid-Atlantic TRM, v7.0, 2017, average of occupancy sensor and photocell control costs | 41.3796 | rate at $82.76/per labor hour assume 0.5 hours work, https://www.homewyse.com/services/cost_to_install_lighting_control_system.html | 156.3796 | unit |  | 156.3796
Nonequipment | Interior Lighting Controls | Install Interior Photocell Dimming Controls, 500 Watts Controlled | 500 Watts of Lighting, Manually Controlled | Commercial | Existing | Restaurants | FL Zone 2 | Per End Use Consumption | 7.543% | 1678.5 | 1208.52 | 469.98 | 0.28 | 8 | 0 | 0 | 0 | no equipment cost | 0 | 0 | 115 | Mid-Atlantic TRM, v7.0, 2017, average of occupancy sensor and photocell control costs | 41.3796 | rate at $82.76/per labor hour assume 0.5 hours work, https://www.homewyse.com/services/cost_to_install_lighting_control_system.html | 156.3796 | unit |  | 156.3796
Nonequipment | Interior Lighting Controls | Install Interior Photocell Dimming Controls, 500 Watts Controlled | 500 Watts of Lighting, Manually Controlled | Commercial | Existing | Retail | FL Zone 2 | Per End Use Consumption | 7.543% | 2492 | 1794.24 | 697.76 | 0.28 | 8 | 0 | 0 | 0 | no equipment cost | 0 | 0 | 115 | Mid-Atlantic TRM, v7.0, 2017, average of occupancy sensor and photocell control costs | 41.3796 | rate at $82.76/per labor hour assume 0.5 hours work, https://www.homewyse.com/services/cost_to_install_lighting_control_system.html | 156.3796 | unit |  | 156.3796
Nonequipment | Interior Lighting Controls | Install Interior Photocell Dimming Controls, 500 Watts Controlled | 500 Watts of Lighting, Manually Controlled | Commercial | Existing | Schools K-12 | FL Zone 2 | Per End Use Consumption | 37.72% | 1189.5 | 856.44 | 333.06 | 0.28 | 8 | 0 | 0 | 0 | no equipment cost | 0 | 0 | 115 | Mid-Atlantic TRM, v7.0, 2017, average of occupancy sensor and photocell control costs | 41.3796 | rate at $82.76/per labor hour assume 0.5 hours work, https://www.homewyse.com/services/cost_to_install_lighting_control_system.html | 156.3796 | unit |  | 156.3796
Nonequipment | Interior Lighting Controls | Install Interior Photocell Dimming Controls, 500 Watts Controlled | 500 Watts of Lighting, Manually Controlled | Commercial | Existing | Warehouse | FL Zone 2 | Per End Use Consumption | 37.72% | 1912 | 1376.64 | 535.36 | 0.28 | 8 | 0 | 0 | 0 | no equipment cost | 0 | 0 | 115 | Mid-Atlantic TRM, v7.0, 2017, average of occupancy sensor and photocell control costs | 41.3796 | rate at $82.76/per labor hour assume 0.5 hours work, https://www.homewyse.com/services/cost_to_install_lighting_control_system.html | 156.3796 | unit |  | 156.3796
Nonequipment | Interior Lighting Controls | Install Interior Photocell Dimming Controls, 500 Watts Controlled | 500 Watts of Lighting, Manually Controlled | Commercial | New | Assembly | FL Zone 2 | Per End Use Consumption | 15.09% | 1438 | 1035.36 | 402.64 | 0.28 | 8 | 0 | 0 | 0 | no equipment cost | 0 | 0 | 115 | Mid-Atlantic TRM, v7.0, 2017, average of occupancy sensor and photocell control costs | 41.3796 | rate at $82.76/per labor hour assume 0.5 hours work, https://www.homewyse.com/services/cost_to_install_lighting_control_system.html | 156.3796 | unit |  | 156.3796
Nonequipment | Interior Lighting Controls | Install Interior Photocell Dimming Controls, 500 Watts Controlled | 500 Watts of Lighting, Manually Controlled | Commercial | New | College and University | FL Zone 2 | Per End Use Consumption | 37.72% | 2204 | 1586.88 | 617.12 | 0.28 | 8 | 0 | 0 | 0 | no equipment cost | 0 | 0 | 115 | Mid-Atlantic TRM, v7.0, 2017, average of occupancy sensor and photocell control costs | 41.3796 | rate at $82.76/per labor hour assume 0.5 hours work, https://www.homewyse.com/services/cost_to_install_lighting_control_system.html | 156.3796 | unit |  | 156.3796
Nonequipment | Interior Lighting Controls | Install Interior Photocell Dimming Controls, 500 Watts Controlled | 500 Watts of Lighting, Manually Controlled | Commercial | New | Grocery | FL Zone 2 | Per End Use Consumption | 7.543% | 2772 | 1995.84 | 776.16 | 0.28 | 8 | 0 | 0 | 0 | no equipment cost | 0 | 0 | 115 | Mid-Atlantic TRM, v7.0, 2017, average of occupancy sensor and photocell control costs | 41.3796 | rate at $82.76/per labor hour assume 0.5 hours work, https://www.homewyse.com/services/cost_to_install_lighting_control_system.html | 156.3796 | unit |  | 156.3796
Nonequipment | Interior Lighting Controls | Install Interior Photocell Dimming Controls, 500 Watts Controlled | 500 Watts of Lighting, Manually Controlled | Commercial | New | Healthcare | FL Zone 2 | Per End Use Consumption | 37.72% | 2514 | 1810.08 | 703.92 | 0.28 | 8 | 0 | 0 | 0 | no equipment cost | 0 | 0 | 115 | Mid-Atlantic TRM, v7.0, 2017, average of occupancy sensor and photocell control costs | 41.3796 | rate at $82.76/per labor hour assume 0.5 hours work, https://www.homewyse.com/services/cost_to_install_lighting_control_system.html | 156.3796 | unit |  | 156.3796
Nonequipment | Interior Lighting Controls | Install Interior Photocell Dimming Controls, 500 Watts Controlled | 500 Watts of Lighting, Manually Controlled | Commercial | New | Hospitals | FL Zone 2 | Per End Use Consumption | 37.72% | 3401 | 2448.72 | 952.28 | 0.28 | 8 | 0 | 0 | 0 | no equipment cost | 0 | 0 | 115 | Mid-Atlantic TRM, v7.0, 2017, average of occupancy sensor and photocell control costs | 41.3796 | rate at $82.76/per labor hour assume 0.5 hours work, https://www.homewyse.com/services/cost_to_install_lighting_control_system.html | 156.3796 | unit |  | 156.3796
Nonequipment | Interior Lighting Controls | Install Interior Photocell Dimming Controls, 500 Watts Controlled | 500 Watts of Lighting, Manually Controlled | Commercial | New | Institutional | FL Zone 2 | Per End Use Consumption | 15.09% | 1649.5 | 1187.64 | 461.86 | 0.28 | 8 | 0 | 0 | 0 | no equipment cost | 0 | 0 | 115 | Mid-Atlantic TRM, v7.0, 2017, average of occupancy sensor and photocell control costs | 41.3796 | rate at $82.76/per labor hour assume 0.5 hours work, https://www.homewyse.com/services/cost_to_install_lighting_control_system.html | 156.3796 | unit |  | 156.3796
Nonequipment | Interior Lighting Controls | Install Interior Photocell Dimming Controls, 500 Watts Controlled | 500 Watts of Lighting, Manually Controlled | Commercial | New | Lodging/Hospitality | FL Zone 2 | Per End Use Consumption | 15.09% | 1877 | 1351.44 | 525.56 | 0.28 | 8 | 0 | 0 | 0 | no equipment cost | 0 | 0 | 115 | Mid-Atlantic TRM, v7.0, 2017, average of occupancy sensor and photocell control costs | 41.3796 | rate at $82.76/per labor hour assume 0.5 hours work, https://www.homewyse.com/services/cost_to_install_lighting_control_system.html | 156.3796 | unit |  | 156.3796
Nonequipment | Interior Lighting Controls | Install Interior Photocell Dimming Controls, 500 Watts Controlled | 500 Watts of Lighting, Manually Controlled | Commercial | New | Miscellaneous | FL Zone 2 | Per End Use Consumption | 15.09% | 2204 | 1586.88 | 617.12 | 0.28 | 8 | 0 | 0 | 0 | no equipment cost | 0 | 0 | 115 | Mid-Atlantic TRM, v7.0, 2017, average of occupancy sensor and photocell control costs | 41.3796 | rate at $82.76/per labor hour assume 0.5 hours work, https://www.homewyse.com/services/cost_to_install_lighting_control_system.html | 156.3796 | unit |  | 156.3796
Nonequipment | Interior Lighting Controls | Install Interior Photocell Dimming Controls, 500 Watts Controlled | 500 Watts of Lighting, Manually Controlled | Commercial | New | Offices | FL Zone 2 | Per End Use Consumption | 30.17% | 1626.5 | 1171.08 | 455.42 | 0.28 | 8 | 0 | 0 | 0 | no equipment cost | 0 | 0 | 115 | Mid-Atlantic TRM, v7.0, 2017, average of occupancy sensor and photocell control costs | 41.3796 | rate at $82.76/per labor hour assume 0.5 hours work, https://www.homewyse.com/services/cost_to_install_lighting_control_system.html | 156.3796 | unit |  | 156.3796
Nonequipment | Interior Lighting Controls | Install Interior Photocell Dimming Controls, 500 Watts Controlled | 500 Watts of Lighting, Manually Controlled | Commercial | New | Restaurants | FL Zone 2 | Per End Use Consumption | 7.543% | 1678.5 | 1208.52 | 469.98 | 0.28 | 8 | 0 | 0 | 0 | no equipment cost | 0 | 0 | 115 | Mid-Atlantic TRM, v7.0, 2017, average of occupancy sensor and photocell control costs | 41.3796 | rate at $82.76/per labor hour assume 0.5 hours work, https://www.homewyse.com/services/cost_to_install_lighting_control_system.html | 156.3796 | unit |  | 156.3796
Nonequipment | Interior Lighting Controls | Install Interior Photocell Dimming Controls, 500 Watts Controlled | 500 Watts of Lighting, Manually Controlled | Commercial | New | Retail | FL Zone 2 | Per End Use Consumption | 7.543% | 2492 | 1794.24 | 697.76 | 0.28 | 8 | 0 | 0 | 0 | no equipment cost | 0 | 0 | 115 | Mid-Atlantic TRM, v7.0, 2017, average of occupancy sensor and photocell control costs | 41.3796 | rate at $82.76/per labor hour assume 0.5 hours work, https://www.homewyse.com/services/cost_to_install_lighting_control_system.html | 156.3796 | unit |  | 156.3796
Nonequipment | Interior Lighting Controls | Install Interior Photocell Dimming Controls, 500 Watts Controlled | 500 Watts of Lighting, Manually Controlled | Commercial | New | Schools K-12 | FL Zone 2 | Per End Use Consumption | 37.72% | 1189.5 | 856.44 | 333.06 | 0.28 | 8 | 0 | 0 | 0 | no equipment cost | 0 | 0 | 115 | Mid-Atlantic TRM, v7.0, 2017, average of occupancy sensor and photocell control costs | 41.3796 | rate at $82.76/per labor hour assume 0.5 hours work, https://www.homewyse.com/services/cost_to_install_lighting_control_system.html | 156.3796 | unit |  | 156.3796
Nonequipment | Interior Lighting Controls | Install Interior Photocell Dimming Controls, 500 Watts Controlled | 500 Watts of Lighting, Manually Controlled | Commercial | New | Warehouse | FL Zone 2 | Per End Use Consumption | 37.72% | 1912 | 1376.64 | 535.36 | 0.28 | 8 | 0 | 0 | 0 | no equipment cost | 0 | 0 | 115 | Mid-Atlantic TRM, v7.0, 2017, average of occupancy sensor and photocell control costs | 41.3796 | rate at $82.76/per labor hour assume 0.5 hours work, https://www.homewyse.com/services/cost_to_install_lighting_control_system.html | 156.3796 | unit |  | 156.3796
Nonequipment | Efficient Motor Belts | Synchronous belt, 98% efficiency | 0 | Commercial | Existing | Assembly | FL Zone 2 | Per Appliance | 4.793% | 8580.0419 | 8485.2348 | 94.8071 | 0.01105 | 10 | 0.012997 | 0.0032092 | 0 | no base cost | 0 | 0 | 246.51 | Illinois 2018 Statewide TRM, Section 4.4.30 | 150 | Illinois TRM, 2018, Section 4.4.30 | 396.51 | motor belt |  | 396.51
Nonequipment | Efficient Motor Belts | Synchronous belt, 98% efficiency | 0 | Commercial | Existing | College and University | FL Zone 2 | Per Appliance | 1.244% | 8580.0419 | 8485.2348 | 94.8071 | 0.01105 | 10 | 0.012292 | 0.010296 | 0 | no base cost | 0 | 0 | 246.51 | Illinois 2018 Statewide TRM, Section 4.4.30 | 150 | Illinois TRM, 2018, Section 4.4.30 | 396.51 | motor belt |  | 396.51
Nonequipment | Efficient Motor Belts | Synchronous belt, 98% efficiency | 0 | Commercial | Existing | Grocery | FL Zone 2 | Per Appliance | 9.954% | 8580.0419 | 8485.2348 | 94.8071 | 0.01105 | 10 | 0.012997 | 0.0032092 | 0 | no base cost | 0 | 0 | 246.51 | Illinois 2018 Statewide TRM, Section 4.4.30 | 150 | Illinois TRM, 2018, Section 4.4.30 | 396.51 | motor belt |  | 396.51
Nonequipment | Efficient Motor Belts | Synchronous belt, 98% efficiency | 0 | Commercial | Existing | Healthcare | FL Zone 2 | Per Appliance | 1.244% | 8580.0419 | 8485.2348 | 94.8071 | 0.01105 | 10 | 0.012292 | 0.010296 | 0 | no base cost | 0 | 0 | 246.51 | Illinois 2018 Statewide TRM, Section 4.4.30 | 150 | Illinois TRM, 2018, Section 4.4.30 | 396.51 | motor belt |  | 396.51
Nonequipment | Efficient Motor Belts | Synchronous belt, 98% efficiency | 0 | Commercial | Existing | Hospitals | FL Zone 2 | Per Appliance | 1.244% | 8580.0419 | 8485.2348 | 94.8071 | 0.01105 | 10 | 0.012292 | 0.010296 | 0 | no base cost | 0 | 0 | 246.51 | Illinois 2018 Statewide TRM, Section 4.4.30 | 150 | Illinois TRM, 2018, Section 4.4.30 | 396.51 | motor belt |  | 396.51
Nonequipment | Efficient Motor Belts | Synchronous belt, 98% efficiency | 0 | Commercial | Existing | Institutional | FL Zone 2 | Per Appliance | 4.793% | 8580.0419 | 8485.2348 | 94.8071 | 0.01105 | 10 | 0.012997 | 0.0032092 | 0 | no base cost | 0 | 0 | 246.51 | Illinois 2018 Statewide TRM, Section 4.4.30 | 150 | Illinois TRM, 2018, Section 4.4.30 | 396.51 | motor belt |  | 396.51
Nonequipment | Efficient Motor Belts | Synchronous belt, 98% efficiency | 0 | Commercial | Existing | Lodging/Hospitality | FL Zone 2 | Per Appliance | 1.244% | 8580.0419 | 8485.2348 | 94.8071 | 0.01105 | 10 | 0.012292 | 0.010296 | 0 | no base cost | 0 | 0 | 246.51 | Illinois 2018 Statewide TRM, Section 4.4.30 | 150 | Illinois TRM, 2018, Section 4.4.30 | 396.51 | motor belt |  | 396.51
Nonequipment | Efficient Motor Belts | Synchronous belt, 98% efficiency | 0 | Commercial | Existing | Miscellaneous | FL Zone 2 | Per Appliance | 4.793% | 8580.0419 | 8485.2348 | 94.8071 | 0.01105 | 10 | 0.012997 | 0.0032092 | 0 | no base cost | 0 | 0 | 246.51 | Illinois 2018 Statewide TRM, Section 4.4.30 | 150 | Illinois TRM, 2018, Section 4.4.30 | 396.51 | motor belt |  | 396.51
Nonequipment | Efficient Motor Belts | Synchronous belt, 98% efficiency | 0 | Commercial | Existing | Offices | FL Zone 2 | Per Appliance | 4.793% | 8580.0419 | 8485.2348 | 94.8071 | 0.01105 | 10 | 0.012997 | 0.0032092 | 0 | no base cost | 0 | 0 | 246.51 | Illinois 2018 Statewide TRM, Section 4.4.30 | 150 | Illinois TRM, 2018, Section 4.4.30 | 396.51 | motor belt |  | 396.51
Nonequipment | Efficient Motor Belts | Synchronous belt, 98% efficiency | 0 | Commercial | Existing | Restaurants | FL Zone 2 | Per Appliance | 1.244% | 8580.0419 | 8485.2348 | 94.8071 | 0.01105 | 10 | 0.012292 | 0.010296 | 0 | no base cost | 0 | 0 | 246.51 | Illinois 2018 Statewide TRM, Section 4.4.30 | 150 | Illinois TRM, 2018, Section 4.4.30 | 396.51 | motor belt |  | 396.51
Nonequipment | Efficient Motor Belts | Synchronous belt, 98% efficiency | 0 | Commercial | Existing | Retail | FL Zone 2 | Per Appliance | 1.244% | 8580.0419 | 8485.2348 | 94.8071 | 0.01105 | 10 | 0.012997 | 0.0032092 | 0 | no base cost | 0 | 0 | 246.51 | Illinois 2018 Statewide TRM, Section 4.4.30 | 150 | Illinois TRM, 2018, Section 4.4.30 | 396.51 | motor belt |  | 396.51
Nonequipment | Efficient Motor Belts | Synchronous belt, 98% efficiency | 0 | Commercial | Existing | Schools K-12 | FL Zone 2 | Per Appliance | 1.244% | 8580.0419 | 8485.2348 | 94.8071 | 0.01105 | 10 | 0.012292 | 0.010296 | 0 | no base cost | 0 | 0 | 246.51 | Illinois 2018 Statewide TRM, Section 4.4.30 | 150 | Illinois TRM, 2018, Section 4.4.30 | 396.51 | motor belt |  | 396.51
Nonequipment | Efficient Motor Belts | Synchronous belt, 98% efficiency | 0 | Commercial | Existing | Warehouse | FL Zone 2 | Per Appliance | 4.793% | 8580.0419 | 8485.2348 | 94.8071 | 0.01105 | 10 | 0.012997 | 0.0032092 | 0 | no base cost | 0 | 0 | 246.51 | Illinois 2018 Statewide TRM, Section 4.4.30 | 150 | Illinois TRM, 2018, Section 4.4.30 | 396.51 | motor belt |  | 396.51
Nonequipment | Efficient Motor Belts | Synchronous belt, 98% efficiency | Standard V-belt, 93% efficiency | Commercial | New | Assembly | FL Zone 2 | Per Appliance | 4.793% | 8580.0419 | 8485.2348 | 94.8071 | 0.01105 | 10 | 0.012997 | 0.0032092 | 0 | no base cost | 0 | 0 | 246.51 | Illinois 2018 Statewide TRM, Section 4.4.30 | 150 | Illinois TRM, 2018, Section 4.4.30 | 396.51 | motor belt |  | 396.51
Nonequipment | Efficient Motor Belts | Synchronous belt, 98% efficiency | Standard V-belt, 93% efficiency | Commercial | New | College and University | FL Zone 2 | Per Appliance | 4.977% | 8580.0419 | 8485.2348 | 94.8071 | 0.01105 | 10 | 0.012292 | 0.010296 | 0 | no base cost | 0 | 0 | 246.51 | Illinois 2018 Statewide TRM, Section 4.4.30 | 150 | Illinois TRM, 2018, Section 4.4.30 | 396.51 | motor belt |  | 396.51
Nonequipment | Efficient Motor Belts | Synchronous belt, 98% efficiency | Standard V-belt, 93% efficiency | Commercial | New | Grocery | FL Zone 2 | Per Appliance | 9.954% | 8580.0419 | 8485.2348 | 94.8071 | 0.01105 | 10 | 0.012997 | 0.0032092 | 0 | no base cost | 0 | 0 | 246.51 | Illinois 2018 Statewide TRM, Section 4.4.30 | 150 | Illinois TRM, 2018, Section 4.4.30 | 396.51 | motor belt |  | 396.51
Nonequipment | Efficient Motor Belts | Synchronous belt, 98% efficiency | Standard V-belt, 93% efficiency | Commercial | New | Healthcare | FL Zone 2 | Per Appliance | 4.977% | 8580.0419 | 8485.2348 | 94.8071 | 0.01105 | 10 | 0.012292 | 0.010296 | 0 | no base cost | 0 | 0 | 246.51 | Illinois 2018 Statewide TRM, Section 4.4.30 | 150 | Illinois TRM, 2018, Section 4.4.30 | 396.51 | motor belt |  | 396.51
Nonequipment | Efficient Motor Belts | Synchronous belt, 98% efficiency | Standard V-belt, 93% efficiency | Commercial | New | Hospitals | FL Zone 2 | Per Appliance | 4.977% | 8580.0419 | 8485.2348 | 94.8071 | 0.01105 | 10 | 0.012292 | 0.010296 | 0 | no base cost | 0 | 0 | 246.51 | Illinois 2018 Statewide TRM, Section 4.4.30 | 150 | Illinois TRM, 2018, Section 4.4.30 | 396.51 | motor belt |  | 396.51
Nonequipment | Efficient Motor Belts | Synchronous belt, 98% efficiency | Standard V-belt, 93% efficiency | Commercial | New | Institutional | FL Zone 2 | Per Appliance | 4.793% | 8580.0419 | 8485.2348 | 94.8071 | 0.01105 | 10 | 0.012997 | 0.0032092 | 0 | no base cost | 0 | 0 | 246.51 | Illinois 2018 Statewide TRM, Section 4.4.30 | 150 | Illinois TRM, 2018, Section 4.4.30 | 396.51 | motor belt |  | 396.51
Nonequipment | Efficient Motor Belts | Synchronous belt, 98% efficiency | Standard V-belt, 93% efficiency | Commercial | New | Lodging/Hospitality | FL Zone 2 | Per Appliance | 4.977% | 8580.0419 | 8485.2348 | 94.8071 | 0.01105 | 10 | 0.012292 | 0.010296 | 0 | no base cost | 0 | 0 | 246.51 | Illinois 2018 Statewide TRM, Section 4.4.30 | 150 | Illinois TRM, 2018, Section 4.4.30 | 396.51 | motor belt |  | 396.51
Nonequipment | Efficient Motor Belts | Synchronous belt, 98% efficiency | Standard V-belt, 93% efficiency | Commercial | New | Miscellaneous | FL Zone 2 | Per Appliance | 4.793% | 8580.0419 | 8485.2348 | 94.8071 | 0.01105 | 10 | 0.012997 | 0.0032092 | 0 | no base cost | 0 | 0 | 246.51 | Illinois 2018 Statewide TRM, Section 4.4.30 | 150 | Illinois TRM, 2018, Section 4.4.30 | 396.51 | motor belt |  | 396.51
Nonequipment | Efficient Motor Belts | Synchronous belt, 98% efficiency | Standard V-belt, 93% efficiency | Commercial | New | Offices | FL Zone 2 | Per Appliance | 4.793% | 8580.0419 | 8485.2348 | 94.8071 | 0.01105 | 10 | 0.012997 | 0.0032092 | 0 | no base cost | 0 | 0 | 246.51 | Illinois 2018 Statewide TRM, Section 4.4.30 | 150 | Illinois TRM, 2018, Section 4.4.30 | 396.51 | motor belt |  | 396.51
Nonequipment | Efficient Motor Belts | Synchronous belt, 98% efficiency | Standard V-belt, 93% efficiency | Commercial | New | Restaurants | FL Zone 2 | Per Appliance | 4.977% | 8580.0419 | 8485.2348 | 94.8071 | 0.01105 | 10 | 0.012292 | 0.010296 | 0 | no base cost | 0 | 0 | 246.51 | Illinois 2018 Statewide TRM, Section 4.4.30 | 150 | Illinois TRM, 2018, Section 4.4.30 | 396.51 | motor belt |  | 396.51
Nonequipment | Efficient Motor Belts | Synchronous belt, 98% efficiency | Standard V-belt, 93% efficiency | Commercial | New | Retail | FL Zone 2 | Per Appliance | 4.977% | 8580.0419 | 8485.2348 | 94.8071 | 0.01105 | 10 | 0.012997 | 0.0032092 | 0 | no base cost | 0 | 0 | 246.51 | Illinois 2018 Statewide TRM, Section 4.4.30 | 150 | Illinois TRM, 2018, Section 4.4.30 | 396.51 | motor belt |  | 396.51
Nonequipment | Efficient Motor Belts | Synchronous belt, 98% efficiency | Standard V-belt, 93% efficiency | Commercial | New | Schools K-12 | FL Zone 2 | Per Appliance | 4.977% | 8580.0419 | 8485.2348 | 94.8071 | 0.01105 | 10 | 0.012292 | 0.010296 | 0 | no base cost | 0 | 0 | 246.51 | Illinois 2018 Statewide TRM, Section 4.4.30 | 150 | Illinois TRM, 2018, Section 4.4.30 | 396.51 | motor belt |  | 396.51
Nonequipment | Efficient Motor Belts | Synchronous belt, 98% efficiency | Standard V-belt, 93% efficiency | Commercial | New | Warehouse | FL Zone 2 | Per Appliance | 4.793% | 8580.0419 | 8485.2348 | 94.8071 | 0.01105 | 10 | 0.012997 | 0.0032092 | 0 | no base cost | 0 | 0 | 246.51 | Illinois 2018 Statewide TRM, Section 4.4.30 | 150 | Illinois TRM, 2018, Section 4.4.30 | 396.51 | motor belt |  | 396.51
Nonequipment | Engine Block Timer | Plug-in timer that activates engine block timer to reduce unnecessary run time | 0 | Commercial | Existing | Assembly | FL Zone 2 | Per Appliance | 0% | 720 | 460.8 | 259.2 | 0.36 | 5 | 0 | 0 | 0 | no base cost | 0 | 0 | 42.99 | https://www.honeywellstore.com/store/products/aube-plug-in-timer-with-three-prong-outlet-honeywell-ti062u.htm?gclid=EAIaIQobChMIm4qDhaKq4AIV2x-tBh33RwCSEAYYAiABEgLbFvD_BwE | 35.5 | Assume 0.5 hr for install and testing, http://www.serviskey.net/support/rate-estimator?s4=FL (Domestic Services rate) | 78.49 | timer |  | 78.49
Nonequipment | Engine Block Timer | Plug-in timer that activates engine block timer to reduce unnecessary run time | 0 | Commercial | Existing | College and University | FL Zone 2 | Per Appliance | 1.244% | 720 | 460.8 | 259.2 | 0.36 | 5 | 0.032279 | 0.032279 | 0 | no base cost | 0 | 0 | 42.99 | https://www.honeywellstore.com/store/products/aube-plug-in-timer-with-three-prong-outlet-honeywell-ti062u.htm?gclid=EAIaIQobChMIm4qDhaKq4AIV2x-tBh33RwCSEAYYAiABEgLbFvD_BwE | 35.5 | Assume 0.5 hr for install and testing, http://www.serviskey.net/support/rate-estimator?s4=FL (Domestic Services rate) | 78.49 | timer |  | 78.49
Nonequipment | Engine Block Timer | Plug-in timer that activates engine block timer to reduce unnecessary run time | 0 | Commercial | Existing | Grocery | FL Zone 2 | Per Appliance | 0% | 720 | 460.8 | 259.2 | 0.36 | 5 | 0 | 0 | 0 | no base cost | 0 | 0 | 42.99 | https://www.honeywellstore.com/store/products/aube-plug-in-timer-with-three-prong-outlet-honeywell-ti062u.htm?gclid=EAIaIQobChMIm4qDhaKq4AIV2x-tBh33RwCSEAYYAiABEgLbFvD_BwE | 35.5 | Assume 0.5 hr for install and testing, http://www.serviskey.net/support/rate-estimator?s4=FL (Domestic Services rate) | 78.49 | timer |  | 78.49
Nonequipment | Engine Block Timer | Plug-in timer that activates engine block timer to reduce unnecessary run time | 0 | Commercial | Existing | Healthcare | FL Zone 2 | Per Appliance | 1.244% | 720 | 460.8 | 259.2 | 0.36 | 5 | 0 | 0 | 0 | no base cost | 0 | 0 | 42.99 | https://www.honeywellstore.com/store/products/aube-plug-in-timer-with-three-prong-outlet-honeywell-ti062u.htm?gclid=EAIaIQobChMIm4qDhaKq4AIV2x-tBh33RwCSEAYYAiABEgLbFvD_BwE | 35.5 | Assume 0.5 hr for install and testing, http://www.serviskey.net/support/rate-estimator?s4=FL (Domestic Services rate) | 78.49 | timer |  | 78.49
Nonequipment | Engine Block Timer | Plug-in timer that activates engine block timer to reduce unnecessary run time | 0 | Commercial | Existing | Hospitals | FL Zone 2 | Per Appliance | 1.244% | 720 | 460.8 | 259.2 | 0.36 | 5 | 0.032279 | 0.032279 | 0 | no base cost | 0 | 0 | 42.99 | https://www.honeywellstore.com/store/products/aube-plug-in-timer-with-three-prong-outlet-honeywell-ti062u.htm?gclid=EAIaIQobChMIm4qDhaKq4AIV2x-tBh33RwCSEAYYAiABEgLbFvD_BwE | 35.5 | Assume 0.5 hr for install and testing, http://www.serviskey.net/support/rate-estimator?s4=FL (Domestic Services rate) | 78.49 | timer |  | 78.49
Nonequipment | Engine Block Timer | Plug-in timer that activates engine block timer to reduce unnecessary run time | 0 | Commercial | Existing | Institutional | FL Zone 2 | Per Appliance | 4.793% | 720 | 460.8 | 259.2 | 0.36 | 5 | 0.012328 | 0.012951 | 0 | no base cost | 0 | 0 | 42.99 | https://www.honeywellstore.com/store/products/aube-plug-in-timer-with-three-prong-outlet-honeywell-ti062u.htm?gclid=EAIaIQobChMIm4qDhaKq4AIV2x-tBh33RwCSEAYYAiABEgLbFvD_BwE | 35.5 | Assume 0.5 hr for install and testing, http://www.serviskey.net/support/rate-estimator?s4=FL (Domestic Services rate) | 78.49 | timer |  | 78.49
Nonequipment | Engine Block Timer | Plug-in timer that activates engine block timer to reduce unnecessary run time | 0 | Commercial | Existing | Lodging/Hospitality | FL Zone 2 | Per Appliance | 1.244% | 720 | 460.8 | 259.2 | 0.36 | 5 | 0 | 0 | 0 | no base cost | 0 | 0 | 42.99 | https://www.honeywellstore.com/store/products/aube-plug-in-timer-with-three-prong-outlet-honeywell-ti062u.htm?gclid=EAIaIQobChMIm4qDhaKq4AIV2x-tBh33RwCSEAYYAiABEgLbFvD_BwE | 35.5 | Assume 0.5 hr for install and testing, http://www.serviskey.net/support/rate-estimator?s4=FL (Domestic Services rate) | 78.49 | timer |  | 78.49
Nonequipment | Engine Block Timer | Plug-in timer that activates engine block timer to reduce unnecessary run time | 0 | Commercial | Existing | Miscellaneous | FL Zone 2 | Per Appliance | 0% | 720 | 460.8 | 259.2 | 0.36 | 5 | 0.012328 | 0.012951 | 0 | no base cost | 0 | 0 | 42.99 | https://www.honeywellstore.com/store/products/aube-plug-in-timer-with-three-prong-outlet-honeywell-ti062u.htm?gclid=EAIaIQobChMIm4qDhaKq4AIV2x-tBh33RwCSEAYYAiABEgLbFvD_BwE | 35.5 | Assume 0.5 hr for install and testing, http://www.serviskey.net/support/rate-estimator?s4=FL (Domestic Services rate) | 78.49 | timer |  | 78.49
Nonequipment | Engine Block Timer | Plug-in timer that activates engine block timer to reduce unnecessary run time | 0 | Commercial | Existing | Offices | FL Zone 2 | Per Appliance | 4.793% | 720 | 460.8 | 259.2 | 0.36 | 5 | 0.012328 | 0.012951 | 0 | no base cost | 0 | 0 | 42.99 | https://www.honeywellstore.com/store/products/aube-plug-in-timer-with-three-prong-outlet-honeywell-ti062u.htm?gclid=EAIaIQobChMIm4qDhaKq4AIV2x-tBh33RwCSEAYYAiABEgLbFvD_BwE | 35.5 | Assume 0.5 hr for install and testing, http://www.serviskey.net/support/rate-estimator?s4=FL (Domestic Services rate) | 78.49 | timer |  | 78.49
Nonequipment | Engine Block Timer | Plug-in timer that activates engine block timer to reduce unnecessary run time | 0 | Commercial | Existing | Restaurants | FL Zone 2 | Per Appliance | 0% | 720 | 460.8 | 259.2 | 0.36 | 5 | 0.012328 | 0.012951 | 0 | no base cost | 0 | 0 | 42.99 | https://www.honeywellstore.com/store/products/aube-plug-in-timer-with-three-prong-outlet-honeywell-ti062u.htm?gclid=EAIaIQobChMIm4qDhaKq4AIV2x-tBh33RwCSEAYYAiABEgLbFvD_BwE | 35.5 | Assume 0.5 hr for install and testing, http://www.serviskey.net/support/rate-estimator?s4=FL (Domestic Services rate) | 78.49 | timer |  | 78.49
Nonequipment | Engine Block Timer | Plug-in timer that activates engine block timer to reduce unnecessary run time | 0 | Commercial | Existing | Retail | FL Zone 2 | Per Appliance | 0% | 720 | 460.8 | 259.2 | 0.36 | 5 | 0.012328 | 0.012951 | 0 | no base cost | 0 | 0 | 42.99 | https://www.honeywellstore.com/store/products/aube-plug-in-timer-with-three-prong-outlet-honeywell-ti062u.htm?gclid=EAIaIQobChMIm4qDhaKq4AIV2x-tBh33RwCSEAYYAiABEgLbFvD_BwE | 35.5 | Assume 0.5 hr for install and testing, http://www.serviskey.net/support/rate-estimator?s4=FL (Domestic Services rate) | 78.49 | timer |  | 78.49
Nonequipment | Engine Block Timer | Plug-in timer that activates engine block timer to reduce unnecessary run time | 0 | Commercial | Existing | Schools K-12 | FL Zone 2 | Per Appliance | 0% | 720 | 460.8 | 259.2 | 0.36 | 5 | 0.012328 | 0.012951 | 0 | no base cost | 0 | 0 | 42.99 | https://www.honeywellstore.com/store/products/aube-plug-in-timer-with-three-prong-outlet-honeywell-ti062u.htm?gclid=EAIaIQobChMIm4qDhaKq4AIV2x-tBh33RwCSEAYYAiABEgLbFvD_BwE | 35.5 | Assume 0.5 hr for install and testing, http://www.serviskey.net/support/rate-estimator?s4=FL (Domestic Services rate) | 78.49 | timer |  | 78.49
Nonequipment | Engine Block Timer | Plug-in timer that activates engine block timer to reduce unnecessary run time | 0 | Commercial | Existing | Warehouse | FL Zone 2 | Per Appliance | 0% | 720 | 460.8 | 259.2 | 0.36 | 5 | 0.012328 | 0.012951 | 0 | no base cost | 0 | 0 | 42.99 | https://www.honeywellstore.com/store/products/aube-plug-in-timer-with-three-prong-outlet-honeywell-ti062u.htm?gclid=EAIaIQobChMIm4qDhaKq4AIV2x-tBh33RwCSEAYYAiABEgLbFvD_BwE | 35.5 | Assume 0.5 hr for install and testing, http://www.serviskey.net/support/rate-estimator?s4=FL (Domestic Services rate) | 78.49 | timer |  | 78.49
Nonequipment | Engine Block Timer | Plug-in timer that activates engine block timer to reduce unnecessary run time | no timer | Commercial | New | Assembly | FL Zone 2 | Per Appliance | 0% | 720 | 460.8 | 259.2 | 0.36 | 5 | 0 | 0 | 0 | no base cost | 0 | 0 | 42.99 | https://www.honeywellstore.com/store/products/aube-plug-in-timer-with-three-prong-outlet-honeywell-ti062u.htm?gclid=EAIaIQobChMIm4qDhaKq4AIV2x-tBh33RwCSEAYYAiABEgLbFvD_BwE | 35.5 | Assume 0.5 hr for install and testing, http://www.serviskey.net/support/rate-estimator?s4=FL (Domestic Services rate) | 78.49 | timer |  | 78.49
Nonequipment | Engine Block Timer | Plug-in timer that activates engine block timer to reduce unnecessary run time | no timer | Commercial | New | College and University | FL Zone 2 | Per Appliance | 4.977% | 720 | 460.8 | 259.2 | 0.36 | 5 | 0.032279 | 0.032279 | 0 | no base cost | 0 | 0 | 42.99 | https://www.honeywellstore.com/store/products/aube-plug-in-timer-with-three-prong-outlet-honeywell-ti062u.htm?gclid=EAIaIQobChMIm4qDhaKq4AIV2x-tBh33RwCSEAYYAiABEgLbFvD_BwE | 35.5 | Assume 0.5 hr for install and testing, http://www.serviskey.net/support/rate-estimator?s4=FL (Domestic Services rate) | 78.49 | timer |  | 78.49
Nonequipment | Engine Block Timer | Plug-in timer that activates engine block timer to reduce unnecessary run time | no timer | Commercial | New | Grocery | FL Zone 2 | Per Appliance | 0% | 720 | 460.8 | 259.2 | 0.36 | 5 | 0 | 0 | 0 | no base cost | 0 | 0 | 42.99 | https://www.honeywellstore.com/store/products/aube-plug-in-timer-with-three-prong-outlet-honeywell-ti062u.htm?gclid=EAIaIQobChMIm4qDhaKq4AIV2x-tBh33RwCSEAYYAiABEgLbFvD_BwE | 35.5 | Assume 0.5 hr for install and testing, http://www.serviskey.net/support/rate-estimator?s4=FL (Domestic Services rate) | 78.49 | timer |  | 78.49
Nonequipment | Engine Block Timer | Plug-in timer that activates engine block timer to reduce unnecessary run time | no timer | Commercial | New | Healthcare | FL Zone 2 | Per Appliance | 4.977% | 720 | 460.8 | 259.2 | 0.36 | 5 | 0 | 0 | 0 | no base cost | 0 | 0 | 42.99 | https://www.honeywellstore.com/store/products/aube-plug-in-timer-with-three-prong-outlet-honeywell-ti062u.htm?gclid=EAIaIQobChMIm4qDhaKq4AIV2x-tBh33RwCSEAYYAiABEgLbFvD_BwE | 35.5 | Assume 0.5 hr for install and testing, http://www.serviskey.net/support/rate-estimator?s4=FL (Domestic Services rate) | 78.49 | timer |  | 78.49
Nonequipment | Engine Block Timer | Plug-in timer that activates engine block timer to reduce unnecessary run time | no timer | Commercial | New | Hospitals | FL Zone 2 | Per Appliance | 4.977% | 720 | 460.8 | 259.2 | 0.36 | 5 | 0.032279 | 0.032279 | 0 | no base cost | 0 | 0 | 42.99 | https://www.honeywellstore.com/store/products/aube-plug-in-timer-with-three-prong-outlet-honeywell-ti062u.htm?gclid=EAIaIQobChMIm4qDhaKq4AIV2x-tBh33RwCSEAYYAiABEgLbFvD_BwE | 35.5 | Assume 0.5 hr for install and testing, http://www.serviskey.net/support/rate-estimator?s4=FL (Domestic Services rate) | 78.49 | timer |  | 78.49
Nonequipment | Engine Block Timer | Plug-in timer that activates engine block timer to reduce unnecessary run time | no timer | Commercial | New | Institutional | FL Zone 2 | Per Appliance | 4.793% | 720 | 460.8 | 259.2 | 0.36 | 5 | 0.012328 | 0.012951 | 0 | no base cost | 0 | 0 | 42.99 | https://www.honeywellstore.com/store/products/aube-plug-in-timer-with-three-prong-outlet-honeywell-ti062u.htm?gclid=EAIaIQobChMIm4qDhaKq4AIV2x-tBh33RwCSEAYYAiABEgLbFvD_BwE | 35.5 | Assume 0.5 hr for install and testing, http://www.serviskey.net/support/rate-estimator?s4=FL (Domestic Services rate) | 78.49 | timer |  | 78.49
Nonequipment | Engine Block Timer | Plug-in timer that activates engine block timer to reduce unnecessary run time | no timer | Commercial | New | Lodging/Hospitality | FL Zone 2 | Per Appliance | 4.977% | 720 | 460.8 | 259.2 | 0.36 | 5 | 0 | 0 | 0 | no base cost | 0 | 0 | 42.99 | https://www.honeywellstore.com/store/products/aube-plug-in-timer-with-three-prong-outlet-honeywell-ti062u.htm?gclid=EAIaIQobChMIm4qDhaKq4AIV2x-tBh33RwCSEAYYAiABEgLbFvD_BwE | 35.5 | Assume 0.5 hr for install and testing, http://www.serviskey.net/support/rate-estimator?s4=FL (Domestic Services rate) | 78.49 | timer |  | 78.49
Nonequipment | Engine Block Timer | Plug-in timer that activates engine block timer to reduce unnecessary run time | no timer | Commercial | New | Miscellaneous | FL Zone 2 | Per Appliance | 0% | 720 | 460.8 | 259.2 | 0.36 | 5 | 0.012328 | 0.012951 | 0 | no base cost | 0 | 0 | 42.99 | https://www.honeywellstore.com/store/products/aube-plug-in-timer-with-three-prong-outlet-honeywell-ti062u.htm?gclid=EAIaIQobChMIm4qDhaKq4AIV2x-tBh33RwCSEAYYAiABEgLbFvD_BwE | 35.5 | Assume 0.5 hr for install and testing, http://www.serviskey.net/support/rate-estimator?s4=FL (Domestic Services rate) | 78.49 | timer |  | 78.49
Nonequipment | Engine Block Timer | Plug-in timer that activates engine block timer to reduce unnecessary run time | no timer | Commercial | New | Offices | FL Zone 2 | Per Appliance | 4.793% | 720 | 460.8 | 259.2 | 0.36 | 5 | 0.012328 | 0.012951 | 0 | no base cost | 0 | 0 | 42.99 | https://www.honeywellstore.com/store/products/aube-plug-in-timer-with-three-prong-outlet-honeywell-ti062u.htm?gclid=EAIaIQobChMIm4qDhaKq4AIV2x-tBh33RwCSEAYYAiABEgLbFvD_BwE | 35.5 | Assume 0.5 hr for install and testing, http://www.serviskey.net/support/rate-estimator?s4=FL (Domestic Services rate) | 78.49 | timer |  | 78.49
Nonequipment | Engine Block Timer | Plug-in timer that activates engine block timer to reduce unnecessary run time | no timer | Commercial | New | Restaurants | FL Zone 2 | Per Appliance | 0% | 720 | 460.8 | 259.2 | 0.36 | 5 | 0.012328 | 0.012951 | 0 | no base cost | 0 | 0 | 42.99 | https://www.honeywellstore.com/store/products/aube-plug-in-timer-with-three-prong-outlet-honeywell-ti062u.htm?gclid=EAIaIQobChMIm4qDhaKq4AIV2x-tBh33RwCSEAYYAiABEgLbFvD_BwE | 35.5 | Assume 0.5 hr for install and testing, http://www.serviskey.net/support/rate-estimator?s4=FL (Domestic Services rate) | 78.49 | timer |  | 78.49
Nonequipment | Engine Block Timer | Plug-in timer that activates engine block timer to reduce unnecessary run time | no timer | Commercial | New | Retail | FL Zone 2 | Per Appliance | 0% | 720 | 460.8 | 259.2 | 0.36 | 5 | 0.012328 | 0.012951 | 0 | no base cost | 0 | 0 | 42.99 | https://www.honeywellstore.com/store/products/aube-plug-in-timer-with-three-prong-outlet-honeywell-ti062u.htm?gclid=EAIaIQobChMIm4qDhaKq4AIV2x-tBh33RwCSEAYYAiABEgLbFvD_BwE | 35.5 | Assume 0.5 hr for install and testing, http://www.serviskey.net/support/rate-estimator?s4=FL (Domestic Services rate) | 78.49 | timer |  | 78.49
Nonequipment | Engine Block Timer | Plug-in timer that activates engine block timer to reduce unnecessary run time | no timer | Commercial | New | Schools K-12 | FL Zone 2 | Per Appliance | 0% | 720 | 460.8 | 259.2 | 0.36 | 5 | 0.012328 | 0.012951 | 0 | no base cost | 0 | 0 | 42.99 | https://www.honeywellstore.com/store/products/aube-plug-in-timer-with-three-prong-outlet-honeywell-ti062u.htm?gclid=EAIaIQobChMIm4qDhaKq4AIV2x-tBh33RwCSEAYYAiABEgLbFvD_BwE | 35.5 | Assume 0.5 hr for install and testing, http://www.serviskey.net/support/rate-estimator?s4=FL (Domestic Services rate) | 78.49 | timer |  | 78.49
Nonequipment | Engine Block Timer | Plug-in timer that activates engine block timer to reduce unnecessary run time | no timer | Commercial | New | Warehouse | FL Zone 2 | Per Appliance | 0% | 720 | 460.8 | 259.2 | 0.36 | 5 | 0.012328 | 0.012951 | 0 | no base cost | 0 | 0 | 42.99 | https://www.honeywellstore.com/store/products/aube-plug-in-timer-with-three-prong-outlet-honeywell-ti062u.htm?gclid=EAIaIQobChMIm4qDhaKq4AIV2x-tBh33RwCSEAYYAiABEgLbFvD_BwE | 35.5 | Assume 0.5 hr for install and testing, http://www.serviskey.net/support/rate-estimator?s4=FL (Domestic Services rate) | 78.49 | timer |  | 78.49
Nonequipment | Regenerative Drive Elevator Motor | Regenerative drive produced energy when motor in overhaul condition | 0 | Commercial | Existing | Assembly | FL Zone 2 | Per Appliance | 10.45% | 32653.1987 | 30625.2632 | 2027.9355 | 0.062105 | 13 | 0.28225 | 0.025857 | 225000 | https://www.mge.com/saving-energy/business/bea/article_detail.htm?nid=1789 | 0 | 0 | 235000 | https://www.mge.com/saving-energy/business/bea/article_detail.htm?nid=1789 | 0 | 0 | 10000 | elevator motor |  | 10000
Nonequipment | Regenerative Drive Elevator Motor | Regenerative drive produced energy when motor in overhaul condition | 0 | Commercial | Existing | College and University | FL Zone 2 | Per Appliance | 10.45% | 32653.1987 | 30625.2632 | 2027.9355 | 0.062105 | 13 | 0.26293 | 0.22024 | 225000 | https://www.mge.com/saving-energy/business/bea/article_detail.htm?nid=1789 | 0 | 0 | 235000 | https://www.mge.com/saving-energy/business/bea/article_detail.htm?nid=1789 | 0 | 0 | 10000 | elevator motor |  | 10000
Nonequipment | Regenerative Drive Elevator Motor | Regenerative drive produced energy when motor in overhaul condition | 0 | Commercial | Existing | Grocery | FL Zone 2 | Per Appliance | 0% | 32653.1987 | 30625.2632 | 2027.9355 | 0.062105 | 13 | 0.28225 | 0.025857 | 225000 | https://www.mge.com/saving-energy/business/bea/article_detail.htm?nid=1789 | 0 | 0 | 235000 | https://www.mge.com/saving-energy/business/bea/article_detail.htm?nid=1789 | 0 | 0 | 10000 | elevator motor |  | 10000
Nonequipment | Regenerative Drive Elevator Motor | Regenerative drive produced energy when motor in overhaul condition | 0 | Commercial | Existing | Healthcare | FL Zone 2 | Per Appliance | 10.45% | 32653.1987 | 30625.2632 | 2027.9355 | 0.062105 | 13 | 0.26293 | 0.22024 | 225000 | https://www.mge.com/saving-energy/business/bea/article_detail.htm?nid=1789 | 0 | 0 | 235000 | https://www.mge.com/saving-energy/business/bea/article_detail.htm?nid=1789 | 0 | 0 | 10000 | elevator motor |  | 10000
Nonequipment | Regenerative Drive Elevator Motor | Regenerative drive produced energy when motor in overhaul condition | 0 | Commercial | Existing | Hospitals | FL Zone 2 | Per Appliance | 10.45% | 32653.1987 | 30625.2632 | 2027.9355 | 0.062105 | 13 | 0.26293 | 0.22024 | 225000 | https://www.mge.com/saving-energy/business/bea/article_detail.htm?nid=1789 | 0 | 0 | 235000 | https://www.mge.com/saving-energy/business/bea/article_detail.htm?nid=1789 | 0 | 0 | 10000 | elevator motor |  | 10000
Nonequipment | Regenerative Drive Elevator Motor | Regenerative drive produced energy when motor in overhaul condition | 0 | Commercial | Existing | Institutional | FL Zone 2 | Per Appliance | 10.45% | 32653.1987 | 30625.2632 | 2027.9355 | 0.062105 | 13 | 0.28225 | 0.025857 | 225000 | https://www.mge.com/saving-energy/business/bea/article_detail.htm?nid=1789 | 0 | 0 | 235000 | https://www.mge.com/saving-energy/business/bea/article_detail.htm?nid=1789 | 0 | 0 | 10000 | elevator motor |  | 10000
Nonequipment | Regenerative Drive Elevator Motor | Regenerative drive produced energy when motor in overhaul condition | 0 | Commercial | Existing | Lodging/Hospitality | FL Zone 2 | Per Appliance | 10.45% | 32653.1987 | 30625.2632 | 2027.9355 | 0.062105 | 13 | 0.26293 | 0.22024 | 225000 | https://www.mge.com/saving-energy/business/bea/article_detail.htm?nid=1789 | 0 | 0 | 235000 | https://www.mge.com/saving-energy/business/bea/article_detail.htm?nid=1789 | 0 | 0 | 10000 | elevator motor |  | 10000
Nonequipment | Regenerative Drive Elevator Motor | Regenerative drive produced energy when motor in overhaul condition | 0 | Commercial | Existing | Miscellaneous | FL Zone 2 | Per Appliance | 0% | 32653.1987 | 30625.2632 | 2027.9355 | 0.062105 | 13 | 0.28225 | 0.025857 | 225000 | https://www.mge.com/saving-energy/business/bea/article_detail.htm?nid=1789 | 0 | 0 | 235000 | https://www.mge.com/saving-energy/business/bea/article_detail.htm?nid=1789 | 0 | 0 | 10000 | elevator motor |  | 10000
Nonequipment | Regenerative Drive Elevator Motor | Regenerative drive produced energy when motor in overhaul condition | 0 | Commercial | Existing | Offices | FL Zone 2 | Per Appliance | 10.45% | 32653.1987 | 30625.2632 | 2027.9355 | 0.062105 | 13 | 0.28225 | 0.025857 | 225000 | https://www.mge.com/saving-energy/business/bea/article_detail.htm?nid=1789 | 0 | 0 | 235000 | https://www.mge.com/saving-energy/business/bea/article_detail.htm?nid=1789 | 0 | 0 | 10000 | elevator motor |  | 10000
Nonequipment | Regenerative Drive Elevator Motor | Regenerative drive produced energy when motor in overhaul condition | 0 | Commercial | Existing | Restaurants | FL Zone 2 | Per Appliance | 2.24% | 32653.1987 | 30625.2632 | 2027.9355 | 0.062105 | 13 | 0.26293 | 0.22024 | 225000 | https://www.mge.com/saving-energy/business/bea/article_detail.htm?nid=1789 | 0 | 0 | 235000 | https://www.mge.com/saving-energy/business/bea/article_detail.htm?nid=1789 | 0 | 0 | 10000 | elevator motor |  | 10000
Nonequipment | Regenerative Drive Elevator Motor | Regenerative drive produced energy when motor in overhaul condition | 0 | Commercial | Existing | Retail | FL Zone 2 | Per Appliance | 2.24% | 32653.1987 | 30625.2632 | 2027.9355 | 0.062105 | 13 | 0.28225 | 0.025857 | 225000 | https://www.mge.com/saving-energy/business/bea/article_detail.htm?nid=1789 | 0 | 0 | 235000 | https://www.mge.com/saving-energy/business/bea/article_detail.htm?nid=1789 | 0 | 0 | 10000 | elevator motor |  | 10000
Nonequipment | Regenerative Drive Elevator Motor | Regenerative drive produced energy when motor in overhaul condition | 0 | Commercial | Existing | Schools K-12 | FL Zone 2 | Per Appliance | 10.45% | 32653.1987 | 30625.2632 | 2027.9355 | 0.062105 | 13 | 0.26293 | 0.22024 | 225000 | https://www.mge.com/saving-energy/business/bea/article_detail.htm?nid=1789 | 0 | 0 | 235000 | https://www.mge.com/saving-energy/business/bea/article_detail.htm?nid=1789 | 0 | 0 | 10000 | elevator motor |  | 10000
Nonequipment | Regenerative Drive Elevator Motor | Regenerative drive produced energy when motor in overhaul condition | 0 | Commercial | Existing | Warehouse | FL Zone 2 | Per Appliance | 2.24% | 32653.1987 | 30625.2632 | 2027.9355 | 0.062105 | 13 | 0.28225 | 0.025857 | 225000 | https://www.mge.com/saving-energy/business/bea/article_detail.htm?nid=1789 | 0 | 0 | 235000 | https://www.mge.com/saving-energy/business/bea/article_detail.htm?nid=1789 | 0 | 0 | 10000 | elevator motor |  | 10000
Nonequipment | Regenerative Drive Elevator Motor | Regenerative drive produced energy when motor in overhaul condition | Geared non-regenerative, variable voltage, variable frequency | Commercial | New | Assembly | FL Zone 2 | Per Appliance | 11.17% | 32653.1987 | 30625.2632 | 2027.9355 | 0.062105 | 13 | 0.28225 | 0.025857 | 225000 | https://www.mge.com/saving-energy/business/bea/article_detail.htm?nid=1789 | 0 | 0 | 235000 | https://www.mge.com/saving-energy/business/bea/article_detail.htm?nid=1789 | 0 | 0 | 10000 | elevator motor |  | 10000
Nonequipment | Regenerative Drive Elevator Motor | Regenerative drive produced energy when motor in overhaul condition | Geared non-regenerative, variable voltage, variable frequency | Commercial | New | College and University | FL Zone 2 | Per Appliance | 11.17% | 32653.1987 | 30625.2632 | 2027.9355 | 0.062105 | 13 | 0.26293 | 0.22024 | 225000 | https://www.mge.com/saving-energy/business/bea/article_detail.htm?nid=1789 | 0 | 0 | 235000 | https://www.mge.com/saving-energy/business/bea/article_detail.htm?nid=1789 | 0 | 0 | 10000 | elevator motor |  | 10000
Nonequipment | Regenerative Drive Elevator Motor | Regenerative drive produced energy when motor in overhaul condition | Geared non-regenerative, variable voltage, variable frequency | Commercial | New | Grocery | FL Zone 2 | Per Appliance | 0% | 32653.1987 | 30625.2632 | 2027.9355 | 0.062105 | 13 | 0.28225 | 0.025857 | 225000 | https://www.mge.com/saving-energy/business/bea/article_detail.htm?nid=1789 | 0 | 0 | 235000 | https://www.mge.com/saving-energy/business/bea/article_detail.htm?nid=1789 | 0 | 0 | 10000 | elevator motor |  | 10000
Nonequipment | Regenerative Drive Elevator Motor | Regenerative drive produced energy when motor in overhaul condition | Geared non-regenerative, variable voltage, variable frequency | Commercial | New | Healthcare | FL Zone 2 | Per Appliance | 11.17% | 32653.1987 | 30625.2632 | 2027.9355 | 0.062105 | 13 | 0.26293 | 0.22024 | 225000 | https://www.mge.com/saving-energy/business/bea/article_detail.htm?nid=1789 | 0 | 0 | 235000 | https://www.mge.com/saving-energy/business/bea/article_detail.htm?nid=1789 | 0 | 0 | 10000 | elevator motor |  | 10000
Nonequipment | Regenerative Drive Elevator Motor | Regenerative drive produced energy when motor in overhaul condition | Geared non-regenerative, variable voltage, variable frequency | Commercial | New | Hospitals | FL Zone 2 | Per Appliance | 11.17% | 32653.1987 | 30625.2632 | 2027.9355 | 0.062105 | 13 | 0.26293 | 0.22024 | 225000 | https://www.mge.com/saving-energy/business/bea/article_detail.htm?nid=1789 | 0 | 0 | 235000 | https://www.mge.com/saving-energy/business/bea/article_detail.htm?nid=1789 | 0 | 0 | 10000 | elevator motor |  | 10000
Nonequipment | Regenerative Drive Elevator Motor | Regenerative drive produced energy when motor in overhaul condition | Geared non-regenerative, variable voltage, variable frequency | Commercial | New | Institutional | FL Zone 2 | Per Appliance | 11.17% | 32653.1987 | 30625.2632 | 2027.9355 | 0.062105 | 13 | 0.28225 | 0.025857 | 225000 | https://www.mge.com/saving-energy/business/bea/article_detail.htm?nid=1789 | 0 | 0 | 235000 | https://www.mge.com/saving-energy/business/bea/article_detail.htm?nid=1789 | 0 | 0 | 10000 | elevator motor |  | 10000
Nonequipment | Regenerative Drive Elevator Motor | Regenerative drive produced energy when motor in overhaul condition | Geared non-regenerative, variable voltage, variable frequency | Commercial | New | Lodging/Hospitality | FL Zone 2 | Per Appliance | 11.17% | 32653.1987 | 30625.2632 | 2027.9355 | 0.062105 | 13 | 0.26293 | 0.22024 | 225000 | https://www.mge.com/saving-energy/business/bea/article_detail.htm?nid=1789 | 0 | 0 | 235000 | https://www.mge.com/saving-energy/business/bea/article_detail.htm?nid=1789 | 0 | 0 | 10000 | elevator motor |  | 10000
Nonequipment | Regenerative Drive Elevator Motor | Regenerative drive produced energy when motor in overhaul condition | Geared non-regenerative, variable voltage, variable frequency | Commercial | New | Miscellaneous | FL Zone 2 | Per Appliance | 0% | 32653.1987 | 30625.2632 | 2027.9355 | 0.062105 | 13 | 0.28225 | 0.025857 | 225000 | https://www.mge.com/saving-energy/business/bea/article_detail.htm?nid=1789 | 0 | 0 | 235000 | https://www.mge.com/saving-energy/business/bea/article_detail.htm?nid=1789 | 0 | 0 | 10000 | elevator motor |  | 10000
Nonequipment | Regenerative Drive Elevator Motor | Regenerative drive produced energy when motor in overhaul condition | Geared non-regenerative, variable voltage, variable frequency | Commercial | New | Offices | FL Zone 2 | Per Appliance | 11.17% | 32653.1987 | 30625.2632 | 2027.9355 | 0.062105 | 13 | 0.28225 | 0.025857 | 225000 | https://www.mge.com/saving-energy/business/bea/article_detail.htm?nid=1789 | 0 | 0 | 235000 | https://www.mge.com/saving-energy/business/bea/article_detail.htm?nid=1789 | 0 | 0 | 10000 | elevator motor |  | 10000
Nonequipment | Regenerative Drive Elevator Motor | Regenerative drive produced energy when motor in overhaul condition | Geared non-regenerative, variable voltage, variable frequency | Commercial | New | Restaurants | FL Zone 2 | Per Appliance | 11.17% | 32653.1987 | 30625.2632 | 2027.9355 | 0.062105 | 13 | 0.26293 | 0.22024 | 225000 | https://www.mge.com/saving-energy/business/bea/article_detail.htm?nid=1789 | 0 | 0 | 235000 | https://www.mge.com/saving-energy/business/bea/article_detail.htm?nid=1789 | 0 | 0 | 10000 | elevator motor |  | 10000
Nonequipment | Regenerative Drive Elevator Motor | Regenerative drive produced energy when motor in overhaul condition | Geared non-regenerative, variable voltage, variable frequency | Commercial | New | Retail | FL Zone 2 | Per Appliance | 11.17% | 32653.1987 | 30625.2632 | 2027.9355 | 0.062105 | 13 | 0.28225 | 0.025857 | 225000 | https://www.mge.com/saving-energy/business/bea/article_detail.htm?nid=1789 | 0 | 0 | 235000 | https://www.mge.com/saving-energy/business/bea/article_detail.htm?nid=1789 | 0 | 0 | 10000 | elevator motor |  | 10000
Nonequipment | Regenerative Drive Elevator Motor | Regenerative drive produced energy when motor in overhaul condition | Geared non-regenerative, variable voltage, variable frequency | Commercial | New | Schools K-12 | FL Zone 2 | Per Appliance | 11.17% | 32653.1987 | 30625.2632 | 2027.9355 | 0.062105 | 13 | 0.26293 | 0.22024 | 225000 | https://www.mge.com/saving-energy/business/bea/article_detail.htm?nid=1789 | 0 | 0 | 235000 | https://www.mge.com/saving-energy/business/bea/article_detail.htm?nid=1789 | 0 | 0 | 10000 | elevator motor |  | 10000
Nonequipment | Regenerative Drive Elevator Motor | Regenerative drive produced energy when motor in overhaul condition | Geared non-regenerative, variable voltage, variable frequency | Commercial | New | Warehouse | FL Zone 2 | Per Appliance | 11.17% | 32653.1987 | 30625.2632 | 2027.9355 | 0.062105 | 13 | 0.28225 | 0.025857 | 225000 | https://www.mge.com/saving-energy/business/bea/article_detail.htm?nid=1789 | 0 | 0 | 235000 | https://www.mge.com/saving-energy/business/bea/article_detail.htm?nid=1789 | 0 | 0 | 10000 | elevator motor |  | 10000
Nonequipment | VSD Controlled Compressor | Variable Speed Drive Control - includes all non-HVAC applications | 0 | Commercial | Existing | Assembly | FL Zone 2 | Per End Use Consumption | 5.549% | 63311.04 | 50150.88 | 13160.16 | 0.20787 | 15 | 1.9843 | 0.92875 | 0 | Reference source included incremental cost only | 0 | 0 | 3986 | Illinois 2018 Statewide TRM, Section 4.7.1 | 0 | 0 | 3986 | compressor (20hp) | 1 | 3986
Nonequipment | VSD Controlled Compressor | Variable Speed Drive Control - includes all non-HVAC applications | 0 | Commercial | Existing | College and University | FL Zone 2 | Per End Use Consumption | 7.399% | 63311.04 | 50150.88 | 13160.16 | 0.20787 | 15 | 1.7063 | 1.4292 | 0 | Reference source included incremental cost only | 0 | 0 | 3986 | Illinois 2018 Statewide TRM, Section 4.7.1 | 0 | 0 | 3986 | compressor (20hp) | 1 | 3986
Nonequipment | VSD Controlled Compressor | Variable Speed Drive Control - includes all non-HVAC applications | 0 | Commercial | Existing | Grocery | FL Zone 2 | Per End Use Consumption | 23.37% | 63311.04 | 50150.88 | 13160.16 | 0.20787 | 15 | 1.9843 | 0.92875 | 0 | Reference source included incremental cost only | 0 | 0 | 3986 | Illinois 2018 Statewide TRM, Section 4.7.1 | 0 | 0 | 3986 | compressor (20hp) | 1 | 3986
Nonequipment | VSD Controlled Compressor | Variable Speed Drive Control - includes all non-HVAC applications | 0 | Commercial | Existing | Healthcare | FL Zone 2 | Per End Use Consumption | 7.399% | 63311.04 | 50150.88 | 13160.16 | 0.20787 | 15 | 1.7063 | 1.4292 | 0 | Reference source included incremental cost only | 0 | 0 | 3986 | Illinois 2018 Statewide TRM, Section 4.7.1 | 0 | 0 | 3986 | compressor (20hp) | 1 | 3986
Nonequipment | VSD Controlled Compressor | Variable Speed Drive Control - includes all non-HVAC applications | 0 | Commercial | Existing | Hospitals | FL Zone 2 | Per End Use Consumption | 5.549% | 63311.04 | 50150.88 | 13160.16 | 0.20787 | 15 | 1.7063 | 1.4292 | 0 | Reference source included incremental cost only | 0 | 0 | 3986 | Illinois 2018 Statewide TRM, Section 4.7.1 | 0 | 0 | 3986 | compressor (20hp) | 1 | 3986
Nonequipment | VSD Controlled Compressor | Variable Speed Drive Control - includes all non-HVAC applications | 0 | Commercial | Existing | Institutional | FL Zone 2 | Per End Use Consumption | 5.549% | 63311.04 | 50150.88 | 13160.16 | 0.20787 | 15 | 1.9843 | 0.92875 | 0 | Reference source included incremental cost only | 0 | 0 | 3986 | Illinois 2018 Statewide TRM, Section 4.7.1 | 0 | 0 | 3986 | compressor (20hp) | 1 | 3986
Nonequipment | VSD Controlled Compressor | Variable Speed Drive Control - includes all non-HVAC applications | 0 | Commercial | Existing | Lodging/Hospitality | FL Zone 2 | Per End Use Consumption | 7.399% | 63311.04 | 50150.88 | 13160.16 | 0.20787 | 15 | 1.7063 | 1.4292 | 0 | Reference source included incremental cost only | 0 | 0 | 3986 | Illinois 2018 Statewide TRM, Section 4.7.1 | 0 | 0 | 3986 | compressor (20hp) | 1 | 3986
Nonequipment | VSD Controlled Compressor | Variable Speed Drive Control - includes all non-HVAC applications | 0 | Commercial | Existing | Miscellaneous | FL Zone 2 | Per End Use Consumption | 23.37% | 63311.04 | 50150.88 | 13160.16 | 0.20787 | 15 | 1.9843 | 0.92875 | 0 | Reference source included incremental cost only | 0 | 0 | 3986 | Illinois 2018 Statewide TRM, Section 4.7.1 | 0 | 0 | 3986 | compressor (20hp) | 1 | 3986
Nonequipment | VSD Controlled Compressor | Variable Speed Drive Control - includes all non-HVAC applications | 0 | Commercial | Existing | Offices | FL Zone 2 | Per End Use Consumption | 5.549% | 63311.04 | 50150.88 | 13160.16 | 0.20787 | 15 | 1.9843 | 0.92875 | 0 | Reference source included incremental cost only | 0 | 0 | 3986 | Illinois 2018 Statewide TRM, Section 4.7.1 | 0 | 0 | 3986 | compressor (20hp) | 1 | 3986
Nonequipment | VSD Controlled Compressor | Variable Speed Drive Control - includes all non-HVAC applications | 0 | Commercial | Existing | Restaurants | FL Zone 2 | Per End Use Consumption | 7.399% | 63311.04 | 50150.88 | 13160.16 | 0.20787 | 15 | 1.7063 | 1.4292 | 0 | Reference source included incremental cost only | 0 | 0 | 3986 | Illinois 2018 Statewide TRM, Section 4.7.1 | 0 | 0 | 3986 | compressor (20hp) | 1 | 3986
Nonequipment | VSD Controlled Compressor | Variable Speed Drive Control - includes all non-HVAC applications | 0 | Commercial | Existing | Retail | FL Zone 2 | Per End Use Consumption | 7.399% | 63311.04 | 50150.88 | 13160.16 | 0.20787 | 15 | 1.9843 | 0.92875 | 0 | Reference source included incremental cost only | 0 | 0 | 3986 | Illinois 2018 Statewide TRM, Section 4.7.1 | 0 | 0 | 3986 | compressor (20hp) | 1 | 3986
Nonequipment | VSD Controlled Compressor | Variable Speed Drive Control - includes all non-HVAC applications | 0 | Commercial | Existing | Schools K-12 | FL Zone 2 | Per End Use Consumption | 7.399% | 63311.04 | 50150.88 | 13160.16 | 0.20787 | 15 | 1.7063 | 1.4292 | 0 | Reference source included incremental cost only | 0 | 0 | 3986 | Illinois 2018 Statewide TRM, Section 4.7.1 | 0 | 0 | 3986 | compressor (20hp) | 1 | 3986
Nonequipment | VSD Controlled Compressor | Variable Speed Drive Control - includes all non-HVAC applications | 0 | Commercial | Existing | Warehouse | FL Zone 2 | Per End Use Consumption | 7.399% | 63311.04 | 50150.88 | 13160.16 | 0.20787 | 15 | 1.9843 | 0.92875 | 0 | Reference source included incremental cost only | 0 | 0 | 3986 | Illinois 2018 Statewide TRM, Section 4.7.1 | 0 | 0 | 3986 | compressor (20hp) | 1 | 3986
Nonequipment | VSD Controlled Compressor | Variable Speed Drive Control - includes all non-HVAC applications | Standard Control System | Commercial | New | Assembly | FL Zone 2 | Per End Use Consumption | 27.75% | 63311.04 | 50150.88 | 13160.16 | 0.20787 | 15 | 1.9843 | 0.92875 | 0 | Reference source included incremental cost only | 0 | 0 | 3986 | Illinois 2018 Statewide TRM, Section 4.7.1 | 0 | 0 | 3986 | compressor (20hp) | 1 | 3986
Nonequipment | VSD Controlled Compressor | Variable Speed Drive Control - includes all non-HVAC applications | Standard Control System | Commercial | New | College and University | FL Zone 2 | Per End Use Consumption | 36.99% | 63311.04 | 50150.88 | 13160.16 | 0.20787 | 15 | 1.7063 | 1.4292 | 0 | Reference source included incremental cost only | 0 | 0 | 3986 | Illinois 2018 Statewide TRM, Section 4.7.1 | 0 | 0 | 3986 | compressor (20hp) | 1 | 3986
Nonequipment | VSD Controlled Compressor | Variable Speed Drive Control - includes all non-HVAC applications | Standard Control System | Commercial | New | Grocery | FL Zone 2 | Per End Use Consumption | 23.37% | 63311.04 | 50150.88 | 13160.16 | 0.20787 | 15 | 1.9843 | 0.92875 | 0 | Reference source included incremental cost only | 0 | 0 | 3986 | Illinois 2018 Statewide TRM, Section 4.7.1 | 0 | 0 | 3986 | compressor (20hp) | 1 | 3986
Nonequipment | VSD Controlled Compressor | Variable Speed Drive Control - includes all non-HVAC applications | Standard Control System | Commercial | New | Healthcare | FL Zone 2 | Per End Use Consumption | 36.99% | 63311.04 | 50150.88 | 13160.16 | 0.20787 | 15 | 1.7063 | 1.4292 | 0 | Reference source included incremental cost only | 0 | 0 | 3986 | Illinois 2018 Statewide TRM, Section 4.7.1 | 0 | 0 | 3986 | compressor (20hp) | 1 | 3986
Nonequipment | VSD Controlled Compressor | Variable Speed Drive Control - includes all non-HVAC applications | Standard Control System | Commercial | New | Hospitals | FL Zone 2 | Per End Use Consumption | 27.75% | 63311.04 | 50150.88 | 13160.16 | 0.20787 | 15 | 1.7063 | 1.4292 | 0 | Reference source included incremental cost only | 0 | 0 | 3986 | Illinois 2018 Statewide TRM, Section 4.7.1 | 0 | 0 | 3986 | compressor (20hp) | 1 | 3986
Nonequipment | VSD Controlled Compressor | Variable Speed Drive Control - includes all non-HVAC applications | Standard Control System | Commercial | New | Institutional | FL Zone 2 | Per End Use Consumption | 27.75% | 63311.04 | 50150.88 | 13160.16 | 0.20787 | 15 | 1.9843 | 0.92875 | 0 | Reference source included incremental cost only | 0 | 0 | 3986 | Illinois 2018 Statewide TRM, Section 4.7.1 | 0 | 0 | 3986 | compressor (20hp) | 1 | 3986
Nonequipment | VSD Controlled Compressor | Variable Speed Drive Control - includes all non-HVAC applications | Standard Control System | Commercial | New | Lodging/Hospitality | FL Zone 2 | Per End Use Consumption | 36.99% | 63311.04 | 50150.88 | 13160.16 | 0.20787 | 15 | 1.7063 | 1.4292 | 0 | Reference source included incremental cost only | 0 | 0 | 3986 | Illinois 2018 Statewide TRM, Section 4.7.1 | 0 | 0 | 3986 | compressor (20hp) | 1 | 3986
Nonequipment | VSD Controlled Compressor | Variable Speed Drive Control - includes all non-HVAC applications | Standard Control System | Commercial | New | Miscellaneous | FL Zone 2 | Per End Use Consumption | 23.37% | 63311.04 | 50150.88 | 13160.16 | 0.20787 | 15 | 1.9843 | 0.92875 | 0 | Reference source included incremental cost only | 0 | 0 | 3986 | Illinois 2018 Statewide TRM, Section 4.7.1 | 0 | 0 | 3986 | compressor (20hp) | 1 | 3986
Nonequipment | VSD Controlled Compressor | Variable Speed Drive Control - includes all non-HVAC applications | Standard Control System | Commercial | New | Offices | FL Zone 2 | Per End Use Consumption | 27.75% | 63311.04 | 50150.88 | 13160.16 | 0.20787 | 15 | 1.9843 | 0.92875 | 0 | Reference source included incremental cost only | 0 | 0 | 3986 | Illinois 2018 Statewide TRM, Section 4.7.1 | 0 | 0 | 3986 | compressor (20hp) | 1 | 3986
Nonequipment | VSD Controlled Compressor | Variable Speed Drive Control - includes all non-HVAC applications | Standard Control System | Commercial | New | Restaurants | FL Zone 2 | Per End Use Consumption | 36.99% | 63311.04 | 50150.88 | 13160.16 | 0.20787 | 15 | 1.7063 | 1.4292 | 0 | Reference source included incremental cost only | 0 | 0 | 3986 | Illinois 2018 Statewide TRM, Section 4.7.1 | 0 | 0 | 3986 | compressor (20hp) | 1 | 3986
Nonequipment | VSD Controlled Compressor | Variable Speed Drive Control - includes all non-HVAC applications | Standard Control System | Commercial | New | Retail | FL Zone 2 | Per End Use Consumption | 36.99% | 63311.04 | 50150.88 | 13160.16 | 0.20787 | 15 | 1.9843 | 0.92875 | 0 | Reference source included incremental cost only | 0 | 0 | 3986 | Illinois 2018 Statewide TRM, Section 4.7.1 | 0 | 0 | 3986 | compressor (20hp) | 1 | 3986
Nonequipment | VSD Controlled Compressor | Variable Speed Drive Control - includes all non-HVAC applications | Standard Control System | Commercial | New | Schools K-12 | FL Zone 2 | Per End Use Consumption | 36.99% | 63311.04 | 50150.88 | 13160.16 | 0.20787 | 15 | 1.7063 | 1.4292 | 0 | Reference source included incremental cost only | 0 | 0 | 3986 | Illinois 2018 Statewide TRM, Section 4.7.1 | 0 | 0 | 3986 | compressor (20hp) | 1 | 3986
Nonequipment | VSD Controlled Compressor | Variable Speed Drive Control - includes all non-HVAC applications | Standard Control System | Commercial | New | Warehouse | FL Zone 2 | Per End Use Consumption | 36.99% | 63311.04 | 50150.88 | 13160.16 | 0.20787 | 15 | 1.9843 | 0.92875 | 0 | Reference source included incremental cost only | 0 | 0 | 3986 | Illinois 2018 Statewide TRM, Section 4.7.1 | 0 | 0 | 3986 | compressor (20hp) | 1 | 3986
Nonequipment | Network PC Power Management | One computer and monitor attached to centralized energy management system that controls when desktop computers and monitors plugged into a network power down to lower power states. | One computer and monitor, manually controlled | Commercial | Existing | Assembly | FL Zone 2 | Per Computer Connected | 0% | 4709.9802 | 2048.9767 | 2661.0035 | 0.56497 | 5 | 0.39582 | 0 | 0 | no base cost | 0 | 0 | 29 | Illinois 2018 Statewide TRM, Section 4.8.3 | 0 | 0 | 29 | computer | 22 | 638
Nonequipment | Network PC Power Management | One computer and monitor attached to centralized energy management system that controls when desktop computers and monitors plugged into a network power down to lower power states. | One computer and monitor, manually controlled | Commercial | Existing | College and University | FL Zone 2 | Per Computer Connected | 22.4% | 12376.3686 | 5384.0759 | 6992.2928 | 0.56497 | 5 | 0.93955 | 0.81114 | 0 | no base cost | 0 | 0 | 29 | Illinois 2018 Statewide TRM, Section 4.8.3 | 0 | 0 | 29 | computer | 57 | 1653
Nonequipment | Network PC Power Management | One computer and monitor attached to centralized energy management system that controls when desktop computers and monitors plugged into a network power down to lower power states. | One computer and monitor, manually controlled | Commercial | Existing | Grocery | FL Zone 2 | Per Computer Connected | 0% | 5993.5979 | 2607.3872 | 3386.2106 | 0.56497 | 5 | 0.5037 | 0.3508 | 0 | no base cost | 0 | 0 | 29 | Illinois 2018 Statewide TRM, Section 4.8.3 | 0 | 0 | 29 | computer | 28 | 812
Nonequipment | Network PC Power Management | One computer and monitor attached to centralized energy management system that controls when desktop computers and monitors plugged into a network power down to lower power states. | One computer and monitor, manually controlled | Commercial | Existing | Healthcare | FL Zone 2 | Per Computer Connected | 22.4% | 8423.3288 | 3664.39 | 4758.9388 | 0.56497 | 5 | 0.70789 | 0.49301 | 0 | no base cost | 0 | 0 | 29 | Illinois 2018 Statewide TRM, Section 4.8.3 | 0 | 0 | 29 | computer | 39 | 1131
Nonequipment | Network PC Power Management | One computer and monitor attached to centralized energy management system that controls when desktop computers and monitors plugged into a network power down to lower power states. | One computer and monitor, manually controlled | Commercial | Existing | Hospitals | FL Zone 2 | Per Computer Connected | 22.4% | 73884.6412 | 32141.9412 | 41742.7 | 0.56497 | 5 | 5.6089 | 4.8423 | 0 | no base cost | 0 | 0 | 29 | Illinois 2018 Statewide TRM, Section 4.8.3 | 0 | 0 | 29 | computer | 337 | 9773
Nonequipment | Network PC Power Management | One computer and monitor attached to centralized energy management system that controls when desktop computers and monitors plugged into a network power down to lower power states. | One computer and monitor, manually controlled | Commercial | Existing | Institutional | FL Zone 2 | Per Computer Connected | 22.4% | 7689.4506 | 3345.1319 | 4344.3187 | 0.56497 | 5 | 0.64622 | 0 | 0 | no base cost | 0 | 0 | 29 | Illinois 2018 Statewide TRM, Section 4.8.3 | 0 | 0 | 29 | computer | 36 | 1044
Nonequipment | Network PC Power Management | One computer and monitor attached to centralized energy management system that controls when desktop computers and monitors plugged into a network power down to lower power states. | One computer and monitor, manually controlled | Commercial | Existing | Lodging/Hospitality | FL Zone 2 | Per Computer Connected | 22.4% | 6916.3419 | 3008.8074 | 3907.5345 | 0.56497 | 5 | 0.58124 | 0.40481 | 0 | no base cost | 0 | 0 | 29 | Illinois 2018 Statewide TRM, Section 4.8.3 | 0 | 0 | 29 | computer | 32 | 928
Nonequipment | Network PC Power Management | One computer and monitor attached to centralized energy management system that controls when desktop computers and monitors plugged into a network power down to lower power states. | One computer and monitor, manually controlled | Commercial | Existing | Miscellaneous | FL Zone 2 | Per Computer Connected | 0% | 103245.1184 | 44914.5922 | 58330.5263 | 0.56497 | 5 | 8.6767 | 0 | 0 | no base cost | 0 | 0 | 29 | Illinois 2018 Statewide TRM, Section 4.8.3 | 0 | 0 | 29 | computer | 471 | 13659
Nonequipment | Network PC Power Management | One computer and monitor attached to centralized energy management system that controls when desktop computers and monitors plugged into a network power down to lower power states. | One computer and monitor, manually controlled | Commercial | Existing | Offices | FL Zone 2 | Per Computer Connected | 22.4% | 5845.5124 | 2542.9658 | 3302.5466 | 0.56497 | 5 | 0.49125 | 0.34213 | 0 | no base cost | 0 | 0 | 29 | Illinois 2018 Statewide TRM, Section 4.8.3 | 0 | 0 | 29 | computer | 27 | 783
Nonequipment | Network PC Power Management | One computer and monitor attached to centralized energy management system that controls when desktop computers and monitors plugged into a network power down to lower power states. | One computer and monitor, manually controlled | Commercial | Existing | Restaurants | FL Zone 2 | Per Computer Connected | 0% | 5635.3397 | 2451.5346 | 3183.805 | 0.56497 | 5 | 0.47359 | 0 | 0 | no base cost | 0 | 0 | 29 | Illinois 2018 Statewide TRM, Section 4.8.3 | 0 | 0 | 29 | computer | 26 | 754
Nonequipment | Network PC Power Management | One computer and monitor attached to centralized energy management system that controls when desktop computers and monitors plugged into a network power down to lower power states. | One computer and monitor, manually controlled | Commercial | Existing | Retail | FL Zone 2 | Per Computer Connected | 22.4% | 2549.8498 | 1109.2579 | 1440.5919 | 0.56497 | 5 | 0.21429 | 0.14924 | 0 | no base cost | 0 | 0 | 29 | Illinois 2018 Statewide TRM, Section 4.8.3 | 0 | 0 | 29 | computer | 12 | 348
Nonequipment | Network PC Power Management | One computer and monitor attached to centralized energy management system that controls when desktop computers and monitors plugged into a network power down to lower power states. | One computer and monitor, manually controlled | Commercial | Existing | Schools K-12 | FL Zone 2 | Per Computer Connected | 22.4% | 8485.4686 | 3691.4226 | 4794.046 | 0.56497 | 5 | 0.71311 | 0.49665 | 0 | no base cost | 0 | 0 | 29 | Illinois 2018 Statewide TRM, Section 4.8.3 | 0 | 0 | 29 | computer | 39 | 1131
Nonequipment | Network PC Power Management | One computer and monitor attached to centralized energy management system that controls when desktop computers and monitors plugged into a network power down to lower power states. | One computer and monitor, manually controlled | Commercial | Existing | Warehouse | FL Zone 2 | Per Computer Connected | 0% | 693.059 | 301.5006 | 391.5584 | 0.56497 | 5 | 0.058244 | 0 | 0 | no base cost | 0 | 0 | 29 | Illinois 2018 Statewide TRM, Section 4.8.3 | 0 | 0 | 29 | computer | 4 | 116
Nonequipment | Network PC Power Management | One computer and monitor attached to centralized energy management system that controls when desktop computers and monitors plugged into a network power down to lower power states. | One computer and monitor, manually controlled | Commercial | New | Assembly | FL Zone 2 | Per Computer Connected | 0% | 4709.9802 | 2048.9767 | 2661.0035 | 0.56497 | 5 | 0.39582 | 0 | 0 | no base cost | 0 | 0 | 29 | Illinois 2018 Statewide TRM, Section 4.8.3 | 0 | 0 | 29 | computer | 22 | 638
Nonequipment | Network PC Power Management | One computer and monitor attached to centralized energy management system that controls when desktop computers and monitors plugged into a network power down to lower power states. | One computer and monitor, manually controlled | Commercial | New | College and University | FL Zone 2 | Per Computer Connected | 22.4% | 12376.3686 | 5384.0759 | 6992.2928 | 0.56497 | 5 | 0.93955 | 0.81114 | 0 | no base cost | 0 | 0 | 29 | Illinois 2018 Statewide TRM, Section 4.8.3 | 0 | 0 | 29 | computer | 57 | 1653
Nonequipment | Network PC Power Management | One computer and monitor attached to centralized energy management system that controls when desktop computers and monitors plugged into a network power down to lower power states. | One computer and monitor, manually controlled | Commercial | New | Grocery | FL Zone 2 | Per Computer Connected | 0% | 5993.5979 | 2607.3872 | 3386.2106 | 0.56497 | 5 | 0.5037 | 0.3508 | 0 | no base cost | 0 | 0 | 29 | Illinois 2018 Statewide TRM, Section 4.8.3 | 0 | 0 | 29 | computer | 28 | 812
Nonequipment | Network PC Power Management | One computer and monitor attached to centralized energy management system that controls when desktop computers and monitors plugged into a network power down to lower power states. | One computer and monitor, manually controlled | Commercial | New | Healthcare | FL Zone 2 | Per Computer Connected | 22.4% | 8423.3288 | 3664.39 | 4758.9388 | 0.56497 | 5 | 0.70789 | 0.49301 | 0 | no base cost | 0 | 0 | 29 | Illinois 2018 Statewide TRM, Section 4.8.3 | 0 | 0 | 29 | computer | 39 | 1131
Nonequipment | Network PC Power Management | One computer and monitor attached to centralized energy management system that controls when desktop computers and monitors plugged into a network power down to lower power states. | One computer and monitor, manually controlled | Commercial | New | Hospitals | FL Zone 2 | Per Computer Connected | 22.4% | 73884.6412 | 32141.9412 | 41742.7 | 0.56497 | 5 | 5.6089 | 4.8423 | 0 | no base cost | 0 | 0 | 29 | Illinois 2018 Statewide TRM, Section 4.8.3 | 0 | 0 | 29 | computer | 337 | 9773
Nonequipment | Network PC Power Management | One computer and monitor attached to centralized energy management system that controls when desktop computers and monitors plugged into a network power down to lower power states. | One computer and monitor, manually controlled | Commercial | New | Institutional | FL Zone 2 | Per Computer Connected | 22.4% | 7689.4506 | 3345.1319 | 4344.3187 | 0.56497 | 5 | 0.64622 | 0 | 0 | no base cost | 0 | 0 | 29 | Illinois 2018 Statewide TRM, Section 4.8.3 | 0 | 0 | 29 | computer | 36 | 1044
Nonequipment | Network PC Power Management | One computer and monitor attached to centralized energy management system that controls when desktop computers and monitors plugged into a network power down to lower power states. | One computer and monitor, manually controlled | Commercial | New | Lodging/Hospitality | FL Zone 2 | Per Computer Connected | 22.4% | 6916.3419 | 3008.8074 | 3907.5345 | 0.56497 | 5 | 0.58124 | 0.40481 | 0 | no base cost | 0 | 0 | 29 | Illinois 2018 Statewide TRM, Section 4.8.3 | 0 | 0 | 29 | computer | 32 | 928
Nonequipment | Network PC Power Management | One computer and monitor attached to centralized energy management system that controls when desktop computers and monitors plugged into a network power down to lower power states. | One computer and monitor, manually controlled | Commercial | New | Miscellaneous | FL Zone 2 | Per Computer Connected | 0% | 103245.1184 | 44914.5922 | 58330.5263 | 0.56497 | 5 | 8.6767 | 0 | 0 | no base cost | 0 | 0 | 29 | Illinois 2018 Statewide TRM, Section 4.8.3 | 0 | 0 | 29 | computer | 471 | 13659
Nonequipment | Network PC Power Management | One computer and monitor attached to centralized energy management system that controls when desktop computers and monitors plugged into a network power down to lower power states. | One computer and monitor, manually controlled | Commercial | New | Offices | FL Zone 2 | Per Computer Connected | 22.4% | 5845.5124 | 2542.9658 | 3302.5466 | 0.56497 | 5 | 0.49125 | 0.34213 | 0 | no base cost | 0 | 0 | 29 | Illinois 2018 Statewide TRM, Section 4.8.3 | 0 | 0 | 29 | computer | 27 | 783
Nonequipment | Network PC Power Management | One computer and monitor attached to centralized energy management system that controls when desktop computers and monitors plugged into a network power down to lower power states. | One computer and monitor, manually controlled | Commercial | New | Restaurants | FL Zone 2 | Per Computer Connected | 0% | 5635.3397 | 2451.5346 | 3183.805 | 0.56497 | 5 | 0.47359 | 0 | 0 | no base cost | 0 | 0 | 29 | Illinois 2018 Statewide TRM, Section 4.8.3 | 0 | 0 | 29 | computer | 26 | 754
Nonequipment | Network PC Power Management | One computer and monitor attached to centralized energy management system that controls when desktop computers and monitors plugged into a network power down to lower power states. | One computer and monitor, manually controlled | Commercial | New | Retail | FL Zone 2 | Per Computer Connected | 22.4% | 2549.8498 | 1109.2579 | 1440.5919 | 0.56497 | 5 | 0.21429 | 0.14924 | 0 | no base cost | 0 | 0 | 29 | Illinois 2018 Statewide TRM, Section 4.8.3 | 0 | 0 | 29 | computer | 12 | 348
Nonequipment | Network PC Power Management | One computer and monitor attached to centralized energy management system that controls when desktop computers and monitors plugged into a network power down to lower power states. | One computer and monitor, manually controlled | Commercial | New | Schools K-12 | FL Zone 2 | Per Computer Connected | 22.4% | 8485.4686 | 3691.4226 | 4794.046 | 0.56497 | 5 | 0.71311 | 0.49665 | 0 | no base cost | 0 | 0 | 29 | Illinois 2018 Statewide TRM, Section 4.8.3 | 0 | 0 | 29 | computer | 39 | 1131
Nonequipment | Network PC Power Management | One computer and monitor attached to centralized energy management system that controls when desktop computers and monitors plugged into a network power down to lower power states. | One computer and monitor, manually controlled | Commercial | New | Warehouse | FL Zone 2 | Per Computer Connected | 0% | 693.059 | 301.5006 | 391.5584 | 0.56497 | 5 | 0.058244 | 0 | 0 | no base cost | 0 | 0 | 29 | Illinois 2018 Statewide TRM, Section 4.8.3 | 0 | 0 | 29 | computer | 4 | 116
Nonequipment | Smart Strip Plug Outlet | One Smart Strip Plug Outlet | One Standard plug strip/outlet | Commercial | Existing | Assembly | FL Zone 2 | Per End Use Consumption | 43.9% | 4709.9802 | 4654.0758 | 55.9044 | 0.011869 | 4 | 0.0083127 | 0 | 0 | reference source included incremental cost only | 0 | 0 | 10 | Illinois 2018 Statewide TRM, Section 5.2.1 | 0 | No Labor Cost | 10 | smart strip | 1 | 10
Nonequipment | Smart Strip Plug Outlet | One Smart Strip Plug Outlet | One Standard plug strip/outlet | Commercial | Existing | College and University | FL Zone 2 | Per End Use Consumption | 43.9% | 12376.3686 | 12229.4693 | 146.8994 | 0.011869 | 4 | 0.021843 | 0.015181 | 0 | reference source included incremental cost only | 0 | 0 | 10 | Illinois 2018 Statewide TRM, Section 5.2.1 | 0 | No Labor Cost | 10 | smart strip | 2 | 20
Nonequipment | Smart Strip Plug Outlet | One Smart Strip Plug Outlet | One Standard plug strip/outlet | Commercial | Existing | Grocery | FL Zone 2 | Per End Use Consumption | 43.9% | 5993.5979 | 5922.4578 | 71.1401 | 0.011869 | 4 | 0.010578 | 0.0073516 | 0 | reference source included incremental cost only | 0 | 0 | 10 | Illinois 2018 Statewide TRM, Section 5.2.1 | 0 | No Labor Cost | 10 | smart strip | 1 | 10
Nonequipment | Smart Strip Plug Outlet | One Smart Strip Plug Outlet | One Standard plug strip/outlet | Commercial | Existing | Healthcare | FL Zone 2 | Per End Use Consumption | 43.9% | 8423.3288 | 8323.3494 | 99.9794 | 0.011869 | 4 | 0.014866 | 0.010332 | 0 | reference source included incremental cost only | 0 | 0 | 10 | Illinois 2018 Statewide TRM, Section 5.2.1 | 0 | No Labor Cost | 10 | smart strip | 1 | 10
Nonequipment | Smart Strip Plug Outlet | One Smart Strip Plug Outlet | One Standard plug strip/outlet | Commercial | Existing | Hospitals | FL Zone 2 | Per End Use Consumption | 43.9% | 73884.6412 | 73007.6789 | 876.9623 | 0.011869 | 4 | 0.1304 | 0.090625 | 0 | reference source included incremental cost only | 0 | 0 | 10 | Illinois 2018 Statewide TRM, Section 5.2.1 | 0 | No Labor Cost | 10 | smart strip | 8 | 80
Nonequipment | Smart Strip Plug Outlet | One Smart Strip Plug Outlet | One Standard plug strip/outlet | Commercial | Existing | Institutional | FL Zone 2 | Per End Use Consumption | 43.9% | 7689.4506 | 7598.1818 | 91.2687 | 0.011869 | 4 | 0.013571 | 0 | 0 | reference source included incremental cost only | 0 | 0 | 10 | Illinois 2018 Statewide TRM, Section 5.2.1 | 0 | No Labor Cost | 10 | smart strip | 1 | 10
Nonequipment | Smart Strip Plug Outlet | One Smart Strip Plug Outlet | One Standard plug strip/outlet | Commercial | Existing | Lodging/Hospitality | FL Zone 2 | Per End Use Consumption | 43.9% | 6916.3419 | 6834.2494 | 82.0924 | 0.011869 | 4 | 0.012207 | 0.0084835 | 0 | reference source included incremental cost only | 0 | 0 | 10 | Illinois 2018 Statewide TRM, Section 5.2.1 | 0 | No Labor Cost | 10 | smart strip | 1 | 10
Nonequipment | Smart Strip Plug Outlet | One Smart Strip Plug Outlet | One Standard plug strip/outlet | Commercial | Existing | Miscellaneous | FL Zone 2 | Per End Use Consumption | 43.9% | 103245.1184 | 102019.6665 | 1225.4519 | 0.011869 | 4 | 0.18222 | 0 | 0 | reference source included incremental cost only | 0 | 0 | 10 | Illinois 2018 Statewide TRM, Section 5.2.1 | 0 | No Labor Cost | 10 | smart strip | 11 | 110
Nonequipment | Smart Strip Plug Outlet | One Smart Strip Plug Outlet | One Standard plug strip/outlet | Commercial | Existing | Offices | FL Zone 2 | Per End Use Consumption | 43.9% | 5845.5124 | 5776.13 | 69.3824 | 0.011869 | 4 | 0.010317 | 0.00717 | 0 | reference source included incremental cost only | 0 | 0 | 10 | Illinois 2018 Statewide TRM, Section 5.2.1 | 0 | No Labor Cost | 10 | smart strip | 1 | 10
Nonequipment | Smart Strip Plug Outlet | One Smart Strip Plug Outlet | One Standard plug strip/outlet | Commercial | Existing | Restaurants | FL Zone 2 | Per End Use Consumption | 43.9% | 5635.3397 | 5568.4519 | 66.8878 | 0.011869 | 4 | 0.0099458 | 0 | 0 | reference source included incremental cost only | 0 | 0 | 10 | Illinois 2018 Statewide TRM, Section 5.2.1 | 0 | No Labor Cost | 10 | smart strip | 1 | 10
Nonequipment | Smart Strip Plug Outlet | One Smart Strip Plug Outlet | One Standard plug strip/outlet | Commercial | Existing | Retail | FL Zone 2 | Per End Use Consumption | 43.9% | 2549.8498 | 2519.5847 | 30.265 | 0.011869 | 4 | 0.0045002 | 0.0031276 | 0 | reference source included incremental cost only | 0 | 0 | 10 | Illinois 2018 Statewide TRM, Section 5.2.1 | 0 | No Labor Cost | 10 | smart strip | 1 | 10
Nonequipment | Smart Strip Plug Outlet | One Smart Strip Plug Outlet | One Standard plug strip/outlet | Commercial | Existing | Schools K-12 | FL Zone 2 | Per End Use Consumption | 43.9% | 8485.4686 | 8384.7517 | 100.717 | 0.011869 | 4 | 0.014976 | 0.010408 | 0 | reference source included incremental cost only | 0 | 0 | 10 | Illinois 2018 Statewide TRM, Section 5.2.1 | 0 | No Labor Cost | 10 | smart strip | 1 | 10
Nonequipment | Smart Strip Plug Outlet | One Smart Strip Plug Outlet | One Standard plug strip/outlet | Commercial | Existing | Warehouse | FL Zone 2 | Per End Use Consumption | 43.9% | 693.059 | 684.8328 | 8.2262 | 0.011869 | 4 | 0.0012232 | 0 | 0 | reference source included incremental cost only | 0 | 0 | 10 | Illinois 2018 Statewide TRM, Section 5.2.1 | 0 | No Labor Cost | 10 | smart strip | 1 | 10
Nonequipment | Smart Strip Plug Outlet | One Smart Strip Plug Outlet | One Standard plug strip/outlet | Commercial | New | Assembly | FL Zone 2 | Per End Use Consumption | 43.9% | 4709.9802 | 4654.0758 | 55.9044 | 0.011869 | 4 | 0.0083127 | 0 | 0 | reference source included incremental cost only | 0 | 0 | 10 | Illinois 2018 Statewide TRM, Section 5.2.1 | 0 | No Labor Cost | 10 | smart strip | 1 | 10
Nonequipment | Smart Strip Plug Outlet | One Smart Strip Plug Outlet | One Standard plug strip/outlet | Commercial | New | College and University | FL Zone 2 | Per End Use Consumption | 43.9% | 12376.3686 | 12229.4693 | 146.8994 | 0.011869 | 4 | 0.021843 | 0.015181 | 0 | reference source included incremental cost only | 0 | 0 | 10 | Illinois 2018 Statewide TRM, Section 5.2.1 | 0 | No Labor Cost | 10 | smart strip | 2 | 20
Nonequipment | Smart Strip Plug Outlet | One Smart Strip Plug Outlet | One Standard plug strip/outlet | Commercial | New | Grocery | FL Zone 2 | Per End Use Consumption | 43.9% | 5993.5979 | 5922.4578 | 71.1401 | 0.011869 | 4 | 0.010578 | 0.0073516 | 0 | reference source included incremental cost only | 0 | 0 | 10 | Illinois 2018 Statewide TRM, Section 5.2.1 | 0 | No Labor Cost | 10 | smart strip | 1 | 10
Nonequipment | Smart Strip Plug Outlet | One Smart Strip Plug Outlet | One Standard plug strip/outlet | Commercial | New | Healthcare | FL Zone 2 | Per End Use Consumption | 43.9% | 8423.3288 | 8323.3494 | 99.9794 | 0.011869 | 4 | 0.014866 | 0.010332 | 0 | reference source included incremental cost only | 0 | 0 | 10 | Illinois 2018 Statewide TRM, Section 5.2.1 | 0 | No Labor Cost | 10 | smart strip | 1 | 10
Nonequipment | Smart Strip Plug Outlet | One Smart Strip Plug Outlet | One Standard plug strip/outlet | Commercial | New | Hospitals | FL Zone 2 | Per End Use Consumption | 43.9% | 73884.6412 | 73007.6789 | 876.9623 | 0.011869 | 4 | 0.1304 | 0.090625 | 0 | reference source included incremental cost only | 0 | 0 | 10 | Illinois 2018 Statewide TRM, Section 5.2.1 | 0 | No Labor Cost | 10 | smart strip | 8 | 80
Nonequipment | Smart Strip Plug Outlet | One Smart Strip Plug Outlet | One Standard plug strip/outlet | Commercial | New | Institutional | FL Zone 2 | Per End Use Consumption | 43.9% | 7689.4506 | 7598.1818 | 91.2687 | 0.011869 | 4 | 0.013571 | 0 | 0 | reference source included incremental cost only | 0 | 0 | 10 | Illinois 2018 Statewide TRM, Section 5.2.1 | 0 | No Labor Cost | 10 | smart strip | 1 | 10
Nonequipment | Smart Strip Plug Outlet | One Smart Strip Plug Outlet | One Standard plug strip/outlet | Commercial | New | Lodging/Hospitality | FL Zone 2 | Per End Use Consumption | 43.9% | 6916.3419 | 6834.2494 | 82.0924 | 0.011869 | 4 | 0.012207 | 0.0084835 | 0 | reference source included incremental cost only | 0 | 0 | 10 | Illinois 2018 Statewide TRM, Section 5.2.1 | 0 | No Labor Cost | 10 | smart strip | 1 | 10
Nonequipment | Smart Strip Plug Outlet | One Smart Strip Plug Outlet | One Standard plug strip/outlet | Commercial | New | Miscellaneous | FL Zone 2 | Per End Use Consumption | 43.9% | 103245.1184 | 102019.6665 | 1225.4519 | 0.011869 | 4 | 0.18222 | 0 | 0 | reference source included incremental cost only | 0 | 0 | 10 | Illinois 2018 Statewide TRM, Section 5.2.1 | 0 | No Labor Cost | 10 | smart strip | 11 | 110
Nonequipment | Smart Strip Plug Outlet | One Smart Strip Plug Outlet | One Standard plug strip/outlet | Commercial | New | Offices | FL Zone 2 | Per End Use Consumption | 43.9% | 5845.5124 | 5776.13 | 69.3824 | 0.011869 | 4 | 0.010317 | 0.00717 | 0 | reference source included incremental cost only | 0 | 0 | 10 | Illinois 2018 Statewide TRM, Section 5.2.1 | 0 | No Labor Cost | 10 | smart strip | 1 | 10
Nonequipment | Smart Strip Plug Outlet | One Smart Strip Plug Outlet | One Standard plug strip/outlet | Commercial | New | Restaurants | FL Zone 2 | Per End Use Consumption | 43.9% | 5635.3397 | 5568.4519 | 66.8878 | 0.011869 | 4 | 0.0099458 | 0 | 0 | reference source included incremental cost only | 0 | 0 | 10 | Illinois 2018 Statewide TRM, Section 5.2.1 | 0 | No Labor Cost | 10 | smart strip | 1 | 10
Nonequipment | Smart Strip Plug Outlet | One Smart Strip Plug Outlet | One Standard plug strip/outlet | Commercial | New | Retail | FL Zone 2 | Per End Use Consumption | 43.9% | 2549.8498 | 2519.5847 | 30.265 | 0.011869 | 4 | 0.0045002 | 0.0031276 | 0 | reference source included incremental cost only | 0 | 0 | 10 | Illinois 2018 Statewide TRM, Section 5.2.1 | 0 | No Labor Cost | 10 | smart strip | 1 | 10
Nonequipment | Smart Strip Plug Outlet | One Smart Strip Plug Outlet | One Standard plug strip/outlet | Commercial | New | Schools K-12 | FL Zone 2 | Per End Use Consumption | 43.9% | 8485.4686 | 8384.7517 | 100.717 | 0.011869 | 4 | 0.014976 | 0.010408 | 0 | reference source included incremental cost only | 0 | 0 | 10 | Illinois 2018 Statewide TRM, Section 5.2.1 | 0 | No Labor Cost | 10 | smart strip | 1 | 10
Nonequipment | Smart Strip Plug Outlet | One Smart Strip Plug Outlet | One Standard plug strip/outlet | Commercial | New | Warehouse | FL Zone 2 | Per End Use Consumption | 43.9% | 693.059 | 684.8328 | 8.2262 | 0.011869 | 4 | 0.0012232 | 0 | 0 | reference source included incremental cost only | 0 | 0 | 10 | Illinois 2018 Statewide TRM, Section 5.2.1 | 0 | No Labor Cost | 10 | smart strip | 1 | 10
Nonequipment | Anti-Sweat Controls | One Medium Temperature Reach-In Case with Anti-Sweat Heater Controls | One Medium Temperature Reach-In Case without Anti-Sweat Heater Controls | Commercial | Existing | Assembly | FL Zone 2 | Per Refrigerated Case | 9.21% | 1203.0984 | 180.4648 | 1022.6336 | 0.85 | 8 | 0.081727 | 0.082167 | 0 | 0 | 0 | 0 | 171 | Mid-Atlantic TRM v7.0, 2017 (average of cost for a cooler door and freezer door) | 0 | 0 | 171 | door |  | 171
Nonequipment | Anti-Sweat Controls | One Medium Temperature Reach-In Case with Anti-Sweat Heater Controls | One Medium Temperature Reach-In Case without Anti-Sweat Heater Controls | Commercial | Existing | College and University | FL Zone 2 | Per Refrigerated Case | 9.21% | 1203.0984 | 180.4648 | 1022.6336 | 0.85 | 8 | 0.13259 | 0.11106 | 0 | 0 | 0 | 0 | 171 | Mid-Atlantic TRM v7.0, 2017 (average of cost for a cooler door and freezer door) | 0 | 0 | 171 | door |  | 171
Nonequipment | Anti-Sweat Controls | One Medium Temperature Reach-In Case with Anti-Sweat Heater Controls | One Medium Temperature Reach-In Case without Anti-Sweat Heater Controls | Commercial | Existing | Grocery | FL Zone 2 | Per Refrigerated Case | 13.66% | 1203.0984 | 180.4648 | 1022.6336 | 0.85 | 8 | 0.081727 | 0.082167 | 0 | 0 | 0 | 0 | 171 | Mid-Atlantic TRM v7.0, 2017 (average of cost for a cooler door and freezer door) | 0 | 0 | 171 | door |  | 171
Nonequipment | Anti-Sweat Controls | One Medium Temperature Reach-In Case with Anti-Sweat Heater Controls | One Medium Temperature Reach-In Case without Anti-Sweat Heater Controls | Commercial | Existing | Healthcare | FL Zone 2 | Per Refrigerated Case | 9.21% | 1203.0984 | 180.4648 | 1022.6336 | 0.85 | 8 | 0.13259 | 0.11106 | 0 | 0 | 0 | 0 | 171 | Mid-Atlantic TRM v7.0, 2017 (average of cost for a cooler door and freezer door) | 0 | 0 | 171 | door |  | 171
Nonequipment | Anti-Sweat Controls | One Medium Temperature Reach-In Case with Anti-Sweat Heater Controls | One Medium Temperature Reach-In Case without Anti-Sweat Heater Controls | Commercial | Existing | Hospitals | FL Zone 2 | Per Refrigerated Case | 9.21% | 1203.0984 | 180.4648 | 1022.6336 | 0.85 | 8 | 0.13259 | 0.11106 | 0 | 0 | 0 | 0 | 171 | Mid-Atlantic TRM v7.0, 2017 (average of cost for a cooler door and freezer door) | 0 | 0 | 171 | door |  | 171
Nonequipment | Anti-Sweat Controls | One Medium Temperature Reach-In Case with Anti-Sweat Heater Controls | One Medium Temperature Reach-In Case without Anti-Sweat Heater Controls | Commercial | Existing | Institutional | FL Zone 2 | Per Refrigerated Case | 0% | 1203.0984 | 180.4648 | 1022.6336 | 0.85 | 8 | 0.081727 | 0.082167 | 0 | 0 | 0 | 0 | 171 | Mid-Atlantic TRM v7.0, 2017 (average of cost for a cooler door and freezer door) | 0 | 0 | 171 | door |  | 171
Nonequipment | Anti-Sweat Controls | One Medium Temperature Reach-In Case with Anti-Sweat Heater Controls | One Medium Temperature Reach-In Case without Anti-Sweat Heater Controls | Commercial | Existing | Lodging/Hospitality | FL Zone 2 | Per Refrigerated Case | 9.21% | 1203.0984 | 180.4648 | 1022.6336 | 0.85 | 8 | 0.13259 | 0.11106 | 0 | 0 | 0 | 0 | 171 | Mid-Atlantic TRM v7.0, 2017 (average of cost for a cooler door and freezer door) | 0 | 0 | 171 | door |  | 171
Nonequipment | Anti-Sweat Controls | One Medium Temperature Reach-In Case with Anti-Sweat Heater Controls | One Medium Temperature Reach-In Case without Anti-Sweat Heater Controls | Commercial | Existing | Miscellaneous | FL Zone 2 | Per Refrigerated Case | 0% | 1203.0984 | 180.4648 | 1022.6336 | 0.85 | 8 | 0.081727 | 0.082167 | 0 | 0 | 0 | 0 | 171 | Mid-Atlantic TRM v7.0, 2017 (average of cost for a cooler door and freezer door) | 0 | 0 | 171 | door |  | 171
Nonequipment | Anti-Sweat Controls | One Medium Temperature Reach-In Case with Anti-Sweat Heater Controls | One Medium Temperature Reach-In Case without Anti-Sweat Heater Controls | Commercial | Existing | Offices | FL Zone 2 | Per Refrigerated Case | 0% | 1203.0984 | 180.4648 | 1022.6336 | 0.85 | 8 | 0.081727 | 0.082167 | 0 | 0 | 0 | 0 | 171 | Mid-Atlantic TRM v7.0, 2017 (average of cost for a cooler door and freezer door) | 0 | 0 | 171 | door |  | 171
Nonequipment | Anti-Sweat Controls | One Medium Temperature Reach-In Case with Anti-Sweat Heater Controls | One Medium Temperature Reach-In Case without Anti-Sweat Heater Controls | Commercial | Existing | Restaurants | FL Zone 2 | Per Refrigerated Case | 9.21% | 1203.0984 | 180.4648 | 1022.6336 | 0.85 | 8 | 0.13259 | 0.11106 | 0 | 0 | 0 | 0 | 171 | Mid-Atlantic TRM v7.0, 2017 (average of cost for a cooler door and freezer door) | 0 | 0 | 171 | door |  | 171
Nonequipment | Anti-Sweat Controls | One Medium Temperature Reach-In Case with Anti-Sweat Heater Controls | One Medium Temperature Reach-In Case without Anti-Sweat Heater Controls | Commercial | Existing | Retail | FL Zone 2 | Per Refrigerated Case | 13.66% | 1203.0984 | 180.4648 | 1022.6336 | 0.85 | 8 | 0.081727 | 0.082167 | 0 | 0 | 0 | 0 | 171 | Mid-Atlantic TRM v7.0, 2017 (average of cost for a cooler door and freezer door) | 0 | 0 | 171 | door |  | 171
Nonequipment | Anti-Sweat Controls | One Medium Temperature Reach-In Case with Anti-Sweat Heater Controls | One Medium Temperature Reach-In Case without Anti-Sweat Heater Controls | Commercial | Existing | Schools K-12 | FL Zone 2 | Per Refrigerated Case | 9.21% | 1203.0984 | 180.4648 | 1022.6336 | 0.85 | 8 | 0.13259 | 0.11106 | 0 | 0 | 0 | 0 | 171 | Mid-Atlantic TRM v7.0, 2017 (average of cost for a cooler door and freezer door) | 0 | 0 | 171 | door |  | 171
Nonequipment | Anti-Sweat Controls | One Medium Temperature Reach-In Case with Anti-Sweat Heater Controls | One Medium Temperature Reach-In Case without Anti-Sweat Heater Controls | Commercial | Existing | Warehouse | FL Zone 2 | Per Refrigerated Case | 0% | 1203.0984 | 180.4648 | 1022.6336 | 0.85 | 8 | 0.081727 | 0.082167 | 0 | 0 | 0 | 0 | 171 | Mid-Atlantic TRM v7.0, 2017 (average of cost for a cooler door and freezer door) | 0 | 0 | 171 | door |  | 171
Nonequipment | Anti-Sweat Controls | One Medium Temperature Reach-In Case with Anti-Sweat Heater Controls | One Medium Temperature Reach-In Case without Anti-Sweat Heater Controls | Commercial | New | Assembly | FL Zone 2 | Per Refrigerated Case | 0% | 1203.0984 | 180.4648 | 1022.6336 | 0.85 | 8 | 0.081727 | 0.082167 | 0 | 0 | 0 | 0 | 171 | Mid-Atlantic TRM v7.0, 2017 (average of cost for a cooler door and freezer door) | 0 | 0 | 171 | door |  | 171
Nonequipment | Anti-Sweat Controls | One Medium Temperature Reach-In Case with Anti-Sweat Heater Controls | One Medium Temperature Reach-In Case without Anti-Sweat Heater Controls | Commercial | New | College and University | FL Zone 2 | Per Refrigerated Case | 0% | 1203.0984 | 180.4648 | 1022.6336 | 0.85 | 8 | 0.13259 | 0.11106 | 0 | 0 | 0 | 0 | 171 | Mid-Atlantic TRM v7.0, 2017 (average of cost for a cooler door and freezer door) | 0 | 0 | 171 | door |  | 171
Nonequipment | Anti-Sweat Controls | One Medium Temperature Reach-In Case with Anti-Sweat Heater Controls | One Medium Temperature Reach-In Case without Anti-Sweat Heater Controls | Commercial | New | Grocery | FL Zone 2 | Per Refrigerated Case | 0% | 1203.0984 | 180.4648 | 1022.6336 | 0.85 | 8 | 0.081727 | 0.082167 | 0 | 0 | 0 | 0 | 171 | Mid-Atlantic TRM v7.0, 2017 (average of cost for a cooler door and freezer door) | 0 | 0 | 171 | door |  | 171
Nonequipment | Anti-Sweat Controls | One Medium Temperature Reach-In Case with Anti-Sweat Heater Controls | One Medium Temperature Reach-In Case without Anti-Sweat Heater Controls | Commercial | New | Healthcare | FL Zone 2 | Per Refrigerated Case | 0% | 1203.0984 | 180.4648 | 1022.6336 | 0.85 | 8 | 0.13259 | 0.11106 | 0 | 0 | 0 | 0 | 171 | Mid-Atlantic TRM v7.0, 2017 (average of cost for a cooler door and freezer door) | 0 | 0 | 171 | door |  | 171
Nonequipment | Anti-Sweat Controls | One Medium Temperature Reach-In Case with Anti-Sweat Heater Controls | One Medium Temperature Reach-In Case without Anti-Sweat Heater Controls | Commercial | New | Hospitals | FL Zone 2 | Per Refrigerated Case | 0% | 1203.0984 | 180.4648 | 1022.6336 | 0.85 | 8 | 0.13259 | 0.11106 | 0 | 0 | 0 | 0 | 171 | Mid-Atlantic TRM v7.0, 2017 (average of cost for a cooler door and freezer door) | 0 | 0 | 171 | door |  | 171
Nonequipment | Anti-Sweat Controls | One Medium Temperature Reach-In Case with Anti-Sweat Heater Controls | One Medium Temperature Reach-In Case without Anti-Sweat Heater Controls | Commercial | New | Institutional | FL Zone 2 | Per Refrigerated Case | 0% | 1203.0984 | 180.4648 | 1022.6336 | 0.85 | 8 | 0.081727 | 0.082167 | 0 | 0 | 0 | 0 | 171 | Mid-Atlantic TRM v7.0, 2017 (average of cost for a cooler door and freezer door) | 0 | 0 | 171 | door |  | 171
Nonequipment | Anti-Sweat Controls | One Medium Temperature Reach-In Case with Anti-Sweat Heater Controls | One Medium Temperature Reach-In Case without Anti-Sweat Heater Controls | Commercial | New | Lodging/Hospitality | FL Zone 2 | Per Refrigerated Case | 0% | 1203.0984 | 180.4648 | 1022.6336 | 0.85 | 8 | 0.13259 | 0.11106 | 0 | 0 | 0 | 0 | 171 | Mid-Atlantic TRM v7.0, 2017 (average of cost for a cooler door and freezer door) | 0 | 0 | 171 | door |  | 171
Nonequipment | Anti-Sweat Controls | One Medium Temperature Reach-In Case with Anti-Sweat Heater Controls | One Medium Temperature Reach-In Case without Anti-Sweat Heater Controls | Commercial | New | Miscellaneous | FL Zone 2 | Per Refrigerated Case | 0% | 1203.0984 | 180.4648 | 1022.6336 | 0.85 | 8 | 0.081727 | 0.082167 | 0 | 0 | 0 | 0 | 171 | Mid-Atlantic TRM v7.0, 2017 (average of cost for a cooler door and freezer door) | 0 | 0 | 171 | door |  | 171
Nonequipment | Anti-Sweat Controls | One Medium Temperature Reach-In Case with Anti-Sweat Heater Controls | One Medium Temperature Reach-In Case without Anti-Sweat Heater Controls | Commercial | New | Offices | FL Zone 2 | Per Refrigerated Case | 0% | 1203.0984 | 180.4648 | 1022.6336 | 0.85 | 8 | 0.081727 | 0.082167 | 0 | 0 | 0 | 0 | 171 | Mid-Atlantic TRM v7.0, 2017 (average of cost for a cooler door and freezer door) | 0 | 0 | 171 | door |  | 171
Nonequipment | Anti-Sweat Controls | One Medium Temperature Reach-In Case with Anti-Sweat Heater Controls | One Medium Temperature Reach-In Case without Anti-Sweat Heater Controls | Commercial | New | Restaurants | FL Zone 2 | Per Refrigerated Case | 0% | 1203.0984 | 180.4648 | 1022.6336 | 0.85 | 8 | 0.13259 | 0.11106 | 0 | 0 | 0 | 0 | 171 | Mid-Atlantic TRM v7.0, 2017 (average of cost for a cooler door and freezer door) | 0 | 0 | 171 | door |  | 171
Nonequipment | Anti-Sweat Controls | One Medium Temperature Reach-In Case with Anti-Sweat Heater Controls | One Medium Temperature Reach-In Case without Anti-Sweat Heater Controls | Commercial | New | Retail | FL Zone 2 | Per Refrigerated Case | 0% | 1203.0984 | 180.4648 | 1022.6336 | 0.85 | 8 | 0.081727 | 0.082167 | 0 | 0 | 0 | 0 | 171 | Mid-Atlantic TRM v7.0, 2017 (average of cost for a cooler door and freezer door) | 0 | 0 | 171 | door |  | 171
Nonequipment | Anti-Sweat Controls | One Medium Temperature Reach-In Case with Anti-Sweat Heater Controls | One Medium Temperature Reach-In Case without Anti-Sweat Heater Controls | Commercial | New | Schools K-12 | FL Zone 2 | Per Refrigerated Case | 0% | 1203.0984 | 180.4648 | 1022.6336 | 0.85 | 8 | 0.13259 | 0.11106 | 0 | 0 | 0 | 0 | 171 | Mid-Atlantic TRM v7.0, 2017 (average of cost for a cooler door and freezer door) | 0 | 0 | 171 | door |  | 171
Nonequipment | Anti-Sweat Controls | One Medium Temperature Reach-In Case with Anti-Sweat Heater Controls | One Medium Temperature Reach-In Case without Anti-Sweat Heater Controls | Commercial | New | Warehouse | FL Zone 2 | Per Refrigerated Case | 0% | 1203.0984 | 180.4648 | 1022.6336 | 0.85 | 8 | 0.081727 | 0.082167 | 0 | 0 | 0 | 0 | 171 | Mid-Atlantic TRM v7.0, 2017 (average of cost for a cooler door and freezer door) | 0 | 0 | 171 | door |  | 171
Nonequipment | Automatic Door Closer for Walk-in Coolers and Freezers | One Medium Temperature Walk-In Refrigerator Door with Auto-Closer | One Medium Temperature Walk-In Refrigerator Door without Auto-Closer | Commercial | Existing | Assembly | FL Zone 2 | Per End Use Consumption | 55.99% | 1248.3532 | 1209.2703 | 39.0829 | 0.031308 | 8 | 0.0054303 | 0.0012106 | 0 | no base cost | 0 | 0 | 156.82 | Illinois 2018 Statewide TRM, Section 4.6.1 | 0 | 0 | 156.82 | cooler/freezer |  | 156.82
Nonequipment | Automatic Door Closer for Walk-in Coolers and Freezers | One Medium Temperature Walk-In Refrigerator Door with Auto-Closer | One Medium Temperature Walk-In Refrigerator Door without Auto-Closer | Commercial | Existing | College and University | FL Zone 2 | Per End Use Consumption | 55.99% | 1248.3532 | 1209.2703 | 39.0829 | 0.031308 | 8 | 0.0050673 | 0.0042445 | 0 | no base cost | 0 | 0 | 156.82 | Illinois 2018 Statewide TRM, Section 4.6.1 | 0 | 0 | 156.82 | cooler/freezer |  | 156.82
Nonequipment | Automatic Door Closer for Walk-in Coolers and Freezers | One Medium Temperature Walk-In Refrigerator Door with Auto-Closer | One Medium Temperature Walk-In Refrigerator Door without Auto-Closer | Commercial | Existing | Grocery | FL Zone 2 | Per End Use Consumption | 55.99% | 1248.3532 | 1209.2703 | 39.0829 | 0.031308 | 8 | 0.0054303 | 0.0012106 | 0 | no base cost | 0 | 0 | 156.82 | Illinois 2018 Statewide TRM, Section 4.6.1 | 0 | 0 | 156.82 | cooler/freezer |  | 156.82
Nonequipment | Automatic Door Closer for Walk-in Coolers and Freezers | One Medium Temperature Walk-In Refrigerator Door with Auto-Closer | One Medium Temperature Walk-In Refrigerator Door without Auto-Closer | Commercial | Existing | Healthcare | FL Zone 2 | Per End Use Consumption | 55.99% | 1248.3532 | 1209.2703 | 39.0829 | 0.031308 | 8 | 0.0050673 | 0.0042445 | 0 | no base cost | 0 | 0 | 156.82 | Illinois 2018 Statewide TRM, Section 4.6.1 | 0 | 0 | 156.82 | cooler/freezer |  | 156.82
Nonequipment | Automatic Door Closer for Walk-in Coolers and Freezers | One Medium Temperature Walk-In Refrigerator Door with Auto-Closer | One Medium Temperature Walk-In Refrigerator Door without Auto-Closer | Commercial | Existing | Hospitals | FL Zone 2 | Per End Use Consumption | 55.99% | 1248.3532 | 1209.2703 | 39.0829 | 0.031308 | 8 | 0.0050673 | 0.0042445 | 0 | no base cost | 0 | 0 | 156.82 | Illinois 2018 Statewide TRM, Section 4.6.1 | 0 | 0 | 156.82 | cooler/freezer |  | 156.82
Nonequipment | Automatic Door Closer for Walk-in Coolers and Freezers | One Medium Temperature Walk-In Refrigerator Door with Auto-Closer | One Medium Temperature Walk-In Refrigerator Door without Auto-Closer | Commercial | Existing | Institutional | FL Zone 2 | Per End Use Consumption | 0% | 1248.3532 | 1209.2703 | 39.0829 | 0.031308 | 8 | 0.0054303 | 0.0012106 | 0 | no base cost | 0 | 0 | 156.82 | Illinois 2018 Statewide TRM, Section 4.6.1 | 0 | 0 | 156.82 | cooler/freezer |  | 156.82
Nonequipment | Automatic Door Closer for Walk-in Coolers and Freezers | One Medium Temperature Walk-In Refrigerator Door with Auto-Closer | One Medium Temperature Walk-In Refrigerator Door without Auto-Closer | Commercial | Existing | Lodging/Hospitality | FL Zone 2 | Per End Use Consumption | 55.99% | 1248.3532 | 1209.2703 | 39.0829 | 0.031308 | 8 | 0.0050673 | 0.0042445 | 0 | no base cost | 0 | 0 | 156.82 | Illinois 2018 Statewide TRM, Section 4.6.1 | 0 | 0 | 156.82 | cooler/freezer |  | 156.82
Nonequipment | Automatic Door Closer for Walk-in Coolers and Freezers | One Medium Temperature Walk-In Refrigerator Door with Auto-Closer | One Medium Temperature Walk-In Refrigerator Door without Auto-Closer | Commercial | Existing | Miscellaneous | FL Zone 2 | Per End Use Consumption | 0% | 1248.3532 | 1209.2703 | 39.0829 | 0.031308 | 8 | 0.0054303 | 0.0012106 | 0 | no base cost | 0 | 0 | 156.82 | Illinois 2018 Statewide TRM, Section 4.6.1 | 0 | 0 | 156.82 | cooler/freezer |  | 156.82
Nonequipment | Automatic Door Closer for Walk-in Coolers and Freezers | One Medium Temperature Walk-In Refrigerator Door with Auto-Closer | One Medium Temperature Walk-In Refrigerator Door without Auto-Closer | Commercial | Existing | Offices | FL Zone 2 | Per End Use Consumption | 0% | 1248.3532 | 1209.2703 | 39.0829 | 0.031308 | 8 | 0.0054303 | 0.0012106 | 0 | no base cost | 0 | 0 | 156.82 | Illinois 2018 Statewide TRM, Section 4.6.1 | 0 | 0 | 156.82 | cooler/freezer |  | 156.82
Nonequipment | Automatic Door Closer for Walk-in Coolers and Freezers | One Medium Temperature Walk-In Refrigerator Door with Auto-Closer | One Medium Temperature Walk-In Refrigerator Door without Auto-Closer | Commercial | Existing | Restaurants | FL Zone 2 | Per End Use Consumption | 55.99% | 1248.3532 | 1209.2703 | 39.0829 | 0.031308 | 8 | 0.0050673 | 0.0042445 | 0 | no base cost | 0 | 0 | 156.82 | Illinois 2018 Statewide TRM, Section 4.6.1 | 0 | 0 | 156.82 | cooler/freezer |  | 156.82
Nonequipment | Automatic Door Closer for Walk-in Coolers and Freezers | One Medium Temperature Walk-In Refrigerator Door with Auto-Closer | One Medium Temperature Walk-In Refrigerator Door without Auto-Closer | Commercial | Existing | Retail | FL Zone 2 | Per End Use Consumption | 55.99% | 1248.3532 | 1209.2703 | 39.0829 | 0.031308 | 8 | 0.0054303 | 0.0012106 | 0 | no base cost | 0 | 0 | 156.82 | Illinois 2018 Statewide TRM, Section 4.6.1 | 0 | 0 | 156.82 | cooler/freezer |  | 156.82
Nonequipment | Automatic Door Closer for Walk-in Coolers and Freezers | One Medium Temperature Walk-In Refrigerator Door with Auto-Closer | One Medium Temperature Walk-In Refrigerator Door without Auto-Closer | Commercial | Existing | Schools K-12 | FL Zone 2 | Per End Use Consumption | 55.99% | 1248.3532 | 1209.2703 | 39.0829 | 0.031308 | 8 | 0.0050673 | 0.0042445 | 0 | no base cost | 0 | 0 | 156.82 | Illinois 2018 Statewide TRM, Section 4.6.1 | 0 | 0 | 156.82 | cooler/freezer |  | 156.82
Nonequipment | Automatic Door Closer for Walk-in Coolers and Freezers | One Medium Temperature Walk-In Refrigerator Door with Auto-Closer | One Medium Temperature Walk-In Refrigerator Door without Auto-Closer | Commercial | Existing | Warehouse | FL Zone 2 | Per End Use Consumption | 0% | 1248.3532 | 1209.2703 | 39.0829 | 0.031308 | 8 | 0.0054303 | 0.0012106 | 0 | no base cost | 0 | 0 | 156.82 | Illinois 2018 Statewide TRM, Section 4.6.1 | 0 | 0 | 156.82 | cooler/freezer |  | 156.82
Nonequipment | Automatic Door Closer for Walk-in Coolers and Freezers | One Medium Temperature Walk-In Refrigerator Door with Auto-Closer | One Medium Temperature Walk-In Refrigerator Door without Auto-Closer | Commercial | New | Assembly | FL Zone 2 | Per End Use Consumption | 55.99% | 1248.3532 | 1209.2703 | 39.0829 | 0.031308 | 8 | 0.0054303 | 0.0012106 | 0 | no base cost | 0 | 0 | 156.82 | Illinois 2018 Statewide TRM, Section 4.6.1 | 0 | 0 | 156.82 | cooler/freezer |  | 156.82
Nonequipment | Automatic Door Closer for Walk-in Coolers and Freezers | One Medium Temperature Walk-In Refrigerator Door with Auto-Closer | One Medium Temperature Walk-In Refrigerator Door without Auto-Closer | Commercial | New | College and University | FL Zone 2 | Per End Use Consumption | 55.99% | 1248.3532 | 1209.2703 | 39.0829 | 0.031308 | 8 | 0.0050673 | 0.0042445 | 0 | no base cost | 0 | 0 | 156.82 | Illinois 2018 Statewide TRM, Section 4.6.1 | 0 | 0 | 156.82 | cooler/freezer |  | 156.82
Nonequipment | Automatic Door Closer for Walk-in Coolers and Freezers | One Medium Temperature Walk-In Refrigerator Door with Auto-Closer | One Medium Temperature Walk-In Refrigerator Door without Auto-Closer | Commercial | New | Grocery | FL Zone 2 | Per End Use Consumption | 55.99% | 1248.3532 | 1209.2703 | 39.0829 | 0.031308 | 8 | 0.0054303 | 0.0012106 | 0 | no base cost | 0 | 0 | 156.82 | Illinois 2018 Statewide TRM, Section 4.6.1 | 0 | 0 | 156.82 | cooler/freezer |  | 156.82
Nonequipment | Automatic Door Closer for Walk-in Coolers and Freezers | One Medium Temperature Walk-In Refrigerator Door with Auto-Closer | One Medium Temperature Walk-In Refrigerator Door without Auto-Closer | Commercial | New | Healthcare | FL Zone 2 | Per End Use Consumption | 55.99% | 1248.3532 | 1209.2703 | 39.0829 | 0.031308 | 8 | 0.0050673 | 0.0042445 | 0 | no base cost | 0 | 0 | 156.82 | Illinois 2018 Statewide TRM, Section 4.6.1 | 0 | 0 | 156.82 | cooler/freezer |  | 156.82
Nonequipment | Automatic Door Closer for Walk-in Coolers and Freezers | One Medium Temperature Walk-In Refrigerator Door with Auto-Closer | One Medium Temperature Walk-In Refrigerator Door without Auto-Closer | Commercial | New | Hospitals | FL Zone 2 | Per End Use Consumption | 55.99% | 1248.3532 | 1209.2703 | 39.0829 | 0.031308 | 8 | 0.0050673 | 0.0042445 | 0 | no base cost | 0 | 0 | 156.82 | Illinois 2018 Statewide TRM, Section 4.6.1 | 0 | 0 | 156.82 | cooler/freezer |  | 156.82
Nonequipment | Automatic Door Closer for Walk-in Coolers and Freezers | One Medium Temperature Walk-In Refrigerator Door with Auto-Closer | One Medium Temperature Walk-In Refrigerator Door without Auto-Closer | Commercial | New | Institutional | FL Zone 2 | Per End Use Consumption | 0% | 1248.3532 | 1209.2703 | 39.0829 | 0.031308 | 8 | 0.0054303 | 0.0012106 | 0 | no base cost | 0 | 0 | 156.82 | Illinois 2018 Statewide TRM, Section 4.6.1 | 0 | 0 | 156.82 | cooler/freezer |  | 156.82
Nonequipment | Automatic Door Closer for Walk-in Coolers and Freezers | One Medium Temperature Walk-In Refrigerator Door with Auto-Closer | One Medium Temperature Walk-In Refrigerator Door without Auto-Closer | Commercial | New | Lodging/Hospitality | FL Zone 2 | Per End Use Consumption | 55.99% | 1248.3532 | 1209.2703 | 39.0829 | 0.031308 | 8 | 0.0050673 | 0.0042445 | 0 | no base cost | 0 | 0 | 156.82 | Illinois 2018 Statewide TRM, Section 4.6.1 | 0 | 0 | 156.82 | cooler/freezer |  | 156.82
Nonequipment | Automatic Door Closer for Walk-in Coolers and Freezers | One Medium Temperature Walk-In Refrigerator Door with Auto-Closer | One Medium Temperature Walk-In Refrigerator Door without Auto-Closer | Commercial | New | Miscellaneous | FL Zone 2 | Per End Use Consumption | 0% | 1248.3532 | 1209.2703 | 39.0829 | 0.031308 | 8 | 0.0054303 | 0.0012106 | 0 | no base cost | 0 | 0 | 156.82 | Illinois 2018 Statewide TRM, Section 4.6.1 | 0 | 0 | 156.82 | cooler/freezer |  | 156.82
Nonequipment | Automatic Door Closer for Walk-in Coolers and Freezers | One Medium Temperature Walk-In Refrigerator Door with Auto-Closer | One Medium Temperature Walk-In Refrigerator Door without Auto-Closer | Commercial | New | Offices | FL Zone 2 | Per End Use Consumption | 0% | 1248.3532 | 1209.2703 | 39.0829 | 0.031308 | 8 | 0.0054303 | 0.0012106 | 0 | no base cost | 0 | 0 | 156.82 | Illinois 2018 Statewide TRM, Section 4.6.1 | 0 | 0 | 156.82 | cooler/freezer |  | 156.82
Nonequipment | Automatic Door Closer for Walk-in Coolers and Freezers | One Medium Temperature Walk-In Refrigerator Door with Auto-Closer | One Medium Temperature Walk-In Refrigerator Door without Auto-Closer | Commercial | New | Restaurants | FL Zone 2 | Per End Use Consumption | 55.99% | 1248.3532 | 1209.2703 | 39.0829 | 0.031308 | 8 | 0.0050673 | 0.0042445 | 0 | no base cost | 0 | 0 | 156.82 | Illinois 2018 Statewide TRM, Section 4.6.1 | 0 | 0 | 156.82 | cooler/freezer |  | 156.82
Nonequipment | Automatic Door Closer for Walk-in Coolers and Freezers | One Medium Temperature Walk-In Refrigerator Door with Auto-Closer | One Medium Temperature Walk-In Refrigerator Door without Auto-Closer | Commercial | New | Retail | FL Zone 2 | Per End Use Consumption | 55.99% | 1248.3532 | 1209.2703 | 39.0829 | 0.031308 | 8 | 0.0054303 | 0.0012106 | 0 | no base cost | 0 | 0 | 156.82 | Illinois 2018 Statewide TRM, Section 4.6.1 | 0 | 0 | 156.82 | cooler/freezer |  | 156.82
Nonequipment | Automatic Door Closer for Walk-in Coolers and Freezers | One Medium Temperature Walk-In Refrigerator Door with Auto-Closer | One Medium Temperature Walk-In Refrigerator Door without Auto-Closer | Commercial | New | Schools K-12 | FL Zone 2 | Per End Use Consumption | 55.99% | 1248.3532 | 1209.2703 | 39.0829 | 0.031308 | 8 | 0.0050673 | 0.0042445 | 0 | no base cost | 0 | 0 | 156.82 | Illinois 2018 Statewide TRM, Section 4.6.1 | 0 | 0 | 156.82 | cooler/freezer |  | 156.82
Nonequipment | Automatic Door Closer for Walk-in Coolers and Freezers | One Medium Temperature Walk-In Refrigerator Door with Auto-Closer | One Medium Temperature Walk-In Refrigerator Door without Auto-Closer | Commercial | New | Warehouse | FL Zone 2 | Per End Use Consumption | 0% | 1248.3532 | 1209.2703 | 39.0829 | 0.031308 | 8 | 0.0054303 | 0.0012106 | 0 | no base cost | 0 | 0 | 156.82 | Illinois 2018 Statewide TRM, Section 4.6.1 | 0 | 0 | 156.82 | cooler/freezer |  | 156.82
Nonequipment | Demand Defrost | Walk-In Freezer System with Demand-Controlled Electric Defrost Cycle | Walk-In Freezer System with Timer-Controlled Electric Defrost Cycle | Commercial | Existing | Assembly | FL Zone 2 | Per Unit | 42.41% | 1314.9 | 920.43 | 394.47 | 0.3 | 10 | 0.054904 | 0.0050296 | 0 | 0 | 0 | 0 | 500 | Efficiency Vermont TRM, 2015 No. 2014-87, Measure Number I-E-15-a | 166.68 | Assume 2 hrs for Electrical contractor: http://www.serviskey.net/support/rate-estimator?s4=FL | 666.68 | freezer |  | 666.68
Nonequipment | Demand Defrost | Walk-In Freezer System with Demand-Controlled Electric Defrost Cycle | Walk-In Freezer System with Timer-Controlled Electric Defrost Cycle | Commercial | Existing | College and University | FL Zone 2 | Per Unit | 63.61% | 1314.9 | 920.43 | 394.47 | 0.3 | 10 | 0.051145 | 0.04284 | 0 | 0 | 0 | 0 | 500 | Efficiency Vermont TRM, 2015 No. 2014-87, Measure Number I-E-15-a | 166.68 | Assume 2 hrs for Electrical contractor: http://www.serviskey.net/support/rate-estimator?s4=FL | 666.68 | freezer |  | 666.68
Nonequipment | Demand Defrost | Walk-In Freezer System with Demand-Controlled Electric Defrost Cycle | Walk-In Freezer System with Timer-Controlled Electric Defrost Cycle | Commercial | Existing | Grocery | FL Zone 2 | Per Unit | 66.96% | 1314.9 | 920.43 | 394.47 | 0.3 | 10 | 0.054904 | 0.0050296 | 0 | 0 | 0 | 0 | 500 | Efficiency Vermont TRM, 2015 No. 2014-87, Measure Number I-E-15-a | 166.68 | Assume 2 hrs for Electrical contractor: http://www.serviskey.net/support/rate-estimator?s4=FL | 666.68 | freezer |  | 666.68
Nonequipment | Demand Defrost | Walk-In Freezer System with Demand-Controlled Electric Defrost Cycle | Walk-In Freezer System with Timer-Controlled Electric Defrost Cycle | Commercial | Existing | Healthcare | FL Zone 2 | Per Unit | 63.61% | 1314.9 | 920.43 | 394.47 | 0.3 | 10 | 0.051145 | 0.04284 | 0 | 0 | 0 | 0 | 500 | Efficiency Vermont TRM, 2015 No. 2014-87, Measure Number I-E-15-a | 166.68 | Assume 2 hrs for Electrical contractor: http://www.serviskey.net/support/rate-estimator?s4=FL | 666.68 | freezer |  | 666.68
Nonequipment | Demand Defrost | Walk-In Freezer System with Demand-Controlled Electric Defrost Cycle | Walk-In Freezer System with Timer-Controlled Electric Defrost Cycle | Commercial | Existing | Hospitals | FL Zone 2 | Per Unit | 63.61% | 1314.9 | 920.43 | 394.47 | 0.3 | 10 | 0.051145 | 0.04284 | 0 | 0 | 0 | 0 | 500 | Efficiency Vermont TRM, 2015 No. 2014-87, Measure Number I-E-15-a | 166.68 | Assume 2 hrs for Electrical contractor: http://www.serviskey.net/support/rate-estimator?s4=FL | 666.68 | freezer |  | 666.68
Nonequipment | Demand Defrost | Walk-In Freezer System with Demand-Controlled Electric Defrost Cycle | Walk-In Freezer System with Timer-Controlled Electric Defrost Cycle | Commercial | Existing | Institutional | FL Zone 2 | Per Unit | 0% | 1314.9 | 920.43 | 394.47 | 0.3 | 10 | 0.054904 | 0.0050296 | 0 | 0 | 0 | 0 | 500 | Efficiency Vermont TRM, 2015 No. 2014-87, Measure Number I-E-15-a | 166.68 | Assume 2 hrs for Electrical contractor: http://www.serviskey.net/support/rate-estimator?s4=FL | 666.68 | freezer |  | 666.68
Nonequipment | Demand Defrost | Walk-In Freezer System with Demand-Controlled Electric Defrost Cycle | Walk-In Freezer System with Timer-Controlled Electric Defrost Cycle | Commercial | Existing | Lodging/Hospitality | FL Zone 2 | Per Unit | 63.61% | 1314.9 | 920.43 | 394.47 | 0.3 | 10 | 0.051145 | 0.04284 | 0 | 0 | 0 | 0 | 500 | Efficiency Vermont TRM, 2015 No. 2014-87, Measure Number I-E-15-a | 166.68 | Assume 2 hrs for Electrical contractor: http://www.serviskey.net/support/rate-estimator?s4=FL | 666.68 | freezer |  | 666.68
Nonequipment | Demand Defrost | Walk-In Freezer System with Demand-Controlled Electric Defrost Cycle | Walk-In Freezer System with Timer-Controlled Electric Defrost Cycle | Commercial | Existing | Miscellaneous | FL Zone 2 | Per Unit | 0% | 1314.9 | 920.43 | 394.47 | 0.3 | 10 | 0.054904 | 0.0050296 | 0 | 0 | 0 | 0 | 500 | Efficiency Vermont TRM, 2015 No. 2014-87, Measure Number I-E-15-a | 166.68 | Assume 2 hrs for Electrical contractor: http://www.serviskey.net/support/rate-estimator?s4=FL | 666.68 | freezer |  | 666.68
Nonequipment | Demand Defrost | Walk-In Freezer System with Demand-Controlled Electric Defrost Cycle | Walk-In Freezer System with Timer-Controlled Electric Defrost Cycle | Commercial | Existing | Offices | FL Zone 2 | Per Unit | 0% | 1314.9 | 920.43 | 394.47 | 0.3 | 10 | 0.054904 | 0.0050296 | 0 | 0 | 0 | 0 | 500 | Efficiency Vermont TRM, 2015 No. 2014-87, Measure Number I-E-15-a | 166.68 | Assume 2 hrs for Electrical contractor: http://www.serviskey.net/support/rate-estimator?s4=FL | 666.68 | freezer |  | 666.68
Nonequipment | Demand Defrost | Walk-In Freezer System with Demand-Controlled Electric Defrost Cycle | Walk-In Freezer System with Timer-Controlled Electric Defrost Cycle | Commercial | Existing | Restaurants | FL Zone 2 | Per Unit | 63.61% | 1314.9 | 920.43 | 394.47 | 0.3 | 10 | 0.051145 | 0.04284 | 0 | 0 | 0 | 0 | 500 | Efficiency Vermont TRM, 2015 No. 2014-87, Measure Number I-E-15-a | 166.68 | Assume 2 hrs for Electrical contractor: http://www.serviskey.net/support/rate-estimator?s4=FL | 666.68 | freezer |  | 666.68
Nonequipment | Demand Defrost | Walk-In Freezer System with Demand-Controlled Electric Defrost Cycle | Walk-In Freezer System with Timer-Controlled Electric Defrost Cycle | Commercial | Existing | Retail | FL Zone 2 | Per Unit | 63.61% | 1314.9 | 920.43 | 394.47 | 0.3 | 10 | 0.054904 | 0.0050296 | 0 | 0 | 0 | 0 | 500 | Efficiency Vermont TRM, 2015 No. 2014-87, Measure Number I-E-15-a | 166.68 | Assume 2 hrs for Electrical contractor: http://www.serviskey.net/support/rate-estimator?s4=FL | 666.68 | freezer |  | 666.68
Nonequipment | Demand Defrost | Walk-In Freezer System with Demand-Controlled Electric Defrost Cycle | Walk-In Freezer System with Timer-Controlled Electric Defrost Cycle | Commercial | Existing | Schools K-12 | FL Zone 2 | Per Unit | 63.61% | 1314.9 | 920.43 | 394.47 | 0.3 | 10 | 0.051145 | 0.04284 | 0 | 0 | 0 | 0 | 500 | Efficiency Vermont TRM, 2015 No. 2014-87, Measure Number I-E-15-a | 166.68 | Assume 2 hrs for Electrical contractor: http://www.serviskey.net/support/rate-estimator?s4=FL | 666.68 | freezer |  | 666.68
Nonequipment | Demand Defrost | Walk-In Freezer System with Demand-Controlled Electric Defrost Cycle | Walk-In Freezer System with Timer-Controlled Electric Defrost Cycle | Commercial | Existing | Warehouse | FL Zone 2 | Per Unit | 0% | 1314.9 | 920.43 | 394.47 | 0.3 | 10 | 0.054904 | 0.0050296 | 0 | 0 | 0 | 0 | 500 | Efficiency Vermont TRM, 2015 No. 2014-87, Measure Number I-E-15-a | 166.68 | Assume 2 hrs for Electrical contractor: http://www.serviskey.net/support/rate-estimator?s4=FL | 666.68 | freezer |  | 666.68
Nonequipment | Demand Defrost | Walk-In Freezer System with Demand-Controlled Electric Defrost Cycle | Walk-In Freezer System with Timer-Controlled Electric Defrost Cycle | Commercial | New | Assembly | FL Zone 2 | Per Unit | 42.41% | 1314.9 | 920.43 | 394.47 | 0.3 | 10 | 0.054904 | 0.0050296 | 0 | 0 | 0 | 0 | 500 | Efficiency Vermont TRM, 2015 No. 2014-87, Measure Number I-E-15-a | 166.68 | Assume 2 hrs for Electrical contractor: http://www.serviskey.net/support/rate-estimator?s4=FL | 666.68 | freezer |  | 666.68
Nonequipment | Demand Defrost | Walk-In Freezer System with Demand-Controlled Electric Defrost Cycle | Walk-In Freezer System with Timer-Controlled Electric Defrost Cycle | Commercial | New | College and University | FL Zone 2 | Per Unit | 0% | 1314.9 | 920.43 | 394.47 | 0.3 | 10 | 0.051145 | 0.04284 | 0 | 0 | 0 | 0 | 500 | Efficiency Vermont TRM, 2015 No. 2014-87, Measure Number I-E-15-a | 166.68 | Assume 2 hrs for Electrical contractor: http://www.serviskey.net/support/rate-estimator?s4=FL | 666.68 | freezer |  | 666.68
Nonequipment | Demand Defrost | Walk-In Freezer System with Demand-Controlled Electric Defrost Cycle | Walk-In Freezer System with Timer-Controlled Electric Defrost Cycle | Commercial | New | Grocery | FL Zone 2 | Per Unit | 0% | 1314.9 | 920.43 | 394.47 | 0.3 | 10 | 0.054904 | 0.0050296 | 0 | 0 | 0 | 0 | 500 | Efficiency Vermont TRM, 2015 No. 2014-87, Measure Number I-E-15-a | 166.68 | Assume 2 hrs for Electrical contractor: http://www.serviskey.net/support/rate-estimator?s4=FL | 666.68 | freezer |  | 666.68
Nonequipment | Demand Defrost | Walk-In Freezer System with Demand-Controlled Electric Defrost Cycle | Walk-In Freezer System with Timer-Controlled Electric Defrost Cycle | Commercial | New | Healthcare | FL Zone 2 | Per Unit | 0% | 1314.9 | 920.43 | 394.47 | 0.3 | 10 | 0.051145 | 0.04284 | 0 | 0 | 0 | 0 | 500 | Efficiency Vermont TRM, 2015 No. 2014-87, Measure Number I-E-15-a | 166.68 | Assume 2 hrs for Electrical contractor: http://www.serviskey.net/support/rate-estimator?s4=FL | 666.68 | freezer |  | 666.68
Nonequipment | Demand Defrost | Walk-In Freezer System with Demand-Controlled Electric Defrost Cycle | Walk-In Freezer System with Timer-Controlled Electric Defrost Cycle | Commercial | New | Hospitals | FL Zone 2 | Per Unit | 0% | 1314.9 | 920.43 | 394.47 | 0.3 | 10 | 0.051145 | 0.04284 | 0 | 0 | 0 | 0 | 500 | Efficiency Vermont TRM, 2015 No. 2014-87, Measure Number I-E-15-a | 166.68 | Assume 2 hrs for Electrical contractor: http://www.serviskey.net/support/rate-estimator?s4=FL | 666.68 | freezer |  | 666.68
Nonequipment | Demand Defrost | Walk-In Freezer System with Demand-Controlled Electric Defrost Cycle | Walk-In Freezer System with Timer-Controlled Electric Defrost Cycle | Commercial | New | Institutional | FL Zone 2 | Per Unit | 0% | 1314.9 | 920.43 | 394.47 | 0.3 | 10 | 0.054904 | 0.0050296 | 0 | 0 | 0 | 0 | 500 | Efficiency Vermont TRM, 2015 No. 2014-87, Measure Number I-E-15-a | 166.68 | Assume 2 hrs for Electrical contractor: http://www.serviskey.net/support/rate-estimator?s4=FL | 666.68 | freezer |  | 666.68
Nonequipment | Demand Defrost | Walk-In Freezer System with Demand-Controlled Electric Defrost Cycle | Walk-In Freezer System with Timer-Controlled Electric Defrost Cycle | Commercial | New | Lodging/Hospitality | FL Zone 2 | Per Unit | 0% | 1314.9 | 920.43 | 394.47 | 0.3 | 10 | 0.051145 | 0.04284 | 0 | 0 | 0 | 0 | 500 | Efficiency Vermont TRM, 2015 No. 2014-87, Measure Number I-E-15-a | 166.68 | Assume 2 hrs for Electrical contractor: http://www.serviskey.net/support/rate-estimator?s4=FL | 666.68 | freezer |  | 666.68
Nonequipment | Demand Defrost | Walk-In Freezer System with Demand-Controlled Electric Defrost Cycle | Walk-In Freezer System with Timer-Controlled Electric Defrost Cycle | Commercial | New | Miscellaneous | FL Zone 2 | Per Unit | 0% | 1314.9 | 920.43 | 394.47 | 0.3 | 10 | 0.054904 | 0.0050296 | 0 | 0 | 0 | 0 | 500 | Efficiency Vermont TRM, 2015 No. 2014-87, Measure Number I-E-15-a | 166.68 | Assume 2 hrs for Electrical contractor: http://www.serviskey.net/support/rate-estimator?s4=FL | 666.68 | freezer |  | 666.68
Nonequipment | Demand Defrost | Walk-In Freezer System with Demand-Controlled Electric Defrost Cycle | Walk-In Freezer System with Timer-Controlled Electric Defrost Cycle | Commercial | New | Offices | FL Zone 2 | Per Unit | 0% | 1314.9 | 920.43 | 394.47 | 0.3 | 10 | 0.054904 | 0.0050296 | 0 | 0 | 0 | 0 | 500 | Efficiency Vermont TRM, 2015 No. 2014-87, Measure Number I-E-15-a | 166.68 | Assume 2 hrs for Electrical contractor: http://www.serviskey.net/support/rate-estimator?s4=FL | 666.68 | freezer |  | 666.68
Nonequipment | Demand Defrost | Walk-In Freezer System with Demand-Controlled Electric Defrost Cycle | Walk-In Freezer System with Timer-Controlled Electric Defrost Cycle | Commercial | New | Restaurants | FL Zone 2 | Per Unit | 0% | 1314.9 | 920.43 | 394.47 | 0.3 | 10 | 0.051145 | 0.04284 | 0 | 0 | 0 | 0 | 500 | Efficiency Vermont TRM, 2015 No. 2014-87, Measure Number I-E-15-a | 166.68 | Assume 2 hrs for Electrical contractor: http://www.serviskey.net/support/rate-estimator?s4=FL | 666.68 | freezer |  | 666.68
Nonequipment | Demand Defrost | Walk-In Freezer System with Demand-Controlled Electric Defrost Cycle | Walk-In Freezer System with Timer-Controlled Electric Defrost Cycle | Commercial | New | Retail | FL Zone 2 | Per Unit | 0% | 1314.9 | 920.43 | 394.47 | 0.3 | 10 | 0.054904 | 0.0050296 | 0 | 0 | 0 | 0 | 500 | Efficiency Vermont TRM, 2015 No. 2014-87, Measure Number I-E-15-a | 166.68 | Assume 2 hrs for Electrical contractor: http://www.serviskey.net/support/rate-estimator?s4=FL | 666.68 | freezer |  | 666.68
Nonequipment | Demand Defrost | Walk-In Freezer System with Demand-Controlled Electric Defrost Cycle | Walk-In Freezer System with Timer-Controlled Electric Defrost Cycle | Commercial | New | Schools K-12 | FL Zone 2 | Per Unit | 0% | 1314.9 | 920.43 | 394.47 | 0.3 | 10 | 0.051145 | 0.04284 | 0 | 0 | 0 | 0 | 500 | Efficiency Vermont TRM, 2015 No. 2014-87, Measure Number I-E-15-a | 166.68 | Assume 2 hrs for Electrical contractor: http://www.serviskey.net/support/rate-estimator?s4=FL | 666.68 | freezer |  | 666.68
Nonequipment | Demand Defrost | Walk-In Freezer System with Demand-Controlled Electric Defrost Cycle | Walk-In Freezer System with Timer-Controlled Electric Defrost Cycle | Commercial | New | Warehouse | FL Zone 2 | Per Unit | 0% | 1314.9 | 920.43 | 394.47 | 0.3 | 10 | 0.054904 | 0.0050296 | 0 | 0 | 0 | 0 | 500 | Efficiency Vermont TRM, 2015 No. 2014-87, Measure Number I-E-15-a | 166.68 | Assume 2 hrs for Electrical contractor: http://www.serviskey.net/support/rate-estimator?s4=FL | 666.68 | freezer |  | 666.68
Nonequipment | Floating Head Pressure Controls | Medium-Temperature Refrigeration System with 5HP Compressor and Adjustable Condenser Head Pressure Control Valve | Medium-Temperature Refrigeration System with 5 HP Compressor without Adjustable Condenser Head Pressure Control Valve | Commercial | Existing | Assembly | FL Zone 2 | Per End Use Consumption | 0% | 41710.92 | 39187.3486 | 2523.5714 | 0.060501 | 15 | 0.38051 | 0.1781 | 0 | 0 | 0 | 0 | 307 | Regional Technical Forum, Commercial: Grocery - Floating Head Pressure Controls for Single Compressor Systems V1.4 | 0 | 0 | 307 | unit |  | 307
Nonequipment | Floating Head Pressure Controls | Medium-Temperature Refrigeration System with 5HP Compressor and Adjustable Condenser Head Pressure Control Valve | Medium-Temperature Refrigeration System with 5 HP Compressor without Adjustable Condenser Head Pressure Control Valve | Commercial | Existing | College and University | FL Zone 2 | Per End Use Consumption | 27.37% | 41710.92 | 39187.3486 | 2523.5714 | 0.060501 | 15 | 0.32719 | 0.27407 | 0 | 0 | 0 | 0 | 307 | Regional Technical Forum, Commercial: Grocery - Floating Head Pressure Controls for Single Compressor Systems V1.4 | 0 | 0 | 307 | unit |  | 307
Nonequipment | Floating Head Pressure Controls | Medium-Temperature Refrigeration System with 5HP Compressor and Adjustable Condenser Head Pressure Control Valve | Medium-Temperature Refrigeration System with 5 HP Compressor without Adjustable Condenser Head Pressure Control Valve | Commercial | Existing | Grocery | FL Zone 2 | Per End Use Consumption | 0% | 41710.92 | 39187.3486 | 2523.5714 | 0.060501 | 15 | 0.38051 | 0.1781 | 0 | 0 | 0 | 0 | 307 | Regional Technical Forum, Commercial: Grocery - Floating Head Pressure Controls for Single Compressor Systems V1.4 | 0 | 0 | 307 | unit |  | 307
Nonequipment | Floating Head Pressure Controls | Medium-Temperature Refrigeration System with 5HP Compressor and Adjustable Condenser Head Pressure Control Valve | Medium-Temperature Refrigeration System with 5 HP Compressor without Adjustable Condenser Head Pressure Control Valve | Commercial | Existing | Healthcare | FL Zone 2 | Per End Use Consumption | 26.46% | 41710.92 | 39187.3486 | 2523.5714 | 0.060501 | 15 | 0.32719 | 0.27407 | 0 | 0 | 0 | 0 | 307 | Regional Technical Forum, Commercial: Grocery - Floating Head Pressure Controls for Single Compressor Systems V1.4 | 0 | 0 | 307 | unit |  | 307
Nonequipment | Floating Head Pressure Controls | Medium-Temperature Refrigeration System with 5HP Compressor and Adjustable Condenser Head Pressure Control Valve | Medium-Temperature Refrigeration System with 5 HP Compressor without Adjustable Condenser Head Pressure Control Valve | Commercial | Existing | Hospitals | FL Zone 2 | Per End Use Consumption | 24.64% | 41710.92 | 39187.3486 | 2523.5714 | 0.060501 | 15 | 0.32719 | 0.27407 | 0 | 0 | 0 | 0 | 307 | Regional Technical Forum, Commercial: Grocery - Floating Head Pressure Controls for Single Compressor Systems V1.4 | 0 | 0 | 307 | unit |  | 307
Nonequipment | Floating Head Pressure Controls | Medium-Temperature Refrigeration System with 5HP Compressor and Adjustable Condenser Head Pressure Control Valve | Medium-Temperature Refrigeration System with 5 HP Compressor without Adjustable Condenser Head Pressure Control Valve | Commercial | Existing | Institutional | FL Zone 2 | Per End Use Consumption | 0% | 41710.92 | 39187.3486 | 2523.5714 | 0.060501 | 15 | 0.38051 | 0.1781 | 0 | 0 | 0 | 0 | 307 | Regional Technical Forum, Commercial: Grocery - Floating Head Pressure Controls for Single Compressor Systems V1.4 | 0 | 0 | 307 | unit |  | 307
Nonequipment | Floating Head Pressure Controls | Medium-Temperature Refrigeration System with 5HP Compressor and Adjustable Condenser Head Pressure Control Valve | Medium-Temperature Refrigeration System with 5 HP Compressor without Adjustable Condenser Head Pressure Control Valve | Commercial | Existing | Lodging/Hospitality | FL Zone 2 | Per End Use Consumption | 27.37% | 41710.92 | 39187.3486 | 2523.5714 | 0.060501 | 15 | 0.32719 | 0.27407 | 0 | 0 | 0 | 0 | 307 | Regional Technical Forum, Commercial: Grocery - Floating Head Pressure Controls for Single Compressor Systems V1.4 | 0 | 0 | 307 | unit |  | 307
Nonequipment | Floating Head Pressure Controls | Medium-Temperature Refrigeration System with 5HP Compressor and Adjustable Condenser Head Pressure Control Valve | Medium-Temperature Refrigeration System with 5 HP Compressor without Adjustable Condenser Head Pressure Control Valve | Commercial | Existing | Miscellaneous | FL Zone 2 | Per End Use Consumption | 0% | 41710.92 | 39187.3486 | 2523.5714 | 0.060501 | 15 | 0.38051 | 0.1781 | 0 | 0 | 0 | 0 | 307 | Regional Technical Forum, Commercial: Grocery - Floating Head Pressure Controls for Single Compressor Systems V1.4 | 0 | 0 | 307 | unit |  | 307
Nonequipment | Floating Head Pressure Controls | Medium-Temperature Refrigeration System with 5HP Compressor and Adjustable Condenser Head Pressure Control Valve | Medium-Temperature Refrigeration System with 5 HP Compressor without Adjustable Condenser Head Pressure Control Valve | Commercial | Existing | Offices | FL Zone 2 | Per End Use Consumption | 0% | 41710.92 | 39187.3486 | 2523.5714 | 0.060501 | 15 | 0.38051 | 0.1781 | 0 | 0 | 0 | 0 | 307 | Regional Technical Forum, Commercial: Grocery - Floating Head Pressure Controls for Single Compressor Systems V1.4 | 0 | 0 | 307 | unit |  | 307
Nonequipment | Floating Head Pressure Controls | Medium-Temperature Refrigeration System with 5HP Compressor and Adjustable Condenser Head Pressure Control Valve | Medium-Temperature Refrigeration System with 5 HP Compressor without Adjustable Condenser Head Pressure Control Valve | Commercial | Existing | Restaurants | FL Zone 2 | Per End Use Consumption | 0% | 41710.92 | 39187.3486 | 2523.5714 | 0.060501 | 15 | 0.32719 | 0.27407 | 0 | 0 | 0 | 0 | 307 | Regional Technical Forum, Commercial: Grocery - Floating Head Pressure Controls for Single Compressor Systems V1.4 | 0 | 0 | 307 | unit |  | 307
Nonequipment | Floating Head Pressure Controls | Medium-Temperature Refrigeration System with 5HP Compressor and Adjustable Condenser Head Pressure Control Valve | Medium-Temperature Refrigeration System with 5 HP Compressor without Adjustable Condenser Head Pressure Control Valve | Commercial | Existing | Retail | FL Zone 2 | Per End Use Consumption | 0% | 41710.92 | 39187.3486 | 2523.5714 | 0.060501 | 15 | 0.38051 | 0.1781 | 0 | 0 | 0 | 0 | 307 | Regional Technical Forum, Commercial: Grocery - Floating Head Pressure Controls for Single Compressor Systems V1.4 | 0 | 0 | 307 | unit |  | 307
Nonequipment | Floating Head Pressure Controls | Medium-Temperature Refrigeration System with 5HP Compressor and Adjustable Condenser Head Pressure Control Valve | Medium-Temperature Refrigeration System with 5 HP Compressor without Adjustable Condenser Head Pressure Control Valve | Commercial | Existing | Schools K-12 | FL Zone 2 | Per End Use Consumption | 27.37% | 41710.92 | 39187.3486 | 2523.5714 | 0.060501 | 15 | 0.32719 | 0.27407 | 0 | 0 | 0 | 0 | 307 | Regional Technical Forum, Commercial: Grocery - Floating Head Pressure Controls for Single Compressor Systems V1.4 | 0 | 0 | 307 | unit |  | 307
Nonequipment | Floating Head Pressure Controls | Medium-Temperature Refrigeration System with 5HP Compressor and Adjustable Condenser Head Pressure Control Valve | Medium-Temperature Refrigeration System with 5 HP Compressor without Adjustable Condenser Head Pressure Control Valve | Commercial | Existing | Warehouse | FL Zone 2 | Per End Use Consumption | 0% | 41710.92 | 39187.3486 | 2523.5714 | 0.060501 | 15 | 0.38051 | 0.1781 | 0 | 0 | 0 | 0 | 307 | Regional Technical Forum, Commercial: Grocery - Floating Head Pressure Controls for Single Compressor Systems V1.4 | 0 | 0 | 307 | unit |  | 307
Nonequipment | Floating Head Pressure Controls | Medium-Temperature Refrigeration System with 5HP Compressor and Adjustable Condenser Head Pressure Control Valve | Medium-Temperature Refrigeration System with 5 HP Compressor without Adjustable Condenser Head Pressure Control Valve | Commercial | New | Assembly | FL Zone 2 | Per End Use Consumption | 0% | 41710.92 | 39187.3486 | 2523.5714 | 0.060501 | 15 | 0.38051 | 0.1781 | 0 | 0 | 0 | 0 | 307 | Regional Technical Forum, Commercial: Grocery - Floating Head Pressure Controls for Single Compressor Systems V1.4 | 0 | 0 | 307 | unit |  | 307
Nonequipment | Floating Head Pressure Controls | Medium-Temperature Refrigeration System with 5HP Compressor and Adjustable Condenser Head Pressure Control Valve | Medium-Temperature Refrigeration System with 5 HP Compressor without Adjustable Condenser Head Pressure Control Valve | Commercial | New | College and University | FL Zone 2 | Per End Use Consumption | 27.37% | 41710.92 | 39187.3486 | 2523.5714 | 0.060501 | 15 | 0.32719 | 0.27407 | 0 | 0 | 0 | 0 | 307 | Regional Technical Forum, Commercial: Grocery - Floating Head Pressure Controls for Single Compressor Systems V1.4 | 0 | 0 | 307 | unit |  | 307
Nonequipment | Floating Head Pressure Controls | Medium-Temperature Refrigeration System with 5HP Compressor and Adjustable Condenser Head Pressure Control Valve | Medium-Temperature Refrigeration System with 5 HP Compressor without Adjustable Condenser Head Pressure Control Valve | Commercial | New | Grocery | FL Zone 2 | Per End Use Consumption | 0% | 41710.92 | 39187.3486 | 2523.5714 | 0.060501 | 15 | 0.38051 | 0.1781 | 0 | 0 | 0 | 0 | 307 | Regional Technical Forum, Commercial: Grocery - Floating Head Pressure Controls for Single Compressor Systems V1.4 | 0 | 0 | 307 | unit |  | 307
Nonequipment | Floating Head Pressure Controls | Medium-Temperature Refrigeration System with 5HP Compressor and Adjustable Condenser Head Pressure Control Valve | Medium-Temperature Refrigeration System with 5 HP Compressor without Adjustable Condenser Head Pressure Control Valve | Commercial | New | Healthcare | FL Zone 2 | Per End Use Consumption | 26.46% | 41710.92 | 39187.3486 | 2523.5714 | 0.060501 | 15 | 0.32719 | 0.27407 | 0 | 0 | 0 | 0 | 307 | Regional Technical Forum, Commercial: Grocery - Floating Head Pressure Controls for Single Compressor Systems V1.4 | 0 | 0 | 307 | unit |  | 307
Nonequipment | Floating Head Pressure Controls | Medium-Temperature Refrigeration System with 5HP Compressor and Adjustable Condenser Head Pressure Control Valve | Medium-Temperature Refrigeration System with 5 HP Compressor without Adjustable Condenser Head Pressure Control Valve | Commercial | New | Hospitals | FL Zone 2 | Per End Use Consumption | 24.64% | 41710.92 | 39187.3486 | 2523.5714 | 0.060501 | 15 | 0.32719 | 0.27407 | 0 | 0 | 0 | 0 | 307 | Regional Technical Forum, Commercial: Grocery - Floating Head Pressure Controls for Single Compressor Systems V1.4 | 0 | 0 | 307 | unit |  | 307
Nonequipment | Floating Head Pressure Controls | Medium-Temperature Refrigeration System with 5HP Compressor and Adjustable Condenser Head Pressure Control Valve | Medium-Temperature Refrigeration System with 5 HP Compressor without Adjustable Condenser Head Pressure Control Valve | Commercial | New | Institutional | FL Zone 2 | Per End Use Consumption | 0% | 41710.92 | 39187.3486 | 2523.5714 | 0.060501 | 15 | 0.38051 | 0.1781 | 0 | 0 | 0 | 0 | 307 | Regional Technical Forum, Commercial: Grocery - Floating Head Pressure Controls for Single Compressor Systems V1.4 | 0 | 0 | 307 | unit |  | 307
Nonequipment | Floating Head Pressure Controls | Medium-Temperature Refrigeration System with 5HP Compressor and Adjustable Condenser Head Pressure Control Valve | Medium-Temperature Refrigeration System with 5 HP Compressor without Adjustable Condenser Head Pressure Control Valve | Commercial | New | Lodging/Hospitality | FL Zone 2 | Per End Use Consumption | 27.37% | 41710.92 | 39187.3486 | 2523.5714 | 0.060501 | 15 | 0.32719 | 0.27407 | 0 | 0 | 0 | 0 | 307 | Regional Technical Forum, Commercial: Grocery - Floating Head Pressure Controls for Single Compressor Systems V1.4 | 0 | 0 | 307 | unit |  | 307
Nonequipment | Floating Head Pressure Controls | Medium-Temperature Refrigeration System with 5HP Compressor and Adjustable Condenser Head Pressure Control Valve | Medium-Temperature Refrigeration System with 5 HP Compressor without Adjustable Condenser Head Pressure Control Valve | Commercial | New | Miscellaneous | FL Zone 2 | Per End Use Consumption | 0% | 41710.92 | 39187.3486 | 2523.5714 | 0.060501 | 15 | 0.38051 | 0.1781 | 0 | 0 | 0 | 0 | 307 | Regional Technical Forum, Commercial: Grocery - Floating Head Pressure Controls for Single Compressor Systems V1.4 | 0 | 0 | 307 | unit |  | 307
Nonequipment | Floating Head Pressure Controls | Medium-Temperature Refrigeration System with 5HP Compressor and Adjustable Condenser Head Pressure Control Valve | Medium-Temperature Refrigeration System with 5 HP Compressor without Adjustable Condenser Head Pressure Control Valve | Commercial | New | Offices | FL Zone 2 | Per End Use Consumption | 0% | 41710.92 | 39187.3486 | 2523.5714 | 0.060501 | 15 | 0.38051 | 0.1781 | 0 | 0 | 0 | 0 | 307 | Regional Technical Forum, Commercial: Grocery - Floating Head Pressure Controls for Single Compressor Systems V1.4 | 0 | 0 | 307 | unit |  | 307
Nonequipment | Floating Head Pressure Controls | Medium-Temperature Refrigeration System with 5HP Compressor and Adjustable Condenser Head Pressure Control Valve | Medium-Temperature Refrigeration System with 5 HP Compressor without Adjustable Condenser Head Pressure Control Valve | Commercial | New | Restaurants | FL Zone 2 | Per End Use Consumption | 0% | 41710.92 | 39187.3486 | 2523.5714 | 0.060501 | 15 | 0.32719 | 0.27407 | 0 | 0 | 0 | 0 | 307 | Regional Technical Forum, Commercial: Grocery - Floating Head Pressure Controls for Single Compressor Systems V1.4 | 0 | 0 | 307 | unit |  | 307
Nonequipment | Floating Head Pressure Controls | Medium-Temperature Refrigeration System with 5HP Compressor and Adjustable Condenser Head Pressure Control Valve | Medium-Temperature Refrigeration System with 5 HP Compressor without Adjustable Condenser Head Pressure Control Valve | Commercial | New | Retail | FL Zone 2 | Per End Use Consumption | 0% | 41710.92 | 39187.3486 | 2523.5714 | 0.060501 | 15 | 0.38051 | 0.1781 | 0 | 0 | 0 | 0 | 307 | Regional Technical Forum, Commercial: Grocery - Floating Head Pressure Controls for Single Compressor Systems V1.4 | 0 | 0 | 307 | unit |  | 307
Nonequipment | Floating Head Pressure Controls | Medium-Temperature Refrigeration System with 5HP Compressor and Adjustable Condenser Head Pressure Control Valve | Medium-Temperature Refrigeration System with 5 HP Compressor without Adjustable Condenser Head Pressure Control Valve | Commercial | New | Schools K-12 | FL Zone 2 | Per End Use Consumption | 27.37% | 41710.92 | 39187.3486 | 2523.5714 | 0.060501 | 15 | 0.32719 | 0.27407 | 0 | 0 | 0 | 0 | 307 | Regional Technical Forum, Commercial: Grocery - Floating Head Pressure Controls for Single Compressor Systems V1.4 | 0 | 0 | 307 | unit |  | 307
Nonequipment | Floating Head Pressure Controls | Medium-Temperature Refrigeration System with 5HP Compressor and Adjustable Condenser Head Pressure Control Valve | Medium-Temperature Refrigeration System with 5 HP Compressor without Adjustable Condenser Head Pressure Control Valve | Commercial | New | Warehouse | FL Zone 2 | Per End Use Consumption | 0% | 41710.92 | 39187.3486 | 2523.5714 | 0.060501 | 15 | 0.38051 | 0.1781 | 0 | 0 | 0 | 0 | 307 | Regional Technical Forum, Commercial: Grocery - Floating Head Pressure Controls for Single Compressor Systems V1.4 | 0 | 0 | 307 | unit |  | 307
Nonequipment | Freezer-Cooler Replacement Gaskets | New Door Gasket on One-Door Medium Temperature Reach-In Case | Worn or Damaged Door Gasket on One-Door Medium Temperature Reach-In Case | Commercial | Existing | Assembly | FL Zone 2 | Per Door | 42.41% | 4993.4129 | 4837.0814 | 156.3315 | 0.031308 | 4 | 0.022767 | 0.0074125 | 0 | 0 | 0 | 0 | 96.8 | Regional Technical Forum, Commercial: Grocery - Door Gasket Replacement V1.3 | 0 | 0 | 96.8 | unit |  | 96.8
Nonequipment | Freezer-Cooler Replacement Gaskets | New Door Gasket on One-Door Medium Temperature Reach-In Case | Worn or Damaged Door Gasket on One-Door Medium Temperature Reach-In Case | Commercial | Existing | College and University | FL Zone 2 | Per Door | 63.61% | 4993.4129 | 4837.0814 | 156.3315 | 0.031308 | 4 | 0.020269 | 0.016978 | 0 | 0 | 0 | 0 | 96.8 | Regional Technical Forum, Commercial: Grocery - Door Gasket Replacement V1.3 | 0 | 0 | 96.8 | unit |  | 96.8
Nonequipment | Freezer-Cooler Replacement Gaskets | New Door Gasket on One-Door Medium Temperature Reach-In Case | Worn or Damaged Door Gasket on One-Door Medium Temperature Reach-In Case | Commercial | Existing | Grocery | FL Zone 2 | Per Door | 66.96% | 4993.4129 | 4837.0814 | 156.3315 | 0.031308 | 4 | 0.022767 | 0.0074125 | 0 | 0 | 0 | 0 | 96.8 | Regional Technical Forum, Commercial: Grocery - Door Gasket Replacement V1.3 | 0 | 0 | 96.8 | unit |  | 96.8
Nonequipment | Freezer-Cooler Replacement Gaskets | New Door Gasket on One-Door Medium Temperature Reach-In Case | Worn or Damaged Door Gasket on One-Door Medium Temperature Reach-In Case | Commercial | Existing | Healthcare | FL Zone 2 | Per Door | 63.61% | 4993.4129 | 4837.0814 | 156.3315 | 0.031308 | 4 | 0.020269 | 0.016978 | 0 | 0 | 0 | 0 | 96.8 | Regional Technical Forum, Commercial: Grocery - Door Gasket Replacement V1.3 | 0 | 0 | 96.8 | unit |  | 96.8
Nonequipment | Freezer-Cooler Replacement Gaskets | New Door Gasket on One-Door Medium Temperature Reach-In Case | Worn or Damaged Door Gasket on One-Door Medium Temperature Reach-In Case | Commercial | Existing | Hospitals | FL Zone 2 | Per Door | 63.61% | 4993.4129 | 4837.0814 | 156.3315 | 0.031308 | 4 | 0.020269 | 0.016978 | 0 | 0 | 0 | 0 | 96.8 | Regional Technical Forum, Commercial: Grocery - Door Gasket Replacement V1.3 | 0 | 0 | 96.8 | unit |  | 96.8
Nonequipment | Freezer-Cooler Replacement Gaskets | New Door Gasket on One-Door Medium Temperature Reach-In Case | Worn or Damaged Door Gasket on One-Door Medium Temperature Reach-In Case | Commercial | Existing | Institutional | FL Zone 2 | Per Door | 0% | 4993.4129 | 4837.0814 | 156.3315 | 0.031308 | 4 | 0.022767 | 0.0074125 | 0 | 0 | 0 | 0 | 96.8 | Regional Technical Forum, Commercial: Grocery - Door Gasket Replacement V1.3 | 0 | 0 | 96.8 | unit |  | 96.8
Nonequipment | Freezer-Cooler Replacement Gaskets | New Door Gasket on One-Door Medium Temperature Reach-In Case | Worn or Damaged Door Gasket on One-Door Medium Temperature Reach-In Case | Commercial | Existing | Lodging/Hospitality | FL Zone 2 | Per Door | 63.61% | 4993.4129 | 4837.0814 | 156.3315 | 0.031308 | 4 | 0.020269 | 0.016978 | 0 | 0 | 0 | 0 | 96.8 | Regional Technical Forum, Commercial: Grocery - Door Gasket Replacement V1.3 | 0 | 0 | 96.8 | unit |  | 96.8
Nonequipment | Freezer-Cooler Replacement Gaskets | New Door Gasket on One-Door Medium Temperature Reach-In Case | Worn or Damaged Door Gasket on One-Door Medium Temperature Reach-In Case | Commercial | Existing | Miscellaneous | FL Zone 2 | Per Door | 0% | 4993.4129 | 4837.0814 | 156.3315 | 0.031308 | 4 | 0.022767 | 0.0074125 | 0 | 0 | 0 | 0 | 96.8 | Regional Technical Forum, Commercial: Grocery - Door Gasket Replacement V1.3 | 0 | 0 | 96.8 | unit |  | 96.8
Nonequipment | Freezer-Cooler Replacement Gaskets | New Door Gasket on One-Door Medium Temperature Reach-In Case | Worn or Damaged Door Gasket on One-Door Medium Temperature Reach-In Case | Commercial | Existing | Offices | FL Zone 2 | Per Door | 0% | 4993.4129 | 4837.0814 | 156.3315 | 0.031308 | 4 | 0.022767 | 0.0074125 | 0 | 0 | 0 | 0 | 96.8 | Regional Technical Forum, Commercial: Grocery - Door Gasket Replacement V1.3 | 0 | 0 | 96.8 | unit |  | 96.8
Nonequipment | Freezer-Cooler Replacement Gaskets | New Door Gasket on One-Door Medium Temperature Reach-In Case | Worn or Damaged Door Gasket on One-Door Medium Temperature Reach-In Case | Commercial | Existing | Restaurants | FL Zone 2 | Per Door | 63.61% | 4993.4129 | 4837.0814 | 156.3315 | 0.031308 | 4 | 0.020269 | 0.016978 | 0 | 0 | 0 | 0 | 96.8 | Regional Technical Forum, Commercial: Grocery - Door Gasket Replacement V1.3 | 0 | 0 | 96.8 | unit |  | 96.8
Nonequipment | Freezer-Cooler Replacement Gaskets | New Door Gasket on One-Door Medium Temperature Reach-In Case | Worn or Damaged Door Gasket on One-Door Medium Temperature Reach-In Case | Commercial | Existing | Retail | FL Zone 2 | Per Door | 63.61% | 4993.4129 | 4837.0814 | 156.3315 | 0.031308 | 4 | 0.022767 | 0.0074125 | 0 | 0 | 0 | 0 | 96.8 | Regional Technical Forum, Commercial: Grocery - Door Gasket Replacement V1.3 | 0 | 0 | 96.8 | unit |  | 96.8
Nonequipment | Freezer-Cooler Replacement Gaskets | New Door Gasket on One-Door Medium Temperature Reach-In Case | Worn or Damaged Door Gasket on One-Door Medium Temperature Reach-In Case | Commercial | Existing | Schools K-12 | FL Zone 2 | Per Door | 63.61% | 4993.4129 | 4837.0814 | 156.3315 | 0.031308 | 4 | 0.020269 | 0.016978 | 0 | 0 | 0 | 0 | 96.8 | Regional Technical Forum, Commercial: Grocery - Door Gasket Replacement V1.3 | 0 | 0 | 96.8 | unit |  | 96.8
Nonequipment | Freezer-Cooler Replacement Gaskets | New Door Gasket on One-Door Medium Temperature Reach-In Case | Worn or Damaged Door Gasket on One-Door Medium Temperature Reach-In Case | Commercial | Existing | Warehouse | FL Zone 2 | Per Door | 0% | 4993.4129 | 4837.0814 | 156.3315 | 0.031308 | 4 | 0.022767 | 0.0074125 | 0 | 0 | 0 | 0 | 96.8 | Regional Technical Forum, Commercial: Grocery - Door Gasket Replacement V1.3 | 0 | 0 | 96.8 | unit |  | 96.8
Nonequipment | Freezer-Cooler Replacement Gaskets | New Door Gasket on One-Door Medium Temperature Reach-In Case | N/A - Retrofit Only | Commercial | New | Assembly | FL Zone 2 | Per Door | 42.41% | 0 | 0 | 0 | 0 | 4 | 0 | 0 | 0 | 0 | 0 | 0 | 96.8 | Regional Technical Forum, Commercial: Grocery - Door Gasket Replacement V1.3 | 0 | 0 | 96.8 | unit |  | 96.8
Nonequipment | Freezer-Cooler Replacement Gaskets | New Door Gasket on One-Door Medium Temperature Reach-In Case | N/A - Retrofit Only | Commercial | New | College and University | FL Zone 2 | Per Door | 0% | 0 | 0 | 0 | 0 | 4 | 0 | 0 | 0 | 0 | 0 | 0 | 96.8 | Regional Technical Forum, Commercial: Grocery - Door Gasket Replacement V1.3 | 0 | 0 | 96.8 | unit |  | 96.8
Nonequipment | Freezer-Cooler Replacement Gaskets | New Door Gasket on One-Door Medium Temperature Reach-In Case | N/A - Retrofit Only | Commercial | New | Grocery | FL Zone 2 | Per Door | 0% | 0 | 0 | 0 | 0 | 4 | 0 | 0 | 0 | 0 | 0 | 0 | 96.8 | Regional Technical Forum, Commercial: Grocery - Door Gasket Replacement V1.3 | 0 | 0 | 96.8 | unit |  | 96.8
Nonequipment | Freezer-Cooler Replacement Gaskets | New Door Gasket on One-Door Medium Temperature Reach-In Case | N/A - Retrofit Only | Commercial | New | Healthcare | FL Zone 2 | Per Door | 0% | 0 | 0 | 0 | 0 | 4 | 0 | 0 | 0 | 0 | 0 | 0 | 96.8 | Regional Technical Forum, Commercial: Grocery - Door Gasket Replacement V1.3 | 0 | 0 | 96.8 | unit |  | 96.8
Nonequipment | Freezer-Cooler Replacement Gaskets | New Door Gasket on One-Door Medium Temperature Reach-In Case | N/A - Retrofit Only | Commercial | New | Hospitals | FL Zone 2 | Per Door | 0% | 0 | 0 | 0 | 0 | 4 | 0 | 0 | 0 | 0 | 0 | 0 | 96.8 | Regional Technical Forum, Commercial: Grocery - Door Gasket Replacement V1.3 | 0 | 0 | 96.8 | unit |  | 96.8
Nonequipment | Freezer-Cooler Replacement Gaskets | New Door Gasket on One-Door Medium Temperature Reach-In Case | N/A - Retrofit Only | Commercial | New | Institutional | FL Zone 2 | Per Door | 0% | 0 | 0 | 0 | 0 | 4 | 0 | 0 | 0 | 0 | 0 | 0 | 96.8 | Regional Technical Forum, Commercial: Grocery - Door Gasket Replacement V1.3 | 0 | 0 | 96.8 | unit |  | 96.8
Nonequipment | Freezer-Cooler Replacement Gaskets | New Door Gasket on One-Door Medium Temperature Reach-In Case | N/A - Retrofit Only | Commercial | New | Lodging/Hospitality | FL Zone 2 | Per Door | 0% | 0 | 0 | 0 | 0 | 4 | 0 | 0 | 0 | 0 | 0 | 0 | 96.8 | Regional Technical Forum, Commercial: Grocery - Door Gasket Replacement V1.3 | 0 | 0 | 96.8 | unit |  | 96.8
Nonequipment | Freezer-Cooler Replacement Gaskets | New Door Gasket on One-Door Medium Temperature Reach-In Case | N/A - Retrofit Only | Commercial | New | Miscellaneous | FL Zone 2 | Per Door | 0% | 0 | 0 | 0 | 0 | 4 | 0 | 0 | 0 | 0 | 0 | 0 | 96.8 | Regional Technical Forum, Commercial: Grocery - Door Gasket Replacement V1.3 | 0 | 0 | 96.8 | unit |  | 96.8
Nonequipment | Freezer-Cooler Replacement Gaskets | New Door Gasket on One-Door Medium Temperature Reach-In Case | N/A - Retrofit Only | Commercial | New | Offices | FL Zone 2 | Per Door | 0% | 0 | 0 | 0 | 0 | 4 | 0 | 0 | 0 | 0 | 0 | 0 | 96.8 | Regional Technical Forum, Commercial: Grocery - Door Gasket Replacement V1.3 | 0 | 0 | 96.8 | unit |  | 96.8
Nonequipment | Freezer-Cooler Replacement Gaskets | New Door Gasket on One-Door Medium Temperature Reach-In Case | N/A - Retrofit Only | Commercial | New | Restaurants | FL Zone 2 | Per Door | 0% | 0 | 0 | 0 | 0 | 4 | 0 | 0 | 0 | 0 | 0 | 0 | 96.8 | Regional Technical Forum, Commercial: Grocery - Door Gasket Replacement V1.3 | 0 | 0 | 96.8 | unit |  | 96.8
Nonequipment | Freezer-Cooler Replacement Gaskets | New Door Gasket on One-Door Medium Temperature Reach-In Case | N/A - Retrofit Only | Commercial | New | Retail | FL Zone 2 | Per Door | 0% | 0 | 0 | 0 | 0 | 4 | 0 | 0 | 0 | 0 | 0 | 0 | 96.8 | Regional Technical Forum, Commercial: Grocery - Door Gasket Replacement V1.3 | 0 | 0 | 96.8 | unit |  | 96.8
Nonequipment | Freezer-Cooler Replacement Gaskets | New Door Gasket on One-Door Medium Temperature Reach-In Case | N/A - Retrofit Only | Commercial | New | Schools K-12 | FL Zone 2 | Per Door | 0% | 0 | 0 | 0 | 0 | 4 | 0 | 0 | 0 | 0 | 0 | 0 | 96.8 | Regional Technical Forum, Commercial: Grocery - Door Gasket Replacement V1.3 | 0 | 0 | 96.8 | unit |  | 96.8
Nonequipment | Freezer-Cooler Replacement Gaskets | New Door Gasket on One-Door Medium Temperature Reach-In Case | N/A - Retrofit Only | Commercial | New | Warehouse | FL Zone 2 | Per Door | 0% | 0 | 0 | 0 | 0 | 4 | 0 | 0 | 0 | 0 | 0 | 0 | 96.8 | Regional Technical Forum, Commercial: Grocery - Door Gasket Replacement V1.3 | 0 | 0 | 96.8 | unit |  | 96.8
Nonequipment | High Efficiency Refrigeration Compressor | High Efficiency Refrigeration Compressors | Existing Compressor (Assume 10% less efficient) | Commercial | Existing | Assembly | FL Zone 2 | Per Unit | 15.4% | 1957.5 | 1822 | 135.5 | 0.069221 | 13 | 0.020431 | 0.0095627 | 0 | Reference source included incremental cost only | 0 | 0 | 221.64 | Efficiency Vermont TRM, 2015, average of all types/sizes | 0 | 0 | 221.64 | compressor |  | 221.64
Nonequipment | High Efficiency Refrigeration Compressor | High Efficiency Refrigeration Compressors | Existing Compressor (Assume 10% less efficient) | Commercial | Existing | College and University | FL Zone 2 | Per Unit | 14.15% | 1957.5 | 1822 | 135.5 | 0.069221 | 13 | 0.017568 | 0.014716 | 0 | Reference source included incremental cost only | 0 | 0 | 221.64 | Efficiency Vermont TRM, 2015, average of all types/sizes | 0 | 0 | 221.64 | compressor |  | 221.64
Nonequipment | High Efficiency Refrigeration Compressor | High Efficiency Refrigeration Compressors | Existing Compressor (Assume 10% less efficient) | Commercial | Existing | Grocery | FL Zone 2 | Per Unit | 74.65% | 1957.5 | 1822 | 135.5 | 0.069221 | 13 | 0.020431 | 0.0095627 | 0 | Reference source included incremental cost only | 0 | 0 | 221.64 | Efficiency Vermont TRM, 2015, average of all types/sizes | 0 | 0 | 221.64 | compressor |  | 221.64
Nonequipment | High Efficiency Refrigeration Compressor | High Efficiency Refrigeration Compressors | Existing Compressor (Assume 10% less efficient) | Commercial | Existing | Healthcare | FL Zone 2 | Per Unit | 14.15% | 1957.5 | 1822 | 135.5 | 0.069221 | 13 | 0.017568 | 0.014716 | 0 | Reference source included incremental cost only | 0 | 0 | 221.64 | Efficiency Vermont TRM, 2015, average of all types/sizes | 0 | 0 | 221.64 | compressor |  | 221.64
Nonequipment | High Efficiency Refrigeration Compressor | High Efficiency Refrigeration Compressors | Existing Compressor (Assume 10% less efficient) | Commercial | Existing | Hospitals | FL Zone 2 | Per Unit | 14.15% | 1957.5 | 1822 | 135.5 | 0.069221 | 13 | 0.017568 | 0.014716 | 0 | Reference source included incremental cost only | 0 | 0 | 221.64 | Efficiency Vermont TRM, 2015, average of all types/sizes | 0 | 0 | 221.64 | compressor |  | 221.64
Nonequipment | High Efficiency Refrigeration Compressor | High Efficiency Refrigeration Compressors | Existing Compressor (Assume 10% less efficient) | Commercial | Existing | Institutional | FL Zone 2 | Per Unit | 0% | 1957.5 | 1822 | 135.5 | 0.069221 | 13 | 0.020431 | 0.0095627 | 0 | Reference source included incremental cost only | 0 | 0 | 221.64 | Efficiency Vermont TRM, 2015, average of all types/sizes | 0 | 0 | 221.64 | compressor |  | 221.64
Nonequipment | High Efficiency Refrigeration Compressor | High Efficiency Refrigeration Compressors | Existing Compressor (Assume 10% less efficient) | Commercial | Existing | Lodging/Hospitality | FL Zone 2 | Per Unit | 14.15% | 1957.5 | 1822 | 135.5 | 0.069221 | 13 | 0.017568 | 0.014716 | 0 | Reference source included incremental cost only | 0 | 0 | 221.64 | Efficiency Vermont TRM, 2015, average of all types/sizes | 0 | 0 | 221.64 | compressor |  | 221.64
Nonequipment | High Efficiency Refrigeration Compressor | High Efficiency Refrigeration Compressors | Existing Compressor (Assume 10% less efficient) | Commercial | Existing | Miscellaneous | FL Zone 2 | Per Unit | 0% | 1957.5 | 1822 | 135.5 | 0.069221 | 13 | 0.020431 | 0.0095627 | 0 | Reference source included incremental cost only | 0 | 0 | 221.64 | Efficiency Vermont TRM, 2015, average of all types/sizes | 0 | 0 | 221.64 | compressor |  | 221.64
Nonequipment | High Efficiency Refrigeration Compressor | High Efficiency Refrigeration Compressors | Existing Compressor (Assume 10% less efficient) | Commercial | Existing | Offices | FL Zone 2 | Per Unit | 0% | 1957.5 | 1822 | 135.5 | 0.069221 | 13 | 0.020431 | 0.0095627 | 0 | Reference source included incremental cost only | 0 | 0 | 221.64 | Efficiency Vermont TRM, 2015, average of all types/sizes | 0 | 0 | 221.64 | compressor |  | 221.64
Nonequipment | High Efficiency Refrigeration Compressor | High Efficiency Refrigeration Compressors | Existing Compressor (Assume 10% less efficient) | Commercial | Existing | Restaurants | FL Zone 2 | Per Unit | 14.15% | 1957.5 | 1822 | 135.5 | 0.069221 | 13 | 0.017568 | 0.014716 | 0 | Reference source included incremental cost only | 0 | 0 | 221.64 | Efficiency Vermont TRM, 2015, average of all types/sizes | 0 | 0 | 221.64 | compressor |  | 221.64
Nonequipment | High Efficiency Refrigeration Compressor | High Efficiency Refrigeration Compressors | Existing Compressor (Assume 10% less efficient) | Commercial | Existing | Retail | FL Zone 2 | Per Unit | 14.15% | 1957.5 | 1822 | 135.5 | 0.069221 | 13 | 0.020431 | 0.0095627 | 0 | Reference source included incremental cost only | 0 | 0 | 221.64 | Efficiency Vermont TRM, 2015, average of all types/sizes | 0 | 0 | 221.64 | compressor |  | 221.64
Nonequipment | High Efficiency Refrigeration Compressor | High Efficiency Refrigeration Compressors | Existing Compressor (Assume 10% less efficient) | Commercial | Existing | Schools K-12 | FL Zone 2 | Per Unit | 14.15% | 1957.5 | 1822 | 135.5 | 0.069221 | 13 | 0.017568 | 0.014716 | 0 | Reference source included incremental cost only | 0 | 0 | 221.64 | Efficiency Vermont TRM, 2015, average of all types/sizes | 0 | 0 | 221.64 | compressor |  | 221.64
Nonequipment | High Efficiency Refrigeration Compressor | High Efficiency Refrigeration Compressors | Existing Compressor (Assume 10% less efficient) | Commercial | Existing | Warehouse | FL Zone 2 | Per Unit | 0% | 1957.5 | 1822 | 135.5 | 0.069221 | 13 | 0.020431 | 0.0095627 | 0 | Reference source included incremental cost only | 0 | 0 | 221.64 | Efficiency Vermont TRM, 2015, average of all types/sizes | 0 | 0 | 221.64 | compressor |  | 221.64
Nonequipment | High Efficiency Refrigeration Compressor | High Efficiency Refrigeration Compressors | Standard Compressor | Commercial | New | Assembly | FL Zone 2 | Per Unit | 15.4% | 1957.5 | 1822 | 135.5 | 0.069221 | 13 | 0.020431 | 0.0095627 | 0 | Reference source included incremental cost only | 0 | 0 | 221.64 | Efficiency Vermont TRM, 2015, average of all types/sizes | 0 | 0 | 221.64 | compressor |  | 221.64
Nonequipment | High Efficiency Refrigeration Compressor | High Efficiency Refrigeration Compressors | Standard Compressor | Commercial | New | College and University | FL Zone 2 | Per Unit | 4.199% | 1957.5 | 1822 | 135.5 | 0.069221 | 13 | 0.017568 | 0.014716 | 0 | Reference source included incremental cost only | 0 | 0 | 221.64 | Efficiency Vermont TRM, 2015, average of all types/sizes | 0 | 0 | 221.64 | compressor |  | 221.64
Nonequipment | High Efficiency Refrigeration Compressor | High Efficiency Refrigeration Compressors | Standard Compressor | Commercial | New | Grocery | FL Zone 2 | Per Unit | 37.79% | 1957.5 | 1822 | 135.5 | 0.069221 | 13 | 0.020431 | 0.0095627 | 0 | Reference source included incremental cost only | 0 | 0 | 221.64 | Efficiency Vermont TRM, 2015, average of all types/sizes | 0 | 0 | 221.64 | compressor |  | 221.64
Nonequipment | High Efficiency Refrigeration Compressor | High Efficiency Refrigeration Compressors | Standard Compressor | Commercial | New | Healthcare | FL Zone 2 | Per Unit | 4.199% | 1957.5 | 1822 | 135.5 | 0.069221 | 13 | 0.017568 | 0.014716 | 0 | Reference source included incremental cost only | 0 | 0 | 221.64 | Efficiency Vermont TRM, 2015, average of all types/sizes | 0 | 0 | 221.64 | compressor |  | 221.64
Nonequipment | High Efficiency Refrigeration Compressor | High Efficiency Refrigeration Compressors | Standard Compressor | Commercial | New | Hospitals | FL Zone 2 | Per Unit | 4.199% | 1957.5 | 1822 | 135.5 | 0.069221 | 13 | 0.017568 | 0.014716 | 0 | Reference source included incremental cost only | 0 | 0 | 221.64 | Efficiency Vermont TRM, 2015, average of all types/sizes | 0 | 0 | 221.64 | compressor |  | 221.64
Nonequipment | High Efficiency Refrigeration Compressor | High Efficiency Refrigeration Compressors | Standard Compressor | Commercial | New | Institutional | FL Zone 2 | Per Unit | 0% | 1957.5 | 1822 | 135.5 | 0.069221 | 13 | 0.020431 | 0.0095627 | 0 | Reference source included incremental cost only | 0 | 0 | 221.64 | Efficiency Vermont TRM, 2015, average of all types/sizes | 0 | 0 | 221.64 | compressor |  | 221.64
Nonequipment | High Efficiency Refrigeration Compressor | High Efficiency Refrigeration Compressors | Standard Compressor | Commercial | New | Lodging/Hospitality | FL Zone 2 | Per Unit | 4.199% | 1957.5 | 1822 | 135.5 | 0.069221 | 13 | 0.017568 | 0.014716 | 0 | Reference source included incremental cost only | 0 | 0 | 221.64 | Efficiency Vermont TRM, 2015, average of all types/sizes | 0 | 0 | 221.64 | compressor |  | 221.64
Nonequipment | High Efficiency Refrigeration Compressor | High Efficiency Refrigeration Compressors | Standard Compressor | Commercial | New | Miscellaneous | FL Zone 2 | Per Unit | 0% | 1957.5 | 1822 | 135.5 | 0.069221 | 13 | 0.020431 | 0.0095627 | 0 | Reference source included incremental cost only | 0 | 0 | 221.64 | Efficiency Vermont TRM, 2015, average of all types/sizes | 0 | 0 | 221.64 | compressor |  | 221.64
Nonequipment | High Efficiency Refrigeration Compressor | High Efficiency Refrigeration Compressors | Standard Compressor | Commercial | New | Offices | FL Zone 2 | Per Unit | 0% | 1957.5 | 1822 | 135.5 | 0.069221 | 13 | 0.020431 | 0.0095627 | 0 | Reference source included incremental cost only | 0 | 0 | 221.64 | Efficiency Vermont TRM, 2015, average of all types/sizes | 0 | 0 | 221.64 | compressor |  | 221.64
Nonequipment | High Efficiency Refrigeration Compressor | High Efficiency Refrigeration Compressors | Standard Compressor | Commercial | New | Restaurants | FL Zone 2 | Per Unit | 37.79% | 1957.5 | 1822 | 135.5 | 0.069221 | 13 | 0.017568 | 0.014716 | 0 | Reference source included incremental cost only | 0 | 0 | 221.64 | Efficiency Vermont TRM, 2015, average of all types/sizes | 0 | 0 | 221.64 | compressor |  | 221.64
Nonequipment | High Efficiency Refrigeration Compressor | High Efficiency Refrigeration Compressors | Standard Compressor | Commercial | New | Retail | FL Zone 2 | Per Unit | 4.199% | 1957.5 | 1822 | 135.5 | 0.069221 | 13 | 0.020431 | 0.0095627 | 0 | Reference source included incremental cost only | 0 | 0 | 221.64 | Efficiency Vermont TRM, 2015, average of all types/sizes | 0 | 0 | 221.64 | compressor |  | 221.64
Nonequipment | High Efficiency Refrigeration Compressor | High Efficiency Refrigeration Compressors | Standard Compressor | Commercial | New | Schools K-12 | FL Zone 2 | Per Unit | 4.199% | 1957.5 | 1822 | 135.5 | 0.069221 | 13 | 0.017568 | 0.014716 | 0 | Reference source included incremental cost only | 0 | 0 | 221.64 | Efficiency Vermont TRM, 2015, average of all types/sizes | 0 | 0 | 221.64 | compressor |  | 221.64
Nonequipment | High Efficiency Refrigeration Compressor | High Efficiency Refrigeration Compressors | Standard Compressor | Commercial | New | Warehouse | FL Zone 2 | Per Unit | 0% | 1957.5 | 1822 | 135.5 | 0.069221 | 13 | 0.020431 | 0.0095627 | 0 | Reference source included incremental cost only | 0 | 0 | 221.64 | Efficiency Vermont TRM, 2015, average of all types/sizes | 0 | 0 | 221.64 | compressor |  | 221.64
Nonequipment | High R-Value Glass Doors | Display Door with High R-Value, One-Door Medium Temperature Reach-In Case | Standard Door, One-Door Medium Temperature Reach-In Case | Commercial | Existing | Assembly | FL Zone 2 | Per Door | 0% | 735 | 560 | 175 | 0.2381 | 12 | 0.025557 | 0.0087903 | 2202 | Market Research 2018, https://www.anthonyintl.com/docs/default-source/2017augnewpricesheets/101-price-sheet-final.pdf?sfvrsn=2 | 0 | 0 | 2596 | Market Research 2018, https://www.anthonyintl.com/docs/default-source/2017augnewpricesheets/elm-price-sheet-final.pdf?sfvrsn=2 | 0 | 0 | 394 | door |  | 394
Nonequipment | High R-Value Glass Doors | Display Door with High R-Value, One-Door Medium Temperature Reach-In Case | Standard Door, One-Door Medium Temperature Reach-In Case | Commercial | Existing | College and University | FL Zone 2 | Per Door | 0% | 735 | 560 | 175 | 0.2381 | 12 | 0.02269 | 0.019005 | 2202 | Market Research 2018, https://www.anthonyintl.com/docs/default-source/2017augnewpricesheets/101-price-sheet-final.pdf?sfvrsn=2 | 0 | 0 | 2596 | Market Research 2018, https://www.anthonyintl.com/docs/default-source/2017augnewpricesheets/elm-price-sheet-final.pdf?sfvrsn=2 | 0 | 0 | 394 | door |  | 394
Nonequipment | High R-Value Glass Doors | Display Door with High R-Value, One-Door Medium Temperature Reach-In Case | Standard Door, One-Door Medium Temperature Reach-In Case | Commercial | Existing | Grocery | FL Zone 2 | Per Door | 76.15% | 735 | 560 | 175 | 0.2381 | 12 | 0.025557 | 0.0087903 | 2202 | Market Research 2018, https://www.anthonyintl.com/docs/default-source/2017augnewpricesheets/101-price-sheet-final.pdf?sfvrsn=2 | 0 | 0 | 2596 | Market Research 2018, https://www.anthonyintl.com/docs/default-source/2017augnewpricesheets/elm-price-sheet-final.pdf?sfvrsn=2 | 0 | 0 | 394 | door |  | 394
Nonequipment | High R-Value Glass Doors | Display Door with High R-Value, One-Door Medium Temperature Reach-In Case | Standard Door, One-Door Medium Temperature Reach-In Case | Commercial | Existing | Healthcare | FL Zone 2 | Per Door | 0% | 735 | 560 | 175 | 0.2381 | 12 | 0.02269 | 0.019005 | 2202 | Market Research 2018, https://www.anthonyintl.com/docs/default-source/2017augnewpricesheets/101-price-sheet-final.pdf?sfvrsn=2 | 0 | 0 | 2596 | Market Research 2018, https://www.anthonyintl.com/docs/default-source/2017augnewpricesheets/elm-price-sheet-final.pdf?sfvrsn=2 | 0 | 0 | 394 | door |  | 394
Nonequipment | High R-Value Glass Doors | Display Door with High R-Value, One-Door Medium Temperature Reach-In Case | Standard Door, One-Door Medium Temperature Reach-In Case | Commercial | Existing | Hospitals | FL Zone 2 | Per Door | 0% | 735 | 560 | 175 | 0.2381 | 12 | 0.02269 | 0.019005 | 2202 | Market Research 2018, https://www.anthonyintl.com/docs/default-source/2017augnewpricesheets/101-price-sheet-final.pdf?sfvrsn=2 | 0 | 0 | 2596 | Market Research 2018, https://www.anthonyintl.com/docs/default-source/2017augnewpricesheets/elm-price-sheet-final.pdf?sfvrsn=2 | 0 | 0 | 394 | door |  | 394
Nonequipment | High R-Value Glass Doors | Display Door with High R-Value, One-Door Medium Temperature Reach-In Case | Standard Door, One-Door Medium Temperature Reach-In Case | Commercial | Existing | Institutional | FL Zone 2 | Per Door | 0% | 735 | 560 | 175 | 0.2381 | 12 | 0.025557 | 0.0087903 | 2202 | Market Research 2018, https://www.anthonyintl.com/docs/default-source/2017augnewpricesheets/101-price-sheet-final.pdf?sfvrsn=2 | 0 | 0 | 2596 | Market Research 2018, https://www.anthonyintl.com/docs/default-source/2017augnewpricesheets/elm-price-sheet-final.pdf?sfvrsn=2 | 0 | 0 | 394 | door |  | 394
Nonequipment | High R-Value Glass Doors | Display Door with High R-Value, One-Door Medium Temperature Reach-In Case | Standard Door, One-Door Medium Temperature Reach-In Case | Commercial | Existing | Lodging/Hospitality | FL Zone 2 | Per Door | 0% | 735 | 560 | 175 | 0.2381 | 12 | 0.02269 | 0.019005 | 2202 | Market Research 2018, https://www.anthonyintl.com/docs/default-source/2017augnewpricesheets/101-price-sheet-final.pdf?sfvrsn=2 | 0 | 0 | 2596 | Market Research 2018, https://www.anthonyintl.com/docs/default-source/2017augnewpricesheets/elm-price-sheet-final.pdf?sfvrsn=2 | 0 | 0 | 394 | door |  | 394
Nonequipment | High R-Value Glass Doors | Display Door with High R-Value, One-Door Medium Temperature Reach-In Case | Standard Door, One-Door Medium Temperature Reach-In Case | Commercial | Existing | Miscellaneous | FL Zone 2 | Per Door | 0% | 735 | 560 | 175 | 0.2381 | 12 | 0.025557 | 0.0087903 | 2202 | Market Research 2018, https://www.anthonyintl.com/docs/default-source/2017augnewpricesheets/101-price-sheet-final.pdf?sfvrsn=2 | 0 | 0 | 2596 | Market Research 2018, https://www.anthonyintl.com/docs/default-source/2017augnewpricesheets/elm-price-sheet-final.pdf?sfvrsn=2 | 0 | 0 | 394 | door |  | 394
Nonequipment | High R-Value Glass Doors | Display Door with High R-Value, One-Door Medium Temperature Reach-In Case | Standard Door, One-Door Medium Temperature Reach-In Case | Commercial | Existing | Offices | FL Zone 2 | Per Door | 0% | 735 | 560 | 175 | 0.2381 | 12 | 0.025557 | 0.0087903 | 2202 | Market Research 2018, https://www.anthonyintl.com/docs/default-source/2017augnewpricesheets/101-price-sheet-final.pdf?sfvrsn=2 | 0 | 0 | 2596 | Market Research 2018, https://www.anthonyintl.com/docs/default-source/2017augnewpricesheets/elm-price-sheet-final.pdf?sfvrsn=2 | 0 | 0 | 394 | door |  | 394
Nonequipment | High R-Value Glass Doors | Display Door with High R-Value, One-Door Medium Temperature Reach-In Case | Standard Door, One-Door Medium Temperature Reach-In Case | Commercial | Existing | Restaurants | FL Zone 2 | Per Door | 0% | 735 | 560 | 175 | 0.2381 | 12 | 0.02269 | 0.019005 | 2202 | Market Research 2018, https://www.anthonyintl.com/docs/default-source/2017augnewpricesheets/101-price-sheet-final.pdf?sfvrsn=2 | 0 | 0 | 2596 | Market Research 2018, https://www.anthonyintl.com/docs/default-source/2017augnewpricesheets/elm-price-sheet-final.pdf?sfvrsn=2 | 0 | 0 | 394 | door |  | 394
Nonequipment | High R-Value Glass Doors | Display Door with High R-Value, One-Door Medium Temperature Reach-In Case | Standard Door, One-Door Medium Temperature Reach-In Case | Commercial | Existing | Retail | FL Zone 2 | Per Door | 36.17% | 735 | 560 | 175 | 0.2381 | 12 | 0.025557 | 0.0087903 | 2202 | Market Research 2018, https://www.anthonyintl.com/docs/default-source/2017augnewpricesheets/101-price-sheet-final.pdf?sfvrsn=2 | 0 | 0 | 2596 | Market Research 2018, https://www.anthonyintl.com/docs/default-source/2017augnewpricesheets/elm-price-sheet-final.pdf?sfvrsn=2 | 0 | 0 | 394 | door |  | 394
Nonequipment | High R-Value Glass Doors | Display Door with High R-Value, One-Door Medium Temperature Reach-In Case | Standard Door, One-Door Medium Temperature Reach-In Case | Commercial | Existing | Schools K-12 | FL Zone 2 | Per Door | 0% | 735 | 560 | 175 | 0.2381 | 12 | 0.02269 | 0.019005 | 2202 | Market Research 2018, https://www.anthonyintl.com/docs/default-source/2017augnewpricesheets/101-price-sheet-final.pdf?sfvrsn=2 | 0 | 0 | 2596 | Market Research 2018, https://www.anthonyintl.com/docs/default-source/2017augnewpricesheets/elm-price-sheet-final.pdf?sfvrsn=2 | 0 | 0 | 394 | door |  | 394
Nonequipment | High R-Value Glass Doors | Display Door with High R-Value, One-Door Medium Temperature Reach-In Case | Standard Door, One-Door Medium Temperature Reach-In Case | Commercial | Existing | Warehouse | FL Zone 2 | Per Door | 0% | 735 | 560 | 175 | 0.2381 | 12 | 0.025557 | 0.0087903 | 2202 | Market Research 2018, https://www.anthonyintl.com/docs/default-source/2017augnewpricesheets/101-price-sheet-final.pdf?sfvrsn=2 | 0 | 0 | 2596 | Market Research 2018, https://www.anthonyintl.com/docs/default-source/2017augnewpricesheets/elm-price-sheet-final.pdf?sfvrsn=2 | 0 | 0 | 394 | door |  | 394
Nonequipment | High R-Value Glass Doors | Display Door with High R-Value, One-Door Medium Temperature Reach-In Case | N/A - Retrofit Only | Commercial | New | Assembly | FL Zone 2 | Per Door | 0% | 0 | 0 | 0 | 0 | 12 | 0 | 0 | 2202 | Market Research 2018, https://www.anthonyintl.com/docs/default-source/2017augnewpricesheets/101-price-sheet-final.pdf?sfvrsn=2 | 0 | 0 | 2596 | Market Research 2018, https://www.anthonyintl.com/docs/default-source/2017augnewpricesheets/elm-price-sheet-final.pdf?sfvrsn=2 | 0 | 0 | 394 | door |  | 394
Nonequipment | High R-Value Glass Doors | Display Door with High R-Value, One-Door Medium Temperature Reach-In Case | N/A - Retrofit Only | Commercial | New | College and University | FL Zone 2 | Per Door | 0% | 0 | 0 | 0 | 0 | 12 | 0 | 0 | 2202 | Market Research 2018, https://www.anthonyintl.com/docs/default-source/2017augnewpricesheets/101-price-sheet-final.pdf?sfvrsn=2 | 0 | 0 | 2596 | Market Research 2018, https://www.anthonyintl.com/docs/default-source/2017augnewpricesheets/elm-price-sheet-final.pdf?sfvrsn=2 | 0 | 0 | 394 | door |  | 394
Nonequipment | High R-Value Glass Doors | Display Door with High R-Value, One-Door Medium Temperature Reach-In Case | N/A - Retrofit Only | Commercial | New | Grocery | FL Zone 2 | Per Door | 76.15% | 0 | 0 | 0 | 0 | 12 | 0 | 0 | 2202 | Market Research 2018, https://www.anthonyintl.com/docs/default-source/2017augnewpricesheets/101-price-sheet-final.pdf?sfvrsn=2 | 0 | 0 | 2596 | Market Research 2018, https://www.anthonyintl.com/docs/default-source/2017augnewpricesheets/elm-price-sheet-final.pdf?sfvrsn=2 | 0 | 0 | 394 | door |  | 394
Nonequipment | High R-Value Glass Doors | Display Door with High R-Value, One-Door Medium Temperature Reach-In Case | N/A - Retrofit Only | Commercial | New | Healthcare | FL Zone 2 | Per Door | 0% | 0 | 0 | 0 | 0 | 12 | 0 | 0 | 2202 | Market Research 2018, https://www.anthonyintl.com/docs/default-source/2017augnewpricesheets/101-price-sheet-final.pdf?sfvrsn=2 | 0 | 0 | 2596 | Market Research 2018, https://www.anthonyintl.com/docs/default-source/2017augnewpricesheets/elm-price-sheet-final.pdf?sfvrsn=2 | 0 | 0 | 394 | door |  | 394
Nonequipment | High R-Value Glass Doors | Display Door with High R-Value, One-Door Medium Temperature Reach-In Case | N/A - Retrofit Only | Commercial | New | Hospitals | FL Zone 2 | Per Door | 0% | 0 | 0 | 0 | 0 | 12 | 0 | 0 | 2202 | Market Research 2018, https://www.anthonyintl.com/docs/default-source/2017augnewpricesheets/101-price-sheet-final.pdf?sfvrsn=2 | 0 | 0 | 2596 | Market Research 2018, https://www.anthonyintl.com/docs/default-source/2017augnewpricesheets/elm-price-sheet-final.pdf?sfvrsn=2 | 0 | 0 | 394 | door |  | 394
Nonequipment | High R-Value Glass Doors | Display Door with High R-Value, One-Door Medium Temperature Reach-In Case | N/A - Retrofit Only | Commercial | New | Institutional | FL Zone 2 | Per Door | 0% | 0 | 0 | 0 | 0 | 12 | 0 | 0 | 2202 | Market Research 2018, https://www.anthonyintl.com/docs/default-source/2017augnewpricesheets/101-price-sheet-final.pdf?sfvrsn=2 | 0 | 0 | 2596 | Market Research 2018, https://www.anthonyintl.com/docs/default-source/2017augnewpricesheets/elm-price-sheet-final.pdf?sfvrsn=2 | 0 | 0 | 394 | door |  | 394
Nonequipment | High R-Value Glass Doors | Display Door with High R-Value, One-Door Medium Temperature Reach-In Case | N/A - Retrofit Only | Commercial | New | Lodging/Hospitality | FL Zone 2 | Per Door | 0% | 0 | 0 | 0 | 0 | 12 | 0 | 0 | 2202 | Market Research 2018, https://www.anthonyintl.com/docs/default-source/2017augnewpricesheets/101-price-sheet-final.pdf?sfvrsn=2 | 0 | 0 | 2596 | Market Research 2018, https://www.anthonyintl.com/docs/default-source/2017augnewpricesheets/elm-price-sheet-final.pdf?sfvrsn=2 | 0 | 0 | 394 | door |  | 394
Nonequipment | High R-Value Glass Doors | Display Door with High R-Value, One-Door Medium Temperature Reach-In Case | N/A - Retrofit Only | Commercial | New | Miscellaneous | FL Zone 2 | Per Door | 0% | 0 | 0 | 0 | 0 | 12 | 0 | 0 | 2202 | Market Research 2018, https://www.anthonyintl.com/docs/default-source/2017augnewpricesheets/101-price-sheet-final.pdf?sfvrsn=2 | 0 | 0 | 2596 | Market Research 2018, https://www.anthonyintl.com/docs/default-source/2017augnewpricesheets/elm-price-sheet-final.pdf?sfvrsn=2 | 0 | 0 | 394 | door |  | 394
Nonequipment | High R-Value Glass Doors | Display Door with High R-Value, One-Door Medium Temperature Reach-In Case | N/A - Retrofit Only | Commercial | New | Offices | FL Zone 2 | Per Door | 0% | 0 | 0 | 0 | 0 | 12 | 0 | 0 | 2202 | Market Research 2018, https://www.anthonyintl.com/docs/default-source/2017augnewpricesheets/101-price-sheet-final.pdf?sfvrsn=2 | 0 | 0 | 2596 | Market Research 2018, https://www.anthonyintl.com/docs/default-source/2017augnewpricesheets/elm-price-sheet-final.pdf?sfvrsn=2 | 0 | 0 | 394 | door |  | 394
Nonequipment | High R-Value Glass Doors | Display Door with High R-Value, One-Door Medium Temperature Reach-In Case | N/A - Retrofit Only | Commercial | New | Restaurants | FL Zone 2 | Per Door | 0% | 0 | 0 | 0 | 0 | 12 | 0 | 0 | 2202 | Market Research 2018, https://www.anthonyintl.com/docs/default-source/2017augnewpricesheets/101-price-sheet-final.pdf?sfvrsn=2 | 0 | 0 | 2596 | Market Research 2018, https://www.anthonyintl.com/docs/default-source/2017augnewpricesheets/elm-price-sheet-final.pdf?sfvrsn=2 | 0 | 0 | 394 | door |  | 394
Nonequipment | High R-Value Glass Doors | Display Door with High R-Value, One-Door Medium Temperature Reach-In Case | N/A - Retrofit Only | Commercial | New | Retail | FL Zone 2 | Per Door | 36.17% | 0 | 0 | 0 | 0 | 12 | 0 | 0 | 2202 | Market Research 2018, https://www.anthonyintl.com/docs/default-source/2017augnewpricesheets/101-price-sheet-final.pdf?sfvrsn=2 | 0 | 0 | 2596 | Market Research 2018, https://www.anthonyintl.com/docs/default-source/2017augnewpricesheets/elm-price-sheet-final.pdf?sfvrsn=2 | 0 | 0 | 394 | door |  | 394
Nonequipment | High R-Value Glass Doors | Display Door with High R-Value, One-Door Medium Temperature Reach-In Case | N/A - Retrofit Only | Commercial | New | Schools K-12 | FL Zone 2 | Per Door | 0% | 0 | 0 | 0 | 0 | 12 | 0 | 0 | 2202 | Market Research 2018, https://www.anthonyintl.com/docs/default-source/2017augnewpricesheets/101-price-sheet-final.pdf?sfvrsn=2 | 0 | 0 | 2596 | Market Research 2018, https://www.anthonyintl.com/docs/default-source/2017augnewpricesheets/elm-price-sheet-final.pdf?sfvrsn=2 | 0 | 0 | 394 | door |  | 394
Nonequipment | High R-Value Glass Doors | Display Door with High R-Value, One-Door Medium Temperature Reach-In Case | N/A - Retrofit Only | Commercial | New | Warehouse | FL Zone 2 | Per Door | 0% | 0 | 0 | 0 | 0 | 12 | 0 | 0 | 2202 | Market Research 2018, https://www.anthonyintl.com/docs/default-source/2017augnewpricesheets/101-price-sheet-final.pdf?sfvrsn=2 | 0 | 0 | 2596 | Market Research 2018, https://www.anthonyintl.com/docs/default-source/2017augnewpricesheets/elm-price-sheet-final.pdf?sfvrsn=2 | 0 | 0 | 394 | door |  | 394
Nonequipment | Night Covers for Display Cases | One Open Vertical Case with Night Covers | One Existing Open Vertical Case, No Night Covers | Commercial | Existing | Assembly | FL Zone 2 | Per End Use Consumption | 0% | 5505.4167 | 5402.1048 | 103.3118 | 0.018765 | 5 | 0.015518 | 0.0069353 | 0 | no base cost | 0 | 0 | 714 | Cost per linear foot: Illinois 2018 Statewide TRM, Section 4.6.9; Assumed average case size of 17 ln ft per RTF calculator for door gasket replacement | 0 | 0 | 714 | case |  | 714
Nonequipment | Night Covers for Display Cases | One Open Vertical Case with Night Covers | One Existing Open Vertical Case, No Night Covers | Commercial | Existing | College and University | FL Zone 2 | Per End Use Consumption | 0% | 5505.4167 | 5402.1048 | 103.3118 | 0.018765 | 5 | 0.015518 | 0.0069353 | 0 | no base cost | 0 | 0 | 714 | Cost per linear foot: Illinois 2018 Statewide TRM, Section 4.6.9; Assumed average case size of 17 ln ft per RTF calculator for door gasket replacement | 0 | 0 | 714 | case |  | 714
Nonequipment | Night Covers for Display Cases | One Open Vertical Case with Night Covers | One Existing Open Vertical Case, No Night Covers | Commercial | Existing | Grocery | FL Zone 2 | Per End Use Consumption | 42.3% | 5505.4167 | 5402.1048 | 103.3118 | 0.018765 | 5 | 0.015518 | 0.0069353 | 0 | no base cost | 0 | 0 | 714 | Cost per linear foot: Illinois 2018 Statewide TRM, Section 4.6.9; Assumed average case size of 17 ln ft per RTF calculator for door gasket replacement | 0 | 0 | 714 | case |  | 714
Nonequipment | Night Covers for Display Cases | One Open Vertical Case with Night Covers | One Existing Open Vertical Case, No Night Covers | Commercial | Existing | Healthcare | FL Zone 2 | Per End Use Consumption | 0% | 5505.4167 | 5402.1048 | 103.3118 | 0.018765 | 5 | 0.015518 | 0.0069353 | 0 | no base cost | 0 | 0 | 714 | Cost per linear foot: Illinois 2018 Statewide TRM, Section 4.6.9; Assumed average case size of 17 ln ft per RTF calculator for door gasket replacement | 0 | 0 | 714 | case |  | 714
Nonequipment | Night Covers for Display Cases | One Open Vertical Case with Night Covers | One Existing Open Vertical Case, No Night Covers | Commercial | Existing | Hospitals | FL Zone 2 | Per End Use Consumption | 0% | 5505.4167 | 5402.1048 | 103.3118 | 0.018765 | 5 | 0.015518 | 0.0069353 | 0 | no base cost | 0 | 0 | 714 | Cost per linear foot: Illinois 2018 Statewide TRM, Section 4.6.9; Assumed average case size of 17 ln ft per RTF calculator for door gasket replacement | 0 | 0 | 714 | case |  | 714
Nonequipment | Night Covers for Display Cases | One Open Vertical Case with Night Covers | One Existing Open Vertical Case, No Night Covers | Commercial | Existing | Institutional | FL Zone 2 | Per End Use Consumption | 0% | 5505.4167 | 5402.1048 | 103.3118 | 0.018765 | 5 | 0.015518 | 0.0069353 | 0 | no base cost | 0 | 0 | 714 | Cost per linear foot: Illinois 2018 Statewide TRM, Section 4.6.9; Assumed average case size of 17 ln ft per RTF calculator for door gasket replacement | 0 | 0 | 714 | case |  | 714
Nonequipment | Night Covers for Display Cases | One Open Vertical Case with Night Covers | One Existing Open Vertical Case, No Night Covers | Commercial | Existing | Lodging/Hospitality | FL Zone 2 | Per End Use Consumption | 0% | 5505.4167 | 5402.1048 | 103.3118 | 0.018765 | 5 | 0.015518 | 0.0069353 | 0 | no base cost | 0 | 0 | 714 | Cost per linear foot: Illinois 2018 Statewide TRM, Section 4.6.9; Assumed average case size of 17 ln ft per RTF calculator for door gasket replacement | 0 | 0 | 714 | case |  | 714
Nonequipment | Night Covers for Display Cases | One Open Vertical Case with Night Covers | One Existing Open Vertical Case, No Night Covers | Commercial | Existing | Miscellaneous | FL Zone 2 | Per End Use Consumption | 0% | 5505.4167 | 5402.1048 | 103.3118 | 0.018765 | 5 | 0.015518 | 0.0069353 | 0 | no base cost | 0 | 0 | 714 | Cost per linear foot: Illinois 2018 Statewide TRM, Section 4.6.9; Assumed average case size of 17 ln ft per RTF calculator for door gasket replacement | 0 | 0 | 714 | case |  | 714
Nonequipment | Night Covers for Display Cases | One Open Vertical Case with Night Covers | One Existing Open Vertical Case, No Night Covers | Commercial | Existing | Offices | FL Zone 2 | Per End Use Consumption | 0% | 5505.4167 | 5402.1048 | 103.3118 | 0.018765 | 5 | 0.015518 | 0.0069353 | 0 | no base cost | 0 | 0 | 714 | Cost per linear foot: Illinois 2018 Statewide TRM, Section 4.6.9; Assumed average case size of 17 ln ft per RTF calculator for door gasket replacement | 0 | 0 | 714 | case |  | 714
Nonequipment | Night Covers for Display Cases | One Open Vertical Case with Night Covers | One Existing Open Vertical Case, No Night Covers | Commercial | Existing | Restaurants | FL Zone 2 | Per End Use Consumption | 0% | 5505.4167 | 5402.1048 | 103.3118 | 0.018765 | 5 | 0.015518 | 0.0069353 | 0 | no base cost | 0 | 0 | 714 | Cost per linear foot: Illinois 2018 Statewide TRM, Section 4.6.9; Assumed average case size of 17 ln ft per RTF calculator for door gasket replacement | 0 | 0 | 714 | case |  | 714
Nonequipment | Night Covers for Display Cases | One Open Vertical Case with Night Covers | One Existing Open Vertical Case, No Night Covers | Commercial | Existing | Retail | FL Zone 2 | Per End Use Consumption | 33.84% | 5505.4167 | 5402.1048 | 103.3118 | 0.018765 | 5 | 0.015518 | 0.0069353 | 0 | no base cost | 0 | 0 | 714 | Cost per linear foot: Illinois 2018 Statewide TRM, Section 4.6.9; Assumed average case size of 17 ln ft per RTF calculator for door gasket replacement | 0 | 0 | 714 | case |  | 714
Nonequipment | Night Covers for Display Cases | One Open Vertical Case with Night Covers | One Existing Open Vertical Case, No Night Covers | Commercial | Existing | Schools K-12 | FL Zone 2 | Per End Use Consumption | 0% | 5505.4167 | 5402.1048 | 103.3118 | 0.018765 | 5 | 0.015518 | 0.0069353 | 0 | no base cost | 0 | 0 | 714 | Cost per linear foot: Illinois 2018 Statewide TRM, Section 4.6.9; Assumed average case size of 17 ln ft per RTF calculator for door gasket replacement | 0 | 0 | 714 | case |  | 714
Nonequipment | Night Covers for Display Cases | One Open Vertical Case with Night Covers | One Existing Open Vertical Case, No Night Covers | Commercial | Existing | Warehouse | FL Zone 2 | Per End Use Consumption | 0% | 5505.4167 | 5402.1048 | 103.3118 | 0.018765 | 5 | 0.015518 | 0.0069353 | 0 | no base cost | 0 | 0 | 714 | Cost per linear foot: Illinois 2018 Statewide TRM, Section 4.6.9; Assumed average case size of 17 ln ft per RTF calculator for door gasket replacement | 0 | 0 | 714 | case |  | 714
Nonequipment | Night Covers for Display Cases | One Open Vertical Case with Night Covers | N/A - Retrofit Only | Commercial | New | Assembly | FL Zone 2 | Per End Use Consumption | 0% | 5505.4167 | 5402.1048 | 103.3118 | 0.018765 | 5 | 0.015518 | 0.0069353 | 0 | no base cost | 0 | 0 | 714 | Cost per linear foot: Illinois 2018 Statewide TRM, Section 4.6.9; Assumed average case size of 17 ln ft per RTF calculator for door gasket replacement | 0 | 0 | 714 | case |  | 714
Nonequipment | Night Covers for Display Cases | One Open Vertical Case with Night Covers | N/A - Retrofit Only | Commercial | New | College and University | FL Zone 2 | Per End Use Consumption | 0% | 5505.4167 | 5402.1048 | 103.3118 | 0.018765 | 5 | 0.015518 | 0.0069353 | 0 | no base cost | 0 | 0 | 714 | Cost per linear foot: Illinois 2018 Statewide TRM, Section 4.6.9; Assumed average case size of 17 ln ft per RTF calculator for door gasket replacement | 0 | 0 | 714 | case |  | 714
Nonequipment | Night Covers for Display Cases | One Open Vertical Case with Night Covers | N/A - Retrofit Only | Commercial | New | Grocery | FL Zone 2 | Per End Use Consumption | 33.84% | 5505.4167 | 5402.1048 | 103.3118 | 0.018765 | 5 | 0.015518 | 0.0069353 | 0 | no base cost | 0 | 0 | 714 | Cost per linear foot: Illinois 2018 Statewide TRM, Section 4.6.9; Assumed average case size of 17 ln ft per RTF calculator for door gasket replacement | 0 | 0 | 714 | case |  | 714
Nonequipment | Night Covers for Display Cases | One Open Vertical Case with Night Covers | N/A - Retrofit Only | Commercial | New | Healthcare | FL Zone 2 | Per End Use Consumption | 0% | 5505.4167 | 5402.1048 | 103.3118 | 0.018765 | 5 | 0.015518 | 0.0069353 | 0 | no base cost | 0 | 0 | 714 | Cost per linear foot: Illinois 2018 Statewide TRM, Section 4.6.9; Assumed average case size of 17 ln ft per RTF calculator for door gasket replacement | 0 | 0 | 714 | case |  | 714
Nonequipment | Night Covers for Display Cases | One Open Vertical Case with Night Covers | N/A - Retrofit Only | Commercial | New | Hospitals | FL Zone 2 | Per End Use Consumption | 0% | 5505.4167 | 5402.1048 | 103.3118 | 0.018765 | 5 | 0.015518 | 0.0069353 | 0 | no base cost | 0 | 0 | 714 | Cost per linear foot: Illinois 2018 Statewide TRM, Section 4.6.9; Assumed average case size of 17 ln ft per RTF calculator for door gasket replacement | 0 | 0 | 714 | case |  | 714
Nonequipment | Night Covers for Display Cases | One Open Vertical Case with Night Covers | N/A - Retrofit Only | Commercial | New | Institutional | FL Zone 2 | Per End Use Consumption | 0% | 5505.4167 | 5402.1048 | 103.3118 | 0.018765 | 5 | 0.015518 | 0.0069353 | 0 | no base cost | 0 | 0 | 714 | Cost per linear foot: Illinois 2018 Statewide TRM, Section 4.6.9; Assumed average case size of 17 ln ft per RTF calculator for door gasket replacement | 0 | 0 | 714 | case |  | 714
Nonequipment | Night Covers for Display Cases | One Open Vertical Case with Night Covers | N/A - Retrofit Only | Commercial | New | Lodging/Hospitality | FL Zone 2 | Per End Use Consumption | 0% | 5505.4167 | 5402.1048 | 103.3118 | 0.018765 | 5 | 0.015518 | 0.0069353 | 0 | no base cost | 0 | 0 | 714 | Cost per linear foot: Illinois 2018 Statewide TRM, Section 4.6.9; Assumed average case size of 17 ln ft per RTF calculator for door gasket replacement | 0 | 0 | 714 | case |  | 714
Nonequipment | Night Covers for Display Cases | One Open Vertical Case with Night Covers | N/A - Retrofit Only | Commercial | New | Miscellaneous | FL Zone 2 | Per End Use Consumption | 0% | 5505.4167 | 5402.1048 | 103.3118 | 0.018765 | 5 | 0.015518 | 0.0069353 | 0 | no base cost | 0 | 0 | 714 | Cost per linear foot: Illinois 2018 Statewide TRM, Section 4.6.9; Assumed average case size of 17 ln ft per RTF calculator for door gasket replacement | 0 | 0 | 714 | case |  | 714
Nonequipment | Night Covers for Display Cases | One Open Vertical Case with Night Covers | N/A - Retrofit Only | Commercial | New | Offices | FL Zone 2 | Per End Use Consumption | 0% | 5505.4167 | 5402.1048 | 103.3118 | 0.018765 | 5 | 0.015518 | 0.0069353 | 0 | no base cost | 0 | 0 | 714 | Cost per linear foot: Illinois 2018 Statewide TRM, Section 4.6.9; Assumed average case size of 17 ln ft per RTF calculator for door gasket replacement | 0 | 0 | 714 | case |  | 714
Nonequipment | Night Covers for Display Cases | One Open Vertical Case with Night Covers | N/A - Retrofit Only | Commercial | New | Restaurants | FL Zone 2 | Per End Use Consumption | 0% | 5505.4167 | 5402.1048 | 103.3118 | 0.018765 | 5 | 0.015518 | 0.0069353 | 0 | no base cost | 0 | 0 | 714 | Cost per linear foot: Illinois 2018 Statewide TRM, Section 4.6.9; Assumed average case size of 17 ln ft per RTF calculator for door gasket replacement | 0 | 0 | 714 | case |  | 714
Nonequipment | Night Covers for Display Cases | One Open Vertical Case with Night Covers | N/A - Retrofit Only | Commercial | New | Retail | FL Zone 2 | Per End Use Consumption | 33.84% | 5505.4167 | 5402.1048 | 103.3118 | 0.018765 | 5 | 0.015518 | 0.0069353 | 0 | no base cost | 0 | 0 | 714 | Cost per linear foot: Illinois 2018 Statewide TRM, Section 4.6.9; Assumed average case size of 17 ln ft per RTF calculator for door gasket replacement | 0 | 0 | 714 | case |  | 714
Nonequipment | Night Covers for Display Cases | One Open Vertical Case with Night Covers | N/A - Retrofit Only | Commercial | New | Schools K-12 | FL Zone 2 | Per End Use Consumption | 0% | 5505.4167 | 5402.1048 | 103.3118 | 0.018765 | 5 | 0.015518 | 0.0069353 | 0 | no base cost | 0 | 0 | 714 | Cost per linear foot: Illinois 2018 Statewide TRM, Section 4.6.9; Assumed average case size of 17 ln ft per RTF calculator for door gasket replacement | 0 | 0 | 714 | case |  | 714
Nonequipment | Night Covers for Display Cases | One Open Vertical Case with Night Covers | N/A - Retrofit Only | Commercial | New | Warehouse | FL Zone 2 | Per End Use Consumption | 0% | 5505.4167 | 5402.1048 | 103.3118 | 0.018765 | 5 | 0.015518 | 0.0069353 | 0 | no base cost | 0 | 0 | 714 | Cost per linear foot: Illinois 2018 Statewide TRM, Section 4.6.9; Assumed average case size of 17 ln ft per RTF calculator for door gasket replacement | 0 | 0 | 714 | case |  | 714
Nonequipment | PSC to ECM Evaporator Fan Motor (Reach-In) | Medium Temperature Reach-In Case with 20W Electronically Commutated Evaporator Fan Motor | Medium Temperature Reach-In Case with 20W Permanent Split Capacitor Fan Motor | Commercial | Existing | Assembly | FL Zone 2 | Per Unit | 17.17% | 1343.8198 | 839.8873 | 503.9324 | 0.375 | 15 | 0.070139 | 0.0064253 | 0 | no base cost | 0 | 0 | 177 | Illinois 2018 Statewide TRM, Section 4.6.4 | 0 | 0 | 177 | motor |  | 177
Nonequipment | PSC to ECM Evaporator Fan Motor (Reach-In) | Medium Temperature Reach-In Case with 20W Electronically Commutated Evaporator Fan Motor | Medium Temperature Reach-In Case with 20W Permanent Split Capacitor Fan Motor | Commercial | Existing | College and University | FL Zone 2 | Per Unit | 17.17% | 1343.8198 | 839.8873 | 503.9324 | 0.375 | 15 | 0.065337 | 0.054728 | 0 | no base cost | 0 | 0 | 177 | Illinois 2018 Statewide TRM, Section 4.6.4 | 0 | 0 | 177 | motor |  | 177
Nonequipment | PSC to ECM Evaporator Fan Motor (Reach-In) | Medium Temperature Reach-In Case with 20W Electronically Commutated Evaporator Fan Motor | Medium Temperature Reach-In Case with 20W Permanent Split Capacitor Fan Motor | Commercial | Existing | Grocery | FL Zone 2 | Per Unit | 17.17% | 1343.8198 | 839.8873 | 503.9324 | 0.375 | 15 | 0.070139 | 0.0064253 | 0 | no base cost | 0 | 0 | 177 | Illinois 2018 Statewide TRM, Section 4.6.4 | 0 | 0 | 177 | motor |  | 177
Nonequipment | PSC to ECM Evaporator Fan Motor (Reach-In) | Medium Temperature Reach-In Case with 20W Electronically Commutated Evaporator Fan Motor | Medium Temperature Reach-In Case with 20W Permanent Split Capacitor Fan Motor | Commercial | Existing | Healthcare | FL Zone 2 | Per Unit | 17.17% | 1343.8198 | 839.8873 | 503.9324 | 0.375 | 15 | 0.065337 | 0.054728 | 0 | no base cost | 0 | 0 | 177 | Illinois 2018 Statewide TRM, Section 4.6.4 | 0 | 0 | 177 | motor |  | 177
Nonequipment | PSC to ECM Evaporator Fan Motor (Reach-In) | Medium Temperature Reach-In Case with 20W Electronically Commutated Evaporator Fan Motor | Medium Temperature Reach-In Case with 20W Permanent Split Capacitor Fan Motor | Commercial | Existing | Hospitals | FL Zone 2 | Per Unit | 17.17% | 1343.8198 | 839.8873 | 503.9324 | 0.375 | 15 | 0.065337 | 0.054728 | 0 | no base cost | 0 | 0 | 177 | Illinois 2018 Statewide TRM, Section 4.6.4 | 0 | 0 | 177 | motor |  | 177
Nonequipment | PSC to ECM Evaporator Fan Motor (Reach-In) | Medium Temperature Reach-In Case with 20W Electronically Commutated Evaporator Fan Motor | Medium Temperature Reach-In Case with 20W Permanent Split Capacitor Fan Motor | Commercial | Existing | Institutional | FL Zone 2 | Per Unit | 0% | 1343.8198 | 839.8873 | 503.9324 | 0.375 | 15 | 0.070139 | 0.0064253 | 0 | no base cost | 0 | 0 | 177 | Illinois 2018 Statewide TRM, Section 4.6.4 | 0 | 0 | 177 | motor |  | 177
Nonequipment | PSC to ECM Evaporator Fan Motor (Reach-In) | Medium Temperature Reach-In Case with 20W Electronically Commutated Evaporator Fan Motor | Medium Temperature Reach-In Case with 20W Permanent Split Capacitor Fan Motor | Commercial | Existing | Lodging/Hospitality | FL Zone 2 | Per Unit | 17.17% | 1343.8198 | 839.8873 | 503.9324 | 0.375 | 15 | 0.065337 | 0.054728 | 0 | no base cost | 0 | 0 | 177 | Illinois 2018 Statewide TRM, Section 4.6.4 | 0 | 0 | 177 | motor |  | 177
Nonequipment | PSC to ECM Evaporator Fan Motor (Reach-In) | Medium Temperature Reach-In Case with 20W Electronically Commutated Evaporator Fan Motor | Medium Temperature Reach-In Case with 20W Permanent Split Capacitor Fan Motor | Commercial | Existing | Miscellaneous | FL Zone 2 | Per Unit | 0% | 1343.8198 | 839.8873 | 503.9324 | 0.375 | 15 | 0.070139 | 0.0064253 | 0 | no base cost | 0 | 0 | 177 | Illinois 2018 Statewide TRM, Section 4.6.4 | 0 | 0 | 177 | motor |  | 177
Nonequipment | PSC to ECM Evaporator Fan Motor (Reach-In) | Medium Temperature Reach-In Case with 20W Electronically Commutated Evaporator Fan Motor | Medium Temperature Reach-In Case with 20W Permanent Split Capacitor Fan Motor | Commercial | Existing | Offices | FL Zone 2 | Per Unit | 0% | 1343.8198 | 839.8873 | 503.9324 | 0.375 | 15 | 0.070139 | 0.0064253 | 0 | no base cost | 0 | 0 | 177 | Illinois 2018 Statewide TRM, Section 4.6.4 | 0 | 0 | 177 | motor |  | 177
Nonequipment | PSC to ECM Evaporator Fan Motor (Reach-In) | Medium Temperature Reach-In Case with 20W Electronically Commutated Evaporator Fan Motor | Medium Temperature Reach-In Case with 20W Permanent Split Capacitor Fan Motor | Commercial | Existing | Restaurants | FL Zone 2 | Per Unit | 17.17% | 1343.8198 | 839.8873 | 503.9324 | 0.375 | 15 | 0.065337 | 0.054728 | 0 | no base cost | 0 | 0 | 177 | Illinois 2018 Statewide TRM, Section 4.6.4 | 0 | 0 | 177 | motor |  | 177
Nonequipment | PSC to ECM Evaporator Fan Motor (Reach-In) | Medium Temperature Reach-In Case with 20W Electronically Commutated Evaporator Fan Motor | Medium Temperature Reach-In Case with 20W Permanent Split Capacitor Fan Motor | Commercial | Existing | Retail | FL Zone 2 | Per Unit | 17.17% | 1343.8198 | 839.8873 | 503.9324 | 0.375 | 15 | 0.070139 | 0.0064253 | 0 | no base cost | 0 | 0 | 177 | Illinois 2018 Statewide TRM, Section 4.6.4 | 0 | 0 | 177 | motor |  | 177
Nonequipment | PSC to ECM Evaporator Fan Motor (Reach-In) | Medium Temperature Reach-In Case with 20W Electronically Commutated Evaporator Fan Motor | Medium Temperature Reach-In Case with 20W Permanent Split Capacitor Fan Motor | Commercial | Existing | Schools K-12 | FL Zone 2 | Per Unit | 17.17% | 1343.8198 | 839.8873 | 503.9324 | 0.375 | 15 | 0.065337 | 0.054728 | 0 | no base cost | 0 | 0 | 177 | Illinois 2018 Statewide TRM, Section 4.6.4 | 0 | 0 | 177 | motor |  | 177
Nonequipment | PSC to ECM Evaporator Fan Motor (Reach-In) | Medium Temperature Reach-In Case with 20W Electronically Commutated Evaporator Fan Motor | Medium Temperature Reach-In Case with 20W Permanent Split Capacitor Fan Motor | Commercial | Existing | Warehouse | FL Zone 2 | Per Unit | 0% | 1343.8198 | 839.8873 | 503.9324 | 0.375 | 15 | 0.070139 | 0.0064253 | 0 | no base cost | 0 | 0 | 177 | Illinois 2018 Statewide TRM, Section 4.6.4 | 0 | 0 | 177 | motor |  | 177
Nonequipment | PSC to ECM Evaporator Fan Motor (Reach-In) | Medium Temperature Reach-In Case with 20W Electronically Commutated Evaporator Fan Motor | Medium Temperature Reach-In Case with 20W Permanent Split Capacitor Fan Motor | Commercial | New | Assembly | FL Zone 2 | Per Unit | 68.68% | 1343.8198 | 839.8873 | 503.9324 | 0.375 | 15 | 0.070139 | 0.0064253 | 0 | no base cost | 0 | 0 | 177 | Illinois 2018 Statewide TRM, Section 4.6.4 | 0 | 0 | 177 | motor |  | 177
Nonequipment | PSC to ECM Evaporator Fan Motor (Reach-In) | Medium Temperature Reach-In Case with 20W Electronically Commutated Evaporator Fan Motor | Medium Temperature Reach-In Case with 20W Permanent Split Capacitor Fan Motor | Commercial | New | College and University | FL Zone 2 | Per Unit | 68.68% | 1343.8198 | 839.8873 | 503.9324 | 0.375 | 15 | 0.065337 | 0.054728 | 0 | no base cost | 0 | 0 | 177 | Illinois 2018 Statewide TRM, Section 4.6.4 | 0 | 0 | 177 | motor |  | 177
Nonequipment | PSC to ECM Evaporator Fan Motor (Reach-In) | Medium Temperature Reach-In Case with 20W Electronically Commutated Evaporator Fan Motor | Medium Temperature Reach-In Case with 20W Permanent Split Capacitor Fan Motor | Commercial | New | Grocery | FL Zone 2 | Per Unit | 68.68% | 1343.8198 | 839.8873 | 503.9324 | 0.375 | 15 | 0.070139 | 0.0064253 | 0 | no base cost | 0 | 0 | 177 | Illinois 2018 Statewide TRM, Section 4.6.4 | 0 | 0 | 177 | motor |  | 177
Nonequipment | PSC to ECM Evaporator Fan Motor (Reach-In) | Medium Temperature Reach-In Case with 20W Electronically Commutated Evaporator Fan Motor | Medium Temperature Reach-In Case with 20W Permanent Split Capacitor Fan Motor | Commercial | New | Healthcare | FL Zone 2 | Per Unit | 68.68% | 1343.8198 | 839.8873 | 503.9324 | 0.375 | 15 | 0.065337 | 0.054728 | 0 | no base cost | 0 | 0 | 177 | Illinois 2018 Statewide TRM, Section 4.6.4 | 0 | 0 | 177 | motor |  | 177
Nonequipment | PSC to ECM Evaporator Fan Motor (Reach-In) | Medium Temperature Reach-In Case with 20W Electronically Commutated Evaporator Fan Motor | Medium Temperature Reach-In Case with 20W Permanent Split Capacitor Fan Motor | Commercial | New | Hospitals | FL Zone 2 | Per Unit | 68.68% | 1343.8198 | 839.8873 | 503.9324 | 0.375 | 15 | 0.065337 | 0.054728 | 0 | no base cost | 0 | 0 | 177 | Illinois 2018 Statewide TRM, Section 4.6.4 | 0 | 0 | 177 | motor |  | 177
Nonequipment | PSC to ECM Evaporator Fan Motor (Reach-In) | Medium Temperature Reach-In Case with 20W Electronically Commutated Evaporator Fan Motor | Medium Temperature Reach-In Case with 20W Permanent Split Capacitor Fan Motor | Commercial | New | Institutional | FL Zone 2 | Per Unit | 0% | 1343.8198 | 839.8873 | 503.9324 | 0.375 | 15 | 0.070139 | 0.0064253 | 0 | no base cost | 0 | 0 | 177 | Illinois 2018 Statewide TRM, Section 4.6.4 | 0 | 0 | 177 | motor |  | 177
Nonequipment | PSC to ECM Evaporator Fan Motor (Reach-In) | Medium Temperature Reach-In Case with 20W Electronically Commutated Evaporator Fan Motor | Medium Temperature Reach-In Case with 20W Permanent Split Capacitor Fan Motor | Commercial | New | Lodging/Hospitality | FL Zone 2 | Per Unit | 68.68% | 1343.8198 | 839.8873 | 503.9324 | 0.375 | 15 | 0.065337 | 0.054728 | 0 | no base cost | 0 | 0 | 177 | Illinois 2018 Statewide TRM, Section 4.6.4 | 0 | 0 | 177 | motor |  | 177
Nonequipment | PSC to ECM Evaporator Fan Motor (Reach-In) | Medium Temperature Reach-In Case with 20W Electronically Commutated Evaporator Fan Motor | Medium Temperature Reach-In Case with 20W Permanent Split Capacitor Fan Motor | Commercial | New | Miscellaneous | FL Zone 2 | Per Unit | 0% | 1343.8198 | 839.8873 | 503.9324 | 0.375 | 15 | 0.070139 | 0.0064253 | 0 | no base cost | 0 | 0 | 177 | Illinois 2018 Statewide TRM, Section 4.6.4 | 0 | 0 | 177 | motor |  | 177
Nonequipment | PSC to ECM Evaporator Fan Motor (Reach-In) | Medium Temperature Reach-In Case with 20W Electronically Commutated Evaporator Fan Motor | Medium Temperature Reach-In Case with 20W Permanent Split Capacitor Fan Motor | Commercial | New | Offices | FL Zone 2 | Per Unit | 0% | 1343.8198 | 839.8873 | 503.9324 | 0.375 | 15 | 0.070139 | 0.0064253 | 0 | no base cost | 0 | 0 | 177 | Illinois 2018 Statewide TRM, Section 4.6.4 | 0 | 0 | 177 | motor |  | 177
Nonequipment | PSC to ECM Evaporator Fan Motor (Reach-In) | Medium Temperature Reach-In Case with 20W Electronically Commutated Evaporator Fan Motor | Medium Temperature Reach-In Case with 20W Permanent Split Capacitor Fan Motor | Commercial | New | Restaurants | FL Zone 2 | Per Unit | 68.68% | 1343.8198 | 839.8873 | 503.9324 | 0.375 | 15 | 0.065337 | 0.054728 | 0 | no base cost | 0 | 0 | 177 | Illinois 2018 Statewide TRM, Section 4.6.4 | 0 | 0 | 177 | motor |  | 177
Nonequipment | PSC to ECM Evaporator Fan Motor (Reach-In) | Medium Temperature Reach-In Case with 20W Electronically Commutated Evaporator Fan Motor | Medium Temperature Reach-In Case with 20W Permanent Split Capacitor Fan Motor | Commercial | New | Retail | FL Zone 2 | Per Unit | 68.68% | 1343.8198 | 839.8873 | 503.9324 | 0.375 | 15 | 0.070139 | 0.0064253 | 0 | no base cost | 0 | 0 | 177 | Illinois 2018 Statewide TRM, Section 4.6.4 | 0 | 0 | 177 | motor |  | 177
Nonequipment | PSC to ECM Evaporator Fan Motor (Reach-In) | Medium Temperature Reach-In Case with 20W Electronically Commutated Evaporator Fan Motor | Medium Temperature Reach-In Case with 20W Permanent Split Capacitor Fan Motor | Commercial | New | Schools K-12 | FL Zone 2 | Per Unit | 68.68% | 1343.8198 | 839.8873 | 503.9324 | 0.375 | 15 | 0.065337 | 0.054728 | 0 | no base cost | 0 | 0 | 177 | Illinois 2018 Statewide TRM, Section 4.6.4 | 0 | 0 | 177 | motor |  | 177
Nonequipment | PSC to ECM Evaporator Fan Motor (Reach-In) | Medium Temperature Reach-In Case with 20W Electronically Commutated Evaporator Fan Motor | Medium Temperature Reach-In Case with 20W Permanent Split Capacitor Fan Motor | Commercial | New | Warehouse | FL Zone 2 | Per Unit | 0% | 1343.8198 | 839.8873 | 503.9324 | 0.375 | 15 | 0.070139 | 0.0064253 | 0 | no base cost | 0 | 0 | 177 | Illinois 2018 Statewide TRM, Section 4.6.4 | 0 | 0 | 177 | motor |  | 177
Nonequipment | PSC to ECM Evaporator Fan Motor (Walk-In, Refrigerator) | Medium Temperature Walk-In Case with Electronically Commutated Evaporator Fan Motor | Medium Temperature Reach-In Case with Permanent Split Capacitor Evaporator Fan Motor | Commercial | Existing | Assembly | FL Zone 2 | Per Unit | 17.17% | 872.1376 | 545.086 | 327.0516 | 0.375 | 15 | 0.04552 | 0.00417 | 0 | no base cost | 0 | 0 | 177 | Illinois 2018 Statewide TRM, Section 4.6.4 | 0 | 0 | 177 | motor |  | 177
Nonequipment | PSC to ECM Evaporator Fan Motor (Walk-In, Refrigerator) | Medium Temperature Walk-In Case with Electronically Commutated Evaporator Fan Motor | Medium Temperature Reach-In Case with Permanent Split Capacitor Evaporator Fan Motor | Commercial | Existing | College and University | FL Zone 2 | Per Unit | 17.17% | 872.1376 | 545.086 | 327.0516 | 0.375 | 15 | 0.042404 | 0.035519 | 0 | no base cost | 0 | 0 | 177 | Illinois 2018 Statewide TRM, Section 4.6.4 | 0 | 0 | 177 | motor |  | 177
Nonequipment | PSC to ECM Evaporator Fan Motor (Walk-In, Refrigerator) | Medium Temperature Walk-In Case with Electronically Commutated Evaporator Fan Motor | Medium Temperature Reach-In Case with Permanent Split Capacitor Evaporator Fan Motor | Commercial | Existing | Grocery | FL Zone 2 | Per Unit | 17.17% | 872.1376 | 545.086 | 327.0516 | 0.375 | 15 | 0.04552 | 0.00417 | 0 | no base cost | 0 | 0 | 177 | Illinois 2018 Statewide TRM, Section 4.6.4 | 0 | 0 | 177 | motor |  | 177
Nonequipment | PSC to ECM Evaporator Fan Motor (Walk-In, Refrigerator) | Medium Temperature Walk-In Case with Electronically Commutated Evaporator Fan Motor | Medium Temperature Reach-In Case with Permanent Split Capacitor Evaporator Fan Motor | Commercial | Existing | Healthcare | FL Zone 2 | Per Unit | 17.17% | 872.1376 | 545.086 | 327.0516 | 0.375 | 15 | 0.042404 | 0.035519 | 0 | no base cost | 0 | 0 | 177 | Illinois 2018 Statewide TRM, Section 4.6.4 | 0 | 0 | 177 | motor |  | 177
Nonequipment | PSC to ECM Evaporator Fan Motor (Walk-In, Refrigerator) | Medium Temperature Walk-In Case with Electronically Commutated Evaporator Fan Motor | Medium Temperature Reach-In Case with Permanent Split Capacitor Evaporator Fan Motor | Commercial | Existing | Hospitals | FL Zone 2 | Per Unit | 17.17% | 872.1376 | 545.086 | 327.0516 | 0.375 | 15 | 0.042404 | 0.035519 | 0 | no base cost | 0 | 0 | 177 | Illinois 2018 Statewide TRM, Section 4.6.4 | 0 | 0 | 177 | motor |  | 177
Nonequipment | PSC to ECM Evaporator Fan Motor (Walk-In, Refrigerator) | Medium Temperature Walk-In Case with Electronically Commutated Evaporator Fan Motor | Medium Temperature Reach-In Case with Permanent Split Capacitor Evaporator Fan Motor | Commercial | Existing | Institutional | FL Zone 2 | Per Unit | 0% | 872.1376 | 545.086 | 327.0516 | 0.375 | 15 | 0.04552 | 0.00417 | 0 | no base cost | 0 | 0 | 177 | Illinois 2018 Statewide TRM, Section 4.6.4 | 0 | 0 | 177 | motor |  | 177
Nonequipment | PSC to ECM Evaporator Fan Motor (Walk-In, Refrigerator) | Medium Temperature Walk-In Case with Electronically Commutated Evaporator Fan Motor | Medium Temperature Reach-In Case with Permanent Split Capacitor Evaporator Fan Motor | Commercial | Existing | Lodging/Hospitality | FL Zone 2 | Per Unit | 17.17% | 872.1376 | 545.086 | 327.0516 | 0.375 | 15 | 0.042404 | 0.035519 | 0 | no base cost | 0 | 0 | 177 | Illinois 2018 Statewide TRM, Section 4.6.4 | 0 | 0 | 177 | motor |  | 177
Nonequipment | PSC to ECM Evaporator Fan Motor (Walk-In, Refrigerator) | Medium Temperature Walk-In Case with Electronically Commutated Evaporator Fan Motor | Medium Temperature Reach-In Case with Permanent Split Capacitor Evaporator Fan Motor | Commercial | Existing | Miscellaneous | FL Zone 2 | Per Unit | 0% | 872.1376 | 545.086 | 327.0516 | 0.375 | 15 | 0.04552 | 0.00417 | 0 | no base cost | 0 | 0 | 177 | Illinois 2018 Statewide TRM, Section 4.6.4 | 0 | 0 | 177 | motor |  | 177
Nonequipment | PSC to ECM Evaporator Fan Motor (Walk-In, Refrigerator) | Medium Temperature Walk-In Case with Electronically Commutated Evaporator Fan Motor | Medium Temperature Reach-In Case with Permanent Split Capacitor Evaporator Fan Motor | Commercial | Existing | Offices | FL Zone 2 | Per Unit | 0% | 872.1376 | 545.086 | 327.0516 | 0.375 | 15 | 0.04552 | 0.00417 | 0 | no base cost | 0 | 0 | 177 | Illinois 2018 Statewide TRM, Section 4.6.4 | 0 | 0 | 177 | motor |  | 177
Nonequipment | PSC to ECM Evaporator Fan Motor (Walk-In, Refrigerator) | Medium Temperature Walk-In Case with Electronically Commutated Evaporator Fan Motor | Medium Temperature Reach-In Case with Permanent Split Capacitor Evaporator Fan Motor | Commercial | Existing | Restaurants | FL Zone 2 | Per Unit | 17.17% | 872.1376 | 545.086 | 327.0516 | 0.375 | 15 | 0.042404 | 0.035519 | 0 | no base cost | 0 | 0 | 177 | Illinois 2018 Statewide TRM, Section 4.6.4 | 0 | 0 | 177 | motor |  | 177
Nonequipment | PSC to ECM Evaporator Fan Motor (Walk-In, Refrigerator) | Medium Temperature Walk-In Case with Electronically Commutated Evaporator Fan Motor | Medium Temperature Reach-In Case with Permanent Split Capacitor Evaporator Fan Motor | Commercial | Existing | Retail | FL Zone 2 | Per Unit | 17.17% | 872.1376 | 545.086 | 327.0516 | 0.375 | 15 | 0.04552 | 0.00417 | 0 | no base cost | 0 | 0 | 177 | Illinois 2018 Statewide TRM, Section 4.6.4 | 0 | 0 | 177 | motor |  | 177
Nonequipment | PSC to ECM Evaporator Fan Motor (Walk-In, Refrigerator) | Medium Temperature Walk-In Case with Electronically Commutated Evaporator Fan Motor | Medium Temperature Reach-In Case with Permanent Split Capacitor Evaporator Fan Motor | Commercial | Existing | Schools K-12 | FL Zone 2 | Per Unit | 17.17% | 872.1376 | 545.086 | 327.0516 | 0.375 | 15 | 0.042404 | 0.035519 | 0 | no base cost | 0 | 0 | 177 | Illinois 2018 Statewide TRM, Section 4.6.4 | 0 | 0 | 177 | motor |  | 177
Nonequipment | PSC to ECM Evaporator Fan Motor (Walk-In, Refrigerator) | Medium Temperature Walk-In Case with Electronically Commutated Evaporator Fan Motor | Medium Temperature Reach-In Case with Permanent Split Capacitor Evaporator Fan Motor | Commercial | Existing | Warehouse | FL Zone 2 | Per Unit | 0% | 872.1376 | 545.086 | 327.0516 | 0.375 | 15 | 0.04552 | 0.00417 | 0 | no base cost | 0 | 0 | 177 | Illinois 2018 Statewide TRM, Section 4.6.4 | 0 | 0 | 177 | motor |  | 177
Nonequipment | PSC to ECM Evaporator Fan Motor (Walk-In, Refrigerator) | Medium Temperature Walk-In Case with Electronically Commutated Evaporator Fan Motor | Medium Temperature Reach-In Case with Permanent Split Capacitor Evaporator Fan Motor | Commercial | New | Assembly | FL Zone 2 | Per Unit | 68.68% | 872.1376 | 545.086 | 327.0516 | 0.375 | 15 | 0.04552 | 0.00417 | 0 | no base cost | 0 | 0 | 177 | Illinois 2018 Statewide TRM, Section 4.6.4 | 0 | 0 | 177 | motor |  | 177
Nonequipment | PSC to ECM Evaporator Fan Motor (Walk-In, Refrigerator) | Medium Temperature Walk-In Case with Electronically Commutated Evaporator Fan Motor | Medium Temperature Reach-In Case with Permanent Split Capacitor Evaporator Fan Motor | Commercial | New | College and University | FL Zone 2 | Per Unit | 68.68% | 872.1376 | 545.086 | 327.0516 | 0.375 | 15 | 0.042404 | 0.035519 | 0 | no base cost | 0 | 0 | 177 | Illinois 2018 Statewide TRM, Section 4.6.4 | 0 | 0 | 177 | motor |  | 177
Nonequipment | PSC to ECM Evaporator Fan Motor (Walk-In, Refrigerator) | Medium Temperature Walk-In Case with Electronically Commutated Evaporator Fan Motor | Medium Temperature Reach-In Case with Permanent Split Capacitor Evaporator Fan Motor | Commercial | New | Grocery | FL Zone 2 | Per Unit | 68.68% | 872.1376 | 545.086 | 327.0516 | 0.375 | 15 | 0.04552 | 0.00417 | 0 | no base cost | 0 | 0 | 177 | Illinois 2018 Statewide TRM, Section 4.6.4 | 0 | 0 | 177 | motor |  | 177
Nonequipment | PSC to ECM Evaporator Fan Motor (Walk-In, Refrigerator) | Medium Temperature Walk-In Case with Electronically Commutated Evaporator Fan Motor | Medium Temperature Reach-In Case with Permanent Split Capacitor Evaporator Fan Motor | Commercial | New | Healthcare | FL Zone 2 | Per Unit | 68.68% | 872.1376 | 545.086 | 327.0516 | 0.375 | 15 | 0.042404 | 0.035519 | 0 | no base cost | 0 | 0 | 177 | Illinois 2018 Statewide TRM, Section 4.6.4 | 0 | 0 | 177 | motor |  | 177
Nonequipment | PSC to ECM Evaporator Fan Motor (Walk-In, Refrigerator) | Medium Temperature Walk-In Case with Electronically Commutated Evaporator Fan Motor | Medium Temperature Reach-In Case with Permanent Split Capacitor Evaporator Fan Motor | Commercial | New | Hospitals | FL Zone 2 | Per Unit | 68.68% | 872.1376 | 545.086 | 327.0516 | 0.375 | 15 | 0.042404 | 0.035519 | 0 | no base cost | 0 | 0 | 177 | Illinois 2018 Statewide TRM, Section 4.6.4 | 0 | 0 | 177 | motor |  | 177
Nonequipment | PSC to ECM Evaporator Fan Motor (Walk-In, Refrigerator) | Medium Temperature Walk-In Case with Electronically Commutated Evaporator Fan Motor | Medium Temperature Reach-In Case with Permanent Split Capacitor Evaporator Fan Motor | Commercial | New | Institutional | FL Zone 2 | Per Unit | 0% | 872.1376 | 545.086 | 327.0516 | 0.375 | 15 | 0.04552 | 0.00417 | 0 | no base cost | 0 | 0 | 177 | Illinois 2018 Statewide TRM, Section 4.6.4 | 0 | 0 | 177 | motor |  | 177
Nonequipment | PSC to ECM Evaporator Fan Motor (Walk-In, Refrigerator) | Medium Temperature Walk-In Case with Electronically Commutated Evaporator Fan Motor | Medium Temperature Reach-In Case with Permanent Split Capacitor Evaporator Fan Motor | Commercial | New | Lodging/Hospitality | FL Zone 2 | Per Unit | 68.68% | 872.1376 | 545.086 | 327.0516 | 0.375 | 15 | 0.042404 | 0.035519 | 0 | no base cost | 0 | 0 | 177 | Illinois 2018 Statewide TRM, Section 4.6.4 | 0 | 0 | 177 | motor |  | 177
Nonequipment | PSC to ECM Evaporator Fan Motor (Walk-In, Refrigerator) | Medium Temperature Walk-In Case with Electronically Commutated Evaporator Fan Motor | Medium Temperature Reach-In Case with Permanent Split Capacitor Evaporator Fan Motor | Commercial | New | Miscellaneous | FL Zone 2 | Per Unit | 0% | 872.1376 | 545.086 | 327.0516 | 0.375 | 15 | 0.04552 | 0.00417 | 0 | no base cost | 0 | 0 | 177 | Illinois 2018 Statewide TRM, Section 4.6.4 | 0 | 0 | 177 | motor |  | 177
Nonequipment | PSC to ECM Evaporator Fan Motor (Walk-In, Refrigerator) | Medium Temperature Walk-In Case with Electronically Commutated Evaporator Fan Motor | Medium Temperature Reach-In Case with Permanent Split Capacitor Evaporator Fan Motor | Commercial | New | Offices | FL Zone 2 | Per Unit | 0% | 872.1376 | 545.086 | 327.0516 | 0.375 | 15 | 0.04552 | 0.00417 | 0 | no base cost | 0 | 0 | 177 | Illinois 2018 Statewide TRM, Section 4.6.4 | 0 | 0 | 177 | motor |  | 177
Nonequipment | PSC to ECM Evaporator Fan Motor (Walk-In, Refrigerator) | Medium Temperature Walk-In Case with Electronically Commutated Evaporator Fan Motor | Medium Temperature Reach-In Case with Permanent Split Capacitor Evaporator Fan Motor | Commercial | New | Restaurants | FL Zone 2 | Per Unit | 68.68% | 872.1376 | 545.086 | 327.0516 | 0.375 | 15 | 0.042404 | 0.035519 | 0 | no base cost | 0 | 0 | 177 | Illinois 2018 Statewide TRM, Section 4.6.4 | 0 | 0 | 177 | motor |  | 177
Nonequipment | PSC to ECM Evaporator Fan Motor (Walk-In, Refrigerator) | Medium Temperature Walk-In Case with Electronically Commutated Evaporator Fan Motor | Medium Temperature Reach-In Case with Permanent Split Capacitor Evaporator Fan Motor | Commercial | New | Retail | FL Zone 2 | Per Unit | 68.68% | 872.1376 | 545.086 | 327.0516 | 0.375 | 15 | 0.04552 | 0.00417 | 0 | no base cost | 0 | 0 | 177 | Illinois 2018 Statewide TRM, Section 4.6.4 | 0 | 0 | 177 | motor |  | 177
Nonequipment | PSC to ECM Evaporator Fan Motor (Walk-In, Refrigerator) | Medium Temperature Walk-In Case with Electronically Commutated Evaporator Fan Motor | Medium Temperature Reach-In Case with Permanent Split Capacitor Evaporator Fan Motor | Commercial | New | Schools K-12 | FL Zone 2 | Per Unit | 68.68% | 872.1376 | 545.086 | 327.0516 | 0.375 | 15 | 0.042404 | 0.035519 | 0 | no base cost | 0 | 0 | 177 | Illinois 2018 Statewide TRM, Section 4.6.4 | 0 | 0 | 177 | motor |  | 177
Nonequipment | PSC to ECM Evaporator Fan Motor (Walk-In, Refrigerator) | Medium Temperature Walk-In Case with Electronically Commutated Evaporator Fan Motor | Medium Temperature Reach-In Case with Permanent Split Capacitor Evaporator Fan Motor | Commercial | New | Warehouse | FL Zone 2 | Per Unit | 0% | 872.1376 | 545.086 | 327.0516 | 0.375 | 15 | 0.04552 | 0.00417 | 0 | no base cost | 0 | 0 | 177 | Illinois 2018 Statewide TRM, Section 4.6.4 | 0 | 0 | 177 | motor |  | 177
Nonequipment | Refrigerated Display Case Lighting Controls | Occupancy Sensors for Refrigerated Case Lighting | Market-Share Weighted Existing Linear Fluorescent Fixture | Commercial | Existing | Assembly | FL Zone 2 | Per End Use Consumption | 0% | 2434.55 | 2373.1139 | 61.4361 | 0.025235 | 8 | 0.0084392 | 0.0078859 | 0 | no equipment cost | 0 | 0 | 68 | Efficiency Maine 2016 Commercial Technical Reference Manual V2016.1, Appendix E | 36.14 | Efficiency Maine 2016 Commercial Technical Reference Manual V2016.1, Appendix E | 104.14 | unit |  | 104.14
Nonequipment | Refrigerated Display Case Lighting Controls | Occupancy Sensors for Refrigerated Case Lighting | Market-Share Weighted Existing Linear Fluorescent Fixture | Commercial | Existing | College and University | FL Zone 2 | Per End Use Consumption | 0% | 2434.55 | 2373.1139 | 61.4361 | 0.025235 | 8 | 0.0084392 | 0.0078859 | 0 | no equipment cost | 0 | 0 | 68 | Efficiency Maine 2016 Commercial Technical Reference Manual V2016.1, Appendix E | 36.14 | Efficiency Maine 2016 Commercial Technical Reference Manual V2016.1, Appendix E | 104.14 | unit |  | 104.14
Nonequipment | Refrigerated Display Case Lighting Controls | Occupancy Sensors for Refrigerated Case Lighting | Market-Share Weighted Existing Linear Fluorescent Fixture | Commercial | Existing | Grocery | FL Zone 2 | Per End Use Consumption | 50% | 2434.55 | 2373.1139 | 61.4361 | 0.025235 | 8 | 0.0084392 | 0.0078859 | 0 | no equipment cost | 0 | 0 | 68 | Efficiency Maine 2016 Commercial Technical Reference Manual V2016.1, Appendix E | 36.14 | Efficiency Maine 2016 Commercial Technical Reference Manual V2016.1, Appendix E | 104.14 | unit |  | 104.14
Nonequipment | Refrigerated Display Case Lighting Controls | Occupancy Sensors for Refrigerated Case Lighting | Market-Share Weighted Existing Linear Fluorescent Fixture | Commercial | Existing | Healthcare | FL Zone 2 | Per End Use Consumption | 0% | 2434.55 | 2373.1139 | 61.4361 | 0.025235 | 8 | 0.0084392 | 0.0078859 | 0 | no equipment cost | 0 | 0 | 68 | Efficiency Maine 2016 Commercial Technical Reference Manual V2016.1, Appendix E | 36.14 | Efficiency Maine 2016 Commercial Technical Reference Manual V2016.1, Appendix E | 104.14 | unit |  | 104.14
Nonequipment | Refrigerated Display Case Lighting Controls | Occupancy Sensors for Refrigerated Case Lighting | Market-Share Weighted Existing Linear Fluorescent Fixture | Commercial | Existing | Hospitals | FL Zone 2 | Per End Use Consumption | 0% | 2434.55 | 2373.1139 | 61.4361 | 0.025235 | 8 | 0.0084392 | 0.0078859 | 0 | no equipment cost | 0 | 0 | 68 | Efficiency Maine 2016 Commercial Technical Reference Manual V2016.1, Appendix E | 36.14 | Efficiency Maine 2016 Commercial Technical Reference Manual V2016.1, Appendix E | 104.14 | unit |  | 104.14
Nonequipment | Refrigerated Display Case Lighting Controls | Occupancy Sensors for Refrigerated Case Lighting | Market-Share Weighted Existing Linear Fluorescent Fixture | Commercial | Existing | Institutional | FL Zone 2 | Per End Use Consumption | 0% | 2434.55 | 2373.1139 | 61.4361 | 0.025235 | 8 | 0.0084392 | 0.0078859 | 0 | no equipment cost | 0 | 0 | 68 | Efficiency Maine 2016 Commercial Technical Reference Manual V2016.1, Appendix E | 36.14 | Efficiency Maine 2016 Commercial Technical Reference Manual V2016.1, Appendix E | 104.14 | unit |  | 104.14
Nonequipment | Refrigerated Display Case Lighting Controls | Occupancy Sensors for Refrigerated Case Lighting | Market-Share Weighted Existing Linear Fluorescent Fixture | Commercial | Existing | Lodging/Hospitality | FL Zone 2 | Per End Use Consumption | 0% | 2434.55 | 2373.1139 | 61.4361 | 0.025235 | 8 | 0.0084392 | 0.0078859 | 0 | no equipment cost | 0 | 0 | 68 | Efficiency Maine 2016 Commercial Technical Reference Manual V2016.1, Appendix E | 36.14 | Efficiency Maine 2016 Commercial Technical Reference Manual V2016.1, Appendix E | 104.14 | unit |  | 104.14
Nonequipment | Refrigerated Display Case Lighting Controls | Occupancy Sensors for Refrigerated Case Lighting | Market-Share Weighted Existing Linear Fluorescent Fixture | Commercial | Existing | Miscellaneous | FL Zone 2 | Per End Use Consumption | 0% | 2434.55 | 2373.1139 | 61.4361 | 0.025235 | 8 | 0.0084392 | 0.0078859 | 0 | no equipment cost | 0 | 0 | 68 | Efficiency Maine 2016 Commercial Technical Reference Manual V2016.1, Appendix E | 36.14 | Efficiency Maine 2016 Commercial Technical Reference Manual V2016.1, Appendix E | 104.14 | unit |  | 104.14
Nonequipment | Refrigerated Display Case Lighting Controls | Occupancy Sensors for Refrigerated Case Lighting | Market-Share Weighted Existing Linear Fluorescent Fixture | Commercial | Existing | Offices | FL Zone 2 | Per End Use Consumption | 0% | 2434.55 | 2373.1139 | 61.4361 | 0.025235 | 8 | 0.0084392 | 0.0078859 | 0 | no equipment cost | 0 | 0 | 68 | Efficiency Maine 2016 Commercial Technical Reference Manual V2016.1, Appendix E | 36.14 | Efficiency Maine 2016 Commercial Technical Reference Manual V2016.1, Appendix E | 104.14 | unit |  | 104.14
Nonequipment | Refrigerated Display Case Lighting Controls | Occupancy Sensors for Refrigerated Case Lighting | Market-Share Weighted Existing Linear Fluorescent Fixture | Commercial | Existing | Restaurants | FL Zone 2 | Per End Use Consumption | 0% | 2434.55 | 2373.1139 | 61.4361 | 0.025235 | 8 | 0.0084392 | 0.0078859 | 0 | no equipment cost | 0 | 0 | 68 | Efficiency Maine 2016 Commercial Technical Reference Manual V2016.1, Appendix E | 36.14 | Efficiency Maine 2016 Commercial Technical Reference Manual V2016.1, Appendix E | 104.14 | unit |  | 104.14
Nonequipment | Refrigerated Display Case Lighting Controls | Occupancy Sensors for Refrigerated Case Lighting | Market-Share Weighted Existing Linear Fluorescent Fixture | Commercial | Existing | Retail | FL Zone 2 | Per End Use Consumption | 0% | 2434.55 | 2373.1139 | 61.4361 | 0.025235 | 8 | 0.0084392 | 0.0078859 | 0 | no equipment cost | 0 | 0 | 68 | Efficiency Maine 2016 Commercial Technical Reference Manual V2016.1, Appendix E | 36.14 | Efficiency Maine 2016 Commercial Technical Reference Manual V2016.1, Appendix E | 104.14 | unit |  | 104.14
Nonequipment | Refrigerated Display Case Lighting Controls | Occupancy Sensors for Refrigerated Case Lighting | Market-Share Weighted Existing Linear Fluorescent Fixture | Commercial | Existing | Schools K-12 | FL Zone 2 | Per End Use Consumption | 0% | 2434.55 | 2373.1139 | 61.4361 | 0.025235 | 8 | 0.0084392 | 0.0078859 | 0 | no equipment cost | 0 | 0 | 68 | Efficiency Maine 2016 Commercial Technical Reference Manual V2016.1, Appendix E | 36.14 | Efficiency Maine 2016 Commercial Technical Reference Manual V2016.1, Appendix E | 104.14 | unit |  | 104.14
Nonequipment | Refrigerated Display Case Lighting Controls | Occupancy Sensors for Refrigerated Case Lighting | Market-Share Weighted Existing Linear Fluorescent Fixture | Commercial | Existing | Warehouse | FL Zone 2 | Per End Use Consumption | 0% | 2434.55 | 2373.1139 | 61.4361 | 0.025235 | 8 | 0.0084392 | 0.0078859 | 0 | no equipment cost | 0 | 0 | 68 | Efficiency Maine 2016 Commercial Technical Reference Manual V2016.1, Appendix E | 36.14 | Efficiency Maine 2016 Commercial Technical Reference Manual V2016.1, Appendix E | 104.14 | unit |  | 104.14
Nonequipment | Refrigerated Display Case Lighting Controls | Occupancy Sensors for Refrigerated Case Lighting | LED Refrigerated Case Lighting Fixture | Commercial | New | Assembly | FL Zone 2 | Per End Use Consumption | 0% | 2434.55 | 2411.7515 | 22.7985 | 0.0093646 | 8 | 0.0031317 | 0.0029264 | 0 | no equipment cost | 0 | 0 | 68 | Efficiency Maine 2016 Commercial Technical Reference Manual V2016.1, Appendix E | 36.14 | Efficiency Maine 2016 Commercial Technical Reference Manual V2016.1, Appendix E | 104.14 | unit |  | 104.14
Nonequipment | Refrigerated Display Case Lighting Controls | Occupancy Sensors for Refrigerated Case Lighting | LED Refrigerated Case Lighting Fixture | Commercial | New | College and University | FL Zone 2 | Per End Use Consumption | 0% | 2434.55 | 2411.7515 | 22.7985 | 0.0093646 | 8 | 0.0031317 | 0.0029264 | 0 | no equipment cost | 0 | 0 | 68 | Efficiency Maine 2016 Commercial Technical Reference Manual V2016.1, Appendix E | 36.14 | Efficiency Maine 2016 Commercial Technical Reference Manual V2016.1, Appendix E | 104.14 | unit |  | 104.14
Nonequipment | Refrigerated Display Case Lighting Controls | Occupancy Sensors for Refrigerated Case Lighting | LED Refrigerated Case Lighting Fixture | Commercial | New | Grocery | FL Zone 2 | Per End Use Consumption | 50% | 2434.55 | 2411.7515 | 22.7985 | 0.0093646 | 8 | 0.0031317 | 0.0029264 | 0 | no equipment cost | 0 | 0 | 68 | Efficiency Maine 2016 Commercial Technical Reference Manual V2016.1, Appendix E | 36.14 | Efficiency Maine 2016 Commercial Technical Reference Manual V2016.1, Appendix E | 104.14 | unit |  | 104.14
Nonequipment | Refrigerated Display Case Lighting Controls | Occupancy Sensors for Refrigerated Case Lighting | LED Refrigerated Case Lighting Fixture | Commercial | New | Healthcare | FL Zone 2 | Per End Use Consumption | 0% | 2434.55 | 2411.7515 | 22.7985 | 0.0093646 | 8 | 0.0031317 | 0.0029264 | 0 | no equipment cost | 0 | 0 | 68 | Efficiency Maine 2016 Commercial Technical Reference Manual V2016.1, Appendix E | 36.14 | Efficiency Maine 2016 Commercial Technical Reference Manual V2016.1, Appendix E | 104.14 | unit |  | 104.14
Nonequipment | Refrigerated Display Case Lighting Controls | Occupancy Sensors for Refrigerated Case Lighting | LED Refrigerated Case Lighting Fixture | Commercial | New | Hospitals | FL Zone 2 | Per End Use Consumption | 0% | 2434.55 | 2411.7515 | 22.7985 | 0.0093646 | 8 | 0.0031317 | 0.0029264 | 0 | no equipment cost | 0 | 0 | 68 | Efficiency Maine 2016 Commercial Technical Reference Manual V2016.1, Appendix E | 36.14 | Efficiency Maine 2016 Commercial Technical Reference Manual V2016.1, Appendix E | 104.14 | unit |  | 104.14
Nonequipment | Refrigerated Display Case Lighting Controls | Occupancy Sensors for Refrigerated Case Lighting | LED Refrigerated Case Lighting Fixture | Commercial | New | Institutional | FL Zone 2 | Per End Use Consumption | 0% | 2434.55 | 2411.7515 | 22.7985 | 0.0093646 | 8 | 0.0031317 | 0.0029264 | 0 | no equipment cost | 0 | 0 | 68 | Efficiency Maine 2016 Commercial Technical Reference Manual V2016.1, Appendix E | 36.14 | Efficiency Maine 2016 Commercial Technical Reference Manual V2016.1, Appendix E | 104.14 | unit |  | 104.14
Nonequipment | Refrigerated Display Case Lighting Controls | Occupancy Sensors for Refrigerated Case Lighting | LED Refrigerated Case Lighting Fixture | Commercial | New | Lodging/Hospitality | FL Zone 2 | Per End Use Consumption | 0% | 2434.55 | 2411.7515 | 22.7985 | 0.0093646 | 8 | 0.0031317 | 0.0029264 | 0 | no equipment cost | 0 | 0 | 68 | Efficiency Maine 2016 Commercial Technical Reference Manual V2016.1, Appendix E | 36.14 | Efficiency Maine 2016 Commercial Technical Reference Manual V2016.1, Appendix E | 104.14 | unit |  | 104.14
Nonequipment | Refrigerated Display Case Lighting Controls | Occupancy Sensors for Refrigerated Case Lighting | LED Refrigerated Case Lighting Fixture | Commercial | New | Miscellaneous | FL Zone 2 | Per End Use Consumption | 0% | 2434.55 | 2411.7515 | 22.7985 | 0.0093646 | 8 | 0.0031317 | 0.0029264 | 0 | no equipment cost | 0 | 0 | 68 | Efficiency Maine 2016 Commercial Technical Reference Manual V2016.1, Appendix E | 36.14 | Efficiency Maine 2016 Commercial Technical Reference Manual V2016.1, Appendix E | 104.14 | unit |  | 104.14
Nonequipment | Refrigerated Display Case Lighting Controls | Occupancy Sensors for Refrigerated Case Lighting | LED Refrigerated Case Lighting Fixture | Commercial | New | Offices | FL Zone 2 | Per End Use Consumption | 0% | 2434.55 | 2411.7515 | 22.7985 | 0.0093646 | 8 | 0.0031317 | 0.0029264 | 0 | no equipment cost | 0 | 0 | 68 | Efficiency Maine 2016 Commercial Technical Reference Manual V2016.1, Appendix E | 36.14 | Efficiency Maine 2016 Commercial Technical Reference Manual V2016.1, Appendix E | 104.14 | unit |  | 104.14
Nonequipment | Refrigerated Display Case Lighting Controls | Occupancy Sensors for Refrigerated Case Lighting | LED Refrigerated Case Lighting Fixture | Commercial | New | Restaurants | FL Zone 2 | Per End Use Consumption | 0% | 2434.55 | 2411.7515 | 22.7985 | 0.0093646 | 8 | 0.0031317 | 0.0029264 | 0 | no equipment cost | 0 | 0 | 68 | Efficiency Maine 2016 Commercial Technical Reference Manual V2016.1, Appendix E | 36.14 | Efficiency Maine 2016 Commercial Technical Reference Manual V2016.1, Appendix E | 104.14 | unit |  | 104.14
Nonequipment | Refrigerated Display Case Lighting Controls | Occupancy Sensors for Refrigerated Case Lighting | LED Refrigerated Case Lighting Fixture | Commercial | New | Retail | FL Zone 2 | Per End Use Consumption | 0% | 2434.55 | 2411.7515 | 22.7985 | 0.0093646 | 8 | 0.0031317 | 0.0029264 | 0 | no equipment cost | 0 | 0 | 68 | Efficiency Maine 2016 Commercial Technical Reference Manual V2016.1, Appendix E | 36.14 | Efficiency Maine 2016 Commercial Technical Reference Manual V2016.1, Appendix E | 104.14 | unit |  | 104.14
Nonequipment | Refrigerated Display Case Lighting Controls | Occupancy Sensors for Refrigerated Case Lighting | LED Refrigerated Case Lighting Fixture | Commercial | New | Schools K-12 | FL Zone 2 | Per End Use Consumption | 0% | 2434.55 | 2411.7515 | 22.7985 | 0.0093646 | 8 | 0.0031317 | 0.0029264 | 0 | no equipment cost | 0 | 0 | 68 | Efficiency Maine 2016 Commercial Technical Reference Manual V2016.1, Appendix E | 36.14 | Efficiency Maine 2016 Commercial Technical Reference Manual V2016.1, Appendix E | 104.14 | unit |  | 104.14
Nonequipment | Refrigerated Display Case Lighting Controls | Occupancy Sensors for Refrigerated Case Lighting | LED Refrigerated Case Lighting Fixture | Commercial | New | Warehouse | FL Zone 2 | Per End Use Consumption | 0% | 2434.55 | 2411.7515 | 22.7985 | 0.0093646 | 8 | 0.0031317 | 0.0029264 | 0 | no equipment cost | 0 | 0 | 68 | Efficiency Maine 2016 Commercial Technical Reference Manual V2016.1, Appendix E | 36.14 | Efficiency Maine 2016 Commercial Technical Reference Manual V2016.1, Appendix E | 104.14 | unit |  | 104.14
Nonequipment | Strip Curtains for Walk-ins | Walk-in cooler with strip curtains at least 0.06 inches thick covering the entire area of the doorway | Walk-in cooler without strip curtains | Commercial | Existing | Assembly | FL Zone 2 | Per End Use Consumption | 3.76% | 19854.7304 | 19434.7304 | 420 | 0.021154 | 4 | 0.060723 | 0.016724 | 0 | No strip curtains | 0 | 0 | 10.22 | Illinois 2018 Statewide TRM, Section 4.6.7 | 0 | 0 | 10.22 | sq ft | 21 | 214.62
Nonequipment | Strip Curtains for Walk-ins | Walk-in cooler with strip curtains at least 0.06 inches thick covering the entire area of the doorway | Walk-in cooler without strip curtains | Commercial | Existing | College and University | FL Zone 2 | Per End Use Consumption | 3.76% | 19854.7304 | 19434.7304 | 420 | 0.021154 | 4 | 0.054455 | 0.045613 | 0 | No strip curtains | 0 | 0 | 10.22 | Illinois 2018 Statewide TRM, Section 4.6.7 | 0 | 0 | 10.22 | sq ft | 21 | 214.62
Nonequipment | Strip Curtains for Walk-ins | Walk-in cooler with strip curtains at least 0.06 inches thick covering the entire area of the doorway | Walk-in cooler without strip curtains | Commercial | Existing | Grocery | FL Zone 2 | Per End Use Consumption | 19.91% | 19854.7304 | 19434.7304 | 420 | 0.021154 | 4 | 0.060723 | 0.016724 | 0 | No strip curtains | 0 | 0 | 10.22 | Illinois 2018 Statewide TRM, Section 4.6.7 | 0 | 0 | 10.22 | sq ft | 21 | 214.62
Nonequipment | Strip Curtains for Walk-ins | Walk-in cooler with strip curtains at least 0.06 inches thick covering the entire area of the doorway | Walk-in cooler without strip curtains | Commercial | Existing | Healthcare | FL Zone 2 | Per End Use Consumption | 3.76% | 19854.7304 | 19434.7304 | 420 | 0.021154 | 4 | 0.054455 | 0.045613 | 0 | No strip curtains | 0 | 0 | 10.22 | Illinois 2018 Statewide TRM, Section 4.6.7 | 0 | 0 | 10.22 | sq ft | 21 | 214.62
Nonequipment | Strip Curtains for Walk-ins | Walk-in cooler with strip curtains at least 0.06 inches thick covering the entire area of the doorway | Walk-in cooler without strip curtains | Commercial | Existing | Hospitals | FL Zone 2 | Per End Use Consumption | 3.76% | 19854.7304 | 19434.7304 | 420 | 0.021154 | 4 | 0.054455 | 0.045613 | 0 | No strip curtains | 0 | 0 | 10.22 | Illinois 2018 Statewide TRM, Section 4.6.7 | 0 | 0 | 10.22 | sq ft | 21 | 214.62
Nonequipment | Strip Curtains for Walk-ins | Walk-in cooler with strip curtains at least 0.06 inches thick covering the entire area of the doorway | Walk-in cooler without strip curtains | Commercial | Existing | Institutional | FL Zone 2 | Per End Use Consumption | 0% | 19854.7304 | 19434.7304 | 420 | 0.021154 | 4 | 0.060723 | 0.016724 | 0 | No strip curtains | 0 | 0 | 10.22 | Illinois 2018 Statewide TRM, Section 4.6.7 | 0 | 0 | 10.22 | sq ft | 21 | 214.62
Nonequipment | Strip Curtains for Walk-ins | Walk-in cooler with strip curtains at least 0.06 inches thick covering the entire area of the doorway | Walk-in cooler without strip curtains | Commercial | Existing | Lodging/Hospitality | FL Zone 2 | Per End Use Consumption | 3.76% | 19854.7304 | 19434.7304 | 420 | 0.021154 | 4 | 0.054455 | 0.045613 | 0 | No strip curtains | 0 | 0 | 10.22 | Illinois 2018 Statewide TRM, Section 4.6.7 | 0 | 0 | 10.22 | sq ft | 21 | 214.62
Nonequipment | Strip Curtains for Walk-ins | Walk-in cooler with strip curtains at least 0.06 inches thick covering the entire area of the doorway | Walk-in cooler without strip curtains | Commercial | Existing | Miscellaneous | FL Zone 2 | Per End Use Consumption | 0% | 19854.7304 | 19434.7304 | 420 | 0.021154 | 4 | 0.060723 | 0.016724 | 0 | No strip curtains | 0 | 0 | 10.22 | Illinois 2018 Statewide TRM, Section 4.6.7 | 0 | 0 | 10.22 | sq ft | 21 | 214.62
Nonequipment | Strip Curtains for Walk-ins | Walk-in cooler with strip curtains at least 0.06 inches thick covering the entire area of the doorway | Walk-in cooler without strip curtains | Commercial | Existing | Offices | FL Zone 2 | Per End Use Consumption | 0% | 19854.7304 | 19434.7304 | 420 | 0.021154 | 4 | 0.060723 | 0.016724 | 0 | No strip curtains | 0 | 0 | 10.22 | Illinois 2018 Statewide TRM, Section 4.6.7 | 0 | 0 | 10.22 | sq ft | 21 | 214.62
Nonequipment | Strip Curtains for Walk-ins | Walk-in cooler with strip curtains at least 0.06 inches thick covering the entire area of the doorway | Walk-in cooler without strip curtains | Commercial | Existing | Restaurants | FL Zone 2 | Per End Use Consumption | 3.76% | 19854.7304 | 19434.7304 | 420 | 0.021154 | 4 | 0.054455 | 0.045613 | 0 | No strip curtains | 0 | 0 | 10.22 | Illinois 2018 Statewide TRM, Section 4.6.7 | 0 | 0 | 10.22 | sq ft | 21 | 214.62
Nonequipment | Strip Curtains for Walk-ins | Walk-in cooler with strip curtains at least 0.06 inches thick covering the entire area of the doorway | Walk-in cooler without strip curtains | Commercial | Existing | Retail | FL Zone 2 | Per End Use Consumption | 3.76% | 19854.7304 | 19434.7304 | 420 | 0.021154 | 4 | 0.060723 | 0.016724 | 0 | No strip curtains | 0 | 0 | 10.22 | Illinois 2018 Statewide TRM, Section 4.6.7 | 0 | 0 | 10.22 | sq ft | 21 | 214.62
Nonequipment | Strip Curtains for Walk-ins | Walk-in cooler with strip curtains at least 0.06 inches thick covering the entire area of the doorway | Walk-in cooler without strip curtains | Commercial | Existing | Schools K-12 | FL Zone 2 | Per End Use Consumption | 3.76% | 19854.7304 | 19434.7304 | 420 | 0.021154 | 4 | 0.054455 | 0.045613 | 0 | No strip curtains | 0 | 0 | 10.22 | Illinois 2018 Statewide TRM, Section 4.6.7 | 0 | 0 | 10.22 | sq ft | 21 | 214.62
Nonequipment | Strip Curtains for Walk-ins | Walk-in cooler with strip curtains at least 0.06 inches thick covering the entire area of the doorway | Walk-in cooler without strip curtains | Commercial | Existing | Warehouse | FL Zone 2 | Per End Use Consumption | 0% | 19854.7304 | 19434.7304 | 420 | 0.021154 | 4 | 0.060723 | 0.016724 | 0 | No strip curtains | 0 | 0 | 10.22 | Illinois 2018 Statewide TRM, Section 4.6.7 | 0 | 0 | 10.22 | sq ft | 21 | 214.62
Nonequipment | Strip Curtains for Walk-ins | Walk-in cooler with strip curtains at least 0.06 inches thick covering the entire area of the doorway | Walk-in cooler without strip curtains | Commercial | New | Assembly | FL Zone 2 | Per End Use Consumption | 3.76% | 19854.7304 | 19434.7304 | 420 | 0.021154 | 4 | 0.060723 | 0.016724 | 0 | No strip curtains | 0 | 0 | 10.22 | Illinois 2018 Statewide TRM, Section 4.6.7 | 0 | 0 | 10.22 | sq ft | 21 | 214.62
Nonequipment | Strip Curtains for Walk-ins | Walk-in cooler with strip curtains at least 0.06 inches thick covering the entire area of the doorway | Walk-in cooler without strip curtains | Commercial | New | College and University | FL Zone 2 | Per End Use Consumption | 3.76% | 19854.7304 | 19434.7304 | 420 | 0.021154 | 4 | 0.054455 | 0.045613 | 0 | No strip curtains | 0 | 0 | 10.22 | Illinois 2018 Statewide TRM, Section 4.6.7 | 0 | 0 | 10.22 | sq ft | 21 | 214.62
Nonequipment | Strip Curtains for Walk-ins | Walk-in cooler with strip curtains at least 0.06 inches thick covering the entire area of the doorway | Walk-in cooler without strip curtains | Commercial | New | Grocery | FL Zone 2 | Per End Use Consumption | 19.91% | 19854.7304 | 19434.7304 | 420 | 0.021154 | 4 | 0.060723 | 0.016724 | 0 | No strip curtains | 0 | 0 | 10.22 | Illinois 2018 Statewide TRM, Section 4.6.7 | 0 | 0 | 10.22 | sq ft | 21 | 214.62
Nonequipment | Strip Curtains for Walk-ins | Walk-in cooler with strip curtains at least 0.06 inches thick covering the entire area of the doorway | Walk-in cooler without strip curtains | Commercial | New | Healthcare | FL Zone 2 | Per End Use Consumption | 3.76% | 19854.7304 | 19434.7304 | 420 | 0.021154 | 4 | 0.054455 | 0.045613 | 0 | No strip curtains | 0 | 0 | 10.22 | Illinois 2018 Statewide TRM, Section 4.6.7 | 0 | 0 | 10.22 | sq ft | 21 | 214.62
Nonequipment | Strip Curtains for Walk-ins | Walk-in cooler with strip curtains at least 0.06 inches thick covering the entire area of the doorway | Walk-in cooler without strip curtains | Commercial | New | Hospitals | FL Zone 2 | Per End Use Consumption | 3.76% | 19854.7304 | 19434.7304 | 420 | 0.021154 | 4 | 0.054455 | 0.045613 | 0 | No strip curtains | 0 | 0 | 10.22 | Illinois 2018 Statewide TRM, Section 4.6.7 | 0 | 0 | 10.22 | sq ft | 21 | 214.62
Nonequipment | Strip Curtains for Walk-ins | Walk-in cooler with strip curtains at least 0.06 inches thick covering the entire area of the doorway | Walk-in cooler without strip curtains | Commercial | New | Institutional | FL Zone 2 | Per End Use Consumption | 0% | 19854.7304 | 19434.7304 | 420 | 0.021154 | 4 | 0.060723 | 0.016724 | 0 | No strip curtains | 0 | 0 | 10.22 | Illinois 2018 Statewide TRM, Section 4.6.7 | 0 | 0 | 10.22 | sq ft | 21 | 214.62
Nonequipment | Strip Curtains for Walk-ins | Walk-in cooler with strip curtains at least 0.06 inches thick covering the entire area of the doorway | Walk-in cooler without strip curtains | Commercial | New | Lodging/Hospitality | FL Zone 2 | Per End Use Consumption | 3.76% | 19854.7304 | 19434.7304 | 420 | 0.021154 | 4 | 0.054455 | 0.045613 | 0 | No strip curtains | 0 | 0 | 10.22 | Illinois 2018 Statewide TRM, Section 4.6.7 | 0 | 0 | 10.22 | sq ft | 21 | 214.62
Nonequipment | Strip Curtains for Walk-ins | Walk-in cooler with strip curtains at least 0.06 inches thick covering the entire area of the doorway | Walk-in cooler without strip curtains | Commercial | New | Miscellaneous | FL Zone 2 | Per End Use Consumption | 0% | 19854.7304 | 19434.7304 | 420 | 0.021154 | 4 | 0.060723 | 0.016724 | 0 | No strip curtains | 0 | 0 | 10.22 | Illinois 2018 Statewide TRM, Section 4.6.7 | 0 | 0 | 10.22 | sq ft | 21 | 214.62
Nonequipment | Strip Curtains for Walk-ins | Walk-in cooler with strip curtains at least 0.06 inches thick covering the entire area of the doorway | Walk-in cooler without strip curtains | Commercial | New | Offices | FL Zone 2 | Per End Use Consumption | 0% | 19854.7304 | 19434.7304 | 420 | 0.021154 | 4 | 0.060723 | 0.016724 | 0 | No strip curtains | 0 | 0 | 10.22 | Illinois 2018 Statewide TRM, Section 4.6.7 | 0 | 0 | 10.22 | sq ft | 21 | 214.62
Nonequipment | Strip Curtains for Walk-ins | Walk-in cooler with strip curtains at least 0.06 inches thick covering the entire area of the doorway | Walk-in cooler without strip curtains | Commercial | New | Restaurants | FL Zone 2 | Per End Use Consumption | 3.76% | 19854.7304 | 19434.7304 | 420 | 0.021154 | 4 | 0.054455 | 0.045613 | 0 | No strip curtains | 0 | 0 | 10.22 | Illinois 2018 Statewide TRM, Section 4.6.7 | 0 | 0 | 10.22 | sq ft | 21 | 214.62
Nonequipment | Strip Curtains for Walk-ins | Walk-in cooler with strip curtains at least 0.06 inches thick covering the entire area of the doorway | Walk-in cooler without strip curtains | Commercial | New | Retail | FL Zone 2 | Per End Use Consumption | 3.76% | 19854.7304 | 19434.7304 | 420 | 0.021154 | 4 | 0.060723 | 0.016724 | 0 | No strip curtains | 0 | 0 | 10.22 | Illinois 2018 Statewide TRM, Section 4.6.7 | 0 | 0 | 10.22 | sq ft | 21 | 214.62
Nonequipment | Strip Curtains for Walk-ins | Walk-in cooler with strip curtains at least 0.06 inches thick covering the entire area of the doorway | Walk-in cooler without strip curtains | Commercial | New | Schools K-12 | FL Zone 2 | Per End Use Consumption | 3.76% | 19854.7304 | 19434.7304 | 420 | 0.021154 | 4 | 0.054455 | 0.045613 | 0 | No strip curtains | 0 | 0 | 10.22 | Illinois 2018 Statewide TRM, Section 4.6.7 | 0 | 0 | 10.22 | sq ft | 21 | 214.62
Nonequipment | Strip Curtains for Walk-ins | Walk-in cooler with strip curtains at least 0.06 inches thick covering the entire area of the doorway | Walk-in cooler without strip curtains | Commercial | New | Warehouse | FL Zone 2 | Per End Use Consumption | 0% | 19854.7304 | 19434.7304 | 420 | 0.021154 | 4 | 0.060723 | 0.016724 | 0 | No strip curtains | 0 | 0 | 10.22 | Illinois 2018 Statewide TRM, Section 4.6.7 | 0 | 0 | 10.22 | sq ft | 21 | 214.62
Nonequipment | CO Sensors for Parking Garage Exhaust | Enclosed Parking Garage Exhaust with CO Control | Constant Volume Enclosed Parking Garage Exhaust | Commercial | Existing | Assembly | FL Zone 2 | Per 3 Hp | 0% | 15091.0062 | 10110.9741 | 4980.032 | 0.33 | 15 | 0.20046 | 0.20046 | 0 | no base cost | 0 | 0 | 607 | Wisconsin Focus on Energy 2017 TRM | 0 | 0 | 607 | exhaust fan system |  | 607
Nonequipment | CO Sensors for Parking Garage Exhaust | Enclosed Parking Garage Exhaust with CO Control | Constant Volume Enclosed Parking Garage Exhaust | Commercial | Existing | College and University | FL Zone 2 | Per 3 Hp | 59.72% | 15091.0062 | 10110.9741 | 4980.032 | 0.33 | 15 | 0.20046 | 0.20046 | 0 | no base cost | 0 | 0 | 607 | Wisconsin Focus on Energy 2017 TRM | 0 | 0 | 607 | exhaust fan system |  | 607
Nonequipment | CO Sensors for Parking Garage Exhaust | Enclosed Parking Garage Exhaust with CO Control | Constant Volume Enclosed Parking Garage Exhaust | Commercial | Existing | Grocery | FL Zone 2 | Per 3 Hp | 0% | 15091.0062 | 10110.9741 | 4980.032 | 0.33 | 15 | 0.20046 | 0.20046 | 0 | no base cost | 0 | 0 | 607 | Wisconsin Focus on Energy 2017 TRM | 0 | 0 | 607 | exhaust fan system |  | 607
Nonequipment | CO Sensors for Parking Garage Exhaust | Enclosed Parking Garage Exhaust with CO Control | Constant Volume Enclosed Parking Garage Exhaust | Commercial | Existing | Healthcare | FL Zone 2 | Per 3 Hp | 59.72% | 15091.0062 | 10110.9741 | 4980.032 | 0.33 | 15 | 0.20046 | 0.20046 | 0 | no base cost | 0 | 0 | 607 | Wisconsin Focus on Energy 2017 TRM | 0 | 0 | 607 | exhaust fan system |  | 607
Nonequipment | CO Sensors for Parking Garage Exhaust | Enclosed Parking Garage Exhaust with CO Control | Constant Volume Enclosed Parking Garage Exhaust | Commercial | Existing | Hospitals | FL Zone 2 | Per 3 Hp | 59.72% | 15091.0062 | 10110.9741 | 4980.032 | 0.33 | 15 | 0.20046 | 0.20046 | 0 | no base cost | 0 | 0 | 607 | Wisconsin Focus on Energy 2017 TRM | 0 | 0 | 607 | exhaust fan system |  | 607
Nonequipment | CO Sensors for Parking Garage Exhaust | Enclosed Parking Garage Exhaust with CO Control | Constant Volume Enclosed Parking Garage Exhaust | Commercial | Existing | Institutional | FL Zone 2 | Per 3 Hp | 59.72% | 15091.0062 | 10110.9741 | 4980.032 | 0.33 | 15 | 0.20046 | 0.20046 | 0 | no base cost | 0 | 0 | 607 | Wisconsin Focus on Energy 2017 TRM | 0 | 0 | 607 | exhaust fan system |  | 607
Nonequipment | CO Sensors for Parking Garage Exhaust | Enclosed Parking Garage Exhaust with CO Control | Constant Volume Enclosed Parking Garage Exhaust | Commercial | Existing | Lodging/Hospitality | FL Zone 2 | Per 3 Hp | 0% | 15091.0062 | 10110.9741 | 4980.032 | 0.33 | 15 | 0.20046 | 0.20046 | 0 | no base cost | 0 | 0 | 607 | Wisconsin Focus on Energy 2017 TRM | 0 | 0 | 607 | exhaust fan system |  | 607
Nonequipment | CO Sensors for Parking Garage Exhaust | Enclosed Parking Garage Exhaust with CO Control | Constant Volume Enclosed Parking Garage Exhaust | Commercial | Existing | Miscellaneous | FL Zone 2 | Per 3 Hp | 0% | 15091.0062 | 10110.9741 | 4980.032 | 0.33 | 15 | 0.20046 | 0.20046 | 0 | no base cost | 0 | 0 | 607 | Wisconsin Focus on Energy 2017 TRM | 0 | 0 | 607 | exhaust fan system |  | 607
Nonequipment | CO Sensors for Parking Garage Exhaust | Enclosed Parking Garage Exhaust with CO Control | Constant Volume Enclosed Parking Garage Exhaust | Commercial | Existing | Offices | FL Zone 2 | Per 3 Hp | 59.72% | 15091.0062 | 10110.9741 | 4980.032 | 0.33 | 15 | 0.20046 | 0.20046 | 0 | no base cost | 0 | 0 | 607 | Wisconsin Focus on Energy 2017 TRM | 0 | 0 | 607 | exhaust fan system |  | 607
Nonequipment | CO Sensors for Parking Garage Exhaust | Enclosed Parking Garage Exhaust with CO Control | Constant Volume Enclosed Parking Garage Exhaust | Commercial | Existing | Restaurants | FL Zone 2 | Per 3 Hp | 0% | 15091.0062 | 10110.9741 | 4980.032 | 0.33 | 15 | 0.20046 | 0.20046 | 0 | no base cost | 0 | 0 | 607 | Wisconsin Focus on Energy 2017 TRM | 0 | 0 | 607 | exhaust fan system |  | 607
Nonequipment | CO Sensors for Parking Garage Exhaust | Enclosed Parking Garage Exhaust with CO Control | Constant Volume Enclosed Parking Garage Exhaust | Commercial | Existing | Retail | FL Zone 2 | Per 3 Hp | 59.72% | 15091.0062 | 10110.9741 | 4980.032 | 0.33 | 15 | 0.20046 | 0.20046 | 0 | no base cost | 0 | 0 | 607 | Wisconsin Focus on Energy 2017 TRM | 0 | 0 | 607 | exhaust fan system |  | 607
Nonequipment | CO Sensors for Parking Garage Exhaust | Enclosed Parking Garage Exhaust with CO Control | Constant Volume Enclosed Parking Garage Exhaust | Commercial | Existing | Schools K-12 | FL Zone 2 | Per 3 Hp | 0% | 15091.0062 | 10110.9741 | 4980.032 | 0.33 | 15 | 0.20046 | 0.20046 | 0 | no base cost | 0 | 0 | 607 | Wisconsin Focus on Energy 2017 TRM | 0 | 0 | 607 | exhaust fan system |  | 607
Nonequipment | CO Sensors for Parking Garage Exhaust | Enclosed Parking Garage Exhaust with CO Control | Constant Volume Enclosed Parking Garage Exhaust | Commercial | Existing | Warehouse | FL Zone 2 | Per 3 Hp | 0% | 15091.0062 | 10110.9741 | 4980.032 | 0.33 | 15 | 0.20046 | 0.20046 | 0 | no base cost | 0 | 0 | 607 | Wisconsin Focus on Energy 2017 TRM | 0 | 0 | 607 | exhaust fan system |  | 607
Nonequipment | CO Sensors for Parking Garage Exhaust | Enclosed Parking Garage Exhaust with CO Control | Constant Volume Enclosed Parking Garage Exhaust | Commercial | New | Assembly | FL Zone 2 | Per 3 Hp | 0% | 15091.0062 | 10110.9741 | 4980.032 | 0.33 | 15 | 0.20046 | 0.20046 | 0 | no base cost | 0 | 0 | 607 | Wisconsin Focus on Energy 2017 TRM | 0 | 0 | 607 | exhaust fan system |  | 607
Nonequipment | CO Sensors for Parking Garage Exhaust | Enclosed Parking Garage Exhaust with CO Control | Constant Volume Enclosed Parking Garage Exhaust | Commercial | New | College and University | FL Zone 2 | Per 3 Hp | 59.72% | 15091.0062 | 10110.9741 | 4980.032 | 0.33 | 15 | 0.20046 | 0.20046 | 0 | no base cost | 0 | 0 | 607 | Wisconsin Focus on Energy 2017 TRM | 0 | 0 | 607 | exhaust fan system |  | 607
Nonequipment | CO Sensors for Parking Garage Exhaust | Enclosed Parking Garage Exhaust with CO Control | Constant Volume Enclosed Parking Garage Exhaust | Commercial | New | Grocery | FL Zone 2 | Per 3 Hp | 0% | 15091.0062 | 10110.9741 | 4980.032 | 0.33 | 15 | 0.20046 | 0.20046 | 0 | no base cost | 0 | 0 | 607 | Wisconsin Focus on Energy 2017 TRM | 0 | 0 | 607 | exhaust fan system |  | 607
Nonequipment | CO Sensors for Parking Garage Exhaust | Enclosed Parking Garage Exhaust with CO Control | Constant Volume Enclosed Parking Garage Exhaust | Commercial | New | Healthcare | FL Zone 2 | Per 3 Hp | 59.72% | 15091.0062 | 10110.9741 | 4980.032 | 0.33 | 15 | 0.20046 | 0.20046 | 0 | no base cost | 0 | 0 | 607 | Wisconsin Focus on Energy 2017 TRM | 0 | 0 | 607 | exhaust fan system |  | 607
Nonequipment | CO Sensors for Parking Garage Exhaust | Enclosed Parking Garage Exhaust with CO Control | Constant Volume Enclosed Parking Garage Exhaust | Commercial | New | Hospitals | FL Zone 2 | Per 3 Hp | 59.72% | 15091.0062 | 10110.9741 | 4980.032 | 0.33 | 15 | 0.20046 | 0.20046 | 0 | no base cost | 0 | 0 | 607 | Wisconsin Focus on Energy 2017 TRM | 0 | 0 | 607 | exhaust fan system |  | 607
Nonequipment | CO Sensors for Parking Garage Exhaust | Enclosed Parking Garage Exhaust with CO Control | Constant Volume Enclosed Parking Garage Exhaust | Commercial | New | Institutional | FL Zone 2 | Per 3 Hp | 59.72% | 15091.0062 | 10110.9741 | 4980.032 | 0.33 | 15 | 0.20046 | 0.20046 | 0 | no base cost | 0 | 0 | 607 | Wisconsin Focus on Energy 2017 TRM | 0 | 0 | 607 | exhaust fan system |  | 607
Nonequipment | CO Sensors for Parking Garage Exhaust | Enclosed Parking Garage Exhaust with CO Control | Constant Volume Enclosed Parking Garage Exhaust | Commercial | New | Lodging/Hospitality | FL Zone 2 | Per 3 Hp | 0% | 15091.0062 | 10110.9741 | 4980.032 | 0.33 | 15 | 0.20046 | 0.20046 | 0 | no base cost | 0 | 0 | 607 | Wisconsin Focus on Energy 2017 TRM | 0 | 0 | 607 | exhaust fan system |  | 607
Nonequipment | CO Sensors for Parking Garage Exhaust | Enclosed Parking Garage Exhaust with CO Control | Constant Volume Enclosed Parking Garage Exhaust | Commercial | New | Miscellaneous | FL Zone 2 | Per 3 Hp | 0% | 15091.0062 | 10110.9741 | 4980.032 | 0.33 | 15 | 0.20046 | 0.20046 | 0 | no base cost | 0 | 0 | 607 | Wisconsin Focus on Energy 2017 TRM | 0 | 0 | 607 | exhaust fan system |  | 607
Nonequipment | CO Sensors for Parking Garage Exhaust | Enclosed Parking Garage Exhaust with CO Control | Constant Volume Enclosed Parking Garage Exhaust | Commercial | New | Offices | FL Zone 2 | Per 3 Hp | 59.72% | 15091.0062 | 10110.9741 | 4980.032 | 0.33 | 15 | 0.20046 | 0.20046 | 0 | no base cost | 0 | 0 | 607 | Wisconsin Focus on Energy 2017 TRM | 0 | 0 | 607 | exhaust fan system |  | 607
Nonequipment | CO Sensors for Parking Garage Exhaust | Enclosed Parking Garage Exhaust with CO Control | Constant Volume Enclosed Parking Garage Exhaust | Commercial | New | Restaurants | FL Zone 2 | Per 3 Hp | 0% | 15091.0062 | 10110.9741 | 4980.032 | 0.33 | 15 | 0.20046 | 0.20046 | 0 | no base cost | 0 | 0 | 607 | Wisconsin Focus on Energy 2017 TRM | 0 | 0 | 607 | exhaust fan system |  | 607
Nonequipment | CO Sensors for Parking Garage Exhaust | Enclosed Parking Garage Exhaust with CO Control | Constant Volume Enclosed Parking Garage Exhaust | Commercial | New | Retail | FL Zone 2 | Per 3 Hp | 59.72% | 15091.0062 | 10110.9741 | 4980.032 | 0.33 | 15 | 0.20046 | 0.20046 | 0 | no base cost | 0 | 0 | 607 | Wisconsin Focus on Energy 2017 TRM | 0 | 0 | 607 | exhaust fan system |  | 607
Nonequipment | CO Sensors for Parking Garage Exhaust | Enclosed Parking Garage Exhaust with CO Control | Constant Volume Enclosed Parking Garage Exhaust | Commercial | New | Schools K-12 | FL Zone 2 | Per 3 Hp | 0% | 15091.0062 | 10110.9741 | 4980.032 | 0.33 | 15 | 0.20046 | 0.20046 | 0 | no base cost | 0 | 0 | 607 | Wisconsin Focus on Energy 2017 TRM | 0 | 0 | 607 | exhaust fan system |  | 607
Nonequipment | CO Sensors for Parking Garage Exhaust | Enclosed Parking Garage Exhaust with CO Control | Constant Volume Enclosed Parking Garage Exhaust | Commercial | New | Warehouse | FL Zone 2 | Per 3 Hp | 0% | 15091.0062 | 10110.9741 | 4980.032 | 0.33 | 15 | 0.20046 | 0.20046 | 0 | no base cost | 0 | 0 | 607 | Wisconsin Focus on Energy 2017 TRM | 0 | 0 | 607 | exhaust fan system |  | 607
Nonequipment | Demand Controlled Ventilation | Return Air System with CO2 Sensors | Standard Return Air System, No Sensors | Commercial | Existing | Assembly | FL Zone 2 | Per End Use Consumption | 18.71% | 9357.0704 | 4678.5352 | 4678.5352 | 0.5 | 10 | 0.4871 | 2.7424 | 0 | 0 | 0 | 0 | 500 | Illinois 2018 Statewide TRM, Section 4.4.19 | 1000 | Illinois 2018 Statewide TRM, Section 4.4.19 | 1500 | zone or individual space | 1 | 1500
Nonequipment | Demand Controlled Ventilation | Return Air System with CO2 Sensors | Standard Return Air System, No Sensors | Commercial | Existing | College and University | FL Zone 2 | Per End Use Consumption | 23.39% | 55886.0882 | 27943.0441 | 27943.0441 | 0.5 | 10 | 2.9093 | 16.3792 | 0 | 0 | 0 | 0 | 500 | Illinois 2018 Statewide TRM, Section 4.4.19 | 1000 | Illinois 2018 Statewide TRM, Section 4.4.19 | 1500 | zone or individual space | 3 | 4500
Nonequipment | Demand Controlled Ventilation | Return Air System with CO2 Sensors | Standard Return Air System, No Sensors | Commercial | Existing | Grocery | FL Zone 2 | Per End Use Consumption | 23.39% | 22528.0535 | 20402.7838 | 2125.2697 | 0.094339 | 10 | 0.22127 | 1.2458 | 0 | 0 | 0 | 0 | 500 | Illinois 2018 Statewide TRM, Section 4.4.19 | 1000 | Illinois 2018 Statewide TRM, Section 4.4.19 | 1500 | zone or individual space | 1 | 1500
Nonequipment | Demand Controlled Ventilation | Return Air System with CO2 Sensors | Standard Return Air System, No Sensors | Commercial | Existing | Healthcare | FL Zone 2 | Per End Use Consumption | 23.39% | 39322.8159 | 30247.0931 | 9075.7228 | 0.2308 | 10 | 0.94492 | 5.3199 | 0 | 0 | 0 | 0 | 500 | Illinois 2018 Statewide TRM, Section 4.4.19 | 1000 | Illinois 2018 Statewide TRM, Section 4.4.19 | 1500 | zone or individual space | 1 | 1500
Nonequipment | Demand Controlled Ventilation | Return Air System with CO2 Sensors | Standard Return Air System, No Sensors | Commercial | Existing | Hospitals | FL Zone 2 | Per End Use Consumption | 23.39% | 409737.5542 | 315169.9506 | 94567.6036 | 0.2308 | 10 | 9.8459 | 55.4323 | 0 | 0 | 0 | 0 | 500 | Illinois 2018 Statewide TRM, Section 4.4.19 | 1000 | Illinois 2018 Statewide TRM, Section 4.4.19 | 1500 | zone or individual space | 7 | 10500
Nonequipment | Demand Controlled Ventilation | Return Air System with CO2 Sensors | Standard Return Air System, No Sensors | Commercial | Existing | Institutional | FL Zone 2 | Per End Use Consumption | 23.39% | 45457.5939 | 36152.0454 | 9305.5485 | 0.20471 | 10 | 0.96884 | 5.4546 | 0 | 0 | 0 | 0 | 500 | Illinois 2018 Statewide TRM, Section 4.4.19 | 1000 | Illinois 2018 Statewide TRM, Section 4.4.19 | 1500 | zone or individual space | 1 | 1500
Nonequipment | Demand Controlled Ventilation | Return Air System with CO2 Sensors | Standard Return Air System, No Sensors | Commercial | Existing | Lodging/Hospitality | FL Zone 2 | Per End Use Consumption | 23.39% | 37289.9516 | 22041.6325 | 15248.3191 | 0.40891 | 10 | 1.5876 | 8.938 | 0 | 0 | 0 | 0 | 500 | Illinois 2018 Statewide TRM, Section 4.4.19 | 1000 | Illinois 2018 Statewide TRM, Section 4.4.19 | 1500 | zone or individual space | 2 | 3000
Nonequipment | Demand Controlled Ventilation | Return Air System with CO2 Sensors | Standard Return Air System, No Sensors | Commercial | Existing | Miscellaneous | FL Zone 2 | Per End Use Consumption | 23.39% | 433378.3365 | 419545.6656 | 13832.6709 | 0.031918 | 10 | 1.4402 | 8.1082 | 0 | 0 | 0 | 0 | 500 | Illinois 2018 Statewide TRM, Section 4.4.19 | 1000 | Illinois 2018 Statewide TRM, Section 4.4.19 | 1500 | zone or individual space | 2 | 3000
Nonequipment | Demand Controlled Ventilation | Return Air System with CO2 Sensors | Standard Return Air System, No Sensors | Commercial | Existing | Offices | FL Zone 2 | Per End Use Consumption | 23.39% | 32395.1974 | 25148.8635 | 7246.3338 | 0.22369 | 10 | 0.75445 | 4.2476 | 0 | 0 | 0 | 0 | 500 | Illinois 2018 Statewide TRM, Section 4.4.19 | 1000 | Illinois 2018 Statewide TRM, Section 4.4.19 | 1500 | zone or individual space | 1 | 1500
Nonequipment | Demand Controlled Ventilation | Return Air System with CO2 Sensors | Standard Return Air System, No Sensors | Commercial | Existing | Restaurants | FL Zone 2 | Per End Use Consumption | 23.39% | 23474.3693 | 21183.0669 | 2291.3025 | 0.097609 | 10 | 0.23856 | 1.3431 | 0 | 0 | 0 | 0 | 500 | Illinois 2018 Statewide TRM, Section 4.4.19 | 1000 | Illinois 2018 Statewide TRM, Section 4.4.19 | 1500 | zone or individual space | 1 | 1500
Nonequipment | Demand Controlled Ventilation | Return Air System with CO2 Sensors | Standard Return Air System, No Sensors | Commercial | Existing | Retail | FL Zone 2 | Per End Use Consumption | 23.39% | 10253.0329 | 5126.5164 | 5126.5164 | 0.5 | 10 | 0.53375 | 3.005 | 0 | 0 | 0 | 0 | 500 | Illinois 2018 Statewide TRM, Section 4.4.19 | 1000 | Illinois 2018 Statewide TRM, Section 4.4.19 | 1500 | zone or individual space | 1 | 1500
Nonequipment | Demand Controlled Ventilation | Return Air System with CO2 Sensors | Standard Return Air System, No Sensors | Commercial | Existing | Schools K-12 | FL Zone 2 | Per End Use Consumption | 23.39% | 38316.5419 | 19158.2709 | 19158.2709 | 0.5 | 10 | 1.9947 | 11.2299 | 0 | 0 | 0 | 0 | 500 | Illinois 2018 Statewide TRM, Section 4.4.19 | 1000 | Illinois 2018 Statewide TRM, Section 4.4.19 | 1500 | zone or individual space | 2 | 3000
Nonequipment | Demand Controlled Ventilation | Return Air System with CO2 Sensors | Standard Return Air System, No Sensors | Commercial | Existing | Warehouse | FL Zone 2 | Per End Use Consumption | 23.39% | 3806.38 | 1903.19 | 1903.19 | 0.5 | 10 | 0.19815 | 1.1156 | 0 | 0 | 0 | 0 | 500 | Illinois 2018 Statewide TRM, Section 4.4.19 | 1000 | Illinois 2018 Statewide TRM, Section 4.4.19 | 1500 | zone or individual space | 1 | 1500
Nonequipment | Demand Controlled Ventilation | Return Air System with CO2 Sensors | Standard Return Air System, No Sensors | Commercial | New | Assembly | FL Zone 2 | Per End Use Consumption | 17.54% | 9357.0704 | 4678.5352 | 4678.5352 | 0.5 | 10 | 0.4871 | 2.7424 | 0 | 0 | 0 | 0 | 500 | Illinois 2018 Statewide TRM, Section 4.4.19 | 1000 | Illinois 2018 Statewide TRM, Section 4.4.19 | 1500 | zone or individual space | 1 | 1500
Nonequipment | Demand Controlled Ventilation | Return Air System with CO2 Sensors | Standard Return Air System, No Sensors | Commercial | New | College and University | FL Zone 2 | Per End Use Consumption | 23.39% | 55886.0882 | 27943.0441 | 27943.0441 | 0.5 | 10 | 2.9093 | 16.3792 | 0 | 0 | 0 | 0 | 500 | Illinois 2018 Statewide TRM, Section 4.4.19 | 1000 | Illinois 2018 Statewide TRM, Section 4.4.19 | 1500 | zone or individual space | 3 | 4500
Nonequipment | Demand Controlled Ventilation | Return Air System with CO2 Sensors | Standard Return Air System, No Sensors | Commercial | New | Grocery | FL Zone 2 | Per End Use Consumption | 23.39% | 22528.0535 | 20402.7838 | 2125.2697 | 0.094339 | 10 | 0.22127 | 1.2458 | 0 | 0 | 0 | 0 | 500 | Illinois 2018 Statewide TRM, Section 4.4.19 | 1000 | Illinois 2018 Statewide TRM, Section 4.4.19 | 1500 | zone or individual space | 1 | 1500
Nonequipment | Demand Controlled Ventilation | Return Air System with CO2 Sensors | Standard Return Air System, No Sensors | Commercial | New | Healthcare | FL Zone 2 | Per End Use Consumption | 23.39% | 39322.8159 | 30247.0931 | 9075.7228 | 0.2308 | 10 | 0.94492 | 5.3199 | 0 | 0 | 0 | 0 | 500 | Illinois 2018 Statewide TRM, Section 4.4.19 | 1000 | Illinois 2018 Statewide TRM, Section 4.4.19 | 1500 | zone or individual space | 1 | 1500
Nonequipment | Demand Controlled Ventilation | Return Air System with CO2 Sensors | Standard Return Air System, No Sensors | Commercial | New | Hospitals | FL Zone 2 | Per End Use Consumption | 17.54% | 409737.5542 | 315169.9506 | 94567.6036 | 0.2308 | 10 | 9.8459 | 55.4323 | 0 | 0 | 0 | 0 | 500 | Illinois 2018 Statewide TRM, Section 4.4.19 | 1000 | Illinois 2018 Statewide TRM, Section 4.4.19 | 1500 | zone or individual space | 7 | 10500
Nonequipment | Demand Controlled Ventilation | Return Air System with CO2 Sensors | Standard Return Air System, No Sensors | Commercial | New | Institutional | FL Zone 2 | Per End Use Consumption | 17.54% | 45457.5939 | 36152.0454 | 9305.5485 | 0.20471 | 10 | 0.96884 | 5.4546 | 0 | 0 | 0 | 0 | 500 | Illinois 2018 Statewide TRM, Section 4.4.19 | 1000 | Illinois 2018 Statewide TRM, Section 4.4.19 | 1500 | zone or individual space | 1 | 1500
Nonequipment | Demand Controlled Ventilation | Return Air System with CO2 Sensors | Standard Return Air System, No Sensors | Commercial | New | Lodging/Hospitality | FL Zone 2 | Per End Use Consumption | 23.39% | 37289.9516 | 22041.6325 | 15248.3191 | 0.40891 | 10 | 1.5876 | 8.938 | 0 | 0 | 0 | 0 | 500 | Illinois 2018 Statewide TRM, Section 4.4.19 | 1000 | Illinois 2018 Statewide TRM, Section 4.4.19 | 1500 | zone or individual space | 2 | 3000
Nonequipment | Demand Controlled Ventilation | Return Air System with CO2 Sensors | Standard Return Air System, No Sensors | Commercial | New | Miscellaneous | FL Zone 2 | Per End Use Consumption | 23.39% | 433378.3365 | 419545.6656 | 13832.6709 | 0.031918 | 10 | 1.4402 | 8.1082 | 0 | 0 | 0 | 0 | 500 | Illinois 2018 Statewide TRM, Section 4.4.19 | 1000 | Illinois 2018 Statewide TRM, Section 4.4.19 | 1500 | zone or individual space | 2 | 3000
Nonequipment | Demand Controlled Ventilation | Return Air System with CO2 Sensors | Standard Return Air System, No Sensors | Commercial | New | Offices | FL Zone 2 | Per End Use Consumption | 17.54% | 32395.1974 | 25148.8635 | 7246.3338 | 0.22369 | 10 | 0.75445 | 4.2476 | 0 | 0 | 0 | 0 | 500 | Illinois 2018 Statewide TRM, Section 4.4.19 | 1000 | Illinois 2018 Statewide TRM, Section 4.4.19 | 1500 | zone or individual space | 1 | 1500
Nonequipment | Demand Controlled Ventilation | Return Air System with CO2 Sensors | Standard Return Air System, No Sensors | Commercial | New | Restaurants | FL Zone 2 | Per End Use Consumption | 23.39% | 23474.3693 | 21183.0669 | 2291.3025 | 0.097609 | 10 | 0.23856 | 1.3431 | 0 | 0 | 0 | 0 | 500 | Illinois 2018 Statewide TRM, Section 4.4.19 | 1000 | Illinois 2018 Statewide TRM, Section 4.4.19 | 1500 | zone or individual space | 1 | 1500
Nonequipment | Demand Controlled Ventilation | Return Air System with CO2 Sensors | Standard Return Air System, No Sensors | Commercial | New | Retail | FL Zone 2 | Per End Use Consumption | 23.39% | 10253.0329 | 5126.5164 | 5126.5164 | 0.5 | 10 | 0.53375 | 3.005 | 0 | 0 | 0 | 0 | 500 | Illinois 2018 Statewide TRM, Section 4.4.19 | 1000 | Illinois 2018 Statewide TRM, Section 4.4.19 | 1500 | zone or individual space | 1 | 1500
Nonequipment | Demand Controlled Ventilation | Return Air System with CO2 Sensors | Standard Return Air System, No Sensors | Commercial | New | Schools K-12 | FL Zone 2 | Per End Use Consumption | 23.39% | 38316.5419 | 19158.2709 | 19158.2709 | 0.5 | 10 | 1.9947 | 11.2299 | 0 | 0 | 0 | 0 | 500 | Illinois 2018 Statewide TRM, Section 4.4.19 | 1000 | Illinois 2018 Statewide TRM, Section 4.4.19 | 1500 | zone or individual space | 2 | 3000
Nonequipment | Demand Controlled Ventilation | Return Air System with CO2 Sensors | Standard Return Air System, No Sensors | Commercial | New | Warehouse | FL Zone 2 | Per End Use Consumption | 23.39% | 3806.38 | 1903.19 | 1903.19 | 0.5 | 10 | 0.19815 | 1.1156 | 0 | 0 | 0 | 0 | 500 | Illinois 2018 Statewide TRM, Section 4.4.19 | 1000 | Illinois 2018 Statewide TRM, Section 4.4.19 | 1500 | zone or individual space | 1 | 1500
Nonequipment | VAV System | Variable Air Volume Distribution System | Constant Air Volume Distribution System | Commercial | Existing | Assembly | FL Zone 2 | Per End Use Consumption | 0% | 232491.5231 | 162744.0662 | 69747.4569 | 0.3 | 10 | 19.8511 | 20.1456 | 0 | 0 | 0 | 0 | 0.26156 | Mid-Atlantic TRC, v7.0, 2017, VFD for HVAC, average cost per hp for 10hp motor, assume 1 hp per 1,250 CFM & 1 cfm/sq ft | 0 | 0 | 0.26156 | sq ft | 19267.2533 | 5039.4571
Nonequipment | VAV System | Variable Air Volume Distribution System | Constant Air Volume Distribution System | Commercial | Existing | College and University | FL Zone 2 | Per End Use Consumption | 14.18% | 916260.7327 | 641382.5129 | 274878.2198 | 0.3 | 10 | 78.2342 | 79.3948 | 0 | 0 | 0 | 0 | 0.26156 | Mid-Atlantic TRC, v7.0, 2017, VFD for HVAC, average cost per hp for 10hp motor, assume 1 hp per 1,250 CFM & 1 cfm/sq ft | 0 | 0 | 0.26156 | sq ft | 75933.2099 | 19860.7529
Nonequipment | VAV System | Variable Air Volume Distribution System | Constant Air Volume Distribution System | Commercial | Existing | Grocery | FL Zone 2 | Per End Use Consumption | 0% | 56854.4746 | 39798.1322 | 17056.3424 | 0.3 | 10 | 4.8545 | 4.9265 | 0 | 0 | 0 | 0 | 0.26156 | Mid-Atlantic TRC, v7.0, 2017, VFD for HVAC, average cost per hp for 10hp motor, assume 1 hp per 1,250 CFM & 1 cfm/sq ft | 0 | 0 | 0.26156 | sq ft | 4711.6968 | 1232.3705
Nonequipment | VAV System | Variable Air Volume Distribution System | Constant Air Volume Distribution System | Commercial | Existing | Healthcare | FL Zone 2 | Per End Use Consumption | 14.18% | 242790.5708 | 169953.3995 | 72837.1712 | 0.3 | 10 | 20.7305 | 21.038 | 0 | 0 | 0 | 0 | 0.26156 | Mid-Atlantic TRC, v7.0, 2017, VFD for HVAC, average cost per hp for 10hp motor, assume 1 hp per 1,250 CFM & 1 cfm/sq ft | 0 | 0 | 0.26156 | sq ft | 20120.7655 | 5262.698
Nonequipment | VAV System | Variable Air Volume Distribution System | Constant Air Volume Distribution System | Commercial | Existing | Hospitals | FL Zone 2 | Per End Use Consumption | 10.64% | 2529839.5464 | 1770887.6825 | 758951.8639 | 0.3 | 10 | 216.0084 | 219.2128 | 0 | 0 | 0 | 0 | 0.26156 | Mid-Atlantic TRC, v7.0, 2017, VFD for HVAC, average cost per hp for 10hp motor, assume 1 hp per 1,250 CFM & 1 cfm/sq ft | 0 | 0 | 0.26156 | sq ft | 209655.211 | 54836.4852
Nonequipment | VAV System | Variable Air Volume Distribution System | Constant Air Volume Distribution System | Commercial | Existing | Institutional | FL Zone 2 | Per End Use Consumption | 10.64% | 248938.7869 | 174257.1508 | 74681.6361 | 0.3 | 10 | 21.2554 | 21.5708 | 0 | 0 | 0 | 0 | 0.26156 | Mid-Atlantic TRC, v7.0, 2017, VFD for HVAC, average cost per hp for 10hp motor, assume 1 hp per 1,250 CFM & 1 cfm/sq ft | 0 | 0 | 0.26156 | sq ft | 20630.2862 | 5395.966
Nonequipment | VAV System | Variable Air Volume Distribution System | Constant Air Volume Distribution System | Commercial | Existing | Lodging/Hospitality | FL Zone 2 | Per End Use Consumption | 0% | 407917.7131 | 285542.3992 | 122375.3139 | 0.3 | 10 | 34.8297 | 35.3464 | 0 | 0 | 0 | 0 | 0.26156 | Mid-Atlantic TRC, v7.0, 2017, VFD for HVAC, average cost per hp for 10hp motor, assume 1 hp per 1,250 CFM & 1 cfm/sq ft | 0 | 0 | 0.26156 | sq ft | 33805.3353 | 8841.9733
Nonequipment | VAV System | Variable Air Volume Distribution System | Constant Air Volume Distribution System | Commercial | Existing | Miscellaneous | FL Zone 2 | Per End Use Consumption | 0% | 370046.7872 | 259032.751 | 111014.0362 | 0.3 | 10 | 31.5962 | 32.0649 | 0 | 0 | 0 | 0 | 0.26156 | Mid-Atlantic TRC, v7.0, 2017, VFD for HVAC, average cost per hp for 10hp motor, assume 1 hp per 1,250 CFM & 1 cfm/sq ft | 0 | 0 | 0.26156 | sq ft | 30666.8608 | 8021.0878
Nonequipment | VAV System | Variable Air Volume Distribution System | Constant Air Volume Distribution System | Commercial | Existing | Offices | FL Zone 2 | Per End Use Consumption | 10.64% | 193851.3953 | 135695.9767 | 58155.4186 | 0.3 | 10 | 16.5519 | 16.7974 | 0 | 0 | 0 | 0 | 0.26156 | Mid-Atlantic TRC, v7.0, 2017, VFD for HVAC, average cost per hp for 10hp motor, assume 1 hp per 1,250 CFM & 1 cfm/sq ft | 0 | 0 | 0.26156 | sq ft | 16065.0328 | 4201.8986
Nonequipment | VAV System | Variable Air Volume Distribution System | Constant Air Volume Distribution System | Commercial | Existing | Restaurants | FL Zone 2 | Per End Use Consumption | 0% | 61296.1247 | 42907.2873 | 18388.8374 | 0.3 | 10 | 5.2337 | 5.3114 | 0 | 0 | 0 | 0 | 0.26156 | Mid-Atlantic TRC, v7.0, 2017, VFD for HVAC, average cost per hp for 10hp motor, assume 1 hp per 1,250 CFM & 1 cfm/sq ft | 0 | 0 | 0.26156 | sq ft | 5079.7893 | 1328.6471
Nonequipment | VAV System | Variable Air Volume Distribution System | Constant Air Volume Distribution System | Commercial | Existing | Retail | FL Zone 2 | Per End Use Consumption | 0% | 138089.0745 | 96662.3522 | 41426.7224 | 0.3 | 10 | 11.7906 | 11.9655 | 0 | 0 | 0 | 0 | 0.26156 | Mid-Atlantic TRC, v7.0, 2017, VFD for HVAC, average cost per hp for 10hp motor, assume 1 hp per 1,250 CFM & 1 cfm/sq ft | 0 | 0 | 0.26156 | sq ft | 11443.846 | 2993.2015
Nonequipment | VAV System | Variable Air Volume Distribution System | Constant Air Volume Distribution System | Commercial | Existing | Schools K-12 | FL Zone 2 | Per End Use Consumption | 14.18% | 628205.4064 | 439743.7845 | 188461.6219 | 0.3 | 10 | 53.6388 | 54.4345 | 0 | 0 | 0 | 0 | 0.26156 | Mid-Atlantic TRC, v7.0, 2017, VFD for HVAC, average cost per hp for 10hp motor, assume 1 hp per 1,250 CFM & 1 cfm/sq ft | 0 | 0 | 0.26156 | sq ft | 52061.2215 | 13616.9017
Nonequipment | VAV System | Variable Air Volume Distribution System | Constant Air Volume Distribution System | Commercial | Existing | Warehouse | FL Zone 2 | Per End Use Consumption | 0% | 193838.8423 | 135687.1896 | 58151.6527 | 0.3 | 10 | 16.5508 | 16.7963 | 0 | 0 | 0 | 0 | 0.26156 | Mid-Atlantic TRC, v7.0, 2017, VFD for HVAC, average cost per hp for 10hp motor, assume 1 hp per 1,250 CFM & 1 cfm/sq ft | 0 | 0 | 0.26156 | sq ft | 16063.9925 | 4201.6265
Nonequipment | VAV System | Variable Air Volume Distribution System | Constant Air Volume Distribution System | Commercial | New | Assembly | FL Zone 2 | Per End Use Consumption | 0% | 232491.5231 | 162744.0662 | 69747.4569 | 0.3 | 10 | 19.8511 | 20.1456 | 0 | 0 | 0 | 0 | 0.26156 | Mid-Atlantic TRC, v7.0, 2017, VFD for HVAC, average cost per hp for 10hp motor, assume 1 hp per 1,250 CFM & 1 cfm/sq ft | 0 | 0 | 0.26156 | sq ft | 19267.2533 | 5039.4571
Nonequipment | VAV System | Variable Air Volume Distribution System | Constant Air Volume Distribution System | Commercial | New | College and University | FL Zone 2 | Per End Use Consumption | 14.18% | 916260.7327 | 641382.5129 | 274878.2198 | 0.3 | 10 | 78.2342 | 79.3948 | 0 | 0 | 0 | 0 | 0.26156 | Mid-Atlantic TRC, v7.0, 2017, VFD for HVAC, average cost per hp for 10hp motor, assume 1 hp per 1,250 CFM & 1 cfm/sq ft | 0 | 0 | 0.26156 | sq ft | 75933.2099 | 19860.7529
Nonequipment | VAV System | Variable Air Volume Distribution System | Constant Air Volume Distribution System | Commercial | New | Grocery | FL Zone 2 | Per End Use Consumption | 0% | 56854.4746 | 39798.1322 | 17056.3424 | 0.3 | 10 | 4.8545 | 4.9265 | 0 | 0 | 0 | 0 | 0.26156 | Mid-Atlantic TRC, v7.0, 2017, VFD for HVAC, average cost per hp for 10hp motor, assume 1 hp per 1,250 CFM & 1 cfm/sq ft | 0 | 0 | 0.26156 | sq ft | 4711.6968 | 1232.3705
Nonequipment | VAV System | Variable Air Volume Distribution System | Constant Air Volume Distribution System | Commercial | New | Healthcare | FL Zone 2 | Per End Use Consumption | 14.18% | 242790.5708 | 169953.3995 | 72837.1712 | 0.3 | 10 | 20.7305 | 21.038 | 0 | 0 | 0 | 0 | 0.26156 | Mid-Atlantic TRC, v7.0, 2017, VFD for HVAC, average cost per hp for 10hp motor, assume 1 hp per 1,250 CFM & 1 cfm/sq ft | 0 | 0 | 0.26156 | sq ft | 20120.7655 | 5262.698
Nonequipment | VAV System | Variable Air Volume Distribution System | Constant Air Volume Distribution System | Commercial | New | Hospitals | FL Zone 2 | Per End Use Consumption | 15.96% | 2529839.5464 | 1770887.6825 | 758951.8639 | 0.3 | 10 | 216.0084 | 219.2128 | 0 | 0 | 0 | 0 | 0.26156 | Mid-Atlantic TRC, v7.0, 2017, VFD for HVAC, average cost per hp for 10hp motor, assume 1 hp per 1,250 CFM & 1 cfm/sq ft | 0 | 0 | 0.26156 | sq ft | 209655.211 | 54836.4852
Nonequipment | VAV System | Variable Air Volume Distribution System | Constant Air Volume Distribution System | Commercial | New | Institutional | FL Zone 2 | Per End Use Consumption | 15.96% | 248938.7869 | 174257.1508 | 74681.6361 | 0.3 | 10 | 21.2554 | 21.5708 | 0 | 0 | 0 | 0 | 0.26156 | Mid-Atlantic TRC, v7.0, 2017, VFD for HVAC, average cost per hp for 10hp motor, assume 1 hp per 1,250 CFM & 1 cfm/sq ft | 0 | 0 | 0.26156 | sq ft | 20630.2862 | 5395.966
Nonequipment | VAV System | Variable Air Volume Distribution System | Constant Air Volume Distribution System | Commercial | New | Lodging/Hospitality | FL Zone 2 | Per End Use Consumption | 0% | 407917.7131 | 285542.3992 | 122375.3139 | 0.3 | 10 | 34.8297 | 35.3464 | 0 | 0 | 0 | 0 | 0.26156 | Mid-Atlantic TRC, v7.0, 2017, VFD for HVAC, average cost per hp for 10hp motor, assume 1 hp per 1,250 CFM & 1 cfm/sq ft | 0 | 0 | 0.26156 | sq ft | 33805.3353 | 8841.9733
Nonequipment | VAV System | Variable Air Volume Distribution System | Constant Air Volume Distribution System | Commercial | New | Miscellaneous | FL Zone 2 | Per End Use Consumption | 0% | 370046.7872 | 259032.751 | 111014.0362 | 0.3 | 10 | 31.5962 | 32.0649 | 0 | 0 | 0 | 0 | 0.26156 | Mid-Atlantic TRC, v7.0, 2017, VFD for HVAC, average cost per hp for 10hp motor, assume 1 hp per 1,250 CFM & 1 cfm/sq ft | 0 | 0 | 0.26156 | sq ft | 30666.8608 | 8021.0878
Nonequipment | VAV System | Variable Air Volume Distribution System | Constant Air Volume Distribution System | Commercial | New | Offices | FL Zone 2 | Per End Use Consumption | 15.96% | 193851.3953 | 135695.9767 | 58155.4186 | 0.3 | 10 | 16.5519 | 16.7974 | 0 | 0 | 0 | 0 | 0.26156 | Mid-Atlantic TRC, v7.0, 2017, VFD for HVAC, average cost per hp for 10hp motor, assume 1 hp per 1,250 CFM & 1 cfm/sq ft | 0 | 0 | 0.26156 | sq ft | 16065.0328 | 4201.8986
Nonequipment | VAV System | Variable Air Volume Distribution System | Constant Air Volume Distribution System | Commercial | New | Restaurants | FL Zone 2 | Per End Use Consumption | 0% | 61296.1247 | 42907.2873 | 18388.8374 | 0.3 | 10 | 5.2337 | 5.3114 | 0 | 0 | 0 | 0 | 0.26156 | Mid-Atlantic TRC, v7.0, 2017, VFD for HVAC, average cost per hp for 10hp motor, assume 1 hp per 1,250 CFM & 1 cfm/sq ft | 0 | 0 | 0.26156 | sq ft | 5079.7893 | 1328.6471
Nonequipment | VAV System | Variable Air Volume Distribution System | Constant Air Volume Distribution System | Commercial | New | Retail | FL Zone 2 | Per End Use Consumption | 0% | 138089.0745 | 96662.3522 | 41426.7224 | 0.3 | 10 | 11.7906 | 11.9655 | 0 | 0 | 0 | 0 | 0.26156 | Mid-Atlantic TRC, v7.0, 2017, VFD for HVAC, average cost per hp for 10hp motor, assume 1 hp per 1,250 CFM & 1 cfm/sq ft | 0 | 0 | 0.26156 | sq ft | 11443.846 | 2993.2015
Nonequipment | VAV System | Variable Air Volume Distribution System | Constant Air Volume Distribution System | Commercial | New | Schools K-12 | FL Zone 2 | Per End Use Consumption | 14.18% | 628205.4064 | 439743.7845 | 188461.6219 | 0.3 | 10 | 53.6388 | 54.4345 | 0 | 0 | 0 | 0 | 0.26156 | Mid-Atlantic TRC, v7.0, 2017, VFD for HVAC, average cost per hp for 10hp motor, assume 1 hp per 1,250 CFM & 1 cfm/sq ft | 0 | 0 | 0.26156 | sq ft | 52061.2215 | 13616.9017
Nonequipment | VAV System | Variable Air Volume Distribution System | Constant Air Volume Distribution System | Commercial | New | Warehouse | FL Zone 2 | Per End Use Consumption | 0% | 193838.8423 | 135687.1896 | 58151.6527 | 0.3 | 10 | 16.5508 | 16.7963 | 0 | 0 | 0 | 0 | 0.26156 | Mid-Atlantic TRC, v7.0, 2017, VFD for HVAC, average cost per hp for 10hp motor, assume 1 hp per 1,250 CFM & 1 cfm/sq ft | 0 | 0 | 0.26156 | sq ft | 16063.9925 | 4201.6265
Nonequipment | Retro-Commissioning | Perform facility retro-commissioning | Comparable facility, no retro-commissioning | Commercial | Existing | Assembly | FL Zone 2 | Per end use consumption | 0.21989 | 121290.27 | 101883.84 | 19406.44 | 0.16 | 5 | 3.2444 | 10.0589 | 0 | 0 | 0 | 0 | 0.3 | Lawrence Berkeley National Laboratory: A Golden Opportunity for Reducing Energy Costs and Greenhouse Gas Emissions. July, 2009. | 0 | 0 | 0.3 | sq ft | 19267.2533 | 5780.176
Nonequipment | Retro-Commissioning | Perform facility retro-commissioning | Comparable facility, no retro-commissioning | Commercial | Existing | College and University | FL Zone 2 | Per end use consumption | 0.21989 | 724419.02 | 608511.96 | 115907.03 | 0.16 | 5 | 48.8723 | 0.56148 | 0 | 0 | 0 | 0 | 0.3 | Lawrence Berkeley National Laboratory: A Golden Opportunity for Reducing Energy Costs and Greenhouse Gas Emissions. July, 2009. | 0 | 0 | 0.3 | sq ft | 75933.2099 | 22779.963
Nonequipment | Retro-Commissioning | Perform facility retro-commissioning | Comparable facility, no retro-commissioning | Commercial | Existing | Grocery | FL Zone 2 | Per end use consumption | 0.21989 | 292018.12 | 245295.21 | 46722.91 | 0.16 | 5 | 14.4255 | 27.951 | 0 | 0 | 0 | 0 | 0.3 | Lawrence Berkeley National Laboratory: A Golden Opportunity for Reducing Energy Costs and Greenhouse Gas Emissions. July, 2009. | 0 | 0 | 0.3 | sq ft | 4711.6968 | 1413.509
Nonequipment | Retro-Commissioning | Perform facility retro-commissioning | Comparable facility, no retro-commissioning | Commercial | Existing | Healthcare | FL Zone 2 | Per end use consumption | 0.21989 | 509718.9 | 428163.89 | 81555.02 | 0.16 | 5 | 13.6345 | 42.2724 | 0 | 0 | 0 | 0 | 0.3 | Lawrence Berkeley National Laboratory: A Golden Opportunity for Reducing Energy Costs and Greenhouse Gas Emissions. July, 2009. | 0 | 0 | 0.3 | sq ft | 20120.7655 | 6036.2297
Nonequipment | Retro-Commissioning | Perform facility retro-commissioning | Comparable facility, no retro-commissioning | Commercial | Existing | Hospitals | FL Zone 2 | Per end use consumption | 0.21989 | 5311190.8 | 4461400.3 | 849790.53 | 0.16 | 5 | 358.3151 | 4.1166 | 0 | 0 | 0 | 0 | 0.3 | Lawrence Berkeley National Laboratory: A Golden Opportunity for Reducing Energy Costs and Greenhouse Gas Emissions. July, 2009. | 0 | 0 | 0.3 | sq ft | 209655.211 | 62896.5633
Nonequipment | Retro-Commissioning | Perform facility retro-commissioning | Comparable facility, no retro-commissioning | Commercial | Existing | Institutional | FL Zone 2 | Per end use consumption | 0.21989 | 589240.49 | 494962.01 | 94278.48 | 0.16 | 5 | 15.7616 | 48.8673 | 0 | 0 | 0 | 0 | 0.3 | Lawrence Berkeley National Laboratory: A Golden Opportunity for Reducing Energy Costs and Greenhouse Gas Emissions. July, 2009. | 0 | 0 | 0.3 | sq ft | 20630.2862 | 6189.0859
Nonequipment | Retro-Commissioning | Perform facility retro-commissioning | Comparable facility, no retro-commissioning | Commercial | Existing | Lodging/Hospitality | FL Zone 2 | Per end use consumption | 0.21989 | 483368.07 | 406029.18 | 77338.89 | 0.16 | 5 | 23.8781 | 46.2663 | 0 | 0 | 0 | 0 | 0.3 | Lawrence Berkeley National Laboratory: A Golden Opportunity for Reducing Energy Costs and Greenhouse Gas Emissions. July, 2009. | 0 | 0 | 0.3 | sq ft | 33805.3353 | 10141.6006
Nonequipment | Retro-Commissioning | Perform facility retro-commissioning | Comparable facility, no retro-commissioning | Commercial | Existing | Miscellaneous | FL Zone 2 | Per end use consumption | 0.21989 | 5617632.7 | 4718811.46 | 898821.23 | 0.16 | 5 | 150.2665 | 465.8856 | 0 | 0 | 0 | 0 | 0.3 | Lawrence Berkeley National Laboratory: A Golden Opportunity for Reducing Energy Costs and Greenhouse Gas Emissions. July, 2009. | 0 | 0 | 0.3 | sq ft | 287978.9262 | 86393.6779
Nonequipment | Retro-Commissioning | Perform facility retro-commissioning | Comparable facility, no retro-commissioning | Commercial | Existing | Offices | FL Zone 2 | Per end use consumption | 0.21989 | 419920.21 | 352732.98 | 67187.23 | 0.16 | 5 | 11.2325 | 34.8251 | 0 | 0 | 0 | 0 | 0.3 | Lawrence Berkeley National Laboratory: A Golden Opportunity for Reducing Energy Costs and Greenhouse Gas Emissions. July, 2009. | 0 | 0 | 0.3 | sq ft | 16065.0328 | 4819.5098
Nonequipment | Retro-Commissioning | Perform facility retro-commissioning | Comparable facility, no retro-commissioning | Commercial | Existing | Restaurants | FL Zone 2 | Per end use consumption | 0.21989 | 304284.68 | 255599.11 | 48685.54 | 0.16 | 5 | 15.0315 | 29.1251 | 0 | 0 | 0 | 0 | 0.3 | Lawrence Berkeley National Laboratory: A Golden Opportunity for Reducing Energy Costs and Greenhouse Gas Emissions. July, 2009. | 0 | 0 | 0.3 | sq ft | 5079.7893 | 1523.9368
Nonequipment | Retro-Commissioning | Perform facility retro-commissioning | Comparable facility, no retro-commissioning | Commercial | Existing | Retail | FL Zone 2 | Per end use consumption | 0.21989 | 132904.13 | 111639.48 | 21264.66 | 0.16 | 5 | 6.5654 | 12.7211 | 0 | 0 | 0 | 0 | 0.3 | Lawrence Berkeley National Laboratory: A Golden Opportunity for Reducing Energy Costs and Greenhouse Gas Emissions. July, 2009. | 0 | 0 | 0.3 | sq ft | 11443.846 | 3433.1538
Nonequipment | Retro-Commissioning | Perform facility retro-commissioning | Comparable facility, no retro-commissioning | Commercial | Existing | Schools K-12 | FL Zone 2 | Per end use consumption | 0.21989 | 496675.16 | 417207.15 | 79468.03 | 0.16 | 5 | 13.2856 | 41.1906 | 0 | 0 | 0 | 0 | 0.3 | Lawrence Berkeley National Laboratory: A Golden Opportunity for Reducing Energy Costs and Greenhouse Gas Emissions. July, 2009. | 0 | 0 | 0.3 | sq ft | 52061.2215 | 15618.3665
Nonequipment | Retro-Commissioning | Perform facility retro-commissioning | Comparable facility, no retro-commissioning | Commercial | Existing | Warehouse | FL Zone 2 | Per end use consumption | 0.21989 | 49339.91 | 41445.53 | 7894.4 | 0.16 | 5 | 1.3198 | 4.0919 | 0 | 0 | 0 | 0 | 0.3 | Lawrence Berkeley National Laboratory: A Golden Opportunity for Reducing Energy Costs and Greenhouse Gas Emissions. July, 2009. | 0 | 0 | 0.3 | sq ft | 16063.9925 | 4819.1977
Nonequipment | Retro-Commissioning | Perform facility retro-commissioning | N/A - Retrofit Only | Commercial | New | Assembly | FL Zone 2 | Per end use consumption | 0 | 121290.27 | 101883.84 | 19406.44 | 0.16 | 5 | 3.2444 | 10.0589 | 0 | 0 | 0 | 0 | 0.3 | Lawrence Berkeley National Laboratory: A Golden Opportunity for Reducing Energy Costs and Greenhouse Gas Emissions. July, 2009. | 0 | 0 | 0.3 | sq ft | 19267.2533 | 5780.176
Nonequipment | Retro-Commissioning | Perform facility retro-commissioning | N/A - Retrofit Only | Commercial | New | College and University | FL Zone 2 | Per end use consumption | 0 | 724419.02 | 608511.96 | 115907.03 | 0.16 | 5 | 48.8723 | 0.56148 | 0 | 0 | 0 | 0 | 0.3 | Lawrence Berkeley National Laboratory: A Golden Opportunity for Reducing Energy Costs and Greenhouse Gas Emissions. July, 2009. | 0 | 0 | 0.3 | sq ft | 75933.2099 | 22779.963
Nonequipment | Retro-Commissioning | Perform facility retro-commissioning | N/A - Retrofit Only | Commercial | New | Grocery | FL Zone 2 | Per end use consumption | 0 | 292018.12 | 245295.21 | 46722.91 | 0.16 | 5 | 14.4255 | 27.951 | 0 | 0 | 0 | 0 | 0.3 | Lawrence Berkeley National Laboratory: A Golden Opportunity for Reducing Energy Costs and Greenhouse Gas Emissions. July, 2009. | 0 | 0 | 0.3 | sq ft | 4711.6968 | 1413.509
Nonequipment | Retro-Commissioning | Perform facility retro-commissioning | N/A - Retrofit Only | Commercial | New | Healthcare | FL Zone 2 | Per end use consumption | 0 | 509718.9 | 428163.89 | 81555.02 | 0.16 | 5 | 13.6345 | 42.2724 | 0 | 0 | 0 | 0 | 0.3 | Lawrence Berkeley National Laboratory: A Golden Opportunity for Reducing Energy Costs and Greenhouse Gas Emissions. July, 2009. | 0 | 0 | 0.3 | sq ft | 20120.7655 | 6036.2297
Nonequipment | Retro-Commissioning | Perform facility retro-commissioning | N/A - Retrofit Only | Commercial | New | Hospitals | FL Zone 2 | Per end use consumption | 0 | 5311190.8 | 4461400.3 | 849790.53 | 0.16 | 5 | 358.3151 | 4.1166 | 0 | 0 | 0 | 0 | 0.3 | Lawrence Berkeley National Laboratory: A Golden Opportunity for Reducing Energy Costs and Greenhouse Gas Emissions. July, 2009. | 0 | 0 | 0.3 | sq ft | 209655.211 | 62896.5633
Nonequipment | Retro-Commissioning | Perform facility retro-commissioning | N/A - Retrofit Only | Commercial | New | Institutional | FL Zone 2 | Per end use consumption | 0 | 589240.49 | 494962.01 | 94278.48 | 0.16 | 5 | 15.7616 | 48.8673 | 0 | 0 | 0 | 0 | 0.3 | Lawrence Berkeley National Laboratory: A Golden Opportunity for Reducing Energy Costs and Greenhouse Gas Emissions. July, 2009. | 0 | 0 | 0.3 | sq ft | 20630.2862 | 6189.0859
Nonequipment | Retro-Commissioning | Perform facility retro-commissioning | N/A - Retrofit Only | Commercial | New | Lodging/Hospitality | FL Zone 2 | Per end use consumption | 0 | 483368.07 | 406029.18 | 77338.89 | 0.16 | 5 | 23.8781 | 46.2663 | 0 | 0 | 0 | 0 | 0.3 | Lawrence Berkeley National Laboratory: A Golden Opportunity for Reducing Energy Costs and Greenhouse Gas Emissions. July, 2009. | 0 | 0 | 0.3 | sq ft | 33805.3353 | 10141.6006
Nonequipment | Retro-Commissioning | Perform facility retro-commissioning | N/A - Retrofit Only | Commercial | New | Miscellaneous | FL Zone 2 | Per end use consumption | 0 | 5617632.7 | 4718811.46 | 898821.23 | 0.16 | 5 | 150.2665 | 465.8856 | 0 | 0 | 0 | 0 | 0.3 | Lawrence Berkeley National Laboratory: A Golden Opportunity for Reducing Energy Costs and Greenhouse Gas Emissions. July, 2009. | 0 | 0 | 0.3 | sq ft | 287978.9262 | 86393.6779
Nonequipment | Retro-Commissioning | Perform facility retro-commissioning | N/A - Retrofit Only | Commercial | New | Offices | FL Zone 2 | Per end use consumption | 0 | 419920.21 | 352732.98 | 67187.23 | 0.16 | 5 | 11.2325 | 34.8251 | 0 | 0 | 0 | 0 | 0.3 | Lawrence Berkeley National Laboratory: A Golden Opportunity for Reducing Energy Costs and Greenhouse Gas Emissions. July, 2009. | 0 | 0 | 0.3 | sq ft | 16065.0328 | 4819.5098
Nonequipment | Retro-Commissioning | Perform facility retro-commissioning | N/A - Retrofit Only | Commercial | New | Restaurants | FL Zone 2 | Per end use consumption | 0 | 304284.68 | 255599.11 | 48685.54 | 0.16 | 5 | 15.0315 | 29.1251 | 0 | 0 | 0 | 0 | 0.3 | Lawrence Berkeley National Laboratory: A Golden Opportunity for Reducing Energy Costs and Greenhouse Gas Emissions. July, 2009. | 0 | 0 | 0.3 | sq ft | 5079.7893 | 1523.9368
Nonequipment | Retro-Commissioning | Perform facility retro-commissioning | N/A - Retrofit Only | Commercial | New | Retail | FL Zone 2 | Per end use consumption | 0 | 132904.13 | 111639.48 | 21264.66 | 0.16 | 5 | 6.5654 | 12.7211 | 0 | 0 | 0 | 0 | 0.3 | Lawrence Berkeley National Laboratory: A Golden Opportunity for Reducing Energy Costs and Greenhouse Gas Emissions. July, 2009. | 0 | 0 | 0.3 | sq ft | 11443.846 | 3433.1538
Nonequipment | Retro-Commissioning | Perform facility retro-commissioning | N/A - Retrofit Only | Commercial | New | Schools K-12 | FL Zone 2 | Per end use consumption | 0 | 496675.16 | 417207.15 | 79468.03 | 0.16 | 5 | 13.2856 | 41.1906 | 0 | 0 | 0 | 0 | 0.3 | Lawrence Berkeley National Laboratory: A Golden Opportunity for Reducing Energy Costs and Greenhouse Gas Emissions. July, 2009. | 0 | 0 | 0.3 | sq ft | 52061.2215 | 15618.3665
Nonequipment | Retro-Commissioning | Perform facility retro-commissioning | N/A - Retrofit Only | Commercial | New | Warehouse | FL Zone 2 | Per end use consumption | 0 | 49339.91 | 41445.53 | 7894.4 | 0.16 | 5 | 1.3198 | 4.0919 | 0 | 0 | 0 | 0 | 0.3 | Lawrence Berkeley National Laboratory: A Golden Opportunity for Reducing Energy Costs and Greenhouse Gas Emissions. July, 2009. | 0 | 0 | 0.3 | sq ft | 16063.9925 | 4819.1977

## DEF_COM2018_12_11
Scenario | Segment | EndUse | EquipType | CE Test | Vintage | Measure Code | Name | Description | Type | Measure Life | Competition Group | Applicability | Adoption Curve | Energy Savings % | 2020 Energy Savings | 2020 Summer Peak Savings | 2020 Winter Peak Savings
Tech | Assembly | Refrigeration | Walk-in cooler | TRC | New | NN5313 | Retro-Commissioning | Retro-Commissioning | NonEquip | 5 |  | 0% | Tech/Econ | 16% | 0 | 0 | 0
Tech | Assembly | Refrigeration | Walk-in cooler | TRC | New | NN4897 | Strip Curtains for Walk-ins | Strip Curtains for Walk-ins | NonEquip | 4 | Walk-in cooler | 3.76% | Tech/Econ | 2.115% | 0 | 0 | 0
Tech | Assembly | Refrigeration | Walk-in cooler | TRC | New | NN4871 | Refrigerated Display Case Lighting Controls | Refrigerated Display Case Lighting Controls | NonEquip | 8 | Display cases | 0% | Tech/Econ | 0.9365% | 0 | 0 | 0
Tech | Assembly | Refrigeration | Walk-in cooler | TRC | New | NN4845 | PSC to ECM Evaporator Fan Motor (Walk-In, Refrigerator) | PSC to ECM Evaporator Fan Motor (Walk-In, Refrigerator) | NonEquip | 15 | Walk-in cooler | 68.68% | Tech/Econ | 37.5% | 669.6065 | 0.093198 | 0.0085377
Tech | Assembly | Refrigeration | Walk-in cooler | TRC | New | NN4819 | PSC to ECM Evaporator Fan Motor (Reach-In) | PSC to ECM Evaporator Fan Motor (Reach-In) | NonEquip | 15 | Display cases | 0% | Tech/Econ | 37.5% | 0 | 0 | 0
Tech | Assembly | Refrigeration | Walk-in cooler | TRC | New | NN4793 | Night Covers for Display Cases | Night Covers for Display Cases | NonEquip | 5 | Display cases | 0% | Tech/Econ | 1.877% | 0 | 0 | 0
Tech | Assembly | Refrigeration | Walk-in cooler | TRC | New | NN4767 | High R-Value Glass Doors | High R-Value Glass Doors | NonEquip | 12 | Display cases | 0% | Tech/Econ | 0% | 0 | 0 | 0
Tech | Assembly | Refrigeration | Walk-in cooler | TRC | New | NN4741 | High Efficiency Refrigeration Compressor | High Efficiency Refrigeration Compressor | NonEquip | 13 | Display cases | 0% | Tech/Econ | 6.922% | 0 | 0 | 0
Tech | Assembly | Refrigeration | Walk-in cooler | TRC | New | NN4715 | Freezer-Cooler Replacement Gaskets | Freezer-Cooler Replacement Gaskets | NonEquip | 4 | Display cases | 0% | Tech/Econ | 0% | 0 | 0 | 0
Tech | Assembly | Refrigeration | Walk-in cooler | TRC | New | NN4689 | Floating Head Pressure Controls | Floating Head Pressure Controls | NonEquip | 15 |  | 0% | Tech/Econ | 6.05% | 0 | 0 | 0
Tech | Assembly | Refrigeration | Walk-in cooler | TRC | New | NN4663 | Demand Defrost | Demand Defrost | NonEquip | 10 | Walk-in cooler | 42.41% | Tech/Econ | 30% | 181.3472 | 0.02524 | 0.0023122
Tech | Assembly | Refrigeration | Walk-in cooler | TRC | New | NN4637 | Automatic Door Closer for Walk-in Coolers and Freezers | Automatic Door Closer for Walk-in Coolers and Freezers | NonEquip | 8 | Walk-in cooler | 55.99% | Tech/Econ | 3.131% | 0 | 0 | 0
Tech | Assembly | Refrigeration | Walk-in cooler | TRC | New | NN4611 | Anti-Sweat Controls | Anti-Sweat Controls | NonEquip | 8 | Display cases | 0% | Tech/Econ | 85% | 0 | 0 | 0
Tech | Assembly | Refrigeration | Walk-in cooler | TRC | Existing | NE5300 | Retro-Commissioning | Retro-Commissioning | NonEquip | 5 |  | 21.99% | Tech/Econ | 16% | 4145.1812 | 0.693 | 2.1486
Tech | Assembly | Refrigeration | Walk-in cooler | TRC | Existing | NE4884 | Strip Curtains for Walk-ins | Strip Curtains for Walk-ins | NonEquip | 4 | Walk-in cooler | 3.76% | Tech/Econ | 2.115% | 88.8375 | 0.012844 | 0.0035374
Tech | Assembly | Refrigeration | Walk-in cooler | TRC | Existing | NE4858 | Refrigerated Display Case Lighting Controls | Refrigerated Display Case Lighting Controls | NonEquip | 8 | Display cases | 0% | Tech/Econ | 2.524% | 0 | 0 | 0
Tech | Assembly | Refrigeration | Walk-in cooler | TRC | Existing | NE4832 | PSC to ECM Evaporator Fan Motor (Walk-In, Refrigerator) | PSC to ECM Evaporator Fan Motor (Walk-In, Refrigerator) | NonEquip | 15 | Walk-in cooler | 17.17% | Tech/Econ | 37.5% | 9290.3178 | 1.2931 | 0.11845
Tech | Assembly | Refrigeration | Walk-in cooler | TRC | Existing | NE4806 | PSC to ECM Evaporator Fan Motor (Reach-In) | PSC to ECM Evaporator Fan Motor (Reach-In) | NonEquip | 15 | Display cases | 0% | Tech/Econ | 37.5% | 0 | 0 | 0
Tech | Assembly | Refrigeration | Walk-in cooler | TRC | Existing | NE4780 | Night Covers for Display Cases | Night Covers for Display Cases | NonEquip | 5 | Display cases | 0% | Tech/Econ | 1.877% | 0 | 0 | 0
Tech | Assembly | Refrigeration | Walk-in cooler | TRC | Existing | NE4754 | High R-Value Glass Doors | High R-Value Glass Doors | NonEquip | 12 | Display cases | 0% | Tech/Econ | 23.81% | 0 | 0 | 0
Tech | Assembly | Refrigeration | Walk-in cooler | TRC | Existing | NE4728 | High Efficiency Refrigeration Compressor | High Efficiency Refrigeration Compressor | NonEquip | 13 | Display cases | 0% | Tech/Econ | 6.922% | 0 | 0 | 0
Tech | Assembly | Refrigeration | Walk-in cooler | TRC | Existing | NE4702 | Freezer-Cooler Replacement Gaskets | Freezer-Cooler Replacement Gaskets | NonEquip | 4 | Display cases | 0% | Tech/Econ | 3.131% | 0 | 0 | 0
Tech | Assembly | Refrigeration | Walk-in cooler | TRC | Existing | NE4676 | Floating Head Pressure Controls | Floating Head Pressure Controls | NonEquip | 15 |  | 0% | Tech/Econ | 6.05% | 0 | 0 | 0
Tech | Assembly | Refrigeration | Walk-in cooler | TRC | Existing | NE4650 | Demand Defrost | Demand Defrost | NonEquip | 10 | Walk-in cooler | 42.41% | Tech/Econ | 30% | 17173.6487 | 2.3903 | 0.21897
Tech | Assembly | Refrigeration | Walk-in cooler | TRC | Existing | NE4624 | Automatic Door Closer for Walk-in Coolers and Freezers | Automatic Door Closer for Walk-in Coolers and Freezers | NonEquip | 8 | Walk-in cooler | 55.99% | Tech/Econ | 3.131% | 1992.6296 | 0.27686 | 0.061723
Tech | Assembly | Refrigeration | Walk-in cooler | TRC | Existing | NE4598 | Anti-Sweat Controls | Anti-Sweat Controls | NonEquip | 8 | Display cases | 0% | Tech/Econ | 85% | 0 | 0 | 0
Tech | Assembly | Refrigeration | Vending and ice makers | TRC | New | NN5313 | Retro-Commissioning | Retro-Commissioning | NonEquip | 5 |  | 0% | Tech/Econ | 16% | 0 | 0 | 0
Tech | Assembly | Refrigeration | Vending and ice makers | TRC | New | NN4897 | Strip Curtains for Walk-ins | Strip Curtains for Walk-ins | NonEquip | 4 | Walk-in cooler | 0% | Tech/Econ | 2.115% | 0 | 0 | 0
Tech | Assembly | Refrigeration | Vending and ice makers | TRC | New | NN4871 | Refrigerated Display Case Lighting Controls | Refrigerated Display Case Lighting Controls | NonEquip | 8 | Display cases | 0% | Tech/Econ | 0.9365% | 0 | 0 | 0
Tech | Assembly | Refrigeration | Vending and ice makers | TRC | New | NN4845 | PSC to ECM Evaporator Fan Motor (Walk-In, Refrigerator) | PSC to ECM Evaporator Fan Motor (Walk-In, Refrigerator) | NonEquip | 15 | Walk-in cooler | 0% | Tech/Econ | 37.5% | 0 | 0 | 0
Tech | Assembly | Refrigeration | Vending and ice makers | TRC | New | NN4819 | PSC to ECM Evaporator Fan Motor (Reach-In) | PSC to ECM Evaporator Fan Motor (Reach-In) | NonEquip | 15 | Display cases | 0% | Tech/Econ | 37.5% | 0 | 0 | 0
Tech | Assembly | Refrigeration | Vending and ice makers | TRC | New | NN4793 | Night Covers for Display Cases | Night Covers for Display Cases | NonEquip | 5 | Display cases | 0% | Tech/Econ | 1.877% | 0 | 0 | 0
Tech | Assembly | Refrigeration | Vending and ice makers | TRC | New | NN4767 | High R-Value Glass Doors | High R-Value Glass Doors | NonEquip | 12 | Display cases | 0% | Tech/Econ | 0% | 0 | 0 | 0
Tech | Assembly | Refrigeration | Vending and ice makers | TRC | New | NN4741 | High Efficiency Refrigeration Compressor | High Efficiency Refrigeration Compressor | NonEquip | 13 | Display cases | 0% | Tech/Econ | 6.922% | 0 | 0 | 0
Tech | Assembly | Refrigeration | Vending and ice makers | TRC | New | NN4715 | Freezer-Cooler Replacement Gaskets | Freezer-Cooler Replacement Gaskets | NonEquip | 4 | Display cases | 0% | Tech/Econ | 0% | 0 | 0 | 0
Tech | Assembly | Refrigeration | Vending and ice makers | TRC | New | NN4689 | Floating Head Pressure Controls | Floating Head Pressure Controls | NonEquip | 15 |  | 0% | Tech/Econ | 6.05% | 0 | 0 | 0
Tech | Assembly | Refrigeration | Vending and ice makers | TRC | New | NN4663 | Demand Defrost | Demand Defrost | NonEquip | 10 | Walk-in cooler | 0% | Tech/Econ | 30% | 0 | 0 | 0
Tech | Assembly | Refrigeration | Vending and ice makers | TRC | New | NN4637 | Automatic Door Closer for Walk-in Coolers and Freezers | Automatic Door Closer for Walk-in Coolers and Freezers | NonEquip | 8 | Walk-in cooler | 0% | Tech/Econ | 3.131% | 0 | 0 | 0
Tech | Assembly | Refrigeration | Vending and ice makers | TRC | New | NN4611 | Anti-Sweat Controls | Anti-Sweat Controls | NonEquip | 8 | Display cases | 0% | Tech/Econ | 85% | 0 | 0 | 0
Tech | Assembly | Refrigeration | Vending and ice makers | TRC | Existing | NE5300 | Retro-Commissioning | Retro-Commissioning | NonEquip | 5 |  | 21.99% | Tech/Econ | 16% | 62189.9629 | 10.397 | 32.2349
Tech | Assembly | Refrigeration | Vending and ice makers | TRC | Existing | NE4884 | Strip Curtains for Walk-ins | Strip Curtains for Walk-ins | NonEquip | 4 | Walk-in cooler | 0% | Tech/Econ | 2.115% | 0 | 0 | 0
Tech | Assembly | Refrigeration | Vending and ice makers | TRC | Existing | NE4858 | Refrigerated Display Case Lighting Controls | Refrigerated Display Case Lighting Controls | NonEquip | 8 | Display cases | 0% | Tech/Econ | 2.524% | 0 | 0 | 0
Tech | Assembly | Refrigeration | Vending and ice makers | TRC | Existing | NE4832 | PSC to ECM Evaporator Fan Motor (Walk-In, Refrigerator) | PSC to ECM Evaporator Fan Motor (Walk-In, Refrigerator) | NonEquip | 15 | Walk-in cooler | 0% | Tech/Econ | 37.5% | 0 | 0 | 0
Tech | Assembly | Refrigeration | Vending and ice makers | TRC | Existing | NE4806 | PSC to ECM Evaporator Fan Motor (Reach-In) | PSC to ECM Evaporator Fan Motor (Reach-In) | NonEquip | 15 | Display cases | 0% | Tech/Econ | 37.5% | 0 | 0 | 0
Tech | Assembly | Refrigeration | Vending and ice makers | TRC | Existing | NE4780 | Night Covers for Display Cases | Night Covers for Display Cases | NonEquip | 5 | Display cases | 0% | Tech/Econ | 1.877% | 0 | 0 | 0
Tech | Assembly | Refrigeration | Vending and ice makers | TRC | Existing | NE4754 | High R-Value Glass Doors | High R-Value Glass Doors | NonEquip | 12 | Display cases | 0% | Tech/Econ | 23.81% | 0 | 0 | 0
Tech | Assembly | Refrigeration | Vending and ice makers | TRC | Existing | NE4728 | High Efficiency Refrigeration Compressor | High Efficiency Refrigeration Compressor | NonEquip | 13 | Display cases | 0% | Tech/Econ | 6.922% | 0 | 0 | 0
Tech | Assembly | Refrigeration | Vending and ice makers | TRC | Existing | NE4702 | Freezer-Cooler Replacement Gaskets | Freezer-Cooler Replacement Gaskets | NonEquip | 4 | Display cases | 0% | Tech/Econ | 3.131% | 0 | 0 | 0
Tech | Assembly | Refrigeration | Vending and ice makers | TRC | Existing | NE4676 | Floating Head Pressure Controls | Floating Head Pressure Controls | NonEquip | 15 |  | 0% | Tech/Econ | 6.05% | 0 | 0 | 0
Tech | Assembly | Refrigeration | Vending and ice makers | TRC | Existing | NE4650 | Demand Defrost | Demand Defrost | NonEquip | 10 | Walk-in cooler | 0% | Tech/Econ | 30% | 0 | 0 | 0
Tech | Assembly | Refrigeration | Vending and ice makers | TRC | Existing | NE4624 | Automatic Door Closer for Walk-in Coolers and Freezers | Automatic Door Closer for Walk-in Coolers and Freezers | NonEquip | 8 | Walk-in cooler | 0% | Tech/Econ | 3.131% | 0 | 0 | 0
Tech | Assembly | Refrigeration | Vending and ice makers | TRC | Existing | NE4598 | Anti-Sweat Controls | Anti-Sweat Controls | NonEquip | 8 | Display cases | 0% | Tech/Econ | 85% | 0 | 0 | 0
Tech | Assembly | Refrigeration | Vending and ice makers | TRC | Turnover | ET2570 | Energy Star Vending Machine | Energy Star Vending Machine | Equip | 14 | Vending and ice makers | 10.61% | Tech/Econ | 36% | 72903.1991 | 11.4023 | 7.1231
Tech | Assembly | Refrigeration | Vending and ice makers | TRC | Turnover | ET2492 | Energy Star Ice Maker | Energy Star Ice Maker | Equip | 8 | Vending and ice makers | 32.96% | Tech/Econ | 11.39% | 68935.7496 | 10.6834 | 6.7455
Tech | Assembly | Refrigeration | Vending and ice makers | TRC | New | EN2596 | Energy Star Vending Machine | Energy Star Vending Machine | Equip | 14 | Vending and ice makers | 10.61% | Tech/Econ | 36% | 1313.638 | 0.20546 | 0.12835
Tech | Assembly | Refrigeration | Vending and ice makers | TRC | New | EN2518 | Energy Star Ice Maker | Energy Star Ice Maker | Equip | 8 | Vending and ice makers | 32.96% | Tech/Econ | 11.39% | 1242.1488 | 0.1925 | 0.12155
Tech | Assembly | Exterior Lighting | Street lighting | TRC | New | NN5287 | Retro-Commissioning | Retro-Commissioning | NonEquip | 5 |  | 0% | Tech/Econ | 16% | 0 | 0 | 0
Tech | Assembly | Exterior Lighting | Street lighting | TRC | New | NN2973 | Outdoor Lighting Controls | Outdoor Lighting Controls | NonEquip | 8 | Exterior parking/lot lighting | 0% | Tech/Econ | 28% | 0 | 0 | 0
Tech | Assembly | Exterior Lighting | Street lighting | TRC | New | NN2947 | Bi-Level Lighting Control (Exterior) | Bi-Level Lighting Control (Exterior) | NonEquip | 9 | Exterior parking/lot lighting | 0% | Tech/Econ | 31% | 0 | 0 | 0
Tech | Assembly | Exterior Lighting | Street lighting | TRC | Existing | NE5274 | Retro-Commissioning | Retro-Commissioning | NonEquip | 5 |  | 21.99% | Tech/Econ | 16% | 0 | 0 | 0
Tech | Assembly | Exterior Lighting | Street lighting | TRC | Existing | NE2960 | Outdoor Lighting Controls | Outdoor Lighting Controls | NonEquip | 8 | Exterior parking/lot lighting | 0% | Tech/Econ | 28% | 0 | 0 | 0
Tech | Assembly | Exterior Lighting | Street lighting | TRC | Existing | NE2934 | Bi-Level Lighting Control (Exterior) | Bi-Level Lighting Control (Exterior) | NonEquip | 9 | Exterior parking/lot lighting | 0% | Tech/Econ | 31% | 0 | 0 | 0
Tech | Assembly | Exterior Lighting | Street lighting | TRC | Turnover | ET782 | LED Traffic and Crosswalk Lighting | LED Traffic and Crosswalk Lighting | Equip | 10 | Street lighting | 0% | Tech/Econ | 37.14% | 0 | 0 | 0
Tech | Assembly | Exterior Lighting | Street lighting | TRC | Turnover | ET743 | LED Street Lights | LED Street Lights | Equip | 18 | Street lighting | 0% | Tech/Econ | 66.53% | 0 | 0 | 0
Tech | Assembly | Exterior Lighting | Street lighting | TRC | New | EN808 | LED Traffic and Crosswalk Lighting | LED Traffic and Crosswalk Lighting | Equip | 10 | Street lighting | 0% | Tech/Econ | 37.14% | 0 | 0 | 0
Tech | Assembly | Exterior Lighting | Street lighting | TRC | New | EN769 | LED Street Lights | LED Street Lights | Equip | 18 | Street lighting | 0% | Tech/Econ | 66.53% | 0 | 0 | 0
Tech | Assembly | Cooking | Steamer | TRC | Turnover | ET197 | Energy Star Steamer | Energy Star Steamer | Equip | 12 | Steamer | 0% | Tech/Econ | 56.63% | 0 | 0 | 0
Tech | Assembly | Cooking | Steamer | TRC | New | EN223 | Energy Star Steamer | Energy Star Steamer | Equip | 12 | Steamer | 0% | Tech/Econ | 56.63% | 0 | 0 | 0
Tech | Assembly | Exterior Lighting | Spot lighting/Security/Flood | TRC | New | NN5287 | Retro-Commissioning | Retro-Commissioning | NonEquip | 5 |  | 0% | Tech/Econ | 16% | 0 | 0 | 0
Tech | Assembly | Exterior Lighting | Spot lighting/Security/Flood | TRC | New | NN2973 | Outdoor Lighting Controls | Outdoor Lighting Controls | NonEquip | 8 | Exterior parking/lot lighting | 0% | Tech/Econ | 28% | 0 | 0 | 0
Tech | Assembly | Exterior Lighting | Spot lighting/Security/Flood | TRC | New | NN2947 | Bi-Level Lighting Control (Exterior) | Bi-Level Lighting Control (Exterior) | NonEquip | 9 | Exterior parking/lot lighting | 0% | Tech/Econ | 31% | 0 | 0 | 0
Tech | Assembly | Exterior Lighting | Spot lighting/Security/Flood | TRC | Existing | NE5274 | Retro-Commissioning | Retro-Commissioning | NonEquip | 5 |  | 21.99% | Tech/Econ | 16% | 0 | 0 | 0
Tech | Assembly | Exterior Lighting | Spot lighting/Security/Flood | TRC | Existing | NE2960 | Outdoor Lighting Controls | Outdoor Lighting Controls | NonEquip | 8 | Exterior parking/lot lighting | 0% | Tech/Econ | 28% | 0 | 0 | 0
Tech | Assembly | Exterior Lighting | Spot lighting/Security/Flood | TRC | Existing | NE2934 | Bi-Level Lighting Control (Exterior) | Bi-Level Lighting Control (Exterior) | NonEquip | 9 | Exterior parking/lot lighting | 0% | Tech/Econ | 31% | 0 | 0 | 0
Tech | Assembly | Exterior Lighting | Spot lighting/Security/Flood | TRC | Turnover | ET665 | LED Exterior Lighting | LED Exterior Lighting | Equip | 13 | Spot lighting/Security/Flood | 4.268% | Tech/Econ | 60.51% | 0 | 0 | 0
Tech | Assembly | Exterior Lighting | Spot lighting/Security/Flood | TRC | Turnover | ET548 | LED - 9W Flood | LED - 9W Flood | Equip | 15 | Spot lighting/Security/Flood | 13.31% | Tech/Econ | 86.15% | 0 | 0 | 0
Tech | Assembly | Exterior Lighting | Spot lighting/Security/Flood | TRC | Turnover | ET470 | CFL - 15W Flood | CFL - 15W Flood | Equip | 7.8 | Spot lighting/Security/Flood | 0% | Tech/Econ | 76.92% | 0 | 0 | 0
Tech | Assembly | Exterior Lighting | Spot lighting/Security/Flood | TRC | New | EN691 | LED Exterior Lighting | LED Exterior Lighting | Equip | 13 | Spot lighting/Security/Flood | 4.624% | Tech/Econ | 60.51% | 0 | 0 | 0
Tech | Assembly | Exterior Lighting | Spot lighting/Security/Flood | TRC | New | EN574 | LED - 9W Flood | LED - 9W Flood | Equip | 15 | Spot lighting/Security/Flood | 86.42% | Tech/Econ | 86.15% | 0 | 0 | 0
Tech | Assembly | Exterior Lighting | Spot lighting/Security/Flood | TRC | New | EN496 | CFL - 15W Flood | CFL - 15W Flood | Equip | 7.8 | Spot lighting/Security/Flood | 0% | Tech/Econ | 76.92% | 0 | 0 | 0
Tech | Assembly | Interior Lighting | Spot lighting | TRC | New | NN5261 | Retro-Commissioning | Retro-Commissioning | NonEquip | 5 |  | 0% | Tech/Econ | 16% | 0 | 0 | 0
Tech | Assembly | Interior Lighting | Spot lighting | TRC | New | NN4429 | Interior Lighting Controls | Interior Lighting Controls | NonEquip | 8 | Overhead (fluorescent/LED/CFL U-shape) | 0% | Tech/Econ | 28% | 0 | 0 | 0
Tech | Assembly | Interior Lighting | Spot lighting | TRC | New | NN4403 | Bi-Level Lighting Control (Interior) | Bi-Level Lighting Control (Interior) | NonEquip | 8 | Overhead (fluorescent/LED/CFL U-shape) | 0% | Tech/Econ | 31% | 0 | 0 | 0
Tech | Assembly | Interior Lighting | Spot lighting | TRC | New | NN3701 | Facility Energy Management System | Facility Energy Management System | NonEquip | 15 |  | 4.276% | Tech/Econ | 24% | 13.1011 | 0.0027459 | 0.00023613
Tech | Assembly | Interior Lighting | Spot lighting | TRC | Existing | NE5248 | Retro-Commissioning | Retro-Commissioning | NonEquip | 5 |  | 21.99% | Tech/Econ | 16% | 1301.923 | 0.21766 | 0.67483
Tech | Assembly | Interior Lighting | Spot lighting | TRC | Existing | NE4416 | Interior Lighting Controls | Interior Lighting Controls | NonEquip | 8 | Overhead (fluorescent/LED/CFL U-shape) | 0% | Tech/Econ | 28% | 0 | 0 | 0
Tech | Assembly | Interior Lighting | Spot lighting | TRC | Existing | NE4390 | Bi-Level Lighting Control (Interior) | Bi-Level Lighting Control (Interior) | NonEquip | 8 | Overhead (fluorescent/LED/CFL U-shape) | 0% | Tech/Econ | 31% | 0 | 0 | 0
Tech | Assembly | Interior Lighting | Spot lighting | TRC | Existing | NE3688 | Facility Energy Management System | Facility Energy Management System | NonEquip | 15 |  | 5.375% | Tech/Econ | 24% | 483.6105 | 0.10136 | 0.0087162
Tech | Assembly | Interior Lighting | Spot lighting | TRC | Turnover | ET1601 | LED Display Lighting (Interior) | LED Display Lighting (Interior) | Equip | 15 | Spot lighting | 2.129% | Tech/Econ | 87.04% | 1312.6999 | 0.32236 | 0.07282
Tech | Assembly | Interior Lighting | Spot lighting | TRC | Turnover | ET1562 | LED - 14W | LED - 14W | Equip | 15 | Spot lighting | 86.42% | Tech/Econ | 53.33% | 32048.3699 | 7.6895 | 1.7779
Tech | Assembly | Interior Lighting | Spot lighting | TRC | Turnover | ET1445 | CFL-23W | CFL-23W | Equip | 7.8 | Spot lighting | 0% | Tech/Econ | 23.33% | 0 | 0 | 0
Tech | Assembly | Interior Lighting | Spot lighting | TRC | New | EN1627 | LED Display Lighting (Interior) | LED Display Lighting (Interior) | Equip | 15 | Spot lighting | 0% | Tech/Econ | 87.04% | 0 | 0 | 0
Tech | Assembly | Interior Lighting | Spot lighting | TRC | New | EN1588 | LED - 14W | LED - 14W | Equip | 15 | Spot lighting | 0% | Tech/Econ | 53.33% | 0 | 0 | 0
Tech | Assembly | Interior Lighting | Spot lighting | TRC | New | EN1471 | CFL-23W | CFL-23W | Equip | 7.8 | Spot lighting | 0% | Tech/Econ | 23.33% | 0 | 0 | 0
Tech | Assembly | Office Equipment | Servers | TRC | New | NN4585 | Smart Strip Plug Outlet | Smart Strip Plug Outlet | NonEquip | 4 |  | 43.9% | Tech/Econ | 1.187% | 4.3801 | 0.0006513 | 0
Tech | Assembly | Office Equipment | Servers | TRC | New | NN4559 | Network PC Power Management | Network PC Power Management | NonEquip | 5 | Computers | 0% | Tech/Econ | 56.5% | 0 | 0 | 0
Tech | Assembly | Office Equipment | Servers | TRC | Existing | NE4572 | Smart Strip Plug Outlet | Smart Strip Plug Outlet | NonEquip | 4 |  | 43.9% | Tech/Econ | 1.187% | 243.0851 | 0.036145 | 0
Tech | Assembly | Office Equipment | Servers | TRC | Existing | NE4546 | Network PC Power Management | Network PC Power Management | NonEquip | 5 | Computers | 0% | Tech/Econ | 56.5% | 0 | 0 | 0
Tech | Assembly | Office Equipment | Servers | TRC | Turnover | ET2297 | Server Virtualization | Server Virtualization | Equip | 3 | Servers | 0% | Tech/Econ | 85.71% | 0 | 0 | 0
Tech | Assembly | Office Equipment | Servers | TRC | Turnover | ET2219 | Energy Star Servers | Energy Star Servers | Equip | 4 | Servers | 0% | Tech/Econ | 23.08% | 0 | 0 | 0
Tech | Assembly | Office Equipment | Servers | TRC | Turnover | ET1133 | High Efficiency Data Center Cooling | High Efficiency Data Center Cooling | Equip | 20 | Servers | 0% | Tech/Econ | 28% | 0 | 0 | 0
Tech | Assembly | Office Equipment | Servers | TRC | New | EN2323 | Server Virtualization | Server Virtualization | Equip | 3 | Servers | 0% | Tech/Econ | 85.71% | 0 | 0 | 0
Tech | Assembly | Office Equipment | Servers | TRC | New | EN2245 | Energy Star Servers | Energy Star Servers | Equip | 4 | Servers | 0% | Tech/Econ | 23.08% | 0 | 0 | 0
Tech | Assembly | Office Equipment | Servers | TRC | New | EN1159 | High Efficiency Data Center Cooling | High Efficiency Data Center Cooling | Equip | 20 | Servers | 0% | Tech/Econ | 28% | 0 | 0 | 0
Tech | Assembly | Space Cooling | Residential-type central air conditioners | TRC | New | NN5365 | Retro-Commissioning | Retro-Commissioning | NonEquip | 5 |  | 0% | Tech/Econ | 16% | 0 | 0 | 0
Tech | Assembly | Space Cooling | Residential-type central air conditioners | TRC | New | NN4377 | Window Sun Protection | Window Sun Protection | NonEquip | 10 |  | 15.35% | Tech/Econ | 16% | 223.7152 | 0.081821 | -0.00090951
Tech | Assembly | Space Cooling | Residential-type central air conditioners | TRC | New | NN4351 | Waterside Economizer | Waterside Economizer | NonEquip | 20 |  | 0% | Tech/Econ | 5.556% | 0 | 0 | 0
Tech | Assembly | Space Cooling | Residential-type central air conditioners | TRC | New | NN4143 | Smart Thermostat | Smart Thermostat | NonEquip | 11 |  | 31.48% | Tech/Econ | 10% | 272.7016 | 0.003238 | 0
Tech | Assembly | Space Cooling | Residential-type central air conditioners | TRC | New | NN4039 | Programmable Thermostat | Programmable Thermostat | NonEquip | 11 |  | 0% | Tech/Econ | 3.6% | 0 | 0 | 0
Tech | Assembly | Space Cooling | Residential-type central air conditioners | TRC | New | NN3987 | Low U-Value Windows | Low U-Value Windows | NonEquip | 20 |  | 13.44% | Tech/Econ | 10% | 119.419 | 0.044388 | 0
Tech | Assembly | Space Cooling | Residential-type central air conditioners | TRC | New | NN3909 | HVAC tune-up_RTU | HVAC tune-up_RTU | NonEquip | 5 | Packaged air conditioning units (RTUs) | 0% | Tech/Econ | 5% | 0 | 0 | 0
Tech | Assembly | Space Cooling | Residential-type central air conditioners | TRC | New | NN3883 | HVAC tune-up | HVAC tune-up | NonEquip | 5 | Residential-type central air conditioners | 0% | Tech/Econ | 5% | 0 | 0 | 0
Tech | Assembly | Space Cooling | Residential-type central air conditioners | TRC | New | NN3805 | Green Roof | Green Roof | NonEquip | 15 |  | 0.315% | Tech/Econ | 3.822% | 0 | 0 | 0
Tech | Assembly | Space Cooling | Residential-type central air conditioners | TRC | New | NN3675 | Facility Energy Management System | Facility Energy Management System | NonEquip | 15 |  | 4.276% | Tech/Econ | 20% | 86.451 | 0.01812 | 0
Tech | Assembly | Space Cooling | Residential-type central air conditioners | TRC | New | NN3623 | Facility Commissioning | Facility Commissioning | NonEquip | 10 |  | 35.83% | Tech/Econ | 16% | 554.1183 | 0.11396 | 0.00051295
Tech | Assembly | Space Cooling | Residential-type central air conditioners | TRC | New | NN3597 | Energy Recovery Ventilation System (ERV) | Energy Recovery Ventilation System (ERV) | NonEquip | 15 | Packaged air conditioning units (RTUs) | 0% | Tech/Econ | 18.24% | 0 | 0 | 0
Tech | Assembly | Space Cooling | Residential-type central air conditioners | TRC | New | NN3519 | Duct Sealing Repair | Duct Sealing Repair | NonEquip | 15 |  | 0% | Tech/Econ | 12% | 0 | 0 | 0
Tech | Assembly | Space Cooling | Residential-type central air conditioners | TRC | New | NN3415 | Dedicated Outdoor Air System on VRF unit | Dedicated Outdoor Air System on VRF unit | NonEquip | 15 | Residential-type central air conditioners | 58.91% | Tech/Econ | 17.5% | 357.9301 | 0.10892 | 0
Tech | Assembly | Space Cooling | Residential-type central air conditioners | TRC | New | NN3363 | Cool Roof | Cool Roof | NonEquip | 15 |  | 72.49% | Tech/Econ | 5.431% | 0 | 0 | 0
Tech | Assembly | Space Cooling | Residential-type central air conditioners | TRC | New | NN3311 | Chilled Water System - Variable Speed Drives | Chilled Water System - Variable Speed Drives | NonEquip | 13 | Central chillers inside | 0% | Tech/Econ | 24.74% | 0 | 0 | 0
Tech | Assembly | Space Cooling | Residential-type central air conditioners | TRC | New | NN3285 | Chilled Water Controls Optimization | Chilled Water Controls Optimization | NonEquip | 10 | Central chillers inside | 0% | Tech/Econ | 12.5% | 0 | 0 | 0
Tech | Assembly | Space Cooling | Residential-type central air conditioners | TRC | New | NN3207 | Ceiling Insulation(R2 to R38) | Ceiling Insulation(R2 to R38) | NonEquip | 20 |  | 0% | Tech/Econ | 44.99% | 0 | 0 | 0
Tech | Assembly | Space Cooling | Residential-type central air conditioners | TRC | New | NN3103 | Ceiling Insulation(R12 to R38) | Ceiling Insulation(R12 to R38) | NonEquip | 20 |  | 0% | Tech/Econ | 5.415% | 0 | 0 | 0
Tech | Assembly | Space Cooling | Residential-type central air conditioners | TRC | New | NN3051 | Airside Economizer | Airside Economizer | NonEquip | 10 | Packaged air conditioning units (RTUs) | 0% | Tech/Econ | 5.556% | 0 | 0 | 0
Tech | Assembly | Space Cooling | Residential-type central air conditioners | TRC | Existing | NE5352 | Retro-Commissioning | Retro-Commissioning | NonEquip | 5 |  | 21.99% | Tech/Econ | 16% | 16865.6752 | 2.8196 | 0
Tech | Assembly | Space Cooling | Residential-type central air conditioners | TRC | Existing | NE4364 | Window Sun Protection | Window Sun Protection | NonEquip | 10 |  | 7.839% | Tech/Econ | 16% | 6088.6652 | 2.2269 | -0.024753
Tech | Assembly | Space Cooling | Residential-type central air conditioners | TRC | Existing | NE4338 | Waterside Economizer | Waterside Economizer | NonEquip | 20 |  | 0% | Tech/Econ | 5.556% | 0 | 0 | 0
Tech | Assembly | Space Cooling | Residential-type central air conditioners | TRC | Existing | NE4208 | Wall Insulation | Wall Insulation | NonEquip | 20 |  | 0% | Tech/Econ | 26.77% | 0 | 0 | 0
Tech | Assembly | Space Cooling | Residential-type central air conditioners | TRC | Existing | NE4130 | Smart Thermostat | Smart Thermostat | NonEquip | 11 |  | 31.48% | Tech/Econ | 10% | 14557.9283 | 0.17286 | 0
Tech | Assembly | Space Cooling | Residential-type central air conditioners | TRC | Existing | NE4104 | Roof Insulation | Roof Insulation | NonEquip | 20 |  | 58.5% | Tech/Econ | 6.596% | 17283.016 | 0.34584 | 0
Tech | Assembly | Space Cooling | Residential-type central air conditioners | TRC | Existing | NE4026 | Programmable Thermostat | Programmable Thermostat | NonEquip | 11 |  | 0% | Tech/Econ | 3.6% | 0 | 0 | 0
Tech | Assembly | Space Cooling | Residential-type central air conditioners | TRC | Existing | NE3974 | Low U-Value Windows | Low U-Value Windows | NonEquip | 20 |  | 5.375% | Tech/Econ | 46% | 18107.4417 | 6.7306 | 0
Tech | Assembly | Space Cooling | Residential-type central air conditioners | TRC | Existing | NE3896 | HVAC tune-up_RTU | HVAC tune-up_RTU | NonEquip | 5 | Packaged air conditioning units (RTUs) | 0% | Tech/Econ | 5% | 0 | 0 | 0
Tech | Assembly | Space Cooling | Residential-type central air conditioners | TRC | Existing | NE3870 | HVAC tune-up | HVAC tune-up | NonEquip | 5 | Residential-type central air conditioners | 0% | Tech/Econ | 5% | 0 | 0 | 0
Tech | Assembly | Space Cooling | Residential-type central air conditioners | TRC | Existing | NE3792 | Green Roof | Green Roof | NonEquip | 15 |  | 0.063% | Tech/Econ | 3.822% | 9.9613 | 0.0042318 | 0
Tech | Assembly | Space Cooling | Residential-type central air conditioners | TRC | Existing | NE3740 | Floor Insulation | Floor Insulation | NonEquip | 20 |  | 12.82% | Tech/Econ | 1.73% | 917.8582 | 0.018367 | 0
Tech | Assembly | Space Cooling | Residential-type central air conditioners | TRC | Existing | NE3662 | Facility Energy Management System | Facility Energy Management System | NonEquip | 15 |  | 5.375% | Tech/Econ | 20% | 5881.9998 | 1.2328 | 0
Tech | Assembly | Space Cooling | Residential-type central air conditioners | TRC | Existing | NE3584 | Energy Recovery Ventilation System (ERV) | Energy Recovery Ventilation System (ERV) | NonEquip | 15 | Packaged air conditioning units (RTUs) | 0% | Tech/Econ | 18.24% | 0 | 0 | 0
Tech | Assembly | Space Cooling | Residential-type central air conditioners | TRC | Existing | NE3506 | Duct Sealing Repair | Duct Sealing Repair | NonEquip | 15 |  | 0% | Tech/Econ | 12% | 0 | 0 | 0
Tech | Assembly | Space Cooling | Residential-type central air conditioners | TRC | Existing | NE3454 | Duct Insulation | Duct Insulation | NonEquip | 15 |  | 0% | Tech/Econ | 2.045% | 0 | 0 | 0
Tech | Assembly | Space Cooling | Residential-type central air conditioners | TRC | Existing | NE3402 | Dedicated Outdoor Air System on VRF unit | Dedicated Outdoor Air System on VRF unit | NonEquip | 15 | Residential-type central air conditioners | 58.91% | Tech/Econ | 17.5% | 55803.9976 | 16.9807 | 0
Tech | Assembly | Space Cooling | Residential-type central air conditioners | TRC | Existing | NE3350 | Cool Roof | Cool Roof | NonEquip | 15 |  | 72.74% | Tech/Econ | 5.431% | 17014.6724 | 7.2282 | 0
Tech | Assembly | Space Cooling | Residential-type central air conditioners | TRC | Existing | NE3298 | Chilled Water System - Variable Speed Drives | Chilled Water System - Variable Speed Drives | NonEquip | 13 | Central chillers inside | 0% | Tech/Econ | 24.74% | 0 | 0 | 0
Tech | Assembly | Space Cooling | Residential-type central air conditioners | TRC | Existing | NE3272 | Chilled Water Controls Optimization | Chilled Water Controls Optimization | NonEquip | 10 | Central chillers inside | 0% | Tech/Econ | 12.5% | 0 | 0 | 0
Tech | Assembly | Space Cooling | Residential-type central air conditioners | TRC | Existing | NE3194 | Ceiling Insulation(R2 to R38) | Ceiling Insulation(R2 to R38) | NonEquip | 20 |  | 0% | Tech/Econ | 44.99% | 0 | 0 | 0
Tech | Assembly | Space Cooling | Residential-type central air conditioners | TRC | Existing | NE3142 | Ceiling Insulation(R19 to R38) | Ceiling Insulation(R19 to R38) | NonEquip | 20 |  | 0% | Tech/Econ | 2.499% | 0 | 0 | 0
Tech | Assembly | Space Cooling | Residential-type central air conditioners | TRC | Existing | NE3090 | Ceiling Insulation(R12 to R38) | Ceiling Insulation(R12 to R38) | NonEquip | 20 |  | 0% | Tech/Econ | 5.415% | 0 | 0 | 0
Tech | Assembly | Space Cooling | Residential-type central air conditioners | TRC | Existing | NE3038 | Airside Economizer | Airside Economizer | NonEquip | 10 | Packaged air conditioning units (RTUs) | 0% | Tech/Econ | 5.556% | 0 | 0 | 0
Tech | Assembly | Space Cooling | Residential-type central air conditioners | TRC | Turnover | ET821 | Geothermal Heat Pump | Geothermal Heat Pump | Equip | 15 | Residential-type central air conditioners | 30.5% | Tech/Econ | 21.18% | 37776.5346 | 16.2456 | 0
Tech | Assembly | Space Cooling | Residential-type central air conditioners | TRC | Turnover | ET1367 | Variable Refrigerant Flow (VRF) HVAC Systems | Variable Refrigerant Flow (VRF) HVAC Systems | Equip | 15 | Residential-type central air conditioners | 49.09% | Tech/Econ | 36.88% | 129301.377 | 39.3453 | 0
Tech | Assembly | Space Cooling | Residential-type central air conditioners | TRC | Turnover | ET1289 | High Efficiency PTHP | High Efficiency PTHP | Equip | 15 | Residential-type central air conditioners | 0% | Tech/Econ | 23.64% | 0 | 0 | 0
Tech | Assembly | Space Cooling | Residential-type central air conditioners | TRC | Turnover | ET1250 | High Efficiency PTAC | High Efficiency PTAC | Equip | 15 | Residential-type central air conditioners | 0% | Tech/Econ | 23.64% | 0 | 0 | 0
Tech | Assembly | Space Cooling | Residential-type central air conditioners | TRC | New | EN847 | Geothermal Heat Pump | Geothermal Heat Pump | Equip | 15 | Residential-type central air conditioners | 30.5% | Tech/Econ | 21.18% | 697.9503 | 0.30015 | 0
Tech | Assembly | Space Cooling | Residential-type central air conditioners | TRC | New | EN1393 | Variable Refrigerant Flow (VRF) HVAC Systems | Variable Refrigerant Flow (VRF) HVAC Systems | Equip | 15 | Residential-type central air conditioners | 49.09% | Tech/Econ | 36.88% | 2388.9414 | 0.72693 | 0
Tech | Assembly | Space Cooling | Residential-type central air conditioners | TRC | New | EN1315 | High Efficiency PTHP | High Efficiency PTHP | Equip | 15 | Residential-type central air conditioners | 0% | Tech/Econ | 23.64% | 0 | 0 | 0
Tech | Assembly | Space Cooling | Residential-type central air conditioners | TRC | New | EN1276 | High Efficiency PTAC | High Efficiency PTAC | Equip | 15 | Residential-type central air conditioners | 0% | Tech/Econ | 23.64% | 0 | 0 | 0
Tech | Assembly | Space Heating | Residential/split system heat pump | TRC | New | NN5339 | Retro-Commissioning | Retro-Commissioning | NonEquip | 5 |  | 0% | Tech/Econ | 16% | 0 | 0 | 0
Tech | Assembly | Space Heating | Residential/split system heat pump | TRC | New | NN4325 | Water Cooled Refrigeration Heat Recovery | Water Cooled Refrigeration Heat Recovery | NonEquip | 20 |  | 0% | Tech/Econ | 10% | 0 | 0 | 0
Tech | Assembly | Space Heating | Residential/split system heat pump | TRC | New | NN4273 | Warehouse Loading Dock Seals | Warehouse Loading Dock Seals | NonEquip | 18 |  | 0% | Tech/Econ | 2.08% | 0 | 0 | 0
Tech | Assembly | Space Heating | Residential/split system heat pump | TRC | New | NN4169 | Smart Thermostat | Smart Thermostat | NonEquip | 11 |  | 31.48% | Tech/Econ | 10% | 813.0923 | 0 | -0.1336
Tech | Assembly | Space Heating | Residential/split system heat pump | TRC | New | NN4091 | Roof Insulation | Roof Insulation | NonEquip | 20 |  | 58.5% | Tech/Econ | 4.075% | 507.8021 | 0 | 0.22906
Tech | Assembly | Space Heating | Residential/split system heat pump | TRC | New | NN4065 | Programmable Thermostat | Programmable Thermostat | NonEquip | 11 |  | 0% | Tech/Econ | 3.6% | 0 | 0 | 0
Tech | Assembly | Space Heating | Residential/split system heat pump | TRC | New | NN4013 | Low U-Value Windows | Low U-Value Windows | NonEquip | 20 |  | 13.44% | Tech/Econ | 10% | 336.2014 | 0 | 0.0013973
Tech | Assembly | Space Heating | Residential/split system heat pump | TRC | New | NN3935 | Infiltration Reduction - Air Sealing | Infiltration Reduction - Air Sealing | NonEquip | 11 |  | 0% | Tech/Econ | 1.04% | 0 | 0 | 0
Tech | Assembly | Space Heating | Residential/split system heat pump | TRC | New | NN3779 | Green Roof | Green Roof | NonEquip | 15 |  | 0.315% | Tech/Econ | 6.298% | 4.8964 | 0 | 0
Tech | Assembly | Space Heating | Residential/split system heat pump | TRC | New | NN3727 | Floor Insulation | Floor Insulation | NonEquip | 20 |  | 32.06% | Tech/Econ | 2.138% | 0 | 0 | 0
Tech | Assembly | Space Heating | Residential/split system heat pump | TRC | New | NN3649 | Facility Energy Management System | Facility Energy Management System | NonEquip | 15 |  | 4.276% | Tech/Econ | 20% | 234.7697 | 0 | 0.0042313
Tech | Assembly | Space Heating | Residential/split system heat pump | TRC | New | NN3571 | ECM Motors on Furnaces | ECM Motors on Furnaces | NonEquip | 15 | Forced air furnace | 0% | Tech/Econ | 1.706% | 0 | 0 | 0
Tech | Assembly | Space Heating | Residential/split system heat pump | TRC | New | NN3545 | Duct Sealing Repair | Duct Sealing Repair | NonEquip | 15 |  | 0% | Tech/Econ | 12% | 0 | 0 | 0
Tech | Assembly | Space Heating | Residential/split system heat pump | TRC | New | NN3493 | Duct Insulation | Duct Insulation | NonEquip | 15 |  | 0% | Tech/Econ | 2.045% | 0 | 0 | 0
Tech | Assembly | Space Heating | Residential/split system heat pump | TRC | New | NN3441 | Destratification Fans | Destratification Fans | NonEquip | 10 |  | 0% | Tech/Econ | 14.47% | 0 | 0 | 0
Tech | Assembly | Space Heating | Residential/split system heat pump | TRC | New | NN3389 | Dedicated Outdoor Air System on VRF unit | Dedicated Outdoor Air System on VRF unit | NonEquip | 15 | Residential/split system heat pump | 58.91% | Tech/Econ | 10% | 1385.5102 | 0 | 0.42613
Tech | Assembly | Space Heating | Residential/split system heat pump | TRC | New | NN3233 | Ceiling Insulation(R30 to R38) | Ceiling Insulation(R30 to R38) | NonEquip | 20 |  | 0% | Tech/Econ | 0.8236% | 0 | 0 | 0
Tech | Assembly | Space Heating | Residential/split system heat pump | TRC | New | NN3181 | Ceiling Insulation(R2 to R38) | Ceiling Insulation(R2 to R38) | NonEquip | 20 |  | 0% | Tech/Econ | 55.59% | 0 | 0 | 0
Tech | Assembly | Space Heating | Residential/split system heat pump | TRC | New | NN3129 | Ceiling Insulation(R19 to R38) | Ceiling Insulation(R19 to R38) | NonEquip | 20 |  | 0% | Tech/Econ | 3.089% | 0 | 0 | 0
Tech | Assembly | Space Heating | Residential/split system heat pump | TRC | New | NN3077 | Ceiling Insulation(R12 to R38) | Ceiling Insulation(R12 to R38) | NonEquip | 20 |  | 0% | Tech/Econ | 6.692% | 0 | 0 | 0
Tech | Assembly | Space Heating | Residential/split system heat pump | TRC | New | NN2999 | Air Curtains | Air Curtains | NonEquip | 8 |  | 33.25% | Tech/Econ | 1.037% | 0 | 0 | 0
Tech | Assembly | Space Heating | Residential/split system heat pump | TRC | Existing | NE5326 | Retro-Commissioning | Retro-Commissioning | NonEquip | 5 |  | 21.99% | Tech/Econ | 16% | 44253.7164 | 0 | 22.938
Tech | Assembly | Space Heating | Residential/split system heat pump | TRC | Existing | NE4312 | Water Cooled Refrigeration Heat Recovery | Water Cooled Refrigeration Heat Recovery | NonEquip | 20 |  | 0% | Tech/Econ | 10% | 0 | 0 | 0
Tech | Assembly | Space Heating | Residential/split system heat pump | TRC | Existing | NE4260 | Warehouse Loading Dock Seals | Warehouse Loading Dock Seals | NonEquip | 18 |  | 0% | Tech/Econ | 2.295% | 0 | 0 | 0
Tech | Assembly | Space Heating | Residential/split system heat pump | TRC | Existing | NE4234 | Wall Insulation | Wall Insulation | NonEquip | 20 |  | 0% | Tech/Econ | 5.33% | 0 | 0 | 0
Tech | Assembly | Space Heating | Residential/split system heat pump | TRC | Existing | NE4156 | Smart Thermostat | Smart Thermostat | NonEquip | 11 |  | 31.48% | Tech/Econ | 10% | 46266.1978 | 0 | -7.6022
Tech | Assembly | Space Heating | Residential/split system heat pump | TRC | Existing | NE4078 | Roof Insulation | Roof Insulation | NonEquip | 20 |  | 58.5% | Tech/Econ | 8.993% | 70482.5015 | 0 | 31.7931
Tech | Assembly | Space Heating | Residential/split system heat pump | TRC | Existing | NE4052 | Programmable Thermostat | Programmable Thermostat | NonEquip | 11 |  | 0% | Tech/Econ | 3.6% | 0 | 0 | 0
Tech | Assembly | Space Heating | Residential/split system heat pump | TRC | Existing | NE4000 | Low U-Value Windows | Low U-Value Windows | NonEquip | 20 |  | 5.375% | Tech/Econ | 46% | 44497.0376 | 0 | 0.18493
Tech | Assembly | Space Heating | Residential/split system heat pump | TRC | Existing | NE3922 | Infiltration Reduction - Air Sealing | Infiltration Reduction - Air Sealing | NonEquip | 11 |  | 0% | Tech/Econ | 1.148% | 0 | 0 | 0
Tech | Assembly | Space Heating | Residential/split system heat pump | TRC | Existing | NE3844 | Hotel Card Energy Control Systems | Hotel Card Energy Control Systems | NonEquip | 15 |  | 0% | Tech/Econ | 0% | 0 | 0 | 0
Tech | Assembly | Space Heating | Residential/split system heat pump | TRC | Existing | NE3766 | Green Roof | Green Roof | NonEquip | 15 |  | 0.063% | Tech/Econ | 6.949% | 55.5676 | 0 | 0
Tech | Assembly | Space Heating | Residential/split system heat pump | TRC | Existing | NE3714 | Floor Insulation | Floor Insulation | NonEquip | 20 |  | 12.82% | Tech/Econ | 2.359% | 3671.8431 | 0 | 1.6563
Tech | Assembly | Space Heating | Residential/split system heat pump | TRC | Existing | NE3636 | Facility Energy Management System | Facility Energy Management System | NonEquip | 15 |  | 5.375% | Tech/Econ | 20% | 15973.3956 | 0 | 0.28789
Tech | Assembly | Space Heating | Residential/split system heat pump | TRC | Existing | NE3558 | ECM Motors on Furnaces | ECM Motors on Furnaces | NonEquip | 15 | Forced air furnace | 0% | Tech/Econ | 1.706% | 0 | 0 | 0
Tech | Assembly | Space Heating | Residential/split system heat pump | TRC | Existing | NE3532 | Duct Sealing Repair | Duct Sealing Repair | NonEquip | 15 |  | 0% | Tech/Econ | 12% | 0 | 0 | 0
Tech | Assembly | Space Heating | Residential/split system heat pump | TRC | Existing | NE3480 | Duct Insulation | Duct Insulation | NonEquip | 15 |  | 0% | Tech/Econ | 2.045% | 0 | 0 | 0
Tech | Assembly | Space Heating | Residential/split system heat pump | TRC | Existing | NE3428 | Destratification Fans | Destratification Fans | NonEquip | 10 |  | 0% | Tech/Econ | 14.47% | 0 | 0 | 0
Tech | Assembly | Space Heating | Residential/split system heat pump | TRC | Existing | NE3376 | Dedicated Outdoor Air System on VRF unit | Dedicated Outdoor Air System on VRF unit | NonEquip | 15 | Residential/split system heat pump | 58.91% | Tech/Econ | 10% | 83870.6131 | 0 | 25.7952
Tech | Assembly | Space Heating | Residential/split system heat pump | TRC | Existing | NE3324 | Cool Roof | Cool Roof | NonEquip | 15 |  | 72.74% | Tech/Econ | 0.7847% | 6882.1232 | 0 | 0
Tech | Assembly | Space Heating | Residential/split system heat pump | TRC | Existing | NE3220 | Ceiling Insulation(R30 to R38) | Ceiling Insulation(R30 to R38) | NonEquip | 20 |  | 0% | Tech/Econ | 0.9088% | 0 | 0 | 0
Tech | Assembly | Space Heating | Residential/split system heat pump | TRC | Existing | NE3168 | Ceiling Insulation(R2 to R38) | Ceiling Insulation(R2 to R38) | NonEquip | 20 |  | 0% | Tech/Econ | 61.34% | 0 | 0 | 0
Tech | Assembly | Space Heating | Residential/split system heat pump | TRC | Existing | NE3116 | Ceiling Insulation(R19 to R38) | Ceiling Insulation(R19 to R38) | NonEquip | 20 |  | 0% | Tech/Econ | 3.408% | 0 | 0 | 0
Tech | Assembly | Space Heating | Residential/split system heat pump | TRC | Existing | NE3064 | Ceiling Insulation(R12 to R38) | Ceiling Insulation(R12 to R38) | NonEquip | 20 |  | 0% | Tech/Econ | 7.384% | 0 | 0 | 0
Tech | Assembly | Space Heating | Residential/split system heat pump | TRC | Existing | NE2986 | Air Curtains | Air Curtains | NonEquip | 8 |  | 33.25% | Tech/Econ | 1.037% | 4173.2776 | 0 | 0.16617
Tech | Assembly | Space Heating | Residential/split system heat pump | TRC | Turnover | ET860 | Geothermal Heat Pump | Geothermal Heat Pump | Equip | 15 | Residential/split system heat pump | 30.5% | Tech/Econ | 2.941% | 11384.7276 | 0 | 3.7605
Tech | Assembly | Space Heating | Residential/split system heat pump | TRC | Turnover | ET1406 | Variable Refrigerant Flow (VRF) HVAC Systems | Variable Refrigerant Flow (VRF) HVAC Systems | Equip | 15 | Residential/split system heat pump | 49.09% | Tech/Econ | 31.25% | 269274.4486 | 0 | 82.8179
Tech | Assembly | Space Heating | Residential/split system heat pump | TRC | Turnover | ET1328 | High Efficiency PTHP | High Efficiency PTHP | Equip | 15 | Residential/split system heat pump | 0% | Tech/Econ | 9.375% | 0 | 0 | 0
Tech | Assembly | Space Heating | Residential/split system heat pump | TRC | New | EN886 | Geothermal Heat Pump | Geothermal Heat Pump | Equip | 15 | Residential/split system heat pump | 30.5% | Tech/Econ | 2.941% | 0 | 0 | 0
Tech | Assembly | Space Heating | Residential/split system heat pump | TRC | New | EN1432 | Variable Refrigerant Flow (VRF) HVAC Systems | Variable Refrigerant Flow (VRF) HVAC Systems | Equip | 15 | Residential/split system heat pump | 49.09% | Tech/Econ | 31.25% | 4975.0506 | 0 | 1.5301
Tech | Assembly | Space Heating | Residential/split system heat pump | TRC | New | EN1354 | High Efficiency PTHP | High Efficiency PTHP | Equip | 15 | Residential/split system heat pump | 0% | Tech/Econ | 9.375% | 0 | 0 | 0
Tech | Assembly | Refrigeration | Residential style | TRC | New | NN5313 | Retro-Commissioning | Retro-Commissioning | NonEquip | 5 |  | 0% | Tech/Econ | 16% | 0 | 0 | 0
Tech | Assembly | Refrigeration | Residential style | TRC | New | NN4897 | Strip Curtains for Walk-ins | Strip Curtains for Walk-ins | NonEquip | 4 | Walk-in cooler | 0% | Tech/Econ | 2.115% | 0 | 0 | 0
Tech | Assembly | Refrigeration | Residential style | TRC | New | NN4871 | Refrigerated Display Case Lighting Controls | Refrigerated Display Case Lighting Controls | NonEquip | 8 | Display cases | 0% | Tech/Econ | 0.9365% | 0 | 0 | 0
Tech | Assembly | Refrigeration | Residential style | TRC | New | NN4845 | PSC to ECM Evaporator Fan Motor (Walk-In, Refrigerator) | PSC to ECM Evaporator Fan Motor (Walk-In, Refrigerator) | NonEquip | 15 | Walk-in cooler | 0% | Tech/Econ | 37.5% | 0 | 0 | 0
Tech | Assembly | Refrigeration | Residential style | TRC | New | NN4819 | PSC to ECM Evaporator Fan Motor (Reach-In) | PSC to ECM Evaporator Fan Motor (Reach-In) | NonEquip | 15 | Display cases | 0% | Tech/Econ | 37.5% | 0 | 0 | 0
Tech | Assembly | Refrigeration | Residential style | TRC | New | NN4793 | Night Covers for Display Cases | Night Covers for Display Cases | NonEquip | 5 | Display cases | 0% | Tech/Econ | 1.877% | 0 | 0 | 0
Tech | Assembly | Refrigeration | Residential style | TRC | New | NN4767 | High R-Value Glass Doors | High R-Value Glass Doors | NonEquip | 12 | Display cases | 0% | Tech/Econ | 0% | 0 | 0 | 0
Tech | Assembly | Refrigeration | Residential style | TRC | New | NN4741 | High Efficiency Refrigeration Compressor | High Efficiency Refrigeration Compressor | NonEquip | 13 | Display cases | 0% | Tech/Econ | 6.922% | 0 | 0 | 0
Tech | Assembly | Refrigeration | Residential style | TRC | New | NN4715 | Freezer-Cooler Replacement Gaskets | Freezer-Cooler Replacement Gaskets | NonEquip | 4 | Display cases | 0% | Tech/Econ | 0% | 0 | 0 | 0
Tech | Assembly | Refrigeration | Residential style | TRC | New | NN4689 | Floating Head Pressure Controls | Floating Head Pressure Controls | NonEquip | 15 |  | 0% | Tech/Econ | 6.05% | 0 | 0 | 0
Tech | Assembly | Refrigeration | Residential style | TRC | New | NN4663 | Demand Defrost | Demand Defrost | NonEquip | 10 | Walk-in cooler | 0% | Tech/Econ | 30% | 0 | 0 | 0
Tech | Assembly | Refrigeration | Residential style | TRC | New | NN4637 | Automatic Door Closer for Walk-in Coolers and Freezers | Automatic Door Closer for Walk-in Coolers and Freezers | NonEquip | 8 | Walk-in cooler | 0% | Tech/Econ | 3.131% | 0 | 0 | 0
Tech | Assembly | Refrigeration | Residential style | TRC | New | NN4611 | Anti-Sweat Controls | Anti-Sweat Controls | NonEquip | 8 | Display cases | 0% | Tech/Econ | 85% | 0 | 0 | 0
Tech | Assembly | Refrigeration | Residential style | TRC | Existing | NE5300 | Retro-Commissioning | Retro-Commissioning | NonEquip | 5 |  | 21.99% | Tech/Econ | 16% | 139702.0338 | 23.3556 | 72.4117
Tech | Assembly | Refrigeration | Residential style | TRC | Existing | NE4884 | Strip Curtains for Walk-ins | Strip Curtains for Walk-ins | NonEquip | 4 | Walk-in cooler | 0% | Tech/Econ | 2.115% | 0 | 0 | 0
Tech | Assembly | Refrigeration | Residential style | TRC | Existing | NE4858 | Refrigerated Display Case Lighting Controls | Refrigerated Display Case Lighting Controls | NonEquip | 8 | Display cases | 0% | Tech/Econ | 2.524% | 0 | 0 | 0
Tech | Assembly | Refrigeration | Residential style | TRC | Existing | NE4832 | PSC to ECM Evaporator Fan Motor (Walk-In, Refrigerator) | PSC to ECM Evaporator Fan Motor (Walk-In, Refrigerator) | NonEquip | 15 | Walk-in cooler | 0% | Tech/Econ | 37.5% | 0 | 0 | 0
Tech | Assembly | Refrigeration | Residential style | TRC | Existing | NE4806 | PSC to ECM Evaporator Fan Motor (Reach-In) | PSC to ECM Evaporator Fan Motor (Reach-In) | NonEquip | 15 | Display cases | 0% | Tech/Econ | 37.5% | 0 | 0 | 0
Tech | Assembly | Refrigeration | Residential style | TRC | Existing | NE4780 | Night Covers for Display Cases | Night Covers for Display Cases | NonEquip | 5 | Display cases | 0% | Tech/Econ | 1.877% | 0 | 0 | 0
Tech | Assembly | Refrigeration | Residential style | TRC | Existing | NE4754 | High R-Value Glass Doors | High R-Value Glass Doors | NonEquip | 12 | Display cases | 0% | Tech/Econ | 23.81% | 0 | 0 | 0
Tech | Assembly | Refrigeration | Residential style | TRC | Existing | NE4728 | High Efficiency Refrigeration Compressor | High Efficiency Refrigeration Compressor | NonEquip | 13 | Display cases | 0% | Tech/Econ | 6.922% | 0 | 0 | 0
Tech | Assembly | Refrigeration | Residential style | TRC | Existing | NE4702 | Freezer-Cooler Replacement Gaskets | Freezer-Cooler Replacement Gaskets | NonEquip | 4 | Display cases | 0% | Tech/Econ | 3.131% | 0 | 0 | 0
Tech | Assembly | Refrigeration | Residential style | TRC | Existing | NE4676 | Floating Head Pressure Controls | Floating Head Pressure Controls | NonEquip | 15 |  | 0% | Tech/Econ | 6.05% | 0 | 0 | 0
Tech | Assembly | Refrigeration | Residential style | TRC | Existing | NE4650 | Demand Defrost | Demand Defrost | NonEquip | 10 | Walk-in cooler | 0% | Tech/Econ | 30% | 0 | 0 | 0
Tech | Assembly | Refrigeration | Residential style | TRC | Existing | NE4624 | Automatic Door Closer for Walk-in Coolers and Freezers | Automatic Door Closer for Walk-in Coolers and Freezers | NonEquip | 8 | Walk-in cooler | 0% | Tech/Econ | 3.131% | 0 | 0 | 0
Tech | Assembly | Refrigeration | Residential style | TRC | Existing | NE4598 | Anti-Sweat Controls | Anti-Sweat Controls | NonEquip | 8 | Display cases | 0% | Tech/Econ | 85% | 0 | 0 | 0
Tech | Assembly | Refrigeration | Residential style | TRC | Turnover | ET2531 | Energy Star Refrigerator | Energy Star Refrigerator | Equip | 12 | Residential style | 35.47% | Tech/Econ | 21.99% | 335857.0058 | 44.2189 | 34.7941
Tech | Assembly | Refrigeration | Residential style | TRC | New | EN2557 | Energy Star Refrigerator | Energy Star Refrigerator | Equip | 12 | Residential style | 35.47% | Tech/Econ | 21.99% | 6051.7856 | 0.79678 | 0.62695
Tech | Assembly | Miscellaneous | Pool pump | TRC | New | NN5443 | Retro-Commissioning | Retro-Commissioning | NonEquip | 5 |  | 0% | Tech/Econ | 16% | 0 | 0 | 0
Tech | Assembly | Miscellaneous | Pool pump | TRC | New | NN4533 | VSD Controlled Compressor | VSD Controlled Compressor | NonEquip | 15 | Others | 0% | Tech/Econ | 20.79% | 0 | 0 | 0
Tech | Assembly | Miscellaneous | Pool pump | TRC | New | NN4507 | Regenerative Drive Elevator Motor | Regenerative Drive Elevator Motor | NonEquip | 13 | Elevators/Escalators | 0% | Tech/Econ | 6.211% | 0 | 0 | 0
Tech | Assembly | Miscellaneous | Pool pump | TRC | New | NN4481 | Engine Block Timer | Engine Block Timer | NonEquip | 5 | Others | 0% | Tech/Econ | 36% | 0 | 0 | 0
Tech | Assembly | Miscellaneous | Pool pump | TRC | New | NN4455 | Efficient Motor Belts | Efficient Motor Belts | NonEquip | 10 | Others | 0% | Tech/Econ | 1.105% | 0 | 0 | 0
Tech | Assembly | Miscellaneous | Pool pump | TRC | Existing | NE5430 | Retro-Commissioning | Retro-Commissioning | NonEquip | 5 |  | 21.99% | Tech/Econ | 16% | 524.7773 | 0.087733 | 0.27201
Tech | Assembly | Miscellaneous | Pool pump | TRC | Existing | NE4520 | VSD Controlled Compressor | VSD Controlled Compressor | NonEquip | 15 | Others | 0% | Tech/Econ | 20.79% | 0 | 0 | 0
Tech | Assembly | Miscellaneous | Pool pump | TRC | Existing | NE4494 | Regenerative Drive Elevator Motor | Regenerative Drive Elevator Motor | NonEquip | 13 | Elevators/Escalators | 0% | Tech/Econ | 6.211% | 0 | 0 | 0
Tech | Assembly | Miscellaneous | Pool pump | TRC | Existing | NE4468 | Engine Block Timer | Engine Block Timer | NonEquip | 5 | Others | 0% | Tech/Econ | 36% | 0 | 0 | 0
Tech | Assembly | Miscellaneous | Pool pump | TRC | Existing | NE4442 | Efficient Motor Belts | Efficient Motor Belts | NonEquip | 10 | Others | 0% | Tech/Econ | 1.105% | 0 | 0 | 0
Tech | Assembly | Miscellaneous | Pool pump | TRC | Turnover | ET2105 | Variable Speed Pool Pump | Variable Speed Pool Pump | Equip | 10 | Pool pump | 46.17% | Tech/Econ | 64.36% | 6306.5561 | 1.4842 | 0.23038
Tech | Assembly | Miscellaneous | Pool pump | TRC | Turnover | ET2030 | Solar Powered Pool Pump | Solar Powered Pool Pump | Equip | 10 | Pool pump | 7.98% | Tech/Econ | 81% | 3246.5143 | 0.76403 | 0.11859
Tech | Assembly | Miscellaneous | Pool pump | TRC | Turnover | ET1991 | Solar Pool Heater | Solar Pool Heater | Equip | 15 | Pool pump | 11.85% | Tech/Econ | 86.11% | 5705.0187 | 0 | 0.2084
Tech | Assembly | Miscellaneous | Pool pump | TRC | Turnover | ET1952 | Heat Pump Pool Heater | Heat Pump Pool Heater | Equip | 15 | Pool pump | 68.53% | Tech/Econ | 80% | 25757.3106 | 0 | 0.94091
Tech | Assembly | Miscellaneous | Pool pump | TRC | New | EN2129 | Variable Speed Pool Pump | Variable Speed Pool Pump | Equip | 10 | Pool pump | 46.17% | Tech/Econ | 64.36% | 28.653 | 0.0067432 | 0.0010467
Tech | Assembly | Miscellaneous | Pool pump | TRC | New | EN2054 | Solar Powered Pool Pump | Solar Powered Pool Pump | Equip | 10 | Pool pump | 7.98% | Tech/Econ | 81% | 58.4987 | 0.013767 | 0.0021369
Tech | Assembly | Miscellaneous | Pool pump | TRC | New | EN2017 | Solar Pool Heater | Solar Pool Heater | Equip | 15 | Pool pump | 11.85% | Tech/Econ | 86.11% | 102.7984 | 0 | 0.0037552
Tech | Assembly | Miscellaneous | Pool pump | TRC | New | EN1978 | Heat Pump Pool Heater | Heat Pump Pool Heater | Equip | 15 | Pool pump | 68.53% | Tech/Econ | 80% | 464.1193 | 0 | 0.016954
Tech | Assembly | Space Heating | Packaged central unit | TRC | New | NN5339 | Retro-Commissioning | Retro-Commissioning | NonEquip | 5 |  | 0% | Tech/Econ | 16% | 0 | 0 | 0
Tech | Assembly | Space Heating | Packaged central unit | TRC | New | NN4325 | Water Cooled Refrigeration Heat Recovery | Water Cooled Refrigeration Heat Recovery | NonEquip | 20 |  | 0% | Tech/Econ | 10% | 0 | 0 | 0
Tech | Assembly | Space Heating | Packaged central unit | TRC | New | NN4273 | Warehouse Loading Dock Seals | Warehouse Loading Dock Seals | NonEquip | 18 |  | 0% | Tech/Econ | 2.08% | 0 | 0 | 0
Tech | Assembly | Space Heating | Packaged central unit | TRC | New | NN4247 | Wall Insulation | Wall Insulation | NonEquip | 20 |  | 0% | Tech/Econ | 0% | 0 | 0 | 0
Tech | Assembly | Space Heating | Packaged central unit | TRC | New | NN4169 | Smart Thermostat | Smart Thermostat | NonEquip | 11 |  | 31.48% | Tech/Econ | 10% | 1811.3419 | 0 | -0.29763
Tech | Assembly | Space Heating | Packaged central unit | TRC | New | NN4091 | Roof Insulation | Roof Insulation | NonEquip | 20 |  | 58.5% | Tech/Econ | 4.075% | 1131.2408 | 0 | 0.51028
Tech | Assembly | Space Heating | Packaged central unit | TRC | New | NN4065 | Programmable Thermostat | Programmable Thermostat | NonEquip | 11 |  | 0% | Tech/Econ | 3.6% | 0 | 0 | 0
Tech | Assembly | Space Heating | Packaged central unit | TRC | New | NN4013 | Low U-Value Windows | Low U-Value Windows | NonEquip | 20 |  | 13.44% | Tech/Econ | 10% | 748.9626 | 0 | 0.0031127
Tech | Assembly | Space Heating | Packaged central unit | TRC | New | NN3935 | Infiltration Reduction - Air Sealing | Infiltration Reduction - Air Sealing | NonEquip | 11 |  | 0% | Tech/Econ | 1.04% | 0 | 0 | 0
Tech | Assembly | Space Heating | Packaged central unit | TRC | New | NN3779 | Green Roof | Green Roof | NonEquip | 15 |  | 0.315% | Tech/Econ | 6.298% | 10.9079 | 0 | 0
Tech | Assembly | Space Heating | Packaged central unit | TRC | New | NN3727 | Floor Insulation | Floor Insulation | NonEquip | 20 |  | 32.06% | Tech/Econ | 2.138% | 0 | 0 | 0
Tech | Assembly | Space Heating | Packaged central unit | TRC | New | NN3649 | Facility Energy Management System | Facility Energy Management System | NonEquip | 15 |  | 4.276% | Tech/Econ | 20% | 496.3777 | 0 | 0.0089463
Tech | Assembly | Space Heating | Packaged central unit | TRC | New | NN3571 | ECM Motors on Furnaces | ECM Motors on Furnaces | NonEquip | 15 | Forced air furnace | 0% | Tech/Econ | 1.706% | 0 | 0 | 0
Tech | Assembly | Space Heating | Packaged central unit | TRC | New | NN3545 | Duct Sealing Repair | Duct Sealing Repair | NonEquip | 15 |  | 0% | Tech/Econ | 12% | 0 | 0 | 0
Tech | Assembly | Space Heating | Packaged central unit | TRC | New | NN3493 | Duct Insulation | Duct Insulation | NonEquip | 15 |  | 0% | Tech/Econ | 2.045% | 0 | 0 | 0
Tech | Assembly | Space Heating | Packaged central unit | TRC | New | NN3441 | Destratification Fans | Destratification Fans | NonEquip | 10 |  | 0% | Tech/Econ | 14.47% | 0 | 0 | 0
Tech | Assembly | Space Heating | Packaged central unit | TRC | New | NN3389 | Dedicated Outdoor Air System on VRF unit | Dedicated Outdoor Air System on VRF unit | NonEquip | 15 | Residential/split system heat pump | 0% | Tech/Econ | 10% | 0 | 0 | 0
Tech | Assembly | Space Heating | Packaged central unit | TRC | New | NN3337 | Cool Roof | Cool Roof | NonEquip | 15 |  | 72.49% | Tech/Econ | 0.7111% | 0 | 0 | 0
Tech | Assembly | Space Heating | Packaged central unit | TRC | New | NN3233 | Ceiling Insulation(R30 to R38) | Ceiling Insulation(R30 to R38) | NonEquip | 20 |  | 0% | Tech/Econ | 0.8236% | 0 | 0 | 0
Tech | Assembly | Space Heating | Packaged central unit | TRC | New | NN3181 | Ceiling Insulation(R2 to R38) | Ceiling Insulation(R2 to R38) | NonEquip | 20 |  | 0% | Tech/Econ | 55.59% | 0 | 0 | 0
Tech | Assembly | Space Heating | Packaged central unit | TRC | New | NN3129 | Ceiling Insulation(R19 to R38) | Ceiling Insulation(R19 to R38) | NonEquip | 20 |  | 0% | Tech/Econ | 3.089% | 0 | 0 | 0
Tech | Assembly | Space Heating | Packaged central unit | TRC | New | NN3077 | Ceiling Insulation(R12 to R38) | Ceiling Insulation(R12 to R38) | NonEquip | 20 |  | 0% | Tech/Econ | 6.692% | 0 | 0 | 0
Tech | Assembly | Space Heating | Packaged central unit | TRC | New | NN2999 | Air Curtains | Air Curtains | NonEquip | 8 |  | 33.25% | Tech/Econ | 1.037% | 0 | 0 | 0
Tech | Assembly | Space Heating | Packaged central unit | TRC | Existing | NE5326 | Retro-Commissioning | Retro-Commissioning | NonEquip | 5 |  | 21.99% | Tech/Econ | 16% | 97448.9324 | 0 | 50.5107
Tech | Assembly | Space Heating | Packaged central unit | TRC | Existing | NE4312 | Water Cooled Refrigeration Heat Recovery | Water Cooled Refrigeration Heat Recovery | NonEquip | 20 |  | 0% | Tech/Econ | 10% | 0 | 0 | 0
Tech | Assembly | Space Heating | Packaged central unit | TRC | Existing | NE4260 | Warehouse Loading Dock Seals | Warehouse Loading Dock Seals | NonEquip | 18 |  | 0% | Tech/Econ | 2.295% | 0 | 0 | 0
Tech | Assembly | Space Heating | Packaged central unit | TRC | Existing | NE4234 | Wall Insulation | Wall Insulation | NonEquip | 20 |  | 0% | Tech/Econ | 5.33% | 0 | 0 | 0
Tech | Assembly | Space Heating | Packaged central unit | TRC | Existing | NE4156 | Smart Thermostat | Smart Thermostat | NonEquip | 11 |  | 31.48% | Tech/Econ | 10% | 97821.4344 | 0 | -16.0734
Tech | Assembly | Space Heating | Packaged central unit | TRC | Existing | NE4078 | Roof Insulation | Roof Insulation | NonEquip | 20 |  | 58.5% | Tech/Econ | 8.993% | 158351.4895 | 0 | 71.429
Tech | Assembly | Space Heating | Packaged central unit | TRC | Existing | NE4052 | Programmable Thermostat | Programmable Thermostat | NonEquip | 11 |  | 0% | Tech/Econ | 3.6% | 0 | 0 | 0
Tech | Assembly | Space Heating | Packaged central unit | TRC | Existing | NE4000 | Low U-Value Windows | Low U-Value Windows | NonEquip | 20 |  | 5.375% | Tech/Econ | 46% | 79646.8366 | 0 | 0.33102
Tech | Assembly | Space Heating | Packaged central unit | TRC | Existing | NE3922 | Infiltration Reduction - Air Sealing | Infiltration Reduction - Air Sealing | NonEquip | 11 |  | 0% | Tech/Econ | 1.148% | 0 | 0 | 0
Tech | Assembly | Space Heating | Packaged central unit | TRC | Existing | NE3844 | Hotel Card Energy Control Systems | Hotel Card Energy Control Systems | NonEquip | 15 |  | 0% | Tech/Econ | 0% | 0 | 0 | 0
Tech | Assembly | Space Heating | Packaged central unit | TRC | Existing | NE3766 | Green Roof | Green Roof | NonEquip | 15 |  | 0.063% | Tech/Econ | 6.949% | 124.8424 | 0 | 0
Tech | Assembly | Space Heating | Packaged central unit | TRC | Existing | NE3714 | Floor Insulation | Floor Insulation | NonEquip | 20 |  | 12.82% | Tech/Econ | 2.359% | 8085.5851 | 0 | 3.6472
Tech | Assembly | Space Heating | Packaged central unit | TRC | Existing | NE3636 | Facility Energy Management System | Facility Energy Management System | NonEquip | 15 |  | 5.375% | Tech/Econ | 20% | 33772.8308 | 0 | 0.6087
Tech | Assembly | Space Heating | Packaged central unit | TRC | Existing | NE3558 | ECM Motors on Furnaces | ECM Motors on Furnaces | NonEquip | 15 | Forced air furnace | 0% | Tech/Econ | 1.706% | 0 | 0 | 0
Tech | Assembly | Space Heating | Packaged central unit | TRC | Existing | NE3532 | Duct Sealing Repair | Duct Sealing Repair | NonEquip | 15 |  | 0% | Tech/Econ | 12% | 0 | 0 | 0
Tech | Assembly | Space Heating | Packaged central unit | TRC | Existing | NE3480 | Duct Insulation | Duct Insulation | NonEquip | 15 |  | 0% | Tech/Econ | 2.045% | 0 | 0 | 0
Tech | Assembly | Space Heating | Packaged central unit | TRC | Existing | NE3428 | Destratification Fans | Destratification Fans | NonEquip | 10 |  | 0% | Tech/Econ | 14.47% | 0 | 0 | 0
Tech | Assembly | Space Heating | Packaged central unit | TRC | Existing | NE3376 | Dedicated Outdoor Air System on VRF unit | Dedicated Outdoor Air System on VRF unit | NonEquip | 15 | Residential/split system heat pump | 0% | Tech/Econ | 10% | 0 | 0 | 0
Tech | Assembly | Space Heating | Packaged central unit | TRC | Existing | NE3324 | Cool Roof | Cool Roof | NonEquip | 15 |  | 72.74% | Tech/Econ | 0.7847% | 15154.7851 | 0 | 0
Tech | Assembly | Space Heating | Packaged central unit | TRC | Existing | NE3220 | Ceiling Insulation(R30 to R38) | Ceiling Insulation(R30 to R38) | NonEquip | 20 |  | 0% | Tech/Econ | 0.9088% | 0 | 0 | 0
Tech | Assembly | Space Heating | Packaged central unit | TRC | Existing | NE3168 | Ceiling Insulation(R2 to R38) | Ceiling Insulation(R2 to R38) | NonEquip | 20 |  | 0% | Tech/Econ | 61.34% | 0 | 0 | 0
Tech | Assembly | Space Heating | Packaged central unit | TRC | Existing | NE3116 | Ceiling Insulation(R19 to R38) | Ceiling Insulation(R19 to R38) | NonEquip | 20 |  | 0% | Tech/Econ | 3.408% | 0 | 0 | 0
Tech | Assembly | Space Heating | Packaged central unit | TRC | Existing | NE3064 | Ceiling Insulation(R12 to R38) | Ceiling Insulation(R12 to R38) | NonEquip | 20 |  | 0% | Tech/Econ | 7.384% | 0 | 0 | 0
Tech | Assembly | Space Heating | Packaged central unit | TRC | Existing | NE2986 | Air Curtains | Air Curtains | NonEquip | 8 |  | 33.25% | Tech/Econ | 1.037% | 9189.7695 | 0 | 0.36592
Tech | Assembly | Space Heating | Packaged central unit | TRC | Turnover | ET1211 | High Efficiency DX 135k- less than 240k BTU | High Efficiency DX 135k- less than 240k BTU | Equip | 15 | Packaged central unit | 94.56% | Tech/Econ | 3.03% | 81710.8776 | 0 | 0
Tech | Assembly | Space Heating | Packaged central unit | TRC | New | EN1237 | High Efficiency DX 135k- less than 240k BTU | High Efficiency DX 135k- less than 240k BTU | Equip | 15 | Packaged central unit | 94.56% | Tech/Econ | 3.03% | 1542.9237 | 0 | 0
Tech | Assembly | Space Cooling | Packaged air conditioning units (RTUs) | TRC | New | NN5365 | Retro-Commissioning | Retro-Commissioning | NonEquip | 5 |  | 0% | Tech/Econ | 16% | 0 | 0 | 0
Tech | Assembly | Space Cooling | Packaged air conditioning units (RTUs) | TRC | New | NN4377 | Window Sun Protection | Window Sun Protection | NonEquip | 10 |  | 15.35% | Tech/Econ | 16% | 50991.1852 | 18.6495 | -0.2073
Tech | Assembly | Space Cooling | Packaged air conditioning units (RTUs) | TRC | New | NN4351 | Waterside Economizer | Waterside Economizer | NonEquip | 20 |  | 0% | Tech/Econ | 5.556% | 0 | 0 | 0
Tech | Assembly | Space Cooling | Packaged air conditioning units (RTUs) | TRC | New | NN4143 | Smart Thermostat | Smart Thermostat | NonEquip | 11 |  | 31.48% | Tech/Econ | 10% | 62156.6148 | 0.73804 | 0
Tech | Assembly | Space Cooling | Packaged air conditioning units (RTUs) | TRC | New | NN4117 | Roof Insulation | Roof Insulation | NonEquip | 20 |  | 58.5% | Tech/Econ | 3.298% | 0 | 0 | 0
Tech | Assembly | Space Cooling | Packaged air conditioning units (RTUs) | TRC | New | NN4039 | Programmable Thermostat | Programmable Thermostat | NonEquip | 11 |  | 0% | Tech/Econ | 3.6% | 0 | 0 | 0
Tech | Assembly | Space Cooling | Packaged air conditioning units (RTUs) | TRC | New | NN3987 | Low U-Value Windows | Low U-Value Windows | NonEquip | 20 |  | 13.44% | Tech/Econ | 10% | 27219.0666 | 10.1174 | 0
Tech | Assembly | Space Cooling | Packaged air conditioning units (RTUs) | TRC | New | NN3909 | HVAC tune-up_RTU | HVAC tune-up_RTU | NonEquip | 5 | Packaged air conditioning units (RTUs) | 0% | Tech/Econ | 5% | 0 | 0 | 0
Tech | Assembly | Space Cooling | Packaged air conditioning units (RTUs) | TRC | New | NN3883 | HVAC tune-up | HVAC tune-up | NonEquip | 5 | Residential-type central air conditioners | 0% | Tech/Econ | 5% | 0 | 0 | 0
Tech | Assembly | Space Cooling | Packaged air conditioning units (RTUs) | TRC | New | NN3805 | Green Roof | Green Roof | NonEquip | 15 |  | 0.315% | Tech/Econ | 3.822% | 0 | 0 | 0
Tech | Assembly | Space Cooling | Packaged air conditioning units (RTUs) | TRC | New | NN3675 | Facility Energy Management System | Facility Energy Management System | NonEquip | 15 |  | 4.276% | Tech/Econ | 20% | 21112.8143 | 4.4251 | 0
Tech | Assembly | Space Cooling | Packaged air conditioning units (RTUs) | TRC | New | NN3623 | Facility Commissioning | Facility Commissioning | NonEquip | 10 |  | 35.83% | Tech/Econ | 16% | 126299.6575 | 25.9742 | 0.11692
Tech | Assembly | Space Cooling | Packaged air conditioning units (RTUs) | TRC | New | NN3597 | Energy Recovery Ventilation System (ERV) | Energy Recovery Ventilation System (ERV) | NonEquip | 15 | Packaged air conditioning units (RTUs) | 54.84% | Tech/Econ | 18.24% | 244831.1854 | 421.675 | 16.123
Tech | Assembly | Space Cooling | Packaged air conditioning units (RTUs) | TRC | New | NN3519 | Duct Sealing Repair | Duct Sealing Repair | NonEquip | 15 |  | 0% | Tech/Econ | 12% | 0 | 0 | 0
Tech | Assembly | Space Cooling | Packaged air conditioning units (RTUs) | TRC | New | NN3467 | Duct Insulation | Duct Insulation | NonEquip | 15 |  | 0% | Tech/Econ | 2.045% | 0 | 0 | 0
Tech | Assembly | Space Cooling | Packaged air conditioning units (RTUs) | TRC | New | NN3415 | Dedicated Outdoor Air System on VRF unit | Dedicated Outdoor Air System on VRF unit | NonEquip | 15 | Residential-type central air conditioners | 0% | Tech/Econ | 17.5% | 0 | 0 | 0
Tech | Assembly | Space Cooling | Packaged air conditioning units (RTUs) | TRC | New | NN3363 | Cool Roof | Cool Roof | NonEquip | 15 |  | 72.49% | Tech/Econ | 5.431% | 0 | 0 | 0
Tech | Assembly | Space Cooling | Packaged air conditioning units (RTUs) | TRC | New | NN3311 | Chilled Water System - Variable Speed Drives | Chilled Water System - Variable Speed Drives | NonEquip | 13 | Central chillers inside | 0% | Tech/Econ | 24.74% | 0 | 0 | 0
Tech | Assembly | Space Cooling | Packaged air conditioning units (RTUs) | TRC | New | NN3285 | Chilled Water Controls Optimization | Chilled Water Controls Optimization | NonEquip | 10 | Central chillers inside | 0% | Tech/Econ | 12.5% | 0 | 0 | 0
Tech | Assembly | Space Cooling | Packaged air conditioning units (RTUs) | TRC | New | NN3207 | Ceiling Insulation(R2 to R38) | Ceiling Insulation(R2 to R38) | NonEquip | 20 |  | 0% | Tech/Econ | 44.99% | 0 | 0 | 0
Tech | Assembly | Space Cooling | Packaged air conditioning units (RTUs) | TRC | New | NN3155 | Ceiling Insulation(R19 to R38) | Ceiling Insulation(R19 to R38) | NonEquip | 20 |  | 0% | Tech/Econ | 2.499% | 0 | 0 | 0
Tech | Assembly | Space Cooling | Packaged air conditioning units (RTUs) | TRC | New | NN3103 | Ceiling Insulation(R12 to R38) | Ceiling Insulation(R12 to R38) | NonEquip | 20 |  | 0% | Tech/Econ | 5.415% | 0 | 0 | 0
Tech | Assembly | Space Cooling | Packaged air conditioning units (RTUs) | TRC | New | NN3051 | Airside Economizer | Airside Economizer | NonEquip | 10 | Packaged air conditioning units (RTUs) | 4.552% | Tech/Econ | 5.556% | 4896.8907 | -0.96355 | 1.9064e-06
Tech | Assembly | Space Cooling | Packaged air conditioning units (RTUs) | TRC | Existing | NE5352 | Retro-Commissioning | Retro-Commissioning | NonEquip | 5 |  | 21.99% | Tech/Econ | 16% | 3543862.472 | 592.4693 | 0
Tech | Assembly | Space Cooling | Packaged air conditioning units (RTUs) | TRC | Existing | NE4364 | Window Sun Protection | Window Sun Protection | NonEquip | 10 |  | 7.839% | Tech/Econ | 16% | 1495588.379 | 546.9958 | -6.0803
Tech | Assembly | Space Cooling | Packaged air conditioning units (RTUs) | TRC | Existing | NE4338 | Waterside Economizer | Waterside Economizer | NonEquip | 20 |  | 0% | Tech/Econ | 5.556% | 0 | 0 | 0
Tech | Assembly | Space Cooling | Packaged air conditioning units (RTUs) | TRC | Existing | NE4208 | Wall Insulation | Wall Insulation | NonEquip | 20 |  | 0% | Tech/Econ | 26.77% | 0 | 0 | 0
Tech | Assembly | Space Cooling | Packaged air conditioning units (RTUs) | TRC | Existing | NE4130 | Smart Thermostat | Smart Thermostat | NonEquip | 11 |  | 31.48% | Tech/Econ | 10% | 3706333.996 | 44.0084 | 0
Tech | Assembly | Space Cooling | Packaged air conditioning units (RTUs) | TRC | Existing | NE4104 | Roof Insulation | Roof Insulation | NonEquip | 20 |  | 58.5% | Tech/Econ | 6.596% | 4400119.877 | 88.0481 | 0
Tech | Assembly | Space Cooling | Packaged air conditioning units (RTUs) | TRC | Existing | NE4026 | Programmable Thermostat | Programmable Thermostat | NonEquip | 11 |  | 0% | Tech/Econ | 3.6% | 0 | 0 | 0
Tech | Assembly | Space Cooling | Packaged air conditioning units (RTUs) | TRC | Existing | NE3974 | Low U-Value Windows | Low U-Value Windows | NonEquip | 20 |  | 5.375% | Tech/Econ | 46% | 3387679.976 | 1259.2106 | 0
Tech | Assembly | Space Cooling | Packaged air conditioning units (RTUs) | TRC | Existing | NE3896 | HVAC tune-up_RTU | HVAC tune-up_RTU | NonEquip | 5 | Packaged air conditioning units (RTUs) | 0% | Tech/Econ | 5% | 0 | 0 | 0
Tech | Assembly | Space Cooling | Packaged air conditioning units (RTUs) | TRC | Existing | NE3870 | HVAC tune-up | HVAC tune-up | NonEquip | 5 | Residential-type central air conditioners | 0% | Tech/Econ | 5% | 0 | 0 | 0
Tech | Assembly | Space Cooling | Packaged air conditioning units (RTUs) | TRC | Existing | NE3792 | Green Roof | Green Roof | NonEquip | 15 |  | 0.063% | Tech/Econ | 3.822% | 2340.3049 | 0.99421 | 0
Tech | Assembly | Space Cooling | Packaged air conditioning units (RTUs) | TRC | Existing | NE3740 | Floor Insulation | Floor Insulation | NonEquip | 20 |  | 12.82% | Tech/Econ | 1.73% | 215641.6277 | 4.3151 | 0
Tech | Assembly | Space Cooling | Packaged air conditioning units (RTUs) | TRC | Existing | NE3662 | Facility Energy Management System | Facility Energy Management System | NonEquip | 15 |  | 5.375% | Tech/Econ | 20% | 1436485.711 | 301.0783 | 0
Tech | Assembly | Space Cooling | Packaged air conditioning units (RTUs) | TRC | Existing | NE3584 | Energy Recovery Ventilation System (ERV) | Energy Recovery Ventilation System (ERV) | NonEquip | 15 | Packaged air conditioning units (RTUs) | 53.67% | Tech/Econ | 18.24% | 12940098.53 | 22286.8517 | 852.1492
Tech | Assembly | Space Cooling | Packaged air conditioning units (RTUs) | TRC | Existing | NE3506 | Duct Sealing Repair | Duct Sealing Repair | NonEquip | 15 |  | 0% | Tech/Econ | 12% | 0 | 0 | 0
Tech | Assembly | Space Cooling | Packaged air conditioning units (RTUs) | TRC | Existing | NE3454 | Duct Insulation | Duct Insulation | NonEquip | 15 |  | 0% | Tech/Econ | 2.045% | 0 | 0 | 0
Tech | Assembly | Space Cooling | Packaged air conditioning units (RTUs) | TRC | Existing | NE3402 | Dedicated Outdoor Air System on VRF unit | Dedicated Outdoor Air System on VRF unit | NonEquip | 15 | Residential-type central air conditioners | 0% | Tech/Econ | 17.5% | 0 | 0 | 0
Tech | Assembly | Space Cooling | Packaged air conditioning units (RTUs) | TRC | Existing | NE3350 | Cool Roof | Cool Roof | NonEquip | 15 |  | 72.74% | Tech/Econ | 5.431% | 4320845.872 | 1835.5812 | 0
Tech | Assembly | Space Cooling | Packaged air conditioning units (RTUs) | TRC | Existing | NE3298 | Chilled Water System - Variable Speed Drives | Chilled Water System - Variable Speed Drives | NonEquip | 13 | Central chillers inside | 0% | Tech/Econ | 24.74% | 0 | 0 | 0
Tech | Assembly | Space Cooling | Packaged air conditioning units (RTUs) | TRC | Existing | NE3272 | Chilled Water Controls Optimization | Chilled Water Controls Optimization | NonEquip | 10 | Central chillers inside | 0% | Tech/Econ | 12.5% | 0 | 0 | 0
Tech | Assembly | Space Cooling | Packaged air conditioning units (RTUs) | TRC | Existing | NE3194 | Ceiling Insulation(R2 to R38) | Ceiling Insulation(R2 to R38) | NonEquip | 20 |  | 0% | Tech/Econ | 44.99% | 0 | 0 | 0
Tech | Assembly | Space Cooling | Packaged air conditioning units (RTUs) | TRC | Existing | NE3142 | Ceiling Insulation(R19 to R38) | Ceiling Insulation(R19 to R38) | NonEquip | 20 |  | 0% | Tech/Econ | 2.499% | 0 | 0 | 0
Tech | Assembly | Space Cooling | Packaged air conditioning units (RTUs) | TRC | Existing | NE3090 | Ceiling Insulation(R12 to R38) | Ceiling Insulation(R12 to R38) | NonEquip | 20 |  | 0% | Tech/Econ | 5.415% | 0 | 0 | 0
Tech | Assembly | Space Cooling | Packaged air conditioning units (RTUs) | TRC | Existing | NE3038 | Airside Economizer | Airside Economizer | NonEquip | 10 | Packaged air conditioning units (RTUs) | 4.552% | Tech/Econ | 5.556% | 277307.7149 | -54.565 | 0.00010796
Tech | Assembly | Space Cooling | Packaged air conditioning units (RTUs) | TRC | Turnover | ET1172 | High Efficiency DX 135k- less than 240k BTU | High Efficiency DX 135k- less than 240k BTU | Equip | 15 | Packaged air conditioning units (RTUs) | 94.56% | Tech/Econ | 4.348% | 4318890.909 | 1785.9217 | 0
Tech | Assembly | Space Cooling | Packaged air conditioning units (RTUs) | TRC | New | EN1198 | High Efficiency DX 135k- less than 240k BTU | High Efficiency DX 135k- less than 240k BTU | Equip | 15 | Packaged air conditioning units (RTUs) | 94.56% | Tech/Econ | 4.348% | 34098.3126 | 14.1001 | 0
Tech | Assembly | Interior Lighting | Overhead (fluorescent/LED/CFL U-shape) | TRC | New | NN5261 | Retro-Commissioning | Retro-Commissioning | NonEquip | 5 |  | 0% | Tech/Econ | 16% | 0 | 0 | 0
Tech | Assembly | Interior Lighting | Overhead (fluorescent/LED/CFL U-shape) | TRC | New | NN4429 | Interior Lighting Controls | Interior Lighting Controls | NonEquip | 8 | Overhead (fluorescent/LED/CFL U-shape) | 15.09% | Tech/Econ | 28% | 17425.7818 | 0 | 0
Tech | Assembly | Interior Lighting | Overhead (fluorescent/LED/CFL U-shape) | TRC | New | NN4403 | Bi-Level Lighting Control (Interior) | Bi-Level Lighting Control (Interior) | NonEquip | 8 | Overhead (fluorescent/LED/CFL U-shape) | 22.45% | Tech/Econ | 31% | 30863.1864 | 0.084855 | 0
Tech | Assembly | Interior Lighting | Overhead (fluorescent/LED/CFL U-shape) | TRC | New | NN3701 | Facility Energy Management System | Facility Energy Management System | NonEquip | 15 |  | 4.276% | Tech/Econ | 24% | 4054.466 | 0.84979 | 0.073075
Tech | Assembly | Interior Lighting | Overhead (fluorescent/LED/CFL U-shape) | TRC | Existing | NE5248 | Retro-Commissioning | Retro-Commissioning | NonEquip | 5 |  | 21.99% | Tech/Econ | 16% | 631217.5362 | 105.5281 | 327.1787
Tech | Assembly | Interior Lighting | Overhead (fluorescent/LED/CFL U-shape) | TRC | Existing | NE4416 | Interior Lighting Controls | Interior Lighting Controls | NonEquip | 8 | Overhead (fluorescent/LED/CFL U-shape) | 15.09% | Tech/Econ | 28% | 849882.7049 | 0 | 0
Tech | Assembly | Interior Lighting | Overhead (fluorescent/LED/CFL U-shape) | TRC | Existing | NE4390 | Bi-Level Lighting Control (Interior) | Bi-Level Lighting Control (Interior) | NonEquip | 8 | Overhead (fluorescent/LED/CFL U-shape) | 22.45% | Tech/Econ | 31% | 1505245.996 | 4.1385 | 0
Tech | Assembly | Interior Lighting | Overhead (fluorescent/LED/CFL U-shape) | TRC | Existing | NE3688 | Facility Energy Management System | Facility Energy Management System | NonEquip | 15 |  | 5.375% | Tech/Econ | 24% | 234471.1971 | 49.1437 | 4.2259
Tech | Assembly | Interior Lighting | Overhead (fluorescent/LED/CFL U-shape) | TRC | Turnover | ET1796 | Premium T8 - Lamp Replacement | Premium T8 - Lamp Replacement | Equip | 8 | Overhead (fluorescent/LED/CFL U-shape) | 0% | Tech/Econ | 12.5% | 0 | 0 | 0
Tech | Assembly | Interior Lighting | Overhead (fluorescent/LED/CFL U-shape) | TRC | Turnover | ET1757 | Premium T8 - Fixture Replacement | Premium T8 - Fixture Replacement | Equip | 8 | Overhead (fluorescent/LED/CFL U-shape) | 0% | Tech/Econ | 12.5% | 0 | 0 | 0
Tech | Assembly | Interior Lighting | Overhead (fluorescent/LED/CFL U-shape) | TRC | Turnover | ET1718 | LED Linear - Lamp Replacement | LED Linear - Lamp Replacement | Equip | 15 | Overhead (fluorescent/LED/CFL U-shape) | 22.32% | Tech/Econ | 25.43% | 1093306.906 | 264.0966 | 60.6363
Tech | Assembly | Interior Lighting | Overhead (fluorescent/LED/CFL U-shape) | TRC | Turnover | ET1679 | LED Linear - Fixture Replacement | LED Linear - Fixture Replacement | Equip | 15 | Overhead (fluorescent/LED/CFL U-shape) | 24.1% | Tech/Econ | 50.28% | 2981948.117 | 722.8361 | 165.3578
Tech | Assembly | Interior Lighting | Overhead (fluorescent/LED/CFL U-shape) | TRC | New | EN1822 | Premium T8 - Lamp Replacement | Premium T8 - Lamp Replacement | Equip | 8 | Overhead (fluorescent/LED/CFL U-shape) | 0% | Tech/Econ | 12.5% | 0 | 0 | 0
Tech | Assembly | Interior Lighting | Overhead (fluorescent/LED/CFL U-shape) | TRC | New | EN1783 | Premium T8 - Fixture Replacement | Premium T8 - Fixture Replacement | Equip | 8 | Overhead (fluorescent/LED/CFL U-shape) | 0% | Tech/Econ | 12.5% | 0 | 0 | 0
Tech | Assembly | Interior Lighting | Overhead (fluorescent/LED/CFL U-shape) | TRC | New | EN1744 | LED Linear - Lamp Replacement | LED Linear - Lamp Replacement | Equip | 15 | Overhead (fluorescent/LED/CFL U-shape) | 0% | Tech/Econ | 25.43% | 0 | 0 | 0
Tech | Assembly | Interior Lighting | Overhead (fluorescent/LED/CFL U-shape) | TRC | New | EN1705 | LED Linear - Fixture Replacement | LED Linear - Fixture Replacement | Equip | 15 | Overhead (fluorescent/LED/CFL U-shape) | 0% | Tech/Econ | 50.28% | 0 | 0 | 0
Tech | Assembly | Cooking | Oven | TRC | Turnover | ET41 | Energy Star Commercial Oven | Energy Star Commercial Oven | Equip | 12 | Oven | 0% | Tech/Econ | 34.83% | 0 | 0 | 0
Tech | Assembly | Cooking | Oven | TRC | New | EN67 | Energy Star Commercial Oven | Energy Star Commercial Oven | Equip | 12 | Oven | 0% | Tech/Econ | 34.83% | 0 | 0 | 0
Tech | Assembly | Miscellaneous | Others | TRC | New | NN5443 | Retro-Commissioning | Retro-Commissioning | NonEquip | 5 |  | 0% | Tech/Econ | 16% | 0 | 0 | 0
Tech | Assembly | Miscellaneous | Others | TRC | New | NN4533 | VSD Controlled Compressor | VSD Controlled Compressor | NonEquip | 15 | Others | 27.75% | Tech/Econ | 20.79% | 52785.3545 | 7.9592 | 3.7252
Tech | Assembly | Miscellaneous | Others | TRC | New | NN4507 | Regenerative Drive Elevator Motor | Regenerative Drive Elevator Motor | NonEquip | 13 | Elevators/Escalators | 0% | Tech/Econ | 6.211% | 0 | 0 | 0
Tech | Assembly | Miscellaneous | Others | TRC | New | NN4481 | Engine Block Timer | Engine Block Timer | NonEquip | 5 | Others | 0% | Tech/Econ | 36% | 0 | 0 | 0
Tech | Assembly | Miscellaneous | Others | TRC | New | NN4455 | Efficient Motor Belts | Efficient Motor Belts | NonEquip | 10 | Others | 4.793% | Tech/Econ | 1.105% | 445.5409 | 0.061077 | 0.015082
Tech | Assembly | Miscellaneous | Others | TRC | Existing | NE5430 | Retro-Commissioning | Retro-Commissioning | NonEquip | 5 |  | 21.99% | Tech/Econ | 16% | 1723142.904 | 288.0781 | 893.1558
Tech | Assembly | Miscellaneous | Others | TRC | Existing | NE4520 | VSD Controlled Compressor | VSD Controlled Compressor | NonEquip | 15 | Others | 5.549% | Tech/Econ | 20.79% | 585887.6133 | 88.3425 | 41.348
Tech | Assembly | Miscellaneous | Others | TRC | Existing | NE4494 | Regenerative Drive Elevator Motor | Regenerative Drive Elevator Motor | NonEquip | 13 | Elevators/Escalators | 0% | Tech/Econ | 6.211% | 0 | 0 | 0
Tech | Assembly | Miscellaneous | Others | TRC | Existing | NE4468 | Engine Block Timer | Engine Block Timer | NonEquip | 5 | Others | 0% | Tech/Econ | 36% | 0 | 0 | 0
Tech | Assembly | Miscellaneous | Others | TRC | Existing | NE4442 | Efficient Motor Belts | Efficient Motor Belts | NonEquip | 10 | Others | 4.793% | Tech/Econ | 1.105% | 25024.4057 | 3.4305 | 0.84708
Tech | Assembly | Miscellaneous | Others | TRC | Turnover | ET1913 | ENERGY STAR Water Cooler | ENERGY STAR Water Cooler | Equip | 10 | Others | 0% | Tech/Econ | 68.49% | 0 | 0 | 0
Tech | Assembly | Miscellaneous | Others | TRC | Turnover | ET1874 | ENERGY STAR Commercial Clothes Washer | ENERGY STAR Commercial Clothes Washer | Equip | 7 | Others | 0% | Tech/Econ | 27.27% | 0 | 0 | 0
Tech | Assembly | Miscellaneous | Others | TRC | Turnover | ET1835 | Efficient Battery Charger | Efficient Battery Charger | Equip | 7 | Others | 17.92% | Tech/Econ | 13.68% | 1230301.434 | 674.1378 | 0
Tech | Assembly | Miscellaneous | Others | TRC | New | EN1939 | ENERGY STAR Water Cooler | ENERGY STAR Water Cooler | Equip | 10 | Others | 0% | Tech/Econ | 68.49% | 0 | 0 | 0
Tech | Assembly | Miscellaneous | Others | TRC | New | EN1900 | ENERGY STAR Commercial Clothes Washer | ENERGY STAR Commercial Clothes Washer | Equip | 7 | Others | 0% | Tech/Econ | 27.27% | 0 | 0 | 0
Tech | Assembly | Miscellaneous | Others | TRC | New | EN1861 | Efficient Battery Charger | Efficient Battery Charger | Equip | 7 | Others | 17.92% | Tech/Econ | 13.68% | 21133.9371 | 11.5802 | 0
Tech | Assembly | Office Equipment | Other office | TRC | New | NN4585 | Smart Strip Plug Outlet | Smart Strip Plug Outlet | NonEquip | 4 |  | 43.9% | Tech/Econ | 1.187% | 280.8967 | 0.041768 | 0
Tech | Assembly | Office Equipment | Other office | TRC | New | NN4559 | Network PC Power Management | Network PC Power Management | NonEquip | 5 | Computers | 0% | Tech/Econ | 56.5% | 0 | 0 | 0
Tech | Assembly | Office Equipment | Other office | TRC | Existing | NE4572 | Smart Strip Plug Outlet | Smart Strip Plug Outlet | NonEquip | 4 |  | 43.9% | Tech/Econ | 1.187% | 15588.9722 | 2.318 | 0
Tech | Assembly | Office Equipment | Other office | TRC | Existing | NE4546 | Network PC Power Management | Network PC Power Management | NonEquip | 5 | Computers | 0% | Tech/Econ | 56.5% | 0 | 0 | 0
Tech | Assembly | Office Equipment | Other office | TRC | Turnover | ET2258 | Energy Star Uninterruptable Power Supply | Energy Star Uninterruptable Power Supply | Equip | 10 | Other office | 0% | Tech/Econ | 1.878% | 0 | 0 | 0
Tech | Assembly | Office Equipment | Other office | TRC | New | EN2284 | Energy Star Uninterruptable Power Supply | Energy Star Uninterruptable Power Supply | Equip | 10 | Other office | 0% | Tech/Econ | 1.878% | 0 | 0 | 0
Tech | Assembly | Ventilation and Circulation | Motor/Fan | TRC | New | NN5391 | Retro-Commissioning | Retro-Commissioning | NonEquip | 5 |  | 0% | Tech/Econ | 16% | 0 | 0 | 0
Tech | Assembly | Ventilation and Circulation | Motor/Fan | TRC | New | NN4975 | VAV System | VAV System | NonEquip | 10 |  | 0% | Tech/Econ | 30% | 0 | 0 | 0
Tech | Assembly | Ventilation and Circulation | Motor/Fan | TRC | New | NN4949 | Demand Controlled Ventilation | Demand Controlled Ventilation | NonEquip | 10 |  | 17.54% | Tech/Econ | 50% | 5.7671 | 0.00060044 | 0.0033805
Tech | Assembly | Ventilation and Circulation | Motor/Fan | TRC | New | NN4923 | CO Sensors for Parking Garage Exhaust | CO Sensors for Parking Garage Exhaust | NonEquip | 15 | Motor/Fan | 0% | Tech/Econ | 33% | 0 | 0 | 0
Tech | Assembly | Ventilation and Circulation | Motor/Fan | TRC | Existing | NE5378 | Retro-Commissioning | Retro-Commissioning | NonEquip | 5 |  | 21.99% | Tech/Econ | 16% | 114.4796 | 0.019139 | 0.059338
Tech | Assembly | Ventilation and Circulation | Motor/Fan | TRC | Existing | NE4962 | VAV System | VAV System | NonEquip | 10 |  | 0% | Tech/Econ | 30% | 0 | 0 | 0
Tech | Assembly | Ventilation and Circulation | Motor/Fan | TRC | Existing | NE4936 | Demand Controlled Ventilation | Demand Controlled Ventilation | NonEquip | 10 |  | 18.71% | Tech/Econ | 50% | 341.3961 | 0.035544 | 0.20011
Tech | Assembly | Ventilation and Circulation | Motor/Fan | TRC | Existing | NE4910 | CO Sensors for Parking Garage Exhaust | CO Sensors for Parking Garage Exhaust | NonEquip | 15 | Motor/Fan | 0% | Tech/Econ | 33% | 0 | 0 | 0
Tech | Assembly | Ventilation and Circulation | Motor/Fan | TRC | Turnover | ET2687 | High Speed Fans | High Speed Fans | Equip | 7 | Motor/Fan | 11.82% | Tech/Econ | 10.99% | 42.9477 | 0.0059776 | 0.00054759
Tech | Assembly | Ventilation and Circulation | Motor/Fan | TRC | Turnover | ET2648 | 10HP Open Drip-Proof(ODP) Motor | 10HP Open Drip-Proof(ODP) Motor | Equip | 15 | Motor/Fan | 29.73% | Tech/Econ | 1.079% | 10.4688 | 0.0014351 | 0.00035437
Tech | Assembly | Ventilation and Circulation | Motor/Fan | TRC | New | EN2713 | High Speed Fans | High Speed Fans | Equip | 7 | Motor/Fan | 11.82% | Tech/Econ | 10.99% | 0.77886 | 0.0001084 | 9.9307e-06
Tech | Assembly | Ventilation and Circulation | Motor/Fan | TRC | New | EN2674 | 10HP Open Drip-Proof(ODP) Motor | 10HP Open Drip-Proof(ODP) Motor | Equip | 15 | Motor/Fan | 37.16% | Tech/Econ | 1.079% | 0.23732 | 3.2533e-05 | 8.0332e-06
Tech | Assembly | Miscellaneous | Medical equipment | TRC | New | NN5443 | Retro-Commissioning | Retro-Commissioning | NonEquip | 5 |  | 0% | Tech/Econ | 16% | 0 | 0 | 0
Tech | Assembly | Miscellaneous | Medical equipment | TRC | New | NN4533 | VSD Controlled Compressor | VSD Controlled Compressor | NonEquip | 15 | Others | 0% | Tech/Econ | 20.79% | 0 | 0 | 0
Tech | Assembly | Miscellaneous | Medical equipment | TRC | New | NN4507 | Regenerative Drive Elevator Motor | Regenerative Drive Elevator Motor | NonEquip | 13 | Elevators/Escalators | 0% | Tech/Econ | 6.211% | 0 | 0 | 0
Tech | Assembly | Miscellaneous | Medical equipment | TRC | New | NN4481 | Engine Block Timer | Engine Block Timer | NonEquip | 5 | Others | 0% | Tech/Econ | 36% | 0 | 0 | 0
Tech | Assembly | Miscellaneous | Medical equipment | TRC | New | NN4455 | Efficient Motor Belts | Efficient Motor Belts | NonEquip | 10 | Others | 0% | Tech/Econ | 1.105% | 0 | 0 | 0
Tech | Assembly | Miscellaneous | Medical equipment | TRC | Existing | NE5430 | Retro-Commissioning | Retro-Commissioning | NonEquip | 5 |  | 21.99% | Tech/Econ | 16% | 0 | 0 | 0
Tech | Assembly | Miscellaneous | Medical equipment | TRC | Existing | NE4520 | VSD Controlled Compressor | VSD Controlled Compressor | NonEquip | 15 | Others | 0% | Tech/Econ | 20.79% | 0 | 0 | 0
Tech | Assembly | Miscellaneous | Medical equipment | TRC | Existing | NE4494 | Regenerative Drive Elevator Motor | Regenerative Drive Elevator Motor | NonEquip | 13 | Elevators/Escalators | 0% | Tech/Econ | 6.211% | 0 | 0 | 0
Tech | Assembly | Miscellaneous | Medical equipment | TRC | Existing | NE4468 | Engine Block Timer | Engine Block Timer | NonEquip | 5 | Others | 0% | Tech/Econ | 36% | 0 | 0 | 0
Tech | Assembly | Miscellaneous | Medical equipment | TRC | Existing | NE4442 | Efficient Motor Belts | Efficient Motor Belts | NonEquip | 10 | Others | 0% | Tech/Econ | 1.105% | 0 | 0 | 0
Tech | Assembly | Refrigeration | Large cold storage | TRC | New | NN5313 | Retro-Commissioning | Retro-Commissioning | NonEquip | 5 |  | 0% | Tech/Econ | 16% | 0 | 0 | 0
Tech | Assembly | Refrigeration | Large cold storage | TRC | New | NN4897 | Strip Curtains for Walk-ins | Strip Curtains for Walk-ins | NonEquip | 4 | Walk-in cooler | 0% | Tech/Econ | 2.115% | 0 | 0 | 0
Tech | Assembly | Refrigeration | Large cold storage | TRC | New | NN4871 | Refrigerated Display Case Lighting Controls | Refrigerated Display Case Lighting Controls | NonEquip | 8 | Display cases | 0% | Tech/Econ | 0.9365% | 0 | 0 | 0
Tech | Assembly | Refrigeration | Large cold storage | TRC | New | NN4845 | PSC to ECM Evaporator Fan Motor (Walk-In, Refrigerator) | PSC to ECM Evaporator Fan Motor (Walk-In, Refrigerator) | NonEquip | 15 | Walk-in cooler | 0% | Tech/Econ | 37.5% | 0 | 0 | 0
Tech | Assembly | Refrigeration | Large cold storage | TRC | New | NN4819 | PSC to ECM Evaporator Fan Motor (Reach-In) | PSC to ECM Evaporator Fan Motor (Reach-In) | NonEquip | 15 | Display cases | 0% | Tech/Econ | 37.5% | 0 | 0 | 0
Tech | Assembly | Refrigeration | Large cold storage | TRC | New | NN4793 | Night Covers for Display Cases | Night Covers for Display Cases | NonEquip | 5 | Display cases | 0% | Tech/Econ | 1.877% | 0 | 0 | 0
Tech | Assembly | Refrigeration | Large cold storage | TRC | New | NN4767 | High R-Value Glass Doors | High R-Value Glass Doors | NonEquip | 12 | Display cases | 0% | Tech/Econ | 0% | 0 | 0 | 0
Tech | Assembly | Refrigeration | Large cold storage | TRC | New | NN4741 | High Efficiency Refrigeration Compressor | High Efficiency Refrigeration Compressor | NonEquip | 13 | Display cases | 0% | Tech/Econ | 6.922% | 0 | 0 | 0
Tech | Assembly | Refrigeration | Large cold storage | TRC | New | NN4715 | Freezer-Cooler Replacement Gaskets | Freezer-Cooler Replacement Gaskets | NonEquip | 4 | Display cases | 0% | Tech/Econ | 0% | 0 | 0 | 0
Tech | Assembly | Refrigeration | Large cold storage | TRC | New | NN4689 | Floating Head Pressure Controls | Floating Head Pressure Controls | NonEquip | 15 |  | 0% | Tech/Econ | 6.05% | 0 | 0 | 0
Tech | Assembly | Refrigeration | Large cold storage | TRC | New | NN4663 | Demand Defrost | Demand Defrost | NonEquip | 10 | Walk-in cooler | 0% | Tech/Econ | 30% | 0 | 0 | 0
Tech | Assembly | Refrigeration | Large cold storage | TRC | New | NN4637 | Automatic Door Closer for Walk-in Coolers and Freezers | Automatic Door Closer for Walk-in Coolers and Freezers | NonEquip | 8 | Walk-in cooler | 0% | Tech/Econ | 3.131% | 0 | 0 | 0
Tech | Assembly | Refrigeration | Large cold storage | TRC | New | NN4611 | Anti-Sweat Controls | Anti-Sweat Controls | NonEquip | 8 | Display cases | 0% | Tech/Econ | 85% | 0 | 0 | 0
Tech | Assembly | Refrigeration | Large cold storage | TRC | Existing | NE5300 | Retro-Commissioning | Retro-Commissioning | NonEquip | 5 |  | 21.99% | Tech/Econ | 16% | 0 | 0 | 0
Tech | Assembly | Refrigeration | Large cold storage | TRC | Existing | NE4884 | Strip Curtains for Walk-ins | Strip Curtains for Walk-ins | NonEquip | 4 | Walk-in cooler | 0% | Tech/Econ | 2.115% | 0 | 0 | 0
Tech | Assembly | Refrigeration | Large cold storage | TRC | Existing | NE4858 | Refrigerated Display Case Lighting Controls | Refrigerated Display Case Lighting Controls | NonEquip | 8 | Display cases | 0% | Tech/Econ | 2.524% | 0 | 0 | 0
Tech | Assembly | Refrigeration | Large cold storage | TRC | Existing | NE4832 | PSC to ECM Evaporator Fan Motor (Walk-In, Refrigerator) | PSC to ECM Evaporator Fan Motor (Walk-In, Refrigerator) | NonEquip | 15 | Walk-in cooler | 0% | Tech/Econ | 37.5% | 0 | 0 | 0
Tech | Assembly | Refrigeration | Large cold storage | TRC | Existing | NE4806 | PSC to ECM Evaporator Fan Motor (Reach-In) | PSC to ECM Evaporator Fan Motor (Reach-In) | NonEquip | 15 | Display cases | 0% | Tech/Econ | 37.5% | 0 | 0 | 0
Tech | Assembly | Refrigeration | Large cold storage | TRC | Existing | NE4780 | Night Covers for Display Cases | Night Covers for Display Cases | NonEquip | 5 | Display cases | 0% | Tech/Econ | 1.877% | 0 | 0 | 0
Tech | Assembly | Refrigeration | Large cold storage | TRC | Existing | NE4754 | High R-Value Glass Doors | High R-Value Glass Doors | NonEquip | 12 | Display cases | 0% | Tech/Econ | 23.81% | 0 | 0 | 0
Tech | Assembly | Refrigeration | Large cold storage | TRC | Existing | NE4728 | High Efficiency Refrigeration Compressor | High Efficiency Refrigeration Compressor | NonEquip | 13 | Display cases | 0% | Tech/Econ | 6.922% | 0 | 0 | 0
Tech | Assembly | Refrigeration | Large cold storage | TRC | Existing | NE4702 | Freezer-Cooler Replacement Gaskets | Freezer-Cooler Replacement Gaskets | NonEquip | 4 | Display cases | 0% | Tech/Econ | 3.131% | 0 | 0 | 0
Tech | Assembly | Refrigeration | Large cold storage | TRC | Existing | NE4676 | Floating Head Pressure Controls | Floating Head Pressure Controls | NonEquip | 15 |  | 0% | Tech/Econ | 6.05% | 0 | 0 | 0
Tech | Assembly | Refrigeration | Large cold storage | TRC | Existing | NE4650 | Demand Defrost | Demand Defrost | NonEquip | 10 | Walk-in cooler | 0% | Tech/Econ | 30% | 0 | 0 | 0
Tech | Assembly | Refrigeration | Large cold storage | TRC | Existing | NE4624 | Automatic Door Closer for Walk-in Coolers and Freezers | Automatic Door Closer for Walk-in Coolers and Freezers | NonEquip | 8 | Walk-in cooler | 0% | Tech/Econ | 3.131% | 0 | 0 | 0
Tech | Assembly | Refrigeration | Large cold storage | TRC | Existing | NE4598 | Anti-Sweat Controls | Anti-Sweat Controls | NonEquip | 8 | Display cases | 0% | Tech/Econ | 85% | 0 | 0 | 0
Tech | Assembly | Miscellaneous | Laboratory equipment | TRC | New | NN5443 | Retro-Commissioning | Retro-Commissioning | NonEquip | 5 |  | 0% | Tech/Econ | 16% | 0 | 0 | 0
Tech | Assembly | Miscellaneous | Laboratory equipment | TRC | New | NN4533 | VSD Controlled Compressor | VSD Controlled Compressor | NonEquip | 15 | Others | 0% | Tech/Econ | 20.79% | 0 | 0 | 0
Tech | Assembly | Miscellaneous | Laboratory equipment | TRC | New | NN4507 | Regenerative Drive Elevator Motor | Regenerative Drive Elevator Motor | NonEquip | 13 | Elevators/Escalators | 0% | Tech/Econ | 6.211% | 0 | 0 | 0
Tech | Assembly | Miscellaneous | Laboratory equipment | TRC | New | NN4481 | Engine Block Timer | Engine Block Timer | NonEquip | 5 | Others | 0% | Tech/Econ | 36% | 0 | 0 | 0
Tech | Assembly | Miscellaneous | Laboratory equipment | TRC | New | NN4455 | Efficient Motor Belts | Efficient Motor Belts | NonEquip | 10 | Others | 0% | Tech/Econ | 1.105% | 0 | 0 | 0
Tech | Assembly | Miscellaneous | Laboratory equipment | TRC | Existing | NE5430 | Retro-Commissioning | Retro-Commissioning | NonEquip | 5 |  | 21.99% | Tech/Econ | 16% | 0 | 0 | 0
Tech | Assembly | Miscellaneous | Laboratory equipment | TRC | Existing | NE4520 | VSD Controlled Compressor | VSD Controlled Compressor | NonEquip | 15 | Others | 0% | Tech/Econ | 20.79% | 0 | 0 | 0
Tech | Assembly | Miscellaneous | Laboratory equipment | TRC | Existing | NE4494 | Regenerative Drive Elevator Motor | Regenerative Drive Elevator Motor | NonEquip | 13 | Elevators/Escalators | 0% | Tech/Econ | 6.211% | 0 | 0 | 0
Tech | Assembly | Miscellaneous | Laboratory equipment | TRC | Existing | NE4468 | Engine Block Timer | Engine Block Timer | NonEquip | 5 | Others | 0% | Tech/Econ | 36% | 0 | 0 | 0
Tech | Assembly | Miscellaneous | Laboratory equipment | TRC | Existing | NE4442 | Efficient Motor Belts | Efficient Motor Belts | NonEquip | 10 | Others | 0% | Tech/Econ | 1.105% | 0 | 0 | 0
Tech | Assembly | Ventilation and Circulation | Individual room ventilation | TRC | New | NN5391 | Retro-Commissioning | Retro-Commissioning | NonEquip | 5 |  | 0% | Tech/Econ | 16% | 0 | 0 | 0
Tech | Assembly | Ventilation and Circulation | Individual room ventilation | TRC | New | NN4975 | VAV System | VAV System | NonEquip | 10 |  | 0% | Tech/Econ | 30% | 0 | 0 | 0
Tech | Assembly | Ventilation and Circulation | Individual room ventilation | TRC | New | NN4949 | Demand Controlled Ventilation | Demand Controlled Ventilation | NonEquip | 10 |  | 17.54% | Tech/Econ | 50% | 275.1178 | 0.028644 | 0.16126
Tech | Assembly | Ventilation and Circulation | Individual room ventilation | TRC | New | NN4923 | CO Sensors for Parking Garage Exhaust | CO Sensors for Parking Garage Exhaust | NonEquip | 15 | Motor/Fan | 0% | Tech/Econ | 33% | 0 | 0 | 0
Tech | Assembly | Ventilation and Circulation | Individual room ventilation | TRC | Existing | NE5378 | Retro-Commissioning | Retro-Commissioning | NonEquip | 5 |  | 21.99% | Tech/Econ | 16% | 5550.8491 | 0.928 | 2.8772
Tech | Assembly | Ventilation and Circulation | Individual room ventilation | TRC | Existing | NE4962 | VAV System | VAV System | NonEquip | 10 |  | 0% | Tech/Econ | 30% | 0 | 0 | 0
Tech | Assembly | Ventilation and Circulation | Individual room ventilation | TRC | Existing | NE4936 | Demand Controlled Ventilation | Demand Controlled Ventilation | NonEquip | 10 |  | 18.71% | Tech/Econ | 50% | 16286.1439 | 1.6956 | 9.5464
Tech | Assembly | Ventilation and Circulation | Individual room ventilation | TRC | Existing | NE4910 | CO Sensors for Parking Garage Exhaust | CO Sensors for Parking Garage Exhaust | NonEquip | 15 | Motor/Fan | 0% | Tech/Econ | 33% | 0 | 0 | 0
Tech | Assembly | Space Heating | Individual room heating | TRC | New | NN5339 | Retro-Commissioning | Retro-Commissioning | NonEquip | 5 |  | 0% | Tech/Econ | 16% | 0 | 0 | 0
Tech | Assembly | Space Heating | Individual room heating | TRC | New | NN4325 | Water Cooled Refrigeration Heat Recovery | Water Cooled Refrigeration Heat Recovery | NonEquip | 20 |  | 0% | Tech/Econ | 10% | 0 | 0 | 0
Tech | Assembly | Space Heating | Individual room heating | TRC | New | NN4273 | Warehouse Loading Dock Seals | Warehouse Loading Dock Seals | NonEquip | 18 |  | 0% | Tech/Econ | 2.08% | 0 | 0 | 0
Tech | Assembly | Space Heating | Individual room heating | TRC | New | NN4247 | Wall Insulation | Wall Insulation | NonEquip | 20 |  | 0% | Tech/Econ | 0% | 0 | 0 | 0
Tech | Assembly | Space Heating | Individual room heating | TRC | New | NN4169 | Smart Thermostat | Smart Thermostat | NonEquip | 11 |  | 31.48% | Tech/Econ | 10% | 1.0451 | 0 | -0.00017173
Tech | Assembly | Space Heating | Individual room heating | TRC | New | NN4091 | Roof Insulation | Roof Insulation | NonEquip | 20 |  | 58.5% | Tech/Econ | 4.075% | 0.65271 | 0 | 0.00029442
Tech | Assembly | Space Heating | Individual room heating | TRC | New | NN4065 | Programmable Thermostat | Programmable Thermostat | NonEquip | 11 |  | 0% | Tech/Econ | 3.6% | 0 | 0 | 0
Tech | Assembly | Space Heating | Individual room heating | TRC | New | NN4013 | Low U-Value Windows | Low U-Value Windows | NonEquip | 20 |  | 13.44% | Tech/Econ | 10% | 0.43214 | 0 | 1.796e-06
Tech | Assembly | Space Heating | Individual room heating | TRC | New | NN3935 | Infiltration Reduction - Air Sealing | Infiltration Reduction - Air Sealing | NonEquip | 11 |  | 0% | Tech/Econ | 1.04% | 0 | 0 | 0
Tech | Assembly | Space Heating | Individual room heating | TRC | New | NN3857 | Hotel Card Energy Control Systems | Hotel Card Energy Control Systems | NonEquip | 15 |  | 0% | Tech/Econ | 0% | 0 | 0 | 0
Tech | Assembly | Space Heating | Individual room heating | TRC | New | NN3779 | Green Roof | Green Roof | NonEquip | 15 |  | 0.315% | Tech/Econ | 6.298% | 0.0062937 | 0 | 0
Tech | Assembly | Space Heating | Individual room heating | TRC | New | NN3727 | Floor Insulation | Floor Insulation | NonEquip | 20 |  | 32.06% | Tech/Econ | 2.138% | 0 | 0 | 0
Tech | Assembly | Space Heating | Individual room heating | TRC | New | NN3649 | Facility Energy Management System | Facility Energy Management System | NonEquip | 15 |  | 4.276% | Tech/Econ | 20% | 0.2864 | 0 | 5.1619e-06
Tech | Assembly | Space Heating | Individual room heating | TRC | New | NN3571 | ECM Motors on Furnaces | ECM Motors on Furnaces | NonEquip | 15 | Forced air furnace | 0% | Tech/Econ | 1.706% | 0 | 0 | 0
Tech | Assembly | Space Heating | Individual room heating | TRC | New | NN3545 | Duct Sealing Repair | Duct Sealing Repair | NonEquip | 15 |  | 0% | Tech/Econ | 12% | 0 | 0 | 0
Tech | Assembly | Space Heating | Individual room heating | TRC | New | NN3493 | Duct Insulation | Duct Insulation | NonEquip | 15 |  | 0% | Tech/Econ | 2.045% | 0 | 0 | 0
Tech | Assembly | Space Heating | Individual room heating | TRC | New | NN3441 | Destratification Fans | Destratification Fans | NonEquip | 10 |  | 0% | Tech/Econ | 14.47% | 0 | 0 | 0
Tech | Assembly | Space Heating | Individual room heating | TRC | New | NN3389 | Dedicated Outdoor Air System on VRF unit | Dedicated Outdoor Air System on VRF unit | NonEquip | 15 | Residential/split system heat pump | 0% | Tech/Econ | 10% | 0 | 0 | 0
Tech | Assembly | Space Heating | Individual room heating | TRC | New | NN3337 | Cool Roof | Cool Roof | NonEquip | 15 |  | 72.49% | Tech/Econ | 0.7111% | 0 | 0 | 0
Tech | Assembly | Space Heating | Individual room heating | TRC | New | NN3233 | Ceiling Insulation(R30 to R38) | Ceiling Insulation(R30 to R38) | NonEquip | 20 |  | 0% | Tech/Econ | 0.8236% | 0 | 0 | 0
Tech | Assembly | Space Heating | Individual room heating | TRC | New | NN3181 | Ceiling Insulation(R2 to R38) | Ceiling Insulation(R2 to R38) | NonEquip | 20 |  | 0% | Tech/Econ | 55.59% | 0 | 0 | 0
Tech | Assembly | Space Heating | Individual room heating | TRC | New | NN3129 | Ceiling Insulation(R19 to R38) | Ceiling Insulation(R19 to R38) | NonEquip | 20 |  | 0% | Tech/Econ | 3.089% | 0 | 0 | 0
Tech | Assembly | Space Heating | Individual room heating | TRC | New | NN3077 | Ceiling Insulation(R12 to R38) | Ceiling Insulation(R12 to R38) | NonEquip | 20 |  | 0% | Tech/Econ | 6.692% | 0 | 0 | 0
Tech | Assembly | Space Heating | Individual room heating | TRC | New | NN2999 | Air Curtains | Air Curtains | NonEquip | 8 |  | 33.25% | Tech/Econ | 1.037% | 0 | 0 | 0
Tech | Assembly | Space Heating | Individual room heating | TRC | Existing | NE5326 | Retro-Commissioning | Retro-Commissioning | NonEquip | 5 |  | 21.99% | Tech/Econ | 16% | 63.088 | 0 | 0.0327
Tech | Assembly | Space Heating | Individual room heating | TRC | Existing | NE4312 | Water Cooled Refrigeration Heat Recovery | Water Cooled Refrigeration Heat Recovery | NonEquip | 20 |  | 0% | Tech/Econ | 10% | 0 | 0 | 0
Tech | Assembly | Space Heating | Individual room heating | TRC | Existing | NE4260 | Warehouse Loading Dock Seals | Warehouse Loading Dock Seals | NonEquip | 18 |  | 0% | Tech/Econ | 2.295% | 0 | 0 | 0
Tech | Assembly | Space Heating | Individual room heating | TRC | Existing | NE4234 | Wall Insulation | Wall Insulation | NonEquip | 20 |  | 0% | Tech/Econ | 5.33% | 0 | 0 | 0
Tech | Assembly | Space Heating | Individual room heating | TRC | Existing | NE4156 | Smart Thermostat | Smart Thermostat | NonEquip | 11 |  | 31.48% | Tech/Econ | 10% | 54.4556 | 0 | -0.0089478
Tech | Assembly | Space Heating | Individual room heating | TRC | Existing | NE4078 | Roof Insulation | Roof Insulation | NonEquip | 20 |  | 58.5% | Tech/Econ | 8.993% | 88.1518 | 0 | 0.039763
Tech | Assembly | Space Heating | Individual room heating | TRC | Existing | NE4052 | Programmable Thermostat | Programmable Thermostat | NonEquip | 11 |  | 0% | Tech/Econ | 3.6% | 0 | 0 | 0
Tech | Assembly | Space Heating | Individual room heating | TRC | Existing | NE4000 | Low U-Value Windows | Low U-Value Windows | NonEquip | 20 |  | 5.375% | Tech/Econ | 46% | 45.955 | 0 | 0.00019099
Tech | Assembly | Space Heating | Individual room heating | TRC | Existing | NE3922 | Infiltration Reduction - Air Sealing | Infiltration Reduction - Air Sealing | NonEquip | 11 |  | 0% | Tech/Econ | 1.148% | 0 | 0 | 0
Tech | Assembly | Space Heating | Individual room heating | TRC | Existing | NE3844 | Hotel Card Energy Control Systems | Hotel Card Energy Control Systems | NonEquip | 15 |  | 0% | Tech/Econ | 0% | 0 | 0 | 0
Tech | Assembly | Space Heating | Individual room heating | TRC | Existing | NE3766 | Green Roof | Green Roof | NonEquip | 15 |  | 0.063% | Tech/Econ | 6.949% | 0.069498 | 0 | 0
Tech | Assembly | Space Heating | Individual room heating | TRC | Existing | NE3714 | Floor Insulation | Floor Insulation | NonEquip | 20 |  | 12.82% | Tech/Econ | 2.359% | 4.8029 | 0 | 0.0021665
Tech | Assembly | Space Heating | Individual room heating | TRC | Existing | NE3636 | Facility Energy Management System | Facility Energy Management System | NonEquip | 15 |  | 5.375% | Tech/Econ | 20% | 19.4864 | 0 | 0.00035121
Tech | Assembly | Space Heating | Individual room heating | TRC | Existing | NE3558 | ECM Motors on Furnaces | ECM Motors on Furnaces | NonEquip | 15 | Forced air furnace | 0% | Tech/Econ | 1.706% | 0 | 0 | 0
Tech | Assembly | Space Heating | Individual room heating | TRC | Existing | NE3532 | Duct Sealing Repair | Duct Sealing Repair | NonEquip | 15 |  | 0% | Tech/Econ | 12% | 0 | 0 | 0
Tech | Assembly | Space Heating | Individual room heating | TRC | Existing | NE3480 | Duct Insulation | Duct Insulation | NonEquip | 15 |  | 0% | Tech/Econ | 2.045% | 0 | 0 | 0
Tech | Assembly | Space Heating | Individual room heating | TRC | Existing | NE3428 | Destratification Fans | Destratification Fans | NonEquip | 10 |  | 0% | Tech/Econ | 14.47% | 0 | 0 | 0
Tech | Assembly | Space Heating | Individual room heating | TRC | Existing | NE3376 | Dedicated Outdoor Air System on VRF unit | Dedicated Outdoor Air System on VRF unit | NonEquip | 15 | Residential/split system heat pump | 0% | Tech/Econ | 10% | 0 | 0 | 0
Tech | Assembly | Space Heating | Individual room heating | TRC | Existing | NE3324 | Cool Roof | Cool Roof | NonEquip | 15 |  | 72.74% | Tech/Econ | 0.7847% | 9.002 | 0 | 0
Tech | Assembly | Space Heating | Individual room heating | TRC | Existing | NE3220 | Ceiling Insulation(R30 to R38) | Ceiling Insulation(R30 to R38) | NonEquip | 20 |  | 0% | Tech/Econ | 0.9088% | 0 | 0 | 0
Tech | Assembly | Space Heating | Individual room heating | TRC | Existing | NE3168 | Ceiling Insulation(R2 to R38) | Ceiling Insulation(R2 to R38) | NonEquip | 20 |  | 0% | Tech/Econ | 61.34% | 0 | 0 | 0
Tech | Assembly | Space Heating | Individual room heating | TRC | Existing | NE3116 | Ceiling Insulation(R19 to R38) | Ceiling Insulation(R19 to R38) | NonEquip | 20 |  | 0% | Tech/Econ | 3.408% | 0 | 0 | 0
Tech | Assembly | Space Heating | Individual room heating | TRC | Existing | NE3064 | Ceiling Insulation(R12 to R38) | Ceiling Insulation(R12 to R38) | NonEquip | 20 |  | 0% | Tech/Econ | 7.384% | 0 | 0 | 0
Tech | Assembly | Space Heating | Individual room heating | TRC | Existing | NE2986 | Air Curtains | Air Curtains | NonEquip | 8 |  | 33.25% | Tech/Econ | 1.037% | 5.4588 | 0 | 0.00021736
Tech | Assembly | Space Cooling | Individual room air conditioners | TRC | New | NN5365 | Retro-Commissioning | Retro-Commissioning | NonEquip | 5 |  | 0% | Tech/Econ | 16% | 0 | 0 | 0
Tech | Assembly | Space Cooling | Individual room air conditioners | TRC | New | NN4377 | Window Sun Protection | Window Sun Protection | NonEquip | 10 |  | 15.35% | Tech/Econ | 16% | 6117.8177 | 2.2375 | -0.024872
Tech | Assembly | Space Cooling | Individual room air conditioners | TRC | New | NN4351 | Waterside Economizer | Waterside Economizer | NonEquip | 20 |  | 0% | Tech/Econ | 5.556% | 0 | 0 | 0
Tech | Assembly | Space Cooling | Individual room air conditioners | TRC | New | NN4143 | Smart Thermostat | Smart Thermostat | NonEquip | 11 |  | 31.48% | Tech/Econ | 10% | 7457.4231 | 0.088548 | 0
Tech | Assembly | Space Cooling | Individual room air conditioners | TRC | New | NN4117 | Roof Insulation | Roof Insulation | NonEquip | 20 |  | 58.5% | Tech/Econ | 3.298% | 0 | 0 | 0
Tech | Assembly | Space Cooling | Individual room air conditioners | TRC | New | NN4039 | Programmable Thermostat | Programmable Thermostat | NonEquip | 11 |  | 0% | Tech/Econ | 3.6% | 0 | 0 | 0
Tech | Assembly | Space Cooling | Individual room air conditioners | TRC | New | NN3987 | Low U-Value Windows | Low U-Value Windows | NonEquip | 20 |  | 13.44% | Tech/Econ | 10% | 3265.6877 | 1.2139 | 0
Tech | Assembly | Space Cooling | Individual room air conditioners | TRC | New | NN3909 | HVAC tune-up_RTU | HVAC tune-up_RTU | NonEquip | 5 | Packaged air conditioning units (RTUs) | 0% | Tech/Econ | 5% | 0 | 0 | 0
Tech | Assembly | Space Cooling | Individual room air conditioners | TRC | New | NN3883 | HVAC tune-up | HVAC tune-up | NonEquip | 5 | Residential-type central air conditioners | 0% | Tech/Econ | 5% | 0 | 0 | 0
Tech | Assembly | Space Cooling | Individual room air conditioners | TRC | New | NN3805 | Green Roof | Green Roof | NonEquip | 15 |  | 0.315% | Tech/Econ | 3.822% | 0 | 0 | 0
Tech | Assembly | Space Cooling | Individual room air conditioners | TRC | New | NN3753 | Floor Insulation | Floor Insulation | NonEquip | 20 |  | 32.06% | Tech/Econ | 1.73% | 0 | 0 | 0
Tech | Assembly | Space Cooling | Individual room air conditioners | TRC | New | NN3675 | Facility Energy Management System | Facility Energy Management System | NonEquip | 15 |  | 4.276% | Tech/Econ | 20% | 2279.6982 | 0.47781 | 0
Tech | Assembly | Space Cooling | Individual room air conditioners | TRC | New | NN3623 | Facility Commissioning | Facility Commissioning | NonEquip | 10 |  | 35.83% | Tech/Econ | 16% | 15153.1737 | 3.1163 | 0.014028
Tech | Assembly | Space Cooling | Individual room air conditioners | TRC | New | NN3597 | Energy Recovery Ventilation System (ERV) | Energy Recovery Ventilation System (ERV) | NonEquip | 15 | Packaged air conditioning units (RTUs) | 0% | Tech/Econ | 18.24% | 0 | 0 | 0
Tech | Assembly | Space Cooling | Individual room air conditioners | TRC | New | NN3519 | Duct Sealing Repair | Duct Sealing Repair | NonEquip | 15 |  | 0% | Tech/Econ | 12% | 0 | 0 | 0
Tech | Assembly | Space Cooling | Individual room air conditioners | TRC | New | NN3467 | Duct Insulation | Duct Insulation | NonEquip | 15 |  | 0% | Tech/Econ | 2.045% | 0 | 0 | 0
Tech | Assembly | Space Cooling | Individual room air conditioners | TRC | New | NN3415 | Dedicated Outdoor Air System on VRF unit | Dedicated Outdoor Air System on VRF unit | NonEquip | 15 | Residential-type central air conditioners | 0% | Tech/Econ | 17.5% | 0 | 0 | 0
Tech | Assembly | Space Cooling | Individual room air conditioners | TRC | New | NN3363 | Cool Roof | Cool Roof | NonEquip | 15 |  | 72.49% | Tech/Econ | 5.431% | 0 | 0 | 0
Tech | Assembly | Space Cooling | Individual room air conditioners | TRC | New | NN3311 | Chilled Water System - Variable Speed Drives | Chilled Water System - Variable Speed Drives | NonEquip | 13 | Central chillers inside | 0% | Tech/Econ | 24.74% | 0 | 0 | 0
Tech | Assembly | Space Cooling | Individual room air conditioners | TRC | New | NN3285 | Chilled Water Controls Optimization | Chilled Water Controls Optimization | NonEquip | 10 | Central chillers inside | 0% | Tech/Econ | 12.5% | 0 | 0 | 0
Tech | Assembly | Space Cooling | Individual room air conditioners | TRC | New | NN3207 | Ceiling Insulation(R2 to R38) | Ceiling Insulation(R2 to R38) | NonEquip | 20 |  | 0% | Tech/Econ | 44.99% | 0 | 0 | 0
Tech | Assembly | Space Cooling | Individual room air conditioners | TRC | New | NN3155 | Ceiling Insulation(R19 to R38) | Ceiling Insulation(R19 to R38) | NonEquip | 20 |  | 0% | Tech/Econ | 2.499% | 0 | 0 | 0
Tech | Assembly | Space Cooling | Individual room air conditioners | TRC | New | NN3103 | Ceiling Insulation(R12 to R38) | Ceiling Insulation(R12 to R38) | NonEquip | 20 |  | 0% | Tech/Econ | 5.415% | 0 | 0 | 0
Tech | Assembly | Space Cooling | Individual room air conditioners | TRC | New | NN3051 | Airside Economizer | Airside Economizer | NonEquip | 10 | Packaged air conditioning units (RTUs) | 0% | Tech/Econ | 5.556% | 0 | 0 | 0
Tech | Assembly | Space Cooling | Individual room air conditioners | TRC | Existing | NE5352 | Retro-Commissioning | Retro-Commissioning | NonEquip | 5 |  | 21.99% | Tech/Econ | 16% | 495868.9303 | 82.9003 | 0
Tech | Assembly | Space Cooling | Individual room air conditioners | TRC | Existing | NE4364 | Window Sun Protection | Window Sun Protection | NonEquip | 10 |  | 7.839% | Tech/Econ | 16% | 179013.2821 | 65.4722 | -0.72778
Tech | Assembly | Space Cooling | Individual room air conditioners | TRC | Existing | NE4338 | Waterside Economizer | Waterside Economizer | NonEquip | 20 |  | 0% | Tech/Econ | 5.556% | 0 | 0 | 0
Tech | Assembly | Space Cooling | Individual room air conditioners | TRC | Existing | NE4208 | Wall Insulation | Wall Insulation | NonEquip | 20 |  | 0% | Tech/Econ | 26.77% | 0 | 0 | 0
Tech | Assembly | Space Cooling | Individual room air conditioners | TRC | Existing | NE4130 | Smart Thermostat | Smart Thermostat | NonEquip | 11 |  | 31.48% | Tech/Econ | 10% | 428018.6971 | 5.0822 | 0
Tech | Assembly | Space Cooling | Individual room air conditioners | TRC | Existing | NE4104 | Roof Insulation | Roof Insulation | NonEquip | 20 |  | 58.5% | Tech/Econ | 6.596% | 508139.1959 | 10.1681 | 0
Tech | Assembly | Space Cooling | Individual room air conditioners | TRC | Existing | NE4026 | Programmable Thermostat | Programmable Thermostat | NonEquip | 11 |  | 0% | Tech/Econ | 3.6% | 0 | 0 | 0
Tech | Assembly | Space Cooling | Individual room air conditioners | TRC | Existing | NE3974 | Low U-Value Windows | Low U-Value Windows | NonEquip | 20 |  | 5.375% | Tech/Econ | 46% | 365791.5013 | 135.9658 | 0
Tech | Assembly | Space Cooling | Individual room air conditioners | TRC | Existing | NE3896 | HVAC tune-up_RTU | HVAC tune-up_RTU | NonEquip | 5 | Packaged air conditioning units (RTUs) | 0% | Tech/Econ | 5% | 0 | 0 | 0
Tech | Assembly | Space Cooling | Individual room air conditioners | TRC | Existing | NE3870 | HVAC tune-up | HVAC tune-up | NonEquip | 5 | Residential-type central air conditioners | 0% | Tech/Econ | 5% | 0 | 0 | 0
Tech | Assembly | Space Cooling | Individual room air conditioners | TRC | Existing | NE3792 | Green Roof | Green Roof | NonEquip | 15 |  | 0.063% | Tech/Econ | 3.822% | 292.8725 | 0.12442 | 0
Tech | Assembly | Space Cooling | Individual room air conditioners | TRC | Existing | NE3740 | Floor Insulation | Floor Insulation | NonEquip | 20 |  | 12.82% | Tech/Econ | 1.73% | 26986.0139 | 0.54 | 0
Tech | Assembly | Space Cooling | Individual room air conditioners | TRC | Existing | NE3662 | Facility Energy Management System | Facility Energy Management System | NonEquip | 15 |  | 5.375% | Tech/Econ | 20% | 155107.4094 | 32.5095 | 0
Tech | Assembly | Space Cooling | Individual room air conditioners | TRC | Existing | NE3584 | Energy Recovery Ventilation System (ERV) | Energy Recovery Ventilation System (ERV) | NonEquip | 15 | Packaged air conditioning units (RTUs) | 0% | Tech/Econ | 18.24% | 0 | 0 | 0
Tech | Assembly | Space Cooling | Individual room air conditioners | TRC | Existing | NE3506 | Duct Sealing Repair | Duct Sealing Repair | NonEquip | 15 |  | 0% | Tech/Econ | 12% | 0 | 0 | 0
Tech | Assembly | Space Cooling | Individual room air conditioners | TRC | Existing | NE3454 | Duct Insulation | Duct Insulation | NonEquip | 15 |  | 0% | Tech/Econ | 2.045% | 0 | 0 | 0
Tech | Assembly | Space Cooling | Individual room air conditioners | TRC | Existing | NE3402 | Dedicated Outdoor Air System on VRF unit | Dedicated Outdoor Air System on VRF unit | NonEquip | 15 | Residential-type central air conditioners | 0% | Tech/Econ | 17.5% | 0 | 0 | 0
Tech | Assembly | Space Cooling | Individual room air conditioners | TRC | Existing | NE3350 | Cool Roof | Cool Roof | NonEquip | 15 |  | 72.74% | Tech/Econ | 5.431% | 500249.6065 | 212.516 | 0
Tech | Assembly | Space Cooling | Individual room air conditioners | TRC | Existing | NE3298 | Chilled Water System - Variable Speed Drives | Chilled Water System - Variable Speed Drives | NonEquip | 13 | Central chillers inside | 0% | Tech/Econ | 24.74% | 0 | 0 | 0
Tech | Assembly | Space Cooling | Individual room air conditioners | TRC | Existing | NE3272 | Chilled Water Controls Optimization | Chilled Water Controls Optimization | NonEquip | 10 | Central chillers inside | 0% | Tech/Econ | 12.5% | 0 | 0 | 0
Tech | Assembly | Space Cooling | Individual room air conditioners | TRC | Existing | NE3194 | Ceiling Insulation(R2 to R38) | Ceiling Insulation(R2 to R38) | NonEquip | 20 |  | 0% | Tech/Econ | 44.99% | 0 | 0 | 0
Tech | Assembly | Space Cooling | Individual room air conditioners | TRC | Existing | NE3142 | Ceiling Insulation(R19 to R38) | Ceiling Insulation(R19 to R38) | NonEquip | 20 |  | 0% | Tech/Econ | 2.499% | 0 | 0 | 0
Tech | Assembly | Space Cooling | Individual room air conditioners | TRC | Existing | NE3090 | Ceiling Insulation(R12 to R38) | Ceiling Insulation(R12 to R38) | NonEquip | 20 |  | 0% | Tech/Econ | 5.415% | 0 | 0 | 0
Tech | Assembly | Space Cooling | Individual room air conditioners | TRC | Existing | NE3038 | Airside Economizer | Airside Economizer | NonEquip | 10 | Packaged air conditioning units (RTUs) | 0% | Tech/Econ | 5.556% | 0 | 0 | 0
Tech | Assembly | Interior Lighting | High bay | TRC | New | NN5261 | Retro-Commissioning | Retro-Commissioning | NonEquip | 5 |  | 0% | Tech/Econ | 16% | 0 | 0 | 0
Tech | Assembly | Interior Lighting | High bay | TRC | New | NN4429 | Interior Lighting Controls | Interior Lighting Controls | NonEquip | 8 | Overhead (fluorescent/LED/CFL U-shape) | 0% | Tech/Econ | 28% | 0 | 0 | 0
Tech | Assembly | Interior Lighting | High bay | TRC | New | NN4403 | Bi-Level Lighting Control (Interior) | Bi-Level Lighting Control (Interior) | NonEquip | 8 | Overhead (fluorescent/LED/CFL U-shape) | 0% | Tech/Econ | 31% | 0 | 0 | 0
Tech | Assembly | Interior Lighting | High bay | TRC | New | NN3701 | Facility Energy Management System | Facility Energy Management System | NonEquip | 15 |  | 4.276% | Tech/Econ | 24% | 5458.2579 | 1.144 | 0.098376
Tech | Assembly | Interior Lighting | High bay | TRC | Existing | NE5248 | Retro-Commissioning | Retro-Commissioning | NonEquip | 5 |  | 21.99% | Tech/Econ | 16% | 516256.2735 | 86.3086 | 267.5909
Tech | Assembly | Interior Lighting | High bay | TRC | Existing | NE4416 | Interior Lighting Controls | Interior Lighting Controls | NonEquip | 8 | Overhead (fluorescent/LED/CFL U-shape) | 0% | Tech/Econ | 28% | 0 | 0 | 0
Tech | Assembly | Interior Lighting | High bay | TRC | Existing | NE4390 | Bi-Level Lighting Control (Interior) | Bi-Level Lighting Control (Interior) | NonEquip | 8 | Overhead (fluorescent/LED/CFL U-shape) | 0% | Tech/Econ | 31% | 0 | 0 | 0
Tech | Assembly | Interior Lighting | High bay | TRC | Existing | NE3688 | Facility Energy Management System | Facility Energy Management System | NonEquip | 15 |  | 5.375% | Tech/Econ | 24% | 191767.8447 | 40.1933 | 3.4563
Tech | Assembly | Interior Lighting | High bay | TRC | Turnover | ET1640 | LED Linear - Fixture Replacement | LED Linear - Fixture Replacement | Equip | 15 | High bay | 24.1% | Tech/Econ | 50.28% | 2049925.625 | 496.9101 | 113.6744
Tech | Assembly | Interior Lighting | High bay | TRC | Turnover | ET1523 | High Bay LED | High Bay LED | Equip | 15 | High bay | 65.91% | Tech/Econ | 64.78% | 12602316.07 | 2330.5462 | 2286.5331
Tech | Assembly | Interior Lighting | High bay | TRC | Turnover | ET1484 | High Bay Fluorescent (T5) | High Bay Fluorescent (T5) | Equip | 15 | High bay | 0% | Tech/Econ | 64.14% | 0 | 0 | 0
Tech | Assembly | Interior Lighting | High bay | TRC | New | EN1666 | LED Linear - Fixture Replacement | LED Linear - Fixture Replacement | Equip | 15 | High bay | 0% | Tech/Econ | 50.28% | 0 | 0 | 0
Tech | Assembly | Interior Lighting | High bay | TRC | New | EN1549 | High Bay LED | High Bay LED | Equip | 15 | High bay | 0% | Tech/Econ | 64.78% | 0 | 0 | 0
Tech | Assembly | Interior Lighting | High bay | TRC | New | EN1510 | High Bay Fluorescent (T5) | High Bay Fluorescent (T5) | Equip | 15 | High bay | 0% | Tech/Econ | 64.14% | 0 | 0 | 0
Tech | Assembly | Cooking | Fryer | TRC | Turnover | ET80 | Energy Star Fryer | Energy Star Fryer | Equip | 12 | Fryer | 0% | Tech/Econ | 17.46% | 0 | 0 | 0
Tech | Assembly | Cooking | Fryer | TRC | New | EN106 | Energy Star Fryer | Energy Star Fryer | Equip | 12 | Fryer | 0% | Tech/Econ | 17.46% | 0 | 0 | 0
Tech | Assembly | Space Heating | Forced air furnace | TRC | New | NN5339 | Retro-Commissioning | Retro-Commissioning | NonEquip | 5 |  | 0% | Tech/Econ | 16% | 0 | 0 | 0
Tech | Assembly | Space Heating | Forced air furnace | TRC | New | NN4325 | Water Cooled Refrigeration Heat Recovery | Water Cooled Refrigeration Heat Recovery | NonEquip | 20 |  | 0% | Tech/Econ | 10% | 0 | 0 | 0
Tech | Assembly | Space Heating | Forced air furnace | TRC | New | NN4273 | Warehouse Loading Dock Seals | Warehouse Loading Dock Seals | NonEquip | 18 |  | 0% | Tech/Econ | 2.08% | 0 | 0 | 0
Tech | Assembly | Space Heating | Forced air furnace | TRC | New | NN4247 | Wall Insulation | Wall Insulation | NonEquip | 20 |  | 0% | Tech/Econ | 0% | 0 | 0 | 0
Tech | Assembly | Space Heating | Forced air furnace | TRC | New | NN4169 | Smart Thermostat | Smart Thermostat | NonEquip | 11 |  | 31.48% | Tech/Econ | 10% | 113.0031 | 0 | -0.018568
Tech | Assembly | Space Heating | Forced air furnace | TRC | New | NN4091 | Roof Insulation | Roof Insulation | NonEquip | 20 |  | 58.5% | Tech/Econ | 4.075% | 70.5741 | 0 | 0.031834
Tech | Assembly | Space Heating | Forced air furnace | TRC | New | NN4065 | Programmable Thermostat | Programmable Thermostat | NonEquip | 11 |  | 0% | Tech/Econ | 3.6% | 0 | 0 | 0
Tech | Assembly | Space Heating | Forced air furnace | TRC | New | NN4013 | Low U-Value Windows | Low U-Value Windows | NonEquip | 20 |  | 13.44% | Tech/Econ | 10% | 46.7251 | 0 | 0.00019419
Tech | Assembly | Space Heating | Forced air furnace | TRC | New | NN3935 | Infiltration Reduction - Air Sealing | Infiltration Reduction - Air Sealing | NonEquip | 11 |  | 0% | Tech/Econ | 1.04% | 0 | 0 | 0
Tech | Assembly | Space Heating | Forced air furnace | TRC | New | NN3857 | Hotel Card Energy Control Systems | Hotel Card Energy Control Systems | NonEquip | 15 |  | 0% | Tech/Econ | 0% | 0 | 0 | 0
Tech | Assembly | Space Heating | Forced air furnace | TRC | New | NN3779 | Green Roof | Green Roof | NonEquip | 15 |  | 0.315% | Tech/Econ | 6.298% | 0.68051 | 0 | 0
Tech | Assembly | Space Heating | Forced air furnace | TRC | New | NN3727 | Floor Insulation | Floor Insulation | NonEquip | 20 |  | 32.06% | Tech/Econ | 2.138% | 0 | 0 | 0
Tech | Assembly | Space Heating | Forced air furnace | TRC | New | NN3649 | Facility Energy Management System | Facility Energy Management System | NonEquip | 15 |  | 4.276% | Tech/Econ | 20% | 30.9672 | 0 | 0.00055813
Tech | Assembly | Space Heating | Forced air furnace | TRC | New | NN3571 | ECM Motors on Furnaces | ECM Motors on Furnaces | NonEquip | 15 | Forced air furnace | 47.78% | Tech/Econ | 1.706% | 27.3869 | 0 | 0
Tech | Assembly | Space Heating | Forced air furnace | TRC | New | NN3545 | Duct Sealing Repair | Duct Sealing Repair | NonEquip | 15 |  | 0% | Tech/Econ | 12% | 0 | 0 | 0
Tech | Assembly | Space Heating | Forced air furnace | TRC | New | NN3493 | Duct Insulation | Duct Insulation | NonEquip | 15 |  | 0% | Tech/Econ | 2.045% | 0 | 0 | 0
Tech | Assembly | Space Heating | Forced air furnace | TRC | New | NN3441 | Destratification Fans | Destratification Fans | NonEquip | 10 |  | 0% | Tech/Econ | 14.47% | 0 | 0 | 0
Tech | Assembly | Space Heating | Forced air furnace | TRC | New | NN3389 | Dedicated Outdoor Air System on VRF unit | Dedicated Outdoor Air System on VRF unit | NonEquip | 15 | Residential/split system heat pump | 0% | Tech/Econ | 10% | 0 | 0 | 0
Tech | Assembly | Space Heating | Forced air furnace | TRC | New | NN3337 | Cool Roof | Cool Roof | NonEquip | 15 |  | 72.49% | Tech/Econ | 0.7111% | 0 | 0 | 0
Tech | Assembly | Space Heating | Forced air furnace | TRC | New | NN3233 | Ceiling Insulation(R30 to R38) | Ceiling Insulation(R30 to R38) | NonEquip | 20 |  | 0% | Tech/Econ | 0.8236% | 0 | 0 | 0
Tech | Assembly | Space Heating | Forced air furnace | TRC | New | NN3181 | Ceiling Insulation(R2 to R38) | Ceiling Insulation(R2 to R38) | NonEquip | 20 |  | 0% | Tech/Econ | 55.59% | 0 | 0 | 0
Tech | Assembly | Space Heating | Forced air furnace | TRC | New | NN3129 | Ceiling Insulation(R19 to R38) | Ceiling Insulation(R19 to R38) | NonEquip | 20 |  | 0% | Tech/Econ | 3.089% | 0 | 0 | 0
Tech | Assembly | Space Heating | Forced air furnace | TRC | New | NN3077 | Ceiling Insulation(R12 to R38) | Ceiling Insulation(R12 to R38) | NonEquip | 20 |  | 0% | Tech/Econ | 6.692% | 0 | 0 | 0
Tech | Assembly | Space Heating | Forced air furnace | TRC | New | NN2999 | Air Curtains | Air Curtains | NonEquip | 8 |  | 33.25% | Tech/Econ | 1.037% | 0 | 0 | 0
Tech | Assembly | Space Heating | Forced air furnace | TRC | Existing | NE5326 | Retro-Commissioning | Retro-Commissioning | NonEquip | 5 |  | 21.99% | Tech/Econ | 16% | 6821.3946 | 0 | 3.5357
Tech | Assembly | Space Heating | Forced air furnace | TRC | Existing | NE4312 | Water Cooled Refrigeration Heat Recovery | Water Cooled Refrigeration Heat Recovery | NonEquip | 20 |  | 0% | Tech/Econ | 10% | 0 | 0 | 0
Tech | Assembly | Space Heating | Forced air furnace | TRC | Existing | NE4260 | Warehouse Loading Dock Seals | Warehouse Loading Dock Seals | NonEquip | 18 |  | 0% | Tech/Econ | 2.295% | 0 | 0 | 0
Tech | Assembly | Space Heating | Forced air furnace | TRC | Existing | NE4234 | Wall Insulation | Wall Insulation | NonEquip | 20 |  | 0% | Tech/Econ | 5.33% | 0 | 0 | 0
Tech | Assembly | Space Heating | Forced air furnace | TRC | Existing | NE4156 | Smart Thermostat | Smart Thermostat | NonEquip | 11 |  | 31.48% | Tech/Econ | 10% | 5888.0164 | 0 | -0.96748
Tech | Assembly | Space Heating | Forced air furnace | TRC | Existing | NE4078 | Roof Insulation | Roof Insulation | NonEquip | 20 |  | 58.5% | Tech/Econ | 8.993% | 9531.4097 | 0 | 4.2994
Tech | Assembly | Space Heating | Forced air furnace | TRC | Existing | NE4052 | Programmable Thermostat | Programmable Thermostat | NonEquip | 11 |  | 0% | Tech/Econ | 3.6% | 0 | 0 | 0
Tech | Assembly | Space Heating | Forced air furnace | TRC | Existing | NE4000 | Low U-Value Windows | Low U-Value Windows | NonEquip | 20 |  | 5.375% | Tech/Econ | 46% | 4968.8799 | 0 | 0.020651
Tech | Assembly | Space Heating | Forced air furnace | TRC | Existing | NE3922 | Infiltration Reduction - Air Sealing | Infiltration Reduction - Air Sealing | NonEquip | 11 |  | 0% | Tech/Econ | 1.148% | 0 | 0 | 0
Tech | Assembly | Space Heating | Forced air furnace | TRC | Existing | NE3844 | Hotel Card Energy Control Systems | Hotel Card Energy Control Systems | NonEquip | 15 |  | 0% | Tech/Econ | 0% | 0 | 0 | 0
Tech | Assembly | Space Heating | Forced air furnace | TRC | Existing | NE3766 | Green Roof | Green Roof | NonEquip | 15 |  | 0.063% | Tech/Econ | 6.949% | 7.5144 | 0 | 0
Tech | Assembly | Space Heating | Forced air furnace | TRC | Existing | NE3714 | Floor Insulation | Floor Insulation | NonEquip | 20 |  | 12.82% | Tech/Econ | 2.359% | 519.3117 | 0 | 0.23425
Tech | Assembly | Space Heating | Forced air furnace | TRC | Existing | NE3636 | Facility Energy Management System | Facility Energy Management System | NonEquip | 15 |  | 5.375% | Tech/Econ | 20% | 2106.9655 | 0 | 0.037974
Tech | Assembly | Space Heating | Forced air furnace | TRC | Existing | NE3558 | ECM Motors on Furnaces | ECM Motors on Furnaces | NonEquip | 15 | Forced air furnace | 47.78% | Tech/Econ | 1.706% | 1395.1073 | 0 | 0
Tech | Assembly | Space Heating | Forced air furnace | TRC | Existing | NE3532 | Duct Sealing Repair | Duct Sealing Repair | NonEquip | 15 |  | 0% | Tech/Econ | 12% | 0 | 0 | 0
Tech | Assembly | Space Heating | Forced air furnace | TRC | Existing | NE3480 | Duct Insulation | Duct Insulation | NonEquip | 15 |  | 0% | Tech/Econ | 2.045% | 0 | 0 | 0
Tech | Assembly | Space Heating | Forced air furnace | TRC | Existing | NE3428 | Destratification Fans | Destratification Fans | NonEquip | 10 |  | 0% | Tech/Econ | 14.47% | 0 | 0 | 0
Tech | Assembly | Space Heating | Forced air furnace | TRC | Existing | NE3376 | Dedicated Outdoor Air System on VRF unit | Dedicated Outdoor Air System on VRF unit | NonEquip | 15 | Residential/split system heat pump | 0% | Tech/Econ | 10% | 0 | 0 | 0
Tech | Assembly | Space Heating | Forced air furnace | TRC | Existing | NE3324 | Cool Roof | Cool Roof | NonEquip | 15 |  | 72.74% | Tech/Econ | 0.7847% | 965.4085 | 0 | 0
Tech | Assembly | Space Heating | Forced air furnace | TRC | Existing | NE3220 | Ceiling Insulation(R30 to R38) | Ceiling Insulation(R30 to R38) | NonEquip | 20 |  | 0% | Tech/Econ | 0.9088% | 0 | 0 | 0
Tech | Assembly | Space Heating | Forced air furnace | TRC | Existing | NE3168 | Ceiling Insulation(R2 to R38) | Ceiling Insulation(R2 to R38) | NonEquip | 20 |  | 0% | Tech/Econ | 61.34% | 0 | 0 | 0
Tech | Assembly | Space Heating | Forced air furnace | TRC | Existing | NE3116 | Ceiling Insulation(R19 to R38) | Ceiling Insulation(R19 to R38) | NonEquip | 20 |  | 0% | Tech/Econ | 3.408% | 0 | 0 | 0
Tech | Assembly | Space Heating | Forced air furnace | TRC | Existing | NE3064 | Ceiling Insulation(R12 to R38) | Ceiling Insulation(R12 to R38) | NonEquip | 20 |  | 0% | Tech/Econ | 7.384% | 0 | 0 | 0
Tech | Assembly | Space Heating | Forced air furnace | TRC | Existing | NE2986 | Air Curtains | Air Curtains | NonEquip | 8 |  | 33.25% | Tech/Econ | 1.037% | 585.4179 | 0 | 0.02331
Tech | Assembly | Exterior Lighting | Exterior parking/lot lighting | TRC | New | NN5287 | Retro-Commissioning | Retro-Commissioning | NonEquip | 5 |  | 0% | Tech/Econ | 16% | 0 | 0 | 0
Tech | Assembly | Exterior Lighting | Exterior parking/lot lighting | TRC | New | NN2973 | Outdoor Lighting Controls | Outdoor Lighting Controls | NonEquip | 8 | Exterior parking/lot lighting | 30.95% | Tech/Econ | 28% | 0 | 0 | 0
Tech | Assembly | Exterior Lighting | Exterior parking/lot lighting | TRC | New | NN2947 | Bi-Level Lighting Control (Exterior) | Bi-Level Lighting Control (Exterior) | NonEquip | 9 | Exterior parking/lot lighting | 8.579% | Tech/Econ | 31% | 597.7549 | 0 | 0
Tech | Assembly | Exterior Lighting | Exterior parking/lot lighting | TRC | Existing | NE5274 | Retro-Commissioning | Retro-Commissioning | NonEquip | 5 |  | 21.99% | Tech/Econ | 16% | 307975.0476 | 0 | 159.6326
Tech | Assembly | Exterior Lighting | Exterior parking/lot lighting | TRC | Existing | NE2960 | Outdoor Lighting Controls | Outdoor Lighting Controls | NonEquip | 8 | Exterior parking/lot lighting | 30.95% | Tech/Econ | 28% | 830442.9801 | 0 | 0
Tech | Assembly | Exterior Lighting | Exterior parking/lot lighting | TRC | Existing | NE2934 | Bi-Level Lighting Control (Exterior) | Bi-Level Lighting Control (Exterior) | NonEquip | 9 | Exterior parking/lot lighting | 8.579% | Tech/Econ | 31% | 261847.1231 | 0 | 0
Tech | Assembly | Exterior Lighting | Exterior parking/lot lighting | TRC | Turnover | ET704 | LED Parking Lighting | LED Parking Lighting | Equip | 18 | Exterior parking/lot lighting | 6.728% | Tech/Econ | 84% | 589757.9992 | 0 | 0
Tech | Assembly | Exterior Lighting | Exterior parking/lot lighting | TRC | Turnover | ET509 | High Efficiency HID Lighting | High Efficiency HID Lighting | Equip | 13 | Exterior parking/lot lighting | 0% | Tech/Econ | 34.18% | 0 | 0 | 0
Tech | Assembly | Exterior Lighting | Exterior parking/lot lighting | TRC | New | EN730 | LED Parking Lighting | LED Parking Lighting | Equip | 18 | Exterior parking/lot lighting | 94.94% | Tech/Econ | 84% | 149954.8964 | 0 | 0
Tech | Assembly | Exterior Lighting | Exterior parking/lot lighting | TRC | New | EN535 | High Efficiency HID Lighting | High Efficiency HID Lighting | Equip | 13 | Exterior parking/lot lighting | 0% | Tech/Econ | 34.18% | 0 | 0 | 0
Tech | Assembly | Exterior Lighting | Exterior marquis | TRC | New | NN5287 | Retro-Commissioning | Retro-Commissioning | NonEquip | 5 |  | 0% | Tech/Econ | 16% | 0 | 0 | 0
Tech | Assembly | Exterior Lighting | Exterior marquis | TRC | New | NN2973 | Outdoor Lighting Controls | Outdoor Lighting Controls | NonEquip | 8 | Exterior parking/lot lighting | 0% | Tech/Econ | 28% | 0 | 0 | 0
Tech | Assembly | Exterior Lighting | Exterior marquis | TRC | New | NN2947 | Bi-Level Lighting Control (Exterior) | Bi-Level Lighting Control (Exterior) | NonEquip | 9 | Exterior parking/lot lighting | 0% | Tech/Econ | 31% | 0 | 0 | 0
Tech | Assembly | Exterior Lighting | Exterior marquis | TRC | Existing | NE5274 | Retro-Commissioning | Retro-Commissioning | NonEquip | 5 |  | 21.99% | Tech/Econ | 16% | 0 | 0 | 0
Tech | Assembly | Exterior Lighting | Exterior marquis | TRC | Existing | NE2960 | Outdoor Lighting Controls | Outdoor Lighting Controls | NonEquip | 8 | Exterior parking/lot lighting | 0% | Tech/Econ | 28% | 0 | 0 | 0
Tech | Assembly | Exterior Lighting | Exterior marquis | TRC | Existing | NE2934 | Bi-Level Lighting Control (Exterior) | Bi-Level Lighting Control (Exterior) | NonEquip | 9 | Exterior parking/lot lighting | 0% | Tech/Econ | 31% | 0 | 0 | 0
Tech | Assembly | Exterior Lighting | Exterior marquis | TRC | Turnover | ET626 | LED Exterior Lighting | LED Exterior Lighting | Equip | 13 | Exterior marquis | 4.268% | Tech/Econ | 60.51% | 0 | 0 | 0
Tech | Assembly | Exterior Lighting | Exterior marquis | TRC | Turnover | ET587 | LED Display Lighting (Exterior) | LED Display Lighting (Exterior) | Equip | 15 | Exterior marquis | 4.268% | Tech/Econ | 87.04% | 0 | 0 | 0
Tech | Assembly | Exterior Lighting | Exterior marquis | TRC | New | EN652 | LED Exterior Lighting | LED Exterior Lighting | Equip | 13 | Exterior marquis | 4.624% | Tech/Econ | 60.51% | 0 | 0 | 0
Tech | Assembly | Exterior Lighting | Exterior marquis | TRC | New | EN613 | LED Display Lighting (Exterior) | LED Display Lighting (Exterior) | Equip | 15 | Exterior marquis | 4.624% | Tech/Econ | 87.04% | 0 | 0 | 0
Tech | Assembly | Miscellaneous | Elevators/Escalators | TRC | New | NN5443 | Retro-Commissioning | Retro-Commissioning | NonEquip | 5 |  | 0% | Tech/Econ | 16% | 0 | 0 | 0
Tech | Assembly | Miscellaneous | Elevators/Escalators | TRC | New | NN4533 | VSD Controlled Compressor | VSD Controlled Compressor | NonEquip | 15 | Others | 0% | Tech/Econ | 20.79% | 0 | 0 | 0
Tech | Assembly | Miscellaneous | Elevators/Escalators | TRC | New | NN4507 | Regenerative Drive Elevator Motor | Regenerative Drive Elevator Motor | NonEquip | 13 | Elevators/Escalators | 11.17% | Tech/Econ | 6.211% | 203.2124 | 0.028284 | 0.002591
Tech | Assembly | Miscellaneous | Elevators/Escalators | TRC | New | NN4481 | Engine Block Timer | Engine Block Timer | NonEquip | 5 | Others | 0% | Tech/Econ | 36% | 0 | 0 | 0
Tech | Assembly | Miscellaneous | Elevators/Escalators | TRC | New | NN4455 | Efficient Motor Belts | Efficient Motor Belts | NonEquip | 10 | Others | 0% | Tech/Econ | 1.105% | 0 | 0 | 0
Tech | Assembly | Miscellaneous | Elevators/Escalators | TRC | Existing | NE5430 | Retro-Commissioning | Retro-Commissioning | NonEquip | 5 |  | 21.99% | Tech/Econ | 16% | 57221.9195 | 9.5665 | 29.6598
Tech | Assembly | Miscellaneous | Elevators/Escalators | TRC | Existing | NE4520 | VSD Controlled Compressor | VSD Controlled Compressor | NonEquip | 15 | Others | 0% | Tech/Econ | 20.79% | 0 | 0 | 0
Tech | Assembly | Miscellaneous | Elevators/Escalators | TRC | Existing | NE4494 | Regenerative Drive Elevator Motor | Regenerative Drive Elevator Motor | NonEquip | 13 | Elevators/Escalators | 10.45% | Tech/Econ | 6.211% | 10185.7163 | 1.4177 | 0.12987
Tech | Assembly | Miscellaneous | Elevators/Escalators | TRC | Existing | NE4468 | Engine Block Timer | Engine Block Timer | NonEquip | 5 | Others | 0% | Tech/Econ | 36% | 0 | 0 | 0
Tech | Assembly | Miscellaneous | Elevators/Escalators | TRC | Existing | NE4442 | Efficient Motor Belts | Efficient Motor Belts | NonEquip | 10 | Others | 0% | Tech/Econ | 1.105% | 0 | 0 | 0
Tech | Assembly | Office Equipment | Document production | TRC | New | NN4585 | Smart Strip Plug Outlet | Smart Strip Plug Outlet | NonEquip | 4 |  | 43.9% | Tech/Econ | 1.187% | 207.5247 | 0.030858 | 0
Tech | Assembly | Office Equipment | Document production | TRC | New | NN4559 | Network PC Power Management | Network PC Power Management | NonEquip | 5 | Computers | 0% | Tech/Econ | 56.5% | 0 | 0 | 0
Tech | Assembly | Office Equipment | Document production | TRC | Existing | NE4572 | Smart Strip Plug Outlet | Smart Strip Plug Outlet | NonEquip | 4 |  | 43.9% | Tech/Econ | 1.187% | 11517.0363 | 1.7125 | 0
Tech | Assembly | Office Equipment | Document production | TRC | Existing | NE4546 | Network PC Power Management | Network PC Power Management | NonEquip | 5 | Computers | 0% | Tech/Econ | 56.5% | 0 | 0 | 0
Tech | Assembly | Office Equipment | Document production | TRC | Turnover | ET2141 | ENERGY STAR Imaging Equipment | ENERGY STAR Imaging Equipment | Equip | 6 | Document production | 17.92% | Tech/Econ | 44.44% | 191251.0548 | 26.522 | 17.8095
Tech | Assembly | Office Equipment | Document production | TRC | New | EN2167 | ENERGY STAR Imaging Equipment | ENERGY STAR Imaging Equipment | Equip | 6 | Document production | 17.92% | Tech/Econ | 44.44% | 3446.1404 | 0.4779 | 0.32091
Tech | Assembly | Space Cooling | District chilled water piped | TRC | New | NN5365 | Retro-Commissioning | Retro-Commissioning | NonEquip | 5 |  | 0% | Tech/Econ | 16% | 0 | 0 | 0
Tech | Assembly | Space Cooling | District chilled water piped | TRC | New | NN4377 | Window Sun Protection | Window Sun Protection | NonEquip | 10 |  | 15.35% | Tech/Econ | 16% | 1053.5809 | 0.38534 | -0.0042833
Tech | Assembly | Space Cooling | District chilled water piped | TRC | New | NN4351 | Waterside Economizer | Waterside Economizer | NonEquip | 20 |  | 0% | Tech/Econ | 5.556% | 0 | 0 | 0
Tech | Assembly | Space Cooling | District chilled water piped | TRC | New | NN4143 | Smart Thermostat | Smart Thermostat | NonEquip | 11 |  | 31.48% | Tech/Econ | 10% | 1284.2812 | 0.015249 | 0
Tech | Assembly | Space Cooling | District chilled water piped | TRC | New | NN4117 | Roof Insulation | Roof Insulation | NonEquip | 20 |  | 58.5% | Tech/Econ | 3.298% | 0 | 0 | 0
Tech | Assembly | Space Cooling | District chilled water piped | TRC | New | NN4039 | Programmable Thermostat | Programmable Thermostat | NonEquip | 11 |  | 0% | Tech/Econ | 3.6% | 0 | 0 | 0
Tech | Assembly | Space Cooling | District chilled water piped | TRC | New | NN3987 | Low U-Value Windows | Low U-Value Windows | NonEquip | 20 |  | 13.44% | Tech/Econ | 10% | 562.4009 | 0.20905 | 0
Tech | Assembly | Space Cooling | District chilled water piped | TRC | New | NN3909 | HVAC tune-up_RTU | HVAC tune-up_RTU | NonEquip | 5 | Packaged air conditioning units (RTUs) | 0% | Tech/Econ | 5% | 0 | 0 | 0
Tech | Assembly | Space Cooling | District chilled water piped | TRC | New | NN3883 | HVAC tune-up | HVAC tune-up | NonEquip | 5 | Residential-type central air conditioners | 0% | Tech/Econ | 5% | 0 | 0 | 0
Tech | Assembly | Space Cooling | District chilled water piped | TRC | New | NN3805 | Green Roof | Green Roof | NonEquip | 15 |  | 0.315% | Tech/Econ | 3.822% | 0 | 0 | 0
Tech | Assembly | Space Cooling | District chilled water piped | TRC | New | NN3675 | Facility Energy Management System | Facility Energy Management System | NonEquip | 15 |  | 4.276% | Tech/Econ | 20% | 392.5986 | 0.082286 | 0
Tech | Assembly | Space Cooling | District chilled water piped | TRC | New | NN3623 | Facility Commissioning | Facility Commissioning | NonEquip | 10 |  | 35.83% | Tech/Econ | 16% | 2609.606 | 0.53668 | 0.0024157
Tech | Assembly | Space Cooling | District chilled water piped | TRC | New | NN3597 | Energy Recovery Ventilation System (ERV) | Energy Recovery Ventilation System (ERV) | NonEquip | 15 | Packaged air conditioning units (RTUs) | 0% | Tech/Econ | 18.24% | 0 | 0 | 0
Tech | Assembly | Space Cooling | District chilled water piped | TRC | New | NN3519 | Duct Sealing Repair | Duct Sealing Repair | NonEquip | 15 |  | 0% | Tech/Econ | 12% | 0 | 0 | 0
Tech | Assembly | Space Cooling | District chilled water piped | TRC | New | NN3415 | Dedicated Outdoor Air System on VRF unit | Dedicated Outdoor Air System on VRF unit | NonEquip | 15 | Residential-type central air conditioners | 0% | Tech/Econ | 17.5% | 0 | 0 | 0
Tech | Assembly | Space Cooling | District chilled water piped | TRC | New | NN3363 | Cool Roof | Cool Roof | NonEquip | 15 |  | 72.49% | Tech/Econ | 5.431% | 0 | 0 | 0
Tech | Assembly | Space Cooling | District chilled water piped | TRC | New | NN3311 | Chilled Water System - Variable Speed Drives | Chilled Water System - Variable Speed Drives | NonEquip | 13 | Central chillers inside | 0% | Tech/Econ | 24.74% | 0 | 0 | 0
Tech | Assembly | Space Cooling | District chilled water piped | TRC | New | NN3285 | Chilled Water Controls Optimization | Chilled Water Controls Optimization | NonEquip | 10 | Central chillers inside | 0% | Tech/Econ | 12.5% | 0 | 0 | 0
Tech | Assembly | Space Cooling | District chilled water piped | TRC | New | NN3207 | Ceiling Insulation(R2 to R38) | Ceiling Insulation(R2 to R38) | NonEquip | 20 |  | 0% | Tech/Econ | 44.99% | 0 | 0 | 0
Tech | Assembly | Space Cooling | District chilled water piped | TRC | New | NN3103 | Ceiling Insulation(R12 to R38) | Ceiling Insulation(R12 to R38) | NonEquip | 20 |  | 0% | Tech/Econ | 5.415% | 0 | 0 | 0
Tech | Assembly | Space Cooling | District chilled water piped | TRC | New | NN3051 | Airside Economizer | Airside Economizer | NonEquip | 10 | Packaged air conditioning units (RTUs) | 0% | Tech/Econ | 5.556% | 0 | 0 | 0
Tech | Assembly | Space Cooling | District chilled water piped | TRC | Existing | NE5352 | Retro-Commissioning | Retro-Commissioning | NonEquip | 5 |  | 21.99% | Tech/Econ | 16% | 72578.2791 | 12.1338 | 0
Tech | Assembly | Space Cooling | District chilled water piped | TRC | Existing | NE4364 | Window Sun Protection | Window Sun Protection | NonEquip | 10 |  | 7.839% | Tech/Econ | 16% | 30828.7985 | 11.2753 | -0.12533
Tech | Assembly | Space Cooling | District chilled water piped | TRC | Existing | NE4338 | Waterside Economizer | Waterside Economizer | NonEquip | 20 |  | 0% | Tech/Econ | 5.556% | 0 | 0 | 0
Tech | Assembly | Space Cooling | District chilled water piped | TRC | Existing | NE4208 | Wall Insulation | Wall Insulation | NonEquip | 20 |  | 0% | Tech/Econ | 26.77% | 0 | 0 | 0
Tech | Assembly | Space Cooling | District chilled water piped | TRC | Existing | NE4130 | Smart Thermostat | Smart Thermostat | NonEquip | 11 |  | 31.48% | Tech/Econ | 10% | 76399.2456 | 0.90715 | 0
Tech | Assembly | Space Cooling | District chilled water piped | TRC | Existing | NE4104 | Roof Insulation | Roof Insulation | NonEquip | 20 |  | 58.5% | Tech/Econ | 6.596% | 88164.8577 | 1.7642 | 0
Tech | Assembly | Space Cooling | District chilled water piped | TRC | Existing | NE4026 | Programmable Thermostat | Programmable Thermostat | NonEquip | 11 |  | 0% | Tech/Econ | 3.6% | 0 | 0 | 0
Tech | Assembly | Space Cooling | District chilled water piped | TRC | Existing | NE3974 | Low U-Value Windows | Low U-Value Windows | NonEquip | 20 |  | 5.375% | Tech/Econ | 46% | 62994.8368 | 23.4154 | 0
Tech | Assembly | Space Cooling | District chilled water piped | TRC | Existing | NE3896 | HVAC tune-up_RTU | HVAC tune-up_RTU | NonEquip | 5 | Packaged air conditioning units (RTUs) | 0% | Tech/Econ | 5% | 0 | 0 | 0
Tech | Assembly | Space Cooling | District chilled water piped | TRC | Existing | NE3870 | HVAC tune-up | HVAC tune-up | NonEquip | 5 | Residential-type central air conditioners | 0% | Tech/Econ | 5% | 0 | 0 | 0
Tech | Assembly | Space Cooling | District chilled water piped | TRC | Existing | NE3792 | Green Roof | Green Roof | NonEquip | 15 |  | 0.063% | Tech/Econ | 3.822% | 50.1075 | 0.021287 | 0
Tech | Assembly | Space Cooling | District chilled water piped | TRC | Existing | NE3740 | Floor Insulation | Floor Insulation | NonEquip | 20 |  | 12.82% | Tech/Econ | 1.73% | 4416.4454 | 0.088375 | 0
Tech | Assembly | Space Cooling | District chilled water piped | TRC | Existing | NE3662 | Facility Energy Management System | Facility Energy Management System | NonEquip | 15 |  | 5.375% | Tech/Econ | 20% | 26711.8451 | 5.5986 | 0
Tech | Assembly | Space Cooling | District chilled water piped | TRC | Existing | NE3584 | Energy Recovery Ventilation System (ERV) | Energy Recovery Ventilation System (ERV) | NonEquip | 15 | Packaged air conditioning units (RTUs) | 0% | Tech/Econ | 18.24% | 0 | 0 | 0
Tech | Assembly | Space Cooling | District chilled water piped | TRC | Existing | NE3506 | Duct Sealing Repair | Duct Sealing Repair | NonEquip | 15 |  | 0% | Tech/Econ | 12% | 0 | 0 | 0
Tech | Assembly | Space Cooling | District chilled water piped | TRC | Existing | NE3454 | Duct Insulation | Duct Insulation | NonEquip | 15 |  | 0% | Tech/Econ | 2.045% | 0 | 0 | 0
Tech | Assembly | Space Cooling | District chilled water piped | TRC | Existing | NE3402 | Dedicated Outdoor Air System on VRF unit | Dedicated Outdoor Air System on VRF unit | NonEquip | 15 | Residential-type central air conditioners | 0% | Tech/Econ | 17.5% | 0 | 0 | 0
Tech | Assembly | Space Cooling | District chilled water piped | TRC | Existing | NE3350 | Cool Roof | Cool Roof | NonEquip | 15 |  | 72.74% | Tech/Econ | 5.431% | 86795.9719 | 36.8727 | 0
Tech | Assembly | Space Cooling | District chilled water piped | TRC | Existing | NE3298 | Chilled Water System - Variable Speed Drives | Chilled Water System - Variable Speed Drives | NonEquip | 13 | Central chillers inside | 0% | Tech/Econ | 24.74% | 0 | 0 | 0
Tech | Assembly | Space Cooling | District chilled water piped | TRC | Existing | NE3272 | Chilled Water Controls Optimization | Chilled Water Controls Optimization | NonEquip | 10 | Central chillers inside | 0% | Tech/Econ | 12.5% | 0 | 0 | 0
Tech | Assembly | Space Cooling | District chilled water piped | TRC | Existing | NE3194 | Ceiling Insulation(R2 to R38) | Ceiling Insulation(R2 to R38) | NonEquip | 20 |  | 0% | Tech/Econ | 44.99% | 0 | 0 | 0
Tech | Assembly | Space Cooling | District chilled water piped | TRC | Existing | NE3142 | Ceiling Insulation(R19 to R38) | Ceiling Insulation(R19 to R38) | NonEquip | 20 |  | 0% | Tech/Econ | 2.499% | 0 | 0 | 0
Tech | Assembly | Space Cooling | District chilled water piped | TRC | Existing | NE3090 | Ceiling Insulation(R12 to R38) | Ceiling Insulation(R12 to R38) | NonEquip | 20 |  | 0% | Tech/Econ | 5.415% | 0 | 0 | 0
Tech | Assembly | Space Cooling | District chilled water piped | TRC | Existing | NE3038 | Airside Economizer | Airside Economizer | NonEquip | 10 | Packaged air conditioning units (RTUs) | 0% | Tech/Econ | 5.556% | 0 | 0 | 0
Tech | Assembly | Space Cooling | District chilled water piped | TRC | Turnover | ET938 | High Efficiency Chiller (Air Cooled, 50 tons) | High Efficiency Chiller (Air Cooled, 50 tons) | Equip | 20 | District chilled water piped | 31.91% | Tech/Econ | 8.759% | 65716.2913 | 17.901 | 0.81467
Tech | Assembly | Space Cooling | District chilled water piped | TRC | Turnover | ET1094 | High Efficiency Chiller (Water cooled-positive displacement, 100 tons) | High Efficiency Chiller (Water cooled-positive displacement, 100 tons) | Equip | 20 | District chilled water piped | 31.91% | Tech/Econ | 2.683% | 17816.1558 | 6.7133 | 0.01304
Tech | Assembly | Space Cooling | District chilled water piped | TRC | Turnover | ET1016 | High Efficiency Chiller (Water cooled-centrifugal, 200 tons) | High Efficiency Chiller (Water cooled-centrifugal, 200 tons) | Equip | 20 | District chilled water piped | 31.91% | Tech/Econ | 4.362% | 29378.643 | 11.0702 | 0.021503
Tech | Assembly | Space Cooling | District chilled water piped | TRC | New | EN964 | High Efficiency Chiller (Air Cooled, 50 tons) | High Efficiency Chiller (Air Cooled, 50 tons) | Equip | 20 | District chilled water piped | 31.91% | Tech/Econ | 8.759% | 1118.3345 | 0.30463 | 0.013864
Tech | Assembly | Space Cooling | District chilled water piped | TRC | New | EN1120 | High Efficiency Chiller (Water cooled-positive displacement, 100 tons) | High Efficiency Chiller (Water cooled-positive displacement, 100 tons) | Equip | 20 | District chilled water piped | 31.91% | Tech/Econ | 2.683% | 328.3351 | 0.12372 | 0.00024031
Tech | Assembly | Space Cooling | District chilled water piped | TRC | New | EN1042 | High Efficiency Chiller (Water cooled-centrifugal, 200 tons) | High Efficiency Chiller (Water cooled-centrifugal, 200 tons) | Equip | 20 | District chilled water piped | 31.91% | Tech/Econ | 4.362% | 541.408 | 0.20401 | 0.00039626
Tech | Assembly | Refrigeration | Display cases | TRC | New | NN5313 | Retro-Commissioning | Retro-Commissioning | NonEquip | 5 |  | 0% | Tech/Econ | 16% | 0 | 0 | 0
Tech | Assembly | Refrigeration | Display cases | TRC | New | NN4897 | Strip Curtains for Walk-ins | Strip Curtains for Walk-ins | NonEquip | 4 | Walk-in cooler | 0% | Tech/Econ | 2.115% | 0 | 0 | 0
Tech | Assembly | Refrigeration | Display cases | TRC | New | NN4871 | Refrigerated Display Case Lighting Controls | Refrigerated Display Case Lighting Controls | NonEquip | 8 | Display cases | 0% | Tech/Econ | 0.9365% | 0 | 0 | 0
Tech | Assembly | Refrigeration | Display cases | TRC | New | NN4845 | PSC to ECM Evaporator Fan Motor (Walk-In, Refrigerator) | PSC to ECM Evaporator Fan Motor (Walk-In, Refrigerator) | NonEquip | 15 | Walk-in cooler | 0% | Tech/Econ | 37.5% | 0 | 0 | 0
Tech | Assembly | Refrigeration | Display cases | TRC | New | NN4819 | PSC to ECM Evaporator Fan Motor (Reach-In) | PSC to ECM Evaporator Fan Motor (Reach-In) | NonEquip | 15 | Display cases | 68.68% | Tech/Econ | 37.5% | 688.8606 | 0.095878 | 0.0087832
Tech | Assembly | Refrigeration | Display cases | TRC | New | NN4793 | Night Covers for Display Cases | Night Covers for Display Cases | NonEquip | 5 | Display cases | 0% | Tech/Econ | 1.877% | 0 | 0 | 0
Tech | Assembly | Refrigeration | Display cases | TRC | New | NN4767 | High R-Value Glass Doors | High R-Value Glass Doors | NonEquip | 12 | Display cases | 0% | Tech/Econ | 0% | 0 | 0 | 0
Tech | Assembly | Refrigeration | Display cases | TRC | New | NN4741 | High Efficiency Refrigeration Compressor | High Efficiency Refrigeration Compressor | NonEquip | 13 | Display cases | 15.4% | Tech/Econ | 6.922% | 21.1644 | 0.0031912 | 0.0014936
Tech | Assembly | Refrigeration | Display cases | TRC | New | NN4715 | Freezer-Cooler Replacement Gaskets | Freezer-Cooler Replacement Gaskets | NonEquip | 4 | Display cases | 42.41% | Tech/Econ | 0% | 0 | 0 | 0
Tech | Assembly | Refrigeration | Display cases | TRC | New | NN4689 | Floating Head Pressure Controls | Floating Head Pressure Controls | NonEquip | 15 |  | 0% | Tech/Econ | 6.05% | 0 | 0 | 0
Tech | Assembly | Refrigeration | Display cases | TRC | New | NN4663 | Demand Defrost | Demand Defrost | NonEquip | 10 | Walk-in cooler | 0% | Tech/Econ | 30% | 0 | 0 | 0
Tech | Assembly | Refrigeration | Display cases | TRC | New | NN4637 | Automatic Door Closer for Walk-in Coolers and Freezers | Automatic Door Closer for Walk-in Coolers and Freezers | NonEquip | 8 | Walk-in cooler | 0% | Tech/Econ | 3.131% | 0 | 0 | 0
Tech | Assembly | Refrigeration | Display cases | TRC | New | NN4611 | Anti-Sweat Controls | Anti-Sweat Controls | NonEquip | 8 | Display cases | 0% | Tech/Econ | 85% | 0 | 0 | 0
Tech | Assembly | Refrigeration | Display cases | TRC | Existing | NE5300 | Retro-Commissioning | Retro-Commissioning | NonEquip | 5 |  | 21.99% | Tech/Econ | 16% | 4455.4605 | 0.74487 | 2.3094
Tech | Assembly | Refrigeration | Display cases | TRC | Existing | NE4884 | Strip Curtains for Walk-ins | Strip Curtains for Walk-ins | NonEquip | 4 | Walk-in cooler | 0% | Tech/Econ | 2.115% | 0 | 0 | 0
Tech | Assembly | Refrigeration | Display cases | TRC | Existing | NE4858 | Refrigerated Display Case Lighting Controls | Refrigerated Display Case Lighting Controls | NonEquip | 8 | Display cases | 0% | Tech/Econ | 2.524% | 0 | 0 | 0
Tech | Assembly | Refrigeration | Display cases | TRC | Existing | NE4832 | PSC to ECM Evaporator Fan Motor (Walk-In, Refrigerator) | PSC to ECM Evaporator Fan Motor (Walk-In, Refrigerator) | NonEquip | 15 | Walk-in cooler | 0% | Tech/Econ | 37.5% | 0 | 0 | 0
Tech | Assembly | Refrigeration | Display cases | TRC | Existing | NE4806 | PSC to ECM Evaporator Fan Motor (Reach-In) | PSC to ECM Evaporator Fan Motor (Reach-In) | NonEquip | 15 | Display cases | 17.17% | Tech/Econ | 37.5% | 8809.2352 | 1.2261 | 0.11232
Tech | Assembly | Refrigeration | Display cases | TRC | Existing | NE4780 | Night Covers for Display Cases | Night Covers for Display Cases | NonEquip | 5 | Display cases | 0% | Tech/Econ | 1.877% | 0 | 0 | 0
Tech | Assembly | Refrigeration | Display cases | TRC | Existing | NE4754 | High R-Value Glass Doors | High R-Value Glass Doors | NonEquip | 12 | Display cases | 0% | Tech/Econ | 23.81% | 0 | 0 | 0
Tech | Assembly | Refrigeration | Display cases | TRC | Existing | NE4728 | High Efficiency Refrigeration Compressor | High Efficiency Refrigeration Compressor | NonEquip | 13 | Display cases | 15.4% | Tech/Econ | 6.922% | 1364.2862 | 0.20571 | 0.096282
Tech | Assembly | Refrigeration | Display cases | TRC | Existing | NE4702 | Freezer-Cooler Replacement Gaskets | Freezer-Cooler Replacement Gaskets | NonEquip | 4 | Display cases | 42.41% | Tech/Econ | 3.131% | 1622.1438 | 0.23623 | 0.076914
Tech | Assembly | Refrigeration | Display cases | TRC | Existing | NE4676 | Floating Head Pressure Controls | Floating Head Pressure Controls | NonEquip | 15 |  | 0% | Tech/Econ | 6.05% | 0 | 0 | 0
Tech | Assembly | Refrigeration | Display cases | TRC | Existing | NE4650 | Demand Defrost | Demand Defrost | NonEquip | 10 | Walk-in cooler | 0% | Tech/Econ | 30% | 0 | 0 | 0
Tech | Assembly | Refrigeration | Display cases | TRC | Existing | NE4624 | Automatic Door Closer for Walk-in Coolers and Freezers | Automatic Door Closer for Walk-in Coolers and Freezers | NonEquip | 8 | Walk-in cooler | 0% | Tech/Econ | 3.131% | 0 | 0 | 0
Tech | Assembly | Refrigeration | Display cases | TRC | Existing | NE4598 | Anti-Sweat Controls | Anti-Sweat Controls | NonEquip | 8 | Display cases | 9.21% | Tech/Econ | 85% | 11620.1268 | 0.92866 | 0.93366
Tech | Assembly | Refrigeration | Display cases | TRC | Turnover | ET2609 | Refrigerated Display Case LED Lighting | Refrigerated Display Case LED Lighting | Equip | 8 | Display cases | 0% | Tech/Econ | 6.613% | 0 | 0 | 0
Tech | Assembly | Refrigeration | Display cases | TRC | Turnover | ET2453 | Energy Star Commercial Solid Door Refrigerator | Energy Star Commercial Solid Door Refrigerator | Equip | 12 | Display cases | 0% | Tech/Econ | 50.28% | 0 | 0 | 0
Tech | Assembly | Refrigeration | Display cases | TRC | Turnover | ET2414 | Energy Star Commercial Solid Door Freezer | Energy Star Commercial Solid Door Freezer | Equip | 12 | Display cases | 0% | Tech/Econ | 42.11% | 0 | 0 | 0
Tech | Assembly | Refrigeration | Display cases | TRC | Turnover | ET2375 | Energy Star Commercial Glass Door Refrigerator | Energy Star Commercial Glass Door Refrigerator | Equip | 12 | Display cases | 0% | Tech/Econ | 37.88% | 0 | 0 | 0
Tech | Assembly | Refrigeration | Display cases | TRC | Turnover | ET2336 | Energy Star Commercial Glass Door Freezer | Energy Star Commercial Glass Door Freezer | Equip | 12 | Display cases | 0% | Tech/Econ | 40.57% | 0 | 0 | 0
Tech | Assembly | Refrigeration | Display cases | TRC | New | EN2635 | Refrigerated Display Case LED Lighting | Refrigerated Display Case LED Lighting | Equip | 8 | Display cases | 0% | Tech/Econ | 0% | 0 | 0 | 0
Tech | Assembly | Refrigeration | Display cases | TRC | New | EN2479 | Energy Star Commercial Solid Door Refrigerator | Energy Star Commercial Solid Door Refrigerator | Equip | 12 | Display cases | 0% | Tech/Econ | 50.28% | 0 | 0 | 0
Tech | Assembly | Refrigeration | Display cases | TRC | New | EN2440 | Energy Star Commercial Solid Door Freezer | Energy Star Commercial Solid Door Freezer | Equip | 12 | Display cases | 0% | Tech/Econ | 42.11% | 0 | 0 | 0
Tech | Assembly | Refrigeration | Display cases | TRC | New | EN2401 | Energy Star Commercial Glass Door Refrigerator | Energy Star Commercial Glass Door Refrigerator | Equip | 12 | Display cases | 0% | Tech/Econ | 37.88% | 0 | 0 | 0
Tech | Assembly | Refrigeration | Display cases | TRC | New | EN2362 | Energy Star Commercial Glass Door Freezer | Energy Star Commercial Glass Door Freezer | Equip | 12 | Display cases | 0% | Tech/Econ | 40.57% | 0 | 0 | 0
Tech | Assembly | Cooking | Cooking Other | TRC | Turnover | ET236 | Induction Cooktops | Induction Cooktops | Equip | 10 | Cooking Other | 0% | Tech/Econ | 18.82% | 0 | 0 | 0
Tech | Assembly | Cooking | Cooking Other | TRC | Turnover | ET2 | Efficient Exhaust Hood | Efficient Exhaust Hood | Equip | 15 | Cooking Other | 0% | Tech/Econ | 42.5% | 0 | 0 | 0
Tech | Assembly | Cooking | Cooking Other | TRC | Turnover | ET158 | Energy Star Hot Food Holding Cabinet | Energy Star Hot Food Holding Cabinet | Equip | 12 | Cooking Other | 0% | Tech/Econ | 52.67% | 0 | 0 | 0
Tech | Assembly | Cooking | Cooking Other | TRC | Turnover | ET119 | Energy Star Griddle | Energy Star Griddle | Equip | 12 | Cooking Other | 0% | Tech/Econ | 12.08% | 0 | 0 | 0
Tech | Assembly | Cooking | Cooking Other | TRC | New | EN28 | Efficient Exhaust Hood | Efficient Exhaust Hood | Equip | 15 | Cooking Other | 0% | Tech/Econ | 42.5% | 0 | 0 | 0
Tech | Assembly | Cooking | Cooking Other | TRC | New | EN262 | Induction Cooktops | Induction Cooktops | Equip | 10 | Cooking Other | 0% | Tech/Econ | 18.82% | 0 | 0 | 0
Tech | Assembly | Cooking | Cooking Other | TRC | New | EN184 | Energy Star Hot Food Holding Cabinet | Energy Star Hot Food Holding Cabinet | Equip | 12 | Cooking Other | 0% | Tech/Econ | 52.67% | 0 | 0 | 0
Tech | Assembly | Cooking | Cooking Other | TRC | New | EN145 | Energy Star Griddle | Energy Star Griddle | Equip | 12 | Cooking Other | 0% | Tech/Econ | 12.08% | 0 | 0 | 0
Tech | Assembly | Office Equipment | Computers | TRC | New | NN4585 | Smart Strip Plug Outlet | Smart Strip Plug Outlet | NonEquip | 4 |  | 43.9% | Tech/Econ | 1.187% | 41.6709 | 0.0061962 | 0
Tech | Assembly | Office Equipment | Computers | TRC | New | NN4559 | Network PC Power Management | Network PC Power Management | NonEquip | 5 | Computers | 0% | Tech/Econ | 56.5% | 0 | 0 | 0
Tech | Assembly | Office Equipment | Computers | TRC | Existing | NE4572 | Smart Strip Plug Outlet | Smart Strip Plug Outlet | NonEquip | 4 |  | 43.9% | Tech/Econ | 1.187% | 2312.6201 | 0.34387 | 0
Tech | Assembly | Office Equipment | Computers | TRC | Existing | NE4546 | Network PC Power Management | Network PC Power Management | NonEquip | 5 | Computers | 0% | Tech/Econ | 56.5% | 0 | 0 | 0
Tech | Assembly | Office Equipment | Computers | TRC | Turnover | ET2180 | Energy Star PCs | Energy Star PCs | Equip | 4 | Computers | 35% | Tech/Econ | 43.34% | 79368.2265 | 11.3035 | 0
Tech | Assembly | Office Equipment | Computers | TRC | New | EN2206 | Energy Star PCs | Energy Star PCs | Equip | 4 | Computers | 35% | Tech/Econ | 43.34% | 1430.1309 | 0.20368 | 0
Tech | Assembly | Domestic Hot Water | Centralized water heaters | TRC | New | NN5417 | Retro-Commissioning | Retro-Commissioning | NonEquip | 5 |  | 0% | Tech/Econ | 16% | 0 | 0 | 0
Tech | Assembly | Domestic Hot Water | Centralized water heaters | TRC | New | NN2921 | Thermostatic Shower Restriction Valve | Thermostatic Shower Restriction Valve | NonEquip | 10 | Centralized water heaters | 0% | Tech/Econ | 11.92% | 0 | 0 | 0
Tech | Assembly | Domestic Hot Water | Centralized water heaters | TRC | New | NN2895 | Tank Wrap on Water Heater | Tank Wrap on Water Heater | NonEquip | 7 | Centralized water heaters | 55.99% | Tech/Econ | 3.511% | 26.2554 | 0.00263 | 0.0026833
Tech | Assembly | Domestic Hot Water | Centralized water heaters | TRC | New | NN2869 | Low-Flow Pre-Rinse Sprayers | Low-Flow Pre-Rinse Sprayers | NonEquip | 5 | Centralized water heaters | 0% | Tech/Econ | 31.55% | 0 | 0 | 0
Tech | Assembly | Domestic Hot Water | Centralized water heaters | TRC | New | NN2843 | Low Flow Shower Head | Low Flow Shower Head | NonEquip | 10 | Centralized water heaters | 0% | Tech/Econ | 2.416% | 0 | 0 | 0
Tech | Assembly | Domestic Hot Water | Centralized water heaters | TRC | New | NN2817 | Hot Water Pipe Insulation | Hot Water Pipe Insulation | NonEquip | 13 | Centralized water heaters | 22.45% | Tech/Econ | 18.85% | 418.9892 | 0.046808 | 0.052605
Tech | Assembly | Domestic Hot Water | Centralized water heaters | TRC | New | NN2791 | Hot Water Circulation Pump Control | Hot Water Circulation Pump Control | NonEquip | 15 | Centralized water heaters | 0% | Tech/Econ | 9.051% | 0 | 0 | 0
Tech | Assembly | Domestic Hot Water | Centralized water heaters | TRC | New | NN2765 | Faucet Aerator | Faucet Aerator | NonEquip | 10 | Centralized water heaters | 23.64% | Tech/Econ | 3.414% | 0 | 0 | 0
Tech | Assembly | Domestic Hot Water | Centralized water heaters | TRC | New | NN2739 | Drain Water Heat Recovery | Drain Water Heat Recovery | NonEquip | 15 | Centralized water heaters | 22.45% | Tech/Econ | 12.27% | 261.285 | 0.063245 | 0.030075
Tech | Assembly | Domestic Hot Water | Centralized water heaters | TRC | Existing | NE5404 | Retro-Commissioning | Retro-Commissioning | NonEquip | 5 |  | 21.99% | Tech/Econ | 16% | 19181.2991 | 3.2068 | 9.9422
Tech | Assembly | Domestic Hot Water | Centralized water heaters | TRC | Existing | NE2908 | Thermostatic Shower Restriction Valve | Thermostatic Shower Restriction Valve | NonEquip | 10 | Centralized water heaters | 0% | Tech/Econ | 11.41% | 0 | 0 | 0
Tech | Assembly | Domestic Hot Water | Centralized water heaters | TRC | Existing | NE2882 | Tank Wrap on Water Heater | Tank Wrap on Water Heater | NonEquip | 7 | Centralized water heaters | 55.99% | Tech/Econ | 3.511% | 9679.1009 | 0.96955 | 0.98921
Tech | Assembly | Domestic Hot Water | Centralized water heaters | TRC | Existing | NE2856 | Low-Flow Pre-Rinse Sprayers | Low-Flow Pre-Rinse Sprayers | NonEquip | 5 | Centralized water heaters | 0% | Tech/Econ | 30.08% | 0 | 0 | 0
Tech | Assembly | Domestic Hot Water | Centralized water heaters | TRC | Existing | NE2830 | Low Flow Shower Head | Low Flow Shower Head | NonEquip | 10 | Centralized water heaters | 0% | Tech/Econ | 2.311% | 0 | 0 | 0
Tech | Assembly | Domestic Hot Water | Centralized water heaters | TRC | Existing | NE2804 | Hot Water Pipe Insulation | Hot Water Pipe Insulation | NonEquip | 13 | Centralized water heaters | 4.299% | Tech/Econ | 18.03% | 4258.6557 | 0.47576 | 0.53469
Tech | Assembly | Domestic Hot Water | Centralized water heaters | TRC | Existing | NE2778 | Hot Water Circulation Pump Control | Hot Water Circulation Pump Control | NonEquip | 15 | Centralized water heaters | 70.18% | Tech/Econ | 8.658% | 31856.0186 | 1.5151 | 1.5916
Tech | Assembly | Domestic Hot Water | Centralized water heaters | TRC | Existing | NE2752 | Faucet Aerator | Faucet Aerator | NonEquip | 10 | Centralized water heaters | 23.64% | Tech/Econ | 3.266% | 3727.3944 | 0.77685 | 0.46786
Tech | Assembly | Domestic Hot Water | Centralized water heaters | TRC | Existing | NE2726 | Drain Water Heat Recovery | Drain Water Heat Recovery | NonEquip | 15 | Centralized water heaters | 2.67% | Tech/Econ | 12.27% | 1723.6312 | 0.41721 | 0.1984
Tech | Assembly | Domestic Hot Water | Centralized water heaters | TRC | Turnover | ET431 | Solar Water Heater | Solar Water Heater | Equip | 15 | Centralized water heaters | 13.24% | Tech/Econ | 76.67% | 79614.3619 | 5.9505 | 0.83542
Tech | Assembly | Domestic Hot Water | Centralized water heaters | TRC | Turnover | ET353 | Heat Pump Water Heater | Heat Pump Water Heater | Equip | 10 | Centralized water heaters | 33.74% | Tech/Econ | 65.32% | 155334.7682 | 26.2506 | 17.4598
Tech | Assembly | Domestic Hot Water | Centralized water heaters | TRC | Turnover | ET275 | Energy Star Commercial Dishwasher | Energy Star Commercial Dishwasher | Equip | 15 | Centralized water heaters | 0% | Tech/Econ | 29.58% | 0 | 0 | 0
Tech | Assembly | Domestic Hot Water | Centralized water heaters | TRC | New | EN457 | Solar Water Heater | Solar Water Heater | Equip | 15 | Centralized water heaters | 13.24% | Tech/Econ | 76.67% | 1434.566 | 0.10722 | 0.015053
Tech | Assembly | Domestic Hot Water | Centralized water heaters | TRC | New | EN379 | Heat Pump Water Heater | Heat Pump Water Heater | Equip | 10 | Centralized water heaters | 33.74% | Tech/Econ | 65.32% | 2798.9671 | 0.47301 | 0.31461
Tech | Assembly | Domestic Hot Water | Centralized water heaters | TRC | New | EN301 | Energy Star Commercial Dishwasher | Energy Star Commercial Dishwasher | Equip | 15 | Centralized water heaters | 0% | Tech/Econ | 29.58% | 0 | 0 | 0
Tech | Assembly | Space Cooling | Central chillers inside | TRC | New | NN5365 | Retro-Commissioning | Retro-Commissioning | NonEquip | 5 |  | 0% | Tech/Econ | 16% | 0 | 0 | 0
Tech | Assembly | Space Cooling | Central chillers inside | TRC | New | NN4377 | Window Sun Protection | Window Sun Protection | NonEquip | 10 |  | 15.35% | Tech/Econ | 16% | 26560.0395 | 9.7141 | -0.10798
Tech | Assembly | Space Cooling | Central chillers inside | TRC | New | NN4351 | Waterside Economizer | Waterside Economizer | NonEquip | 20 |  | 0% | Tech/Econ | 5.556% | 0 | 0 | 0
Tech | Assembly | Space Cooling | Central chillers inside | TRC | New | NN4143 | Smart Thermostat | Smart Thermostat | NonEquip | 11 |  | 31.48% | Tech/Econ | 10% | 31323.1779 | 0.37193 | 0
Tech | Assembly | Space Cooling | Central chillers inside | TRC | New | NN4117 | Roof Insulation | Roof Insulation | NonEquip | 20 |  | 58.5% | Tech/Econ | 3.298% | 0 | 0 | 0
Tech | Assembly | Space Cooling | Central chillers inside | TRC | New | NN4039 | Programmable Thermostat | Programmable Thermostat | NonEquip | 11 |  | 0% | Tech/Econ | 3.6% | 0 | 0 | 0
Tech | Assembly | Space Cooling | Central chillers inside | TRC | New | NN3987 | Low U-Value Windows | Low U-Value Windows | NonEquip | 20 |  | 13.44% | Tech/Econ | 10% | 13716.7648 | 5.0986 | 0
Tech | Assembly | Space Cooling | Central chillers inside | TRC | New | NN3909 | HVAC tune-up_RTU | HVAC tune-up_RTU | NonEquip | 5 | Packaged air conditioning units (RTUs) | 0% | Tech/Econ | 5% | 0 | 0 | 0
Tech | Assembly | Space Cooling | Central chillers inside | TRC | New | NN3883 | HVAC tune-up | HVAC tune-up | NonEquip | 5 | Residential-type central air conditioners | 0% | Tech/Econ | 5% | 0 | 0 | 0
Tech | Assembly | Space Cooling | Central chillers inside | TRC | New | NN3805 | Green Roof | Green Roof | NonEquip | 15 |  | 0.315% | Tech/Econ | 3.822% | 0 | 0 | 0
Tech | Assembly | Space Cooling | Central chillers inside | TRC | New | NN3675 | Facility Energy Management System | Facility Energy Management System | NonEquip | 15 |  | 4.276% | Tech/Econ | 20% | 9897.1362 | 2.0744 | 0
Tech | Assembly | Space Cooling | Central chillers inside | TRC | New | NN3623 | Facility Commissioning | Facility Commissioning | NonEquip | 10 |  | 35.83% | Tech/Econ | 16% | 65786.3487 | 13.5293 | 0.060899
Tech | Assembly | Space Cooling | Central chillers inside | TRC | New | NN3597 | Energy Recovery Ventilation System (ERV) | Energy Recovery Ventilation System (ERV) | NonEquip | 15 | Packaged air conditioning units (RTUs) | 0% | Tech/Econ | 18.24% | 0 | 0 | 0
Tech | Assembly | Space Cooling | Central chillers inside | TRC | New | NN3519 | Duct Sealing Repair | Duct Sealing Repair | NonEquip | 15 |  | 0% | Tech/Econ | 12% | 0 | 0 | 0
Tech | Assembly | Space Cooling | Central chillers inside | TRC | New | NN3415 | Dedicated Outdoor Air System on VRF unit | Dedicated Outdoor Air System on VRF unit | NonEquip | 15 | Residential-type central air conditioners | 0% | Tech/Econ | 17.5% | 0 | 0 | 0
Tech | Assembly | Space Cooling | Central chillers inside | TRC | New | NN3363 | Cool Roof | Cool Roof | NonEquip | 15 |  | 72.49% | Tech/Econ | 5.431% | 0 | 0 | 0
Tech | Assembly | Space Cooling | Central chillers inside | TRC | New | NN3311 | Chilled Water System - Variable Speed Drives | Chilled Water System - Variable Speed Drives | NonEquip | 13 | Central chillers inside | 73.99% | Tech/Econ | 24.74% | 259308.7994 | 28.331 | 1.2705
Tech | Assembly | Space Cooling | Central chillers inside | TRC | New | NN3285 | Chilled Water Controls Optimization | Chilled Water Controls Optimization | NonEquip | 10 | Central chillers inside | 38.3% | Tech/Econ | 12.5% | 34303.7144 | 13.3194 | 0.00059529
Tech | Assembly | Space Cooling | Central chillers inside | TRC | New | NN3207 | Ceiling Insulation(R2 to R38) | Ceiling Insulation(R2 to R38) | NonEquip | 20 |  | 0% | Tech/Econ | 44.99% | 0 | 0 | 0
Tech | Assembly | Space Cooling | Central chillers inside | TRC | New | NN3103 | Ceiling Insulation(R12 to R38) | Ceiling Insulation(R12 to R38) | NonEquip | 20 |  | 0% | Tech/Econ | 5.415% | 0 | 0 | 0
Tech | Assembly | Space Cooling | Central chillers inside | TRC | New | NN3051 | Airside Economizer | Airside Economizer | NonEquip | 10 | Packaged air conditioning units (RTUs) | 0% | Tech/Econ | 5.556% | 0 | 0 | 0
Tech | Assembly | Space Cooling | Central chillers inside | TRC | Existing | NE5352 | Retro-Commissioning | Retro-Commissioning | NonEquip | 5 |  | 21.99% | Tech/Econ | 16% | 1771254.62 | 296.1215 | 0
Tech | Assembly | Space Cooling | Central chillers inside | TRC | Existing | NE4364 | Window Sun Protection | Window Sun Protection | NonEquip | 10 |  | 7.839% | Tech/Econ | 16% | 777172.5222 | 284.2427 | -3.1596
Tech | Assembly | Space Cooling | Central chillers inside | TRC | Existing | NE4338 | Waterside Economizer | Waterside Economizer | NonEquip | 20 |  | 0% | Tech/Econ | 5.556% | 0 | 0 | 0
Tech | Assembly | Space Cooling | Central chillers inside | TRC | Existing | NE4208 | Wall Insulation | Wall Insulation | NonEquip | 20 |  | 0% | Tech/Econ | 26.77% | 0 | 0 | 0
Tech | Assembly | Space Cooling | Central chillers inside | TRC | Existing | NE4130 | Smart Thermostat | Smart Thermostat | NonEquip | 11 |  | 31.48% | Tech/Econ | 10% | 1864504.345 | 22.1388 | 0
Tech | Assembly | Space Cooling | Central chillers inside | TRC | Existing | NE4104 | Roof Insulation | Roof Insulation | NonEquip | 20 |  | 58.5% | Tech/Econ | 6.596% | 2151641.143 | 43.0552 | 0
Tech | Assembly | Space Cooling | Central chillers inside | TRC | Existing | NE4026 | Programmable Thermostat | Programmable Thermostat | NonEquip | 11 |  | 0% | Tech/Econ | 3.6% | 0 | 0 | 0
Tech | Assembly | Space Cooling | Central chillers inside | TRC | Existing | NE3974 | Low U-Value Windows | Low U-Value Windows | NonEquip | 20 |  | 5.375% | Tech/Econ | 46% | 1943881.521 | 722.5465 | 0
Tech | Assembly | Space Cooling | Central chillers inside | TRC | Existing | NE3896 | HVAC tune-up_RTU | HVAC tune-up_RTU | NonEquip | 5 | Packaged air conditioning units (RTUs) | 0% | Tech/Econ | 5% | 0 | 0 | 0
Tech | Assembly | Space Cooling | Central chillers inside | TRC | Existing | NE3870 | HVAC tune-up | HVAC tune-up | NonEquip | 5 | Residential-type central air conditioners | 0% | Tech/Econ | 5% | 0 | 0 | 0
Tech | Assembly | Space Cooling | Central chillers inside | TRC | Existing | NE3792 | Green Roof | Green Roof | NonEquip | 15 |  | 0.063% | Tech/Econ | 3.822% | 1222.8599 | 0.5195 | 0
Tech | Assembly | Space Cooling | Central chillers inside | TRC | Existing | NE3740 | Floor Insulation | Floor Insulation | NonEquip | 20 |  | 12.82% | Tech/Econ | 1.73% | 107782.2378 | 2.1568 | 0
Tech | Assembly | Space Cooling | Central chillers inside | TRC | Existing | NE3662 | Facility Energy Management System | Facility Energy Management System | NonEquip | 15 |  | 5.375% | Tech/Econ | 20% | 673386.9976 | 141.1377 | 0
Tech | Assembly | Space Cooling | Central chillers inside | TRC | Existing | NE3584 | Energy Recovery Ventilation System (ERV) | Energy Recovery Ventilation System (ERV) | NonEquip | 15 | Packaged air conditioning units (RTUs) | 0% | Tech/Econ | 18.24% | 0 | 0 | 0
Tech | Assembly | Space Cooling | Central chillers inside | TRC | Existing | NE3506 | Duct Sealing Repair | Duct Sealing Repair | NonEquip | 15 |  | 0% | Tech/Econ | 12% | 0 | 0 | 0
Tech | Assembly | Space Cooling | Central chillers inside | TRC | Existing | NE3454 | Duct Insulation | Duct Insulation | NonEquip | 15 |  | 0% | Tech/Econ | 2.045% | 0 | 0 | 0
Tech | Assembly | Space Cooling | Central chillers inside | TRC | Existing | NE3402 | Dedicated Outdoor Air System on VRF unit | Dedicated Outdoor Air System on VRF unit | NonEquip | 15 | Residential-type central air conditioners | 0% | Tech/Econ | 17.5% | 0 | 0 | 0
Tech | Assembly | Space Cooling | Central chillers inside | TRC | Existing | NE3350 | Cool Roof | Cool Roof | NonEquip | 15 |  | 72.74% | Tech/Econ | 5.431% | 2118233.83 | 899.8678 | 0
Tech | Assembly | Space Cooling | Central chillers inside | TRC | Existing | NE3298 | Chilled Water System - Variable Speed Drives | Chilled Water System - Variable Speed Drives | NonEquip | 13 | Central chillers inside | 73.99% | Tech/Econ | 24.74% | 14035080.32 | 1533.4134 | 68.7647
Tech | Assembly | Space Cooling | Central chillers inside | TRC | Existing | NE3272 | Chilled Water Controls Optimization | Chilled Water Controls Optimization | NonEquip | 10 | Central chillers inside | 25.53% | Tech/Econ | 12.5% | 1952823.044 | 758.2423 | 0.033889
Tech | Assembly | Space Cooling | Central chillers inside | TRC | Existing | NE3194 | Ceiling Insulation(R2 to R38) | Ceiling Insulation(R2 to R38) | NonEquip | 20 |  | 0% | Tech/Econ | 44.99% | 0 | 0 | 0
Tech | Assembly | Space Cooling | Central chillers inside | TRC | Existing | NE3142 | Ceiling Insulation(R19 to R38) | Ceiling Insulation(R19 to R38) | NonEquip | 20 |  | 0% | Tech/Econ | 2.499% | 0 | 0 | 0
Tech | Assembly | Space Cooling | Central chillers inside | TRC | Existing | NE3090 | Ceiling Insulation(R12 to R38) | Ceiling Insulation(R12 to R38) | NonEquip | 20 |  | 0% | Tech/Econ | 5.415% | 0 | 0 | 0
Tech | Assembly | Space Cooling | Central chillers inside | TRC | Existing | NE3038 | Airside Economizer | Airside Economizer | NonEquip | 10 | Packaged air conditioning units (RTUs) | 0% | Tech/Econ | 5.556% | 0 | 0 | 0
Tech | Assembly | Space Cooling | Central chillers inside | TRC | Turnover | ET977 | High Efficiency Chiller (Water cooled-centrifugal, 200 tons) | High Efficiency Chiller (Water cooled-centrifugal, 200 tons) | Equip | 20 | Central chillers inside | 31.91% | Tech/Econ | 4.362% | 716978.3837 | 270.165 | 0.52477
Tech | Assembly | Space Cooling | Central chillers inside | TRC | Turnover | ET899 | High Efficiency Chiller (Air Cooled, 50 tons) | High Efficiency Chiller (Air Cooled, 50 tons) | Equip | 20 | Central chillers inside | 31.91% | Tech/Econ | 8.759% | 1603789.537 | 436.87 | 19.8817
Tech | Assembly | Space Cooling | Central chillers inside | TRC | Turnover | ET1055 | High Efficiency Chiller (Water cooled-positive displacement, 100 tons) | High Efficiency Chiller (Water cooled-positive displacement, 100 tons) | Equip | 20 | Central chillers inside | 31.91% | Tech/Econ | 2.683% | 434798.794 | 163.8367 | 0.31824
Tech | Assembly | Space Cooling | Central chillers inside | TRC | New | EN925 | High Efficiency Chiller (Air Cooled, 50 tons) | High Efficiency Chiller (Air Cooled, 50 tons) | Equip | 20 | Central chillers inside | 31.91% | Tech/Econ | 8.759% | 0 | 0 | 0
Tech | Assembly | Space Cooling | Central chillers inside | TRC | New | EN1081 | High Efficiency Chiller (Water cooled-positive displacement, 100 tons) | High Efficiency Chiller (Water cooled-positive displacement, 100 tons) | Equip | 20 | Central chillers inside | 31.91% | Tech/Econ | 2.683% | 0 | 0 | 0
Tech | Assembly | Space Cooling | Central chillers inside | TRC | New | EN1003 | High Efficiency Chiller (Water cooled-centrifugal, 200 tons) | High Efficiency Chiller (Water cooled-centrifugal, 200 tons) | Equip | 20 | Central chillers inside | 31.91% | Tech/Econ | 4.362% | 0 | 0 | 0
Tech | Assembly | Ventilation and Circulation | Central air-handling unit | TRC | New | NN5391 | Retro-Commissioning | Retro-Commissioning | NonEquip | 5 |  | 0% | Tech/Econ | 16% | 0 | 0 | 0
Tech | Assembly | Ventilation and Circulation | Central air-handling unit | TRC | New | NN4975 | VAV System | VAV System | NonEquip | 10 |  | 0% | Tech/Econ | 30% | 0 | 0 | 0
Tech | Assembly | Ventilation and Circulation | Central air-handling unit | TRC | New | NN4949 | Demand Controlled Ventilation | Demand Controlled Ventilation | NonEquip | 10 |  | 17.54% | Tech/Econ | 50% | 22625.1501 | 2.3556 | 13.2621
Tech | Assembly | Ventilation and Circulation | Central air-handling unit | TRC | New | NN4923 | CO Sensors for Parking Garage Exhaust | CO Sensors for Parking Garage Exhaust | NonEquip | 15 | Motor/Fan | 0% | Tech/Econ | 33% | 0 | 0 | 0
Tech | Assembly | Ventilation and Circulation | Central air-handling unit | TRC | Existing | NE5378 | Retro-Commissioning | Retro-Commissioning | NonEquip | 5 |  | 21.99% | Tech/Econ | 16% | 456491.0078 | 76.317 | 236.6128
Tech | Assembly | Ventilation and Circulation | Central air-handling unit | TRC | Existing | NE4962 | VAV System | VAV System | NonEquip | 10 |  | 0% | Tech/Econ | 30% | 0 | 0 | 0
Tech | Assembly | Ventilation and Circulation | Central air-handling unit | TRC | Existing | NE4936 | Demand Controlled Ventilation | Demand Controlled Ventilation | NonEquip | 10 |  | 18.71% | Tech/Econ | 50% | 1339340.712 | 139.445 | 785.0754
Tech | Assembly | Ventilation and Circulation | Central air-handling unit | TRC | Existing | NE4910 | CO Sensors for Parking Garage Exhaust | CO Sensors for Parking Garage Exhaust | NonEquip | 15 | Motor/Fan | 0% | Tech/Econ | 33% | 0 | 0 | 0
Tech | Assembly | Interior Lighting | case lighting | TRC | New | NN5261 | Retro-Commissioning | Retro-Commissioning | NonEquip | 5 |  | 0% | Tech/Econ | 16% | 0 | 0 | 0
Tech | Assembly | Interior Lighting | case lighting | TRC | New | NN4429 | Interior Lighting Controls | Interior Lighting Controls | NonEquip | 8 | Overhead (fluorescent/LED/CFL U-shape) | 0% | Tech/Econ | 28% | 0 | 0 | 0
Tech | Assembly | Interior Lighting | case lighting | TRC | New | NN4403 | Bi-Level Lighting Control (Interior) | Bi-Level Lighting Control (Interior) | NonEquip | 8 | Overhead (fluorescent/LED/CFL U-shape) | 0% | Tech/Econ | 31% | 0 | 0 | 0
Tech | Assembly | Interior Lighting | case lighting | TRC | New | NN3701 | Facility Energy Management System | Facility Energy Management System | NonEquip | 15 |  | 4.276% | Tech/Econ | 24% | 13.1011 | 0.0027459 | 0.00023613
Tech | Assembly | Interior Lighting | case lighting | TRC | Existing | NE5248 | Retro-Commissioning | Retro-Commissioning | NonEquip | 5 |  | 21.99% | Tech/Econ | 16% | 2460.5188 | 0.41135 | 1.2754
Tech | Assembly | Interior Lighting | case lighting | TRC | Existing | NE4416 | Interior Lighting Controls | Interior Lighting Controls | NonEquip | 8 | Overhead (fluorescent/LED/CFL U-shape) | 0% | Tech/Econ | 28% | 0 | 0 | 0
Tech | Assembly | Interior Lighting | case lighting | TRC | Existing | NE4390 | Bi-Level Lighting Control (Interior) | Bi-Level Lighting Control (Interior) | NonEquip | 8 | Overhead (fluorescent/LED/CFL U-shape) | 0% | Tech/Econ | 31% | 0 | 0 | 0
Tech | Assembly | Interior Lighting | case lighting | TRC | Existing | NE3688 | Facility Energy Management System | Facility Energy Management System | NonEquip | 15 |  | 5.375% | Tech/Econ | 24% | 913.9809 | 0.19156 | 0.016473
Tech | Assembly | Space Heating | Boilers | TRC | New | NN5339 | Retro-Commissioning | Retro-Commissioning | NonEquip | 5 |  | 0% | Tech/Econ | 16% | 0 | 0 | 0
Tech | Assembly | Space Heating | Boilers | TRC | New | NN4325 | Water Cooled Refrigeration Heat Recovery | Water Cooled Refrigeration Heat Recovery | NonEquip | 20 |  | 0% | Tech/Econ | 10% | 0 | 0 | 0
Tech | Assembly | Space Heating | Boilers | TRC | New | NN4273 | Warehouse Loading Dock Seals | Warehouse Loading Dock Seals | NonEquip | 18 |  | 0% | Tech/Econ | 2.08% | 0 | 0 | 0
Tech | Assembly | Space Heating | Boilers | TRC | New | NN4247 | Wall Insulation | Wall Insulation | NonEquip | 20 |  | 0% | Tech/Econ | 0% | 0 | 0 | 0
Tech | Assembly | Space Heating | Boilers | TRC | New | NN4169 | Smart Thermostat | Smart Thermostat | NonEquip | 11 |  | 31.48% | Tech/Econ | 10% | 22.0258 | 0 | -0.0036191
Tech | Assembly | Space Heating | Boilers | TRC | New | NN4091 | Roof Insulation | Roof Insulation | NonEquip | 20 |  | 58.5% | Tech/Econ | 4.075% | 13.7558 | 0 | 0.006205
Tech | Assembly | Space Heating | Boilers | TRC | New | NN4065 | Programmable Thermostat | Programmable Thermostat | NonEquip | 11 |  | 0% | Tech/Econ | 3.6% | 0 | 0 | 0
Tech | Assembly | Space Heating | Boilers | TRC | New | NN4013 | Low U-Value Windows | Low U-Value Windows | NonEquip | 20 |  | 13.44% | Tech/Econ | 10% | 9.1073 | 0 | 3.7851e-05
Tech | Assembly | Space Heating | Boilers | TRC | New | NN3935 | Infiltration Reduction - Air Sealing | Infiltration Reduction - Air Sealing | NonEquip | 11 |  | 0% | Tech/Econ | 1.04% | 0 | 0 | 0
Tech | Assembly | Space Heating | Boilers | TRC | New | NN3857 | Hotel Card Energy Control Systems | Hotel Card Energy Control Systems | NonEquip | 15 |  | 0% | Tech/Econ | 0% | 0 | 0 | 0
Tech | Assembly | Space Heating | Boilers | TRC | New | NN3779 | Green Roof | Green Roof | NonEquip | 15 |  | 0.315% | Tech/Econ | 6.298% | 0.13264 | 0 | 0
Tech | Assembly | Space Heating | Boilers | TRC | New | NN3727 | Floor Insulation | Floor Insulation | NonEquip | 20 |  | 32.06% | Tech/Econ | 2.138% | 0 | 0 | 0
Tech | Assembly | Space Heating | Boilers | TRC | New | NN3649 | Facility Energy Management System | Facility Energy Management System | NonEquip | 15 |  | 4.276% | Tech/Econ | 20% | 6.0359 | 0 | 0.00010879
Tech | Assembly | Space Heating | Boilers | TRC | New | NN3571 | ECM Motors on Furnaces | ECM Motors on Furnaces | NonEquip | 15 | Forced air furnace | 0% | Tech/Econ | 1.706% | 0 | 0 | 0
Tech | Assembly | Space Heating | Boilers | TRC | New | NN3545 | Duct Sealing Repair | Duct Sealing Repair | NonEquip | 15 |  | 0% | Tech/Econ | 12% | 0 | 0 | 0
Tech | Assembly | Space Heating | Boilers | TRC | New | NN3493 | Duct Insulation | Duct Insulation | NonEquip | 15 |  | 0% | Tech/Econ | 2.045% | 0 | 0 | 0
Tech | Assembly | Space Heating | Boilers | TRC | New | NN3441 | Destratification Fans | Destratification Fans | NonEquip | 10 |  | 0% | Tech/Econ | 14.47% | 0 | 0 | 0
Tech | Assembly | Space Heating | Boilers | TRC | New | NN3389 | Dedicated Outdoor Air System on VRF unit | Dedicated Outdoor Air System on VRF unit | NonEquip | 15 | Residential/split system heat pump | 0% | Tech/Econ | 10% | 0 | 0 | 0
Tech | Assembly | Space Heating | Boilers | TRC | New | NN3337 | Cool Roof | Cool Roof | NonEquip | 15 |  | 72.49% | Tech/Econ | 0.7111% | 0 | 0 | 0
Tech | Assembly | Space Heating | Boilers | TRC | New | NN3233 | Ceiling Insulation(R30 to R38) | Ceiling Insulation(R30 to R38) | NonEquip | 20 |  | 0% | Tech/Econ | 0.8236% | 0 | 0 | 0
Tech | Assembly | Space Heating | Boilers | TRC | New | NN3181 | Ceiling Insulation(R2 to R38) | Ceiling Insulation(R2 to R38) | NonEquip | 20 |  | 0% | Tech/Econ | 55.59% | 0 | 0 | 0
Tech | Assembly | Space Heating | Boilers | TRC | New | NN3129 | Ceiling Insulation(R19 to R38) | Ceiling Insulation(R19 to R38) | NonEquip | 20 |  | 0% | Tech/Econ | 3.089% | 0 | 0 | 0
Tech | Assembly | Space Heating | Boilers | TRC | New | NN3077 | Ceiling Insulation(R12 to R38) | Ceiling Insulation(R12 to R38) | NonEquip | 20 |  | 0% | Tech/Econ | 6.692% | 0 | 0 | 0
Tech | Assembly | Space Heating | Boilers | TRC | New | NN2999 | Air Curtains | Air Curtains | NonEquip | 8 |  | 33.25% | Tech/Econ | 1.037% | 0 | 0 | 0
Tech | Assembly | Space Heating | Boilers | TRC | Existing | NE5326 | Retro-Commissioning | Retro-Commissioning | NonEquip | 5 |  | 21.99% | Tech/Econ | 16% | 1329.5805 | 0 | 0.68916
Tech | Assembly | Space Heating | Boilers | TRC | Existing | NE4312 | Water Cooled Refrigeration Heat Recovery | Water Cooled Refrigeration Heat Recovery | NonEquip | 20 |  | 0% | Tech/Econ | 10% | 0 | 0 | 0
Tech | Assembly | Space Heating | Boilers | TRC | Existing | NE4260 | Warehouse Loading Dock Seals | Warehouse Loading Dock Seals | NonEquip | 18 |  | 0% | Tech/Econ | 2.295% | 0 | 0 | 0
Tech | Assembly | Space Heating | Boilers | TRC | Existing | NE4234 | Wall Insulation | Wall Insulation | NonEquip | 20 |  | 0% | Tech/Econ | 5.33% | 0 | 0 | 0
Tech | Assembly | Space Heating | Boilers | TRC | Existing | NE4156 | Smart Thermostat | Smart Thermostat | NonEquip | 11 |  | 31.48% | Tech/Econ | 10% | 1147.6527 | 0 | -0.18858
Tech | Assembly | Space Heating | Boilers | TRC | Existing | NE4078 | Roof Insulation | Roof Insulation | NonEquip | 20 |  | 58.5% | Tech/Econ | 8.993% | 1857.7985 | 0 | 0.83801
Tech | Assembly | Space Heating | Boilers | TRC | Existing | NE4052 | Programmable Thermostat | Programmable Thermostat | NonEquip | 11 |  | 0% | Tech/Econ | 3.6% | 0 | 0 | 0
Tech | Assembly | Space Heating | Boilers | TRC | Existing | NE4000 | Low U-Value Windows | Low U-Value Windows | NonEquip | 20 |  | 5.375% | Tech/Econ | 46% | 968.5008 | 0 | 0.0040252
Tech | Assembly | Space Heating | Boilers | TRC | Existing | NE3922 | Infiltration Reduction - Air Sealing | Infiltration Reduction - Air Sealing | NonEquip | 11 |  | 0% | Tech/Econ | 1.148% | 0 | 0 | 0
Tech | Assembly | Space Heating | Boilers | TRC | Existing | NE3844 | Hotel Card Energy Control Systems | Hotel Card Energy Control Systems | NonEquip | 15 |  | 0% | Tech/Econ | 0% | 0 | 0 | 0
Tech | Assembly | Space Heating | Boilers | TRC | Existing | NE3766 | Green Roof | Green Roof | NonEquip | 15 |  | 0.063% | Tech/Econ | 6.949% | 1.4647 | 0 | 0
Tech | Assembly | Space Heating | Boilers | TRC | Existing | NE3714 | Floor Insulation | Floor Insulation | NonEquip | 20 |  | 12.82% | Tech/Econ | 2.359% | 101.2208 | 0 | 0.045659
Tech | Assembly | Space Heating | Boilers | TRC | Existing | NE3636 | Facility Energy Management System | Facility Energy Management System | NonEquip | 15 |  | 5.375% | Tech/Econ | 20% | 410.6756 | 0 | 0.0074017
Tech | Assembly | Space Heating | Boilers | TRC | Existing | NE3558 | ECM Motors on Furnaces | ECM Motors on Furnaces | NonEquip | 15 | Forced air furnace | 0% | Tech/Econ | 1.706% | 0 | 0 | 0
Tech | Assembly | Space Heating | Boilers | TRC | Existing | NE3532 | Duct Sealing Repair | Duct Sealing Repair | NonEquip | 15 |  | 0% | Tech/Econ | 12% | 0 | 0 | 0
Tech | Assembly | Space Heating | Boilers | TRC | Existing | NE3480 | Duct Insulation | Duct Insulation | NonEquip | 15 |  | 0% | Tech/Econ | 2.045% | 0 | 0 | 0
Tech | Assembly | Space Heating | Boilers | TRC | Existing | NE3428 | Destratification Fans | Destratification Fans | NonEquip | 10 |  | 0% | Tech/Econ | 14.47% | 0 | 0 | 0
Tech | Assembly | Space Heating | Boilers | TRC | Existing | NE3376 | Dedicated Outdoor Air System on VRF unit | Dedicated Outdoor Air System on VRF unit | NonEquip | 15 | Residential/split system heat pump | 0% | Tech/Econ | 10% | 0 | 0 | 0
Tech | Assembly | Space Heating | Boilers | TRC | Existing | NE3324 | Cool Roof | Cool Roof | NonEquip | 15 |  | 72.74% | Tech/Econ | 0.7847% | 189.7177 | 0 | 0
Tech | Assembly | Space Heating | Boilers | TRC | Existing | NE3220 | Ceiling Insulation(R30 to R38) | Ceiling Insulation(R30 to R38) | NonEquip | 20 |  | 0% | Tech/Econ | 0.9088% | 0 | 0 | 0
Tech | Assembly | Space Heating | Boilers | TRC | Existing | NE3168 | Ceiling Insulation(R2 to R38) | Ceiling Insulation(R2 to R38) | NonEquip | 20 |  | 0% | Tech/Econ | 61.34% | 0 | 0 | 0
Tech | Assembly | Space Heating | Boilers | TRC | Existing | NE3116 | Ceiling Insulation(R19 to R38) | Ceiling Insulation(R19 to R38) | NonEquip | 20 |  | 0% | Tech/Econ | 3.408% | 0 | 0 | 0
Tech | Assembly | Space Heating | Boilers | TRC | Existing | NE3064 | Ceiling Insulation(R12 to R38) | Ceiling Insulation(R12 to R38) | NonEquip | 20 |  | 0% | Tech/Econ | 7.384% | 0 | 0 | 0
Tech | Assembly | Space Heating | Boilers | TRC | Existing | NE2986 | Air Curtains | Air Curtains | NonEquip | 8 |  | 33.25% | Tech/Econ | 1.037% | 115.0437 | 0 | 0.0045809
Tech | Assembly | Domestic Hot Water | "Point-of-Use" water heaters | TRC | New | NN5417 | Retro-Commissioning | Retro-Commissioning | NonEquip | 5 |  | 0% | Tech/Econ | 16% | 0 | 0 | 0
Tech | Assembly | Domestic Hot Water | "Point-of-Use" water heaters | TRC | New | NN2921 | Thermostatic Shower Restriction Valve | Thermostatic Shower Restriction Valve | NonEquip | 10 | Centralized water heaters | 0% | Tech/Econ | 11.92% | 0 | 0 | 0
Tech | Assembly | Domestic Hot Water | "Point-of-Use" water heaters | TRC | New | NN2895 | Tank Wrap on Water Heater | Tank Wrap on Water Heater | NonEquip | 7 | Centralized water heaters | 0% | Tech/Econ | 3.511% | 0 | 0 | 0
Tech | Assembly | Domestic Hot Water | "Point-of-Use" water heaters | TRC | New | NN2869 | Low-Flow Pre-Rinse Sprayers | Low-Flow Pre-Rinse Sprayers | NonEquip | 5 | Centralized water heaters | 0% | Tech/Econ | 31.55% | 0 | 0 | 0
Tech | Assembly | Domestic Hot Water | "Point-of-Use" water heaters | TRC | New | NN2843 | Low Flow Shower Head | Low Flow Shower Head | NonEquip | 10 | Centralized water heaters | 0% | Tech/Econ | 2.416% | 0 | 0 | 0
Tech | Assembly | Domestic Hot Water | "Point-of-Use" water heaters | TRC | New | NN2817 | Hot Water Pipe Insulation | Hot Water Pipe Insulation | NonEquip | 13 | Centralized water heaters | 0% | Tech/Econ | 18.85% | 0 | 0 | 0
Tech | Assembly | Domestic Hot Water | "Point-of-Use" water heaters | TRC | New | NN2791 | Hot Water Circulation Pump Control | Hot Water Circulation Pump Control | NonEquip | 15 | Centralized water heaters | 0% | Tech/Econ | 9.051% | 0 | 0 | 0
Tech | Assembly | Domestic Hot Water | "Point-of-Use" water heaters | TRC | New | NN2765 | Faucet Aerator | Faucet Aerator | NonEquip | 10 | Centralized water heaters | 0% | Tech/Econ | 3.414% | 0 | 0 | 0
Tech | Assembly | Domestic Hot Water | "Point-of-Use" water heaters | TRC | New | NN2739 | Drain Water Heat Recovery | Drain Water Heat Recovery | NonEquip | 15 | Centralized water heaters | 0% | Tech/Econ | 12.27% | 0 | 0 | 0
Tech | Assembly | Domestic Hot Water | "Point-of-Use" water heaters | TRC | Existing | NE5404 | Retro-Commissioning | Retro-Commissioning | NonEquip | 5 |  | 21.99% | Tech/Econ | 16% | 172.4176 | 0.028825 | 0.089369
Tech | Assembly | Domestic Hot Water | "Point-of-Use" water heaters | TRC | Existing | NE2908 | Thermostatic Shower Restriction Valve | Thermostatic Shower Restriction Valve | NonEquip | 10 | Centralized water heaters | 0% | Tech/Econ | 11.41% | 0 | 0 | 0
Tech | Assembly | Domestic Hot Water | "Point-of-Use" water heaters | TRC | Existing | NE2882 | Tank Wrap on Water Heater | Tank Wrap on Water Heater | NonEquip | 7 | Centralized water heaters | 0% | Tech/Econ | 3.511% | 0 | 0 | 0
Tech | Assembly | Domestic Hot Water | "Point-of-Use" water heaters | TRC | Existing | NE2856 | Low-Flow Pre-Rinse Sprayers | Low-Flow Pre-Rinse Sprayers | NonEquip | 5 | Centralized water heaters | 0% | Tech/Econ | 30.08% | 0 | 0 | 0
Tech | Assembly | Domestic Hot Water | "Point-of-Use" water heaters | TRC | Existing | NE2830 | Low Flow Shower Head | Low Flow Shower Head | NonEquip | 10 | Centralized water heaters | 0% | Tech/Econ | 2.311% | 0 | 0 | 0
Tech | Assembly | Domestic Hot Water | "Point-of-Use" water heaters | TRC | Existing | NE2804 | Hot Water Pipe Insulation | Hot Water Pipe Insulation | NonEquip | 13 | Centralized water heaters | 0% | Tech/Econ | 18.03% | 0 | 0 | 0
Tech | Assembly | Domestic Hot Water | "Point-of-Use" water heaters | TRC | Existing | NE2778 | Hot Water Circulation Pump Control | Hot Water Circulation Pump Control | NonEquip | 15 | Centralized water heaters | 0% | Tech/Econ | 8.658% | 0 | 0 | 0
Tech | Assembly | Domestic Hot Water | "Point-of-Use" water heaters | TRC | Existing | NE2752 | Faucet Aerator | Faucet Aerator | NonEquip | 10 | Centralized water heaters | 0% | Tech/Econ | 3.266% | 0 | 0 | 0
Tech | Assembly | Domestic Hot Water | "Point-of-Use" water heaters | TRC | Existing | NE2726 | Drain Water Heat Recovery | Drain Water Heat Recovery | NonEquip | 15 | Centralized water heaters | 0% | Tech/Econ | 12.27% | 0 | 0 | 0
Tech | Assembly | Domestic Hot Water | "Point-of-Use" water heaters | TRC | Turnover | ET392 | Instantaneous Hot Water System | Instantaneous Hot Water System | Equip | 20 | "Point-of-Use" water heaters | 94.56% | Tech/Econ | 5.847% | 286.8151 | 0.031774 | 0.036612
Tech | Assembly | Domestic Hot Water | "Point-of-Use" water heaters | TRC | Turnover | ET314 | Energy Star Commercial Dishwasher | Energy Star Commercial Dishwasher | Equip | 15 | "Point-of-Use" water heaters | 0% | Tech/Econ | 29.42% | 0 | 0 | 0
Tech | Assembly | Domestic Hot Water | "Point-of-Use" water heaters | TRC | New | EN418 | Instantaneous Hot Water System | Instantaneous Hot Water System | Equip | 20 | "Point-of-Use" water heaters | 94.56% | Tech/Econ | 5.847% | 5.1681 | 0.00057253 | 0.00065971
Tech | Assembly | Domestic Hot Water | "Point-of-Use" water heaters | TRC | New | EN340 | Energy Star Commercial Dishwasher | Energy Star Commercial Dishwasher | Equip | 15 | "Point-of-Use" water heaters | 0% | Tech/Econ | 29.42% | 0 | 0 | 0
Tech | College and University | Refrigeration | Walk-in cooler | TRC | New | NN5314 | Retro-Commissioning | Retro-Commissioning | NonEquip | 5 |  | 0% | Tech/Econ | 16% | 0 | 0 | 0
Tech | College and University | Refrigeration | Walk-in cooler | TRC | New | NN4898 | Strip Curtains for Walk-ins | Strip Curtains for Walk-ins | NonEquip | 4 | Walk-in cooler | 3.76% | Tech/Econ | 2.115% | 0 | 0 | 0
Tech | College and University | Refrigeration | Walk-in cooler | TRC | New | NN4872 | Refrigerated Display Case Lighting Controls | Refrigerated Display Case Lighting Controls | NonEquip | 8 | Display cases | 0% | Tech/Econ | 0.9365% | 0 | 0 | 0
Tech | College and University | Refrigeration | Walk-in cooler | TRC | New | NN4846 | PSC to ECM Evaporator Fan Motor (Walk-In, Refrigerator) | PSC to ECM Evaporator Fan Motor (Walk-In, Refrigerator) | NonEquip | 15 | Walk-in cooler | 68.68% | Tech/Econ | 37.5% | 1.4338 | 0.0001859 | 0.00015571
Tech | College and University | Refrigeration | Walk-in cooler | TRC | New | NN4820 | PSC to ECM Evaporator Fan Motor (Reach-In) | PSC to ECM Evaporator Fan Motor (Reach-In) | NonEquip | 15 | Display cases | 0% | Tech/Econ | 37.5% | 0 | 0 | 0
Tech | College and University | Refrigeration | Walk-in cooler | TRC | New | NN4794 | Night Covers for Display Cases | Night Covers for Display Cases | NonEquip | 5 | Display cases | 0% | Tech/Econ | 1.877% | 0 | 0 | 0
Tech | College and University | Refrigeration | Walk-in cooler | TRC | New | NN4768 | High R-Value Glass Doors | High R-Value Glass Doors | NonEquip | 12 | Display cases | 0% | Tech/Econ | 0% | 0 | 0 | 0
Tech | College and University | Refrigeration | Walk-in cooler | TRC | New | NN4742 | High Efficiency Refrigeration Compressor | High Efficiency Refrigeration Compressor | NonEquip | 13 | Display cases | 0% | Tech/Econ | 6.922% | 0 | 0 | 0
Tech | College and University | Refrigeration | Walk-in cooler | TRC | New | NN4716 | Freezer-Cooler Replacement Gaskets | Freezer-Cooler Replacement Gaskets | NonEquip | 4 | Display cases | 0% | Tech/Econ | 0% | 0 | 0 | 0
Tech | College and University | Refrigeration | Walk-in cooler | TRC | New | NN4690 | Floating Head Pressure Controls | Floating Head Pressure Controls | NonEquip | 15 |  | 27.37% | Tech/Econ | 6.05% | 0.068449 | 8.8747e-06 | 7.4337e-06
Tech | College and University | Refrigeration | Walk-in cooler | TRC | New | NN4664 | Demand Defrost | Demand Defrost | NonEquip | 10 | Walk-in cooler | 0% | Tech/Econ | 30% | 0 | 0 | 0
Tech | College and University | Refrigeration | Walk-in cooler | TRC | New | NN4638 | Automatic Door Closer for Walk-in Coolers and Freezers | Automatic Door Closer for Walk-in Coolers and Freezers | NonEquip | 8 | Walk-in cooler | 55.99% | Tech/Econ | 3.131% | 0.039852 | 5.167e-06 | 4.328e-06
Tech | College and University | Refrigeration | Walk-in cooler | TRC | New | NN4612 | Anti-Sweat Controls | Anti-Sweat Controls | NonEquip | 8 | Display cases | 0% | Tech/Econ | 85% | 0 | 0 | 0
Tech | College and University | Refrigeration | Walk-in cooler | TRC | Existing | NE5301 | Retro-Commissioning | Retro-Commissioning | NonEquip | 5 |  | 21.99% | Tech/Econ | 16% | 8.229 | 0.0034698 | 3.9863e-05
Tech | College and University | Refrigeration | Walk-in cooler | TRC | Existing | NE4885 | Strip Curtains for Walk-ins | Strip Curtains for Walk-ins | NonEquip | 4 | Walk-in cooler | 3.76% | Tech/Econ | 2.115% | 0.17344 | 2.2487e-05 | 1.8836e-05
Tech | College and University | Refrigeration | Walk-in cooler | TRC | Existing | NE4859 | Refrigerated Display Case Lighting Controls | Refrigerated Display Case Lighting Controls | NonEquip | 8 | Display cases | 0% | Tech/Econ | 2.524% | 0 | 0 | 0
Tech | College and University | Refrigeration | Walk-in cooler | TRC | Existing | NE4833 | PSC to ECM Evaporator Fan Motor (Walk-In, Refrigerator) | PSC to ECM Evaporator Fan Motor (Walk-In, Refrigerator) | NonEquip | 15 | Walk-in cooler | 17.17% | Tech/Econ | 37.5% | 19.8929 | 0.0025792 | 0.0021604
Tech | College and University | Refrigeration | Walk-in cooler | TRC | Existing | NE4807 | PSC to ECM Evaporator Fan Motor (Reach-In) | PSC to ECM Evaporator Fan Motor (Reach-In) | NonEquip | 15 | Display cases | 0% | Tech/Econ | 37.5% | 0 | 0 | 0
Tech | College and University | Refrigeration | Walk-in cooler | TRC | Existing | NE4781 | Night Covers for Display Cases | Night Covers for Display Cases | NonEquip | 5 | Display cases | 0% | Tech/Econ | 1.877% | 0 | 0 | 0
Tech | College and University | Refrigeration | Walk-in cooler | TRC | Existing | NE4755 | High R-Value Glass Doors | High R-Value Glass Doors | NonEquip | 12 | Display cases | 0% | Tech/Econ | 23.81% | 0 | 0 | 0
Tech | College and University | Refrigeration | Walk-in cooler | TRC | Existing | NE4729 | High Efficiency Refrigeration Compressor | High Efficiency Refrigeration Compressor | NonEquip | 13 | Display cases | 0% | Tech/Econ | 6.922% | 0 | 0 | 0
Tech | College and University | Refrigeration | Walk-in cooler | TRC | Existing | NE4703 | Freezer-Cooler Replacement Gaskets | Freezer-Cooler Replacement Gaskets | NonEquip | 4 | Display cases | 0% | Tech/Econ | 3.131% | 0 | 0 | 0
Tech | College and University | Refrigeration | Walk-in cooler | TRC | Existing | NE4677 | Floating Head Pressure Controls | Floating Head Pressure Controls | NonEquip | 15 |  | 27.37% | Tech/Econ | 6.05% | 3.7373 | 0.00048456 | 0.00040588
Tech | College and University | Refrigeration | Walk-in cooler | TRC | Existing | NE4651 | Demand Defrost | Demand Defrost | NonEquip | 10 | Walk-in cooler | 63.61% | Tech/Econ | 30% | 55.1595 | 0.0071517 | 0.0059905
Tech | College and University | Refrigeration | Walk-in cooler | TRC | Existing | NE4625 | Automatic Door Closer for Walk-in Coolers and Freezers | Automatic Door Closer for Walk-in Coolers and Freezers | NonEquip | 8 | Walk-in cooler | 55.99% | Tech/Econ | 3.131% | 3.8902 | 0.00050439 | 0.00042249
Tech | College and University | Refrigeration | Walk-in cooler | TRC | Existing | NE4599 | Anti-Sweat Controls | Anti-Sweat Controls | NonEquip | 8 | Display cases | 0% | Tech/Econ | 85% | 0 | 0 | 0
Tech | College and University | Refrigeration | Vending and ice makers | TRC | New | NN5314 | Retro-Commissioning | Retro-Commissioning | NonEquip | 5 |  | 0% | Tech/Econ | 16% | 0 | 0 | 0
Tech | College and University | Refrigeration | Vending and ice makers | TRC | New | NN4898 | Strip Curtains for Walk-ins | Strip Curtains for Walk-ins | NonEquip | 4 | Walk-in cooler | 0% | Tech/Econ | 2.115% | 0 | 0 | 0
Tech | College and University | Refrigeration | Vending and ice makers | TRC | New | NN4872 | Refrigerated Display Case Lighting Controls | Refrigerated Display Case Lighting Controls | NonEquip | 8 | Display cases | 0% | Tech/Econ | 0.9365% | 0 | 0 | 0
Tech | College and University | Refrigeration | Vending and ice makers | TRC | New | NN4846 | PSC to ECM Evaporator Fan Motor (Walk-In, Refrigerator) | PSC to ECM Evaporator Fan Motor (Walk-In, Refrigerator) | NonEquip | 15 | Walk-in cooler | 0% | Tech/Econ | 37.5% | 0 | 0 | 0
Tech | College and University | Refrigeration | Vending and ice makers | TRC | New | NN4820 | PSC to ECM Evaporator Fan Motor (Reach-In) | PSC to ECM Evaporator Fan Motor (Reach-In) | NonEquip | 15 | Display cases | 0% | Tech/Econ | 37.5% | 0 | 0 | 0
Tech | College and University | Refrigeration | Vending and ice makers | TRC | New | NN4794 | Night Covers for Display Cases | Night Covers for Display Cases | NonEquip | 5 | Display cases | 0% | Tech/Econ | 1.877% | 0 | 0 | 0
Tech | College and University | Refrigeration | Vending and ice makers | TRC | New | NN4768 | High R-Value Glass Doors | High R-Value Glass Doors | NonEquip | 12 | Display cases | 0% | Tech/Econ | 0% | 0 | 0 | 0
Tech | College and University | Refrigeration | Vending and ice makers | TRC | New | NN4742 | High Efficiency Refrigeration Compressor | High Efficiency Refrigeration Compressor | NonEquip | 13 | Display cases | 0% | Tech/Econ | 6.922% | 0 | 0 | 0
Tech | College and University | Refrigeration | Vending and ice makers | TRC | New | NN4716 | Freezer-Cooler Replacement Gaskets | Freezer-Cooler Replacement Gaskets | NonEquip | 4 | Display cases | 0% | Tech/Econ | 0% | 0 | 0 | 0
Tech | College and University | Refrigeration | Vending and ice makers | TRC | New | NN4690 | Floating Head Pressure Controls | Floating Head Pressure Controls | NonEquip | 15 |  | 27.37% | Tech/Econ | 6.05% | 122.7081 | 0.01591 | 0.013326
Tech | College and University | Refrigeration | Vending and ice makers | TRC | New | NN4664 | Demand Defrost | Demand Defrost | NonEquip | 10 | Walk-in cooler | 0% | Tech/Econ | 30% | 0 | 0 | 0
Tech | College and University | Refrigeration | Vending and ice makers | TRC | New | NN4638 | Automatic Door Closer for Walk-in Coolers and Freezers | Automatic Door Closer for Walk-in Coolers and Freezers | NonEquip | 8 | Walk-in cooler | 0% | Tech/Econ | 3.131% | 0 | 0 | 0
Tech | College and University | Refrigeration | Vending and ice makers | TRC | New | NN4612 | Anti-Sweat Controls | Anti-Sweat Controls | NonEquip | 8 | Display cases | 0% | Tech/Econ | 85% | 0 | 0 | 0
Tech | College and University | Refrigeration | Vending and ice makers | TRC | Existing | NE5301 | Retro-Commissioning | Retro-Commissioning | NonEquip | 5 |  | 21.99% | Tech/Econ | 16% | 14467.0182 | 6.1 | 0.070082
Tech | College and University | Refrigeration | Vending and ice makers | TRC | Existing | NE4885 | Strip Curtains for Walk-ins | Strip Curtains for Walk-ins | NonEquip | 4 | Walk-in cooler | 0% | Tech/Econ | 2.115% | 0 | 0 | 0
Tech | College and University | Refrigeration | Vending and ice makers | TRC | Existing | NE4859 | Refrigerated Display Case Lighting Controls | Refrigerated Display Case Lighting Controls | NonEquip | 8 | Display cases | 0% | Tech/Econ | 2.524% | 0 | 0 | 0
Tech | College and University | Refrigeration | Vending and ice makers | TRC | Existing | NE4833 | PSC to ECM Evaporator Fan Motor (Walk-In, Refrigerator) | PSC to ECM Evaporator Fan Motor (Walk-In, Refrigerator) | NonEquip | 15 | Walk-in cooler | 0% | Tech/Econ | 37.5% | 0 | 0 | 0
Tech | College and University | Refrigeration | Vending and ice makers | TRC | Existing | NE4807 | PSC to ECM Evaporator Fan Motor (Reach-In) | PSC to ECM Evaporator Fan Motor (Reach-In) | NonEquip | 15 | Display cases | 0% | Tech/Econ | 37.5% | 0 | 0 | 0
Tech | College and University | Refrigeration | Vending and ice makers | TRC | Existing | NE4781 | Night Covers for Display Cases | Night Covers for Display Cases | NonEquip | 5 | Display cases | 0% | Tech/Econ | 1.877% | 0 | 0 | 0
Tech | College and University | Refrigeration | Vending and ice makers | TRC | Existing | NE4755 | High R-Value Glass Doors | High R-Value Glass Doors | NonEquip | 12 | Display cases | 0% | Tech/Econ | 23.81% | 0 | 0 | 0
Tech | College and University | Refrigeration | Vending and ice makers | TRC | Existing | NE4729 | High Efficiency Refrigeration Compressor | High Efficiency Refrigeration Compressor | NonEquip | 13 | Display cases | 0% | Tech/Econ | 6.922% | 0 | 0 | 0
Tech | College and University | Refrigeration | Vending and ice makers | TRC | Existing | NE4703 | Freezer-Cooler Replacement Gaskets | Freezer-Cooler Replacement Gaskets | NonEquip | 4 | Display cases | 0% | Tech/Econ | 3.131% | 0 | 0 | 0
Tech | College and University | Refrigeration | Vending and ice makers | TRC | Existing | NE4677 | Floating Head Pressure Controls | Floating Head Pressure Controls | NonEquip | 15 |  | 27.37% | Tech/Econ | 6.05% | 6570.3575 | 0.85188 | 0.71356
Tech | College and University | Refrigeration | Vending and ice makers | TRC | Existing | NE4651 | Demand Defrost | Demand Defrost | NonEquip | 10 | Walk-in cooler | 0% | Tech/Econ | 30% | 0 | 0 | 0
Tech | College and University | Refrigeration | Vending and ice makers | TRC | Existing | NE4625 | Automatic Door Closer for Walk-in Coolers and Freezers | Automatic Door Closer for Walk-in Coolers and Freezers | NonEquip | 8 | Walk-in cooler | 0% | Tech/Econ | 3.131% | 0 | 0 | 0
Tech | College and University | Refrigeration | Vending and ice makers | TRC | Existing | NE4599 | Anti-Sweat Controls | Anti-Sweat Controls | NonEquip | 8 | Display cases | 0% | Tech/Econ | 85% | 0 | 0 | 0
Tech | College and University | Refrigeration | Vending and ice makers | TRC | Turnover | ET2571 | Energy Star Vending Machine | Energy Star Vending Machine | Equip | 14 | Vending and ice makers | 4.15% | Tech/Econ | 36% | 6477.5427 | 1.0165 | 0.63179
Tech | College and University | Refrigeration | Vending and ice makers | TRC | Turnover | ET2493 | Energy Star Ice Maker | Energy Star Ice Maker | Equip | 8 | Vending and ice makers | 32.68% | Tech/Econ | 11.39% | 15897.7516 | 2.0612 | 1.7265
Tech | College and University | Refrigeration | Vending and ice makers | TRC | New | EN2597 | Energy Star Vending Machine | Energy Star Vending Machine | Equip | 14 | Vending and ice makers | 4.15% | Tech/Econ | 36% | 116.7184 | 0.018317 | 0.011384
Tech | College and University | Refrigeration | Vending and ice makers | TRC | New | EN2519 | Energy Star Ice Maker | Energy Star Ice Maker | Equip | 8 | Vending and ice makers | 32.68% | Tech/Econ | 11.39% | 286.4606 | 0.037141 | 0.03111
Tech | College and University | Exterior Lighting | Street lighting | TRC | New | NN5288 | Retro-Commissioning | Retro-Commissioning | NonEquip | 5 |  | 0% | Tech/Econ | 16% | 0 | 0 | 0
Tech | College and University | Exterior Lighting | Street lighting | TRC | New | NN2974 | Outdoor Lighting Controls | Outdoor Lighting Controls | NonEquip | 8 | Exterior parking/lot lighting | 0% | Tech/Econ | 28% | 0 | 0 | 0
Tech | College and University | Exterior Lighting | Street lighting | TRC | New | NN2948 | Bi-Level Lighting Control (Exterior) | Bi-Level Lighting Control (Exterior) | NonEquip | 9 | Exterior parking/lot lighting | 0% | Tech/Econ | 31% | 0 | 0 | 0
Tech | College and University | Exterior Lighting | Street lighting | TRC | Existing | NE5275 | Retro-Commissioning | Retro-Commissioning | NonEquip | 5 |  | 21.99% | Tech/Econ | 16% | 505.702 | 0 | 0.0024497
Tech | College and University | Exterior Lighting | Street lighting | TRC | Existing | NE2961 | Outdoor Lighting Controls | Outdoor Lighting Controls | NonEquip | 8 | Exterior parking/lot lighting | 0% | Tech/Econ | 28% | 0 | 0 | 0
Tech | College and University | Exterior Lighting | Street lighting | TRC | Existing | NE2935 | Bi-Level Lighting Control (Exterior) | Bi-Level Lighting Control (Exterior) | NonEquip | 9 | Exterior parking/lot lighting | 0% | Tech/Econ | 31% | 0 | 0 | 0
Tech | College and University | Exterior Lighting | Street lighting | TRC | Turnover | ET783 | LED Traffic and Crosswalk Lighting | LED Traffic and Crosswalk Lighting | Equip | 10 | Street lighting | 0% | Tech/Econ | 37.14% | 0 | 0 | 0
Tech | College and University | Exterior Lighting | Street lighting | TRC | Turnover | ET744 | LED Street Lights | LED Street Lights | Equip | 18 | Street lighting | 0% | Tech/Econ | 66.53% | 0 | 0 | 0
Tech | College and University | Exterior Lighting | Street lighting | TRC | New | EN809 | LED Traffic and Crosswalk Lighting | LED Traffic and Crosswalk Lighting | Equip | 10 | Street lighting | 0% | Tech/Econ | 37.14% | 0 | 0 | 0
Tech | College and University | Exterior Lighting | Street lighting | TRC | New | EN770 | LED Street Lights | LED Street Lights | Equip | 18 | Street lighting | 0% | Tech/Econ | 66.53% | 0 | 0 | 0
Tech | College and University | Cooking | Steamer | TRC | Turnover | ET198 | Energy Star Steamer | Energy Star Steamer | Equip | 12 | Steamer | 11.72% | Tech/Econ | 56.63% | 35.1428 | 0.0051638 | 0.0029983
Tech | College and University | Cooking | Steamer | TRC | New | EN224 | Energy Star Steamer | Energy Star Steamer | Equip | 12 | Steamer | 11.72% | Tech/Econ | 56.63% | 0.63324 | 9.3046e-05 | 5.4027e-05
Tech | College and University | Exterior Lighting | Spot lighting/Security/Flood | TRC | New | NN5288 | Retro-Commissioning | Retro-Commissioning | NonEquip | 5 |  | 0% | Tech/Econ | 16% | 0 | 0 | 0
Tech | College and University | Exterior Lighting | Spot lighting/Security/Flood | TRC | New | NN2974 | Outdoor Lighting Controls | Outdoor Lighting Controls | NonEquip | 8 | Exterior parking/lot lighting | 0% | Tech/Econ | 28% | 0 | 0 | 0
Tech | College and University | Exterior Lighting | Spot lighting/Security/Flood | TRC | New | NN2948 | Bi-Level Lighting Control (Exterior) | Bi-Level Lighting Control (Exterior) | NonEquip | 9 | Exterior parking/lot lighting | 0% | Tech/Econ | 31% | 0 | 0 | 0
Tech | College and University | Exterior Lighting | Spot lighting/Security/Flood | TRC | Existing | NE5275 | Retro-Commissioning | Retro-Commissioning | NonEquip | 5 |  | 21.99% | Tech/Econ | 16% | 435.1952 | 0 | 0.0021082
Tech | College and University | Exterior Lighting | Spot lighting/Security/Flood | TRC | Existing | NE2961 | Outdoor Lighting Controls | Outdoor Lighting Controls | NonEquip | 8 | Exterior parking/lot lighting | 0% | Tech/Econ | 28% | 0 | 0 | 0
Tech | College and University | Exterior Lighting | Spot lighting/Security/Flood | TRC | Existing | NE2935 | Bi-Level Lighting Control (Exterior) | Bi-Level Lighting Control (Exterior) | NonEquip | 9 | Exterior parking/lot lighting | 0% | Tech/Econ | 31% | 0 | 0 | 0
Tech | College and University | Exterior Lighting | Spot lighting/Security/Flood | TRC | Turnover | ET666 | LED Exterior Lighting | LED Exterior Lighting | Equip | 13 | Spot lighting/Security/Flood | 4.624% | Tech/Econ | 60.51% | 356.0456 | 0 | 0
Tech | College and University | Exterior Lighting | Spot lighting/Security/Flood | TRC | Turnover | ET549 | LED - 9W Flood | LED - 9W Flood | Equip | 15 | Spot lighting/Security/Flood | 13.31% | Tech/Econ | 86.15% | 1647.9624 | 0 | 0
Tech | College and University | Exterior Lighting | Spot lighting/Security/Flood | TRC | Turnover | ET471 | CFL - 15W Flood | CFL - 15W Flood | Equip | 7.8 | Spot lighting/Security/Flood | 0% | Tech/Econ | 76.92% | 0 | 0 | 0
Tech | College and University | Exterior Lighting | Spot lighting/Security/Flood | TRC | New | EN692 | LED Exterior Lighting | LED Exterior Lighting | Equip | 13 | Spot lighting/Security/Flood | 4.624% | Tech/Econ | 60.51% | 1.8514 | 0 | 0
Tech | College and University | Exterior Lighting | Spot lighting/Security/Flood | TRC | New | EN575 | LED - 9W Flood | LED - 9W Flood | Equip | 15 | Spot lighting/Security/Flood | 86.42% | Tech/Econ | 86.15% | 192.8244 | 0 | 0
Tech | College and University | Exterior Lighting | Spot lighting/Security/Flood | TRC | New | EN497 | CFL - 15W Flood | CFL - 15W Flood | Equip | 7.8 | Spot lighting/Security/Flood | 0% | Tech/Econ | 76.92% | 0 | 0 | 0
Tech | College and University | Interior Lighting | Spot lighting | TRC | New | NN5262 | Retro-Commissioning | Retro-Commissioning | NonEquip | 5 |  | 0% | Tech/Econ | 16% | 0 | 0 | 0
Tech | College and University | Interior Lighting | Spot lighting | TRC | New | NN4430 | Interior Lighting Controls | Interior Lighting Controls | NonEquip | 8 | Overhead (fluorescent/LED/CFL U-shape) | 0% | Tech/Econ | 28% | 0 | 0 | 0
Tech | College and University | Interior Lighting | Spot lighting | TRC | New | NN4404 | Bi-Level Lighting Control (Interior) | Bi-Level Lighting Control (Interior) | NonEquip | 8 | Overhead (fluorescent/LED/CFL U-shape) | 0% | Tech/Econ | 31% | 0 | 0 | 0
Tech | College and University | Interior Lighting | Spot lighting | TRC | New | NN3702 | Facility Energy Management System | Facility Energy Management System | NonEquip | 15 |  | 4.276% | Tech/Econ | 24% | 3.1982 | 0.00047348 | 0.000409
Tech | College and University | Interior Lighting | Spot lighting | TRC | Existing | NE5249 | Retro-Commissioning | Retro-Commissioning | NonEquip | 5 |  | 21.99% | Tech/Econ | 16% | 321.4254 | 0.13553 | 0.0015571
Tech | College and University | Interior Lighting | Spot lighting | TRC | Existing | NE4417 | Interior Lighting Controls | Interior Lighting Controls | NonEquip | 8 | Overhead (fluorescent/LED/CFL U-shape) | 0% | Tech/Econ | 28% | 0 | 0 | 0
Tech | College and University | Interior Lighting | Spot lighting | TRC | Existing | NE4391 | Bi-Level Lighting Control (Interior) | Bi-Level Lighting Control (Interior) | NonEquip | 8 | Overhead (fluorescent/LED/CFL U-shape) | 0% | Tech/Econ | 31% | 0 | 0 | 0
Tech | College and University | Interior Lighting | Spot lighting | TRC | Existing | NE3689 | Facility Energy Management System | Facility Energy Management System | NonEquip | 15 |  | 0.7167% | Tech/Econ | 24% | 15.7412 | 0.0023304 | 0.002013
Tech | College and University | Interior Lighting | Spot lighting | TRC | Turnover | ET1602 | LED Display Lighting (Interior) | LED Display Lighting (Interior) | Equip | 15 | Spot lighting | 2.129% | Tech/Econ | 87.04% | 320.4565 | 0.033656 | 0.031547
Tech | College and University | Interior Lighting | Spot lighting | TRC | Turnover | ET1563 | LED - 14W | LED - 14W | Equip | 15 | Spot lighting | 86.42% | Tech/Econ | 53.33% | 7823.6521 | 0.79521 | 0.77877
Tech | College and University | Interior Lighting | Spot lighting | TRC | Turnover | ET1446 | CFL-23W | CFL-23W | Equip | 7.8 | Spot lighting | 0% | Tech/Econ | 23.33% | 0 | 0 | 0
Tech | College and University | Interior Lighting | Spot lighting | TRC | New | EN1628 | LED Display Lighting (Interior) | LED Display Lighting (Interior) | Equip | 15 | Spot lighting | 0% | Tech/Econ | 87.04% | 0 | 0 | 0
Tech | College and University | Interior Lighting | Spot lighting | TRC | New | EN1589 | LED - 14W | LED - 14W | Equip | 15 | Spot lighting | 0% | Tech/Econ | 53.33% | 0 | 0 | 0
Tech | College and University | Interior Lighting | Spot lighting | TRC | New | EN1472 | CFL-23W | CFL-23W | Equip | 7.8 | Spot lighting | 0% | Tech/Econ | 23.33% | 0 | 0 | 0
Tech | College and University | Office Equipment | Servers | TRC | New | NN4586 | Smart Strip Plug Outlet | Smart Strip Plug Outlet | NonEquip | 4 |  | 43.9% | Tech/Econ | 1.187% | 2.2408 | 0.0003332 | 0.00023157
Tech | College and University | Office Equipment | Servers | TRC | New | NN4560 | Network PC Power Management | Network PC Power Management | NonEquip | 5 | Computers | 0% | Tech/Econ | 56.5% | 0 | 0 | 0
Tech | College and University | Office Equipment | Servers | TRC | Existing | NE4573 | Smart Strip Plug Outlet | Smart Strip Plug Outlet | NonEquip | 4 |  | 43.9% | Tech/Econ | 1.187% | 122.1565 | 0.018164 | 0.012624
Tech | College and University | Office Equipment | Servers | TRC | Existing | NE4547 | Network PC Power Management | Network PC Power Management | NonEquip | 5 | Computers | 0% | Tech/Econ | 56.5% | 0 | 0 | 0
Tech | College and University | Office Equipment | Servers | TRC | Turnover | ET2298 | Server Virtualization | Server Virtualization | Equip | 3 | Servers | 92% | Tech/Econ | 85.71% | 91060.8719 | 13.5534 | 9.4267
Tech | College and University | Office Equipment | Servers | TRC | Turnover | ET1134 | High Efficiency Data Center Cooling | High Efficiency Data Center Cooling | Equip | 20 | Servers | 14.18% | Tech/Econ | 28% | 969.6719 | 0.2223 | 0.1284
Tech | College and University | Office Equipment | Servers | TRC | New | EN2324 | Server Virtualization | Server Virtualization | Equip | 3 | Servers | 92% | Tech/Econ | 85.71% | 1640.8199 | 0.24422 | 0.16986
Tech | College and University | Office Equipment | Servers | TRC | New | EN1160 | High Efficiency Data Center Cooling | High Efficiency Data Center Cooling | Equip | 20 | Servers | 14.18% | Tech/Econ | 28% | 9.8544 | 0.0022592 | 0.0013049
Tech | College and University | Space Cooling | Residential-type central air conditioners | TRC | New | NN5366 | Retro-Commissioning | Retro-Commissioning | NonEquip | 5 |  | 0% | Tech/Econ | 16% | 0 | 0 | 0
Tech | College and University | Space Cooling | Residential-type central air conditioners | TRC | New | NN4378 | Window Sun Protection | Window Sun Protection | NonEquip | 10 |  | 15.35% | Tech/Econ | 16% | 2.3017 | 0.00084181 | -9.3574e-06
Tech | College and University | Space Cooling | Residential-type central air conditioners | TRC | New | NN4352 | Waterside Economizer | Waterside Economizer | NonEquip | 20 |  | 17.02% | Tech/Econ | 5.556% | 0 | 0 | 0
Tech | College and University | Space Cooling | Residential-type central air conditioners | TRC | New | NN4144 | Smart Thermostat | Smart Thermostat | NonEquip | 11 |  | 45.33% | Tech/Econ | 10% | 0 | 0 | 0
Tech | College and University | Space Cooling | Residential-type central air conditioners | TRC | New | NN4040 | Programmable Thermostat | Programmable Thermostat | NonEquip | 11 |  | 0% | Tech/Econ | 3.6% | 0 | 0 | 0
Tech | College and University | Space Cooling | Residential-type central air conditioners | TRC | New | NN3988 | Low U-Value Windows | Low U-Value Windows | NonEquip | 20 |  | 26.88% | Tech/Econ | 10% | 0.79616 | 0.00029594 | 0
Tech | College and University | Space Cooling | Residential-type central air conditioners | TRC | New | NN3910 | HVAC tune-up_RTU | HVAC tune-up_RTU | NonEquip | 5 | Packaged air conditioning units (RTUs) | 0% | Tech/Econ | 5% | 0 | 0 | 0
Tech | College and University | Space Cooling | Residential-type central air conditioners | TRC | New | NN3884 | HVAC tune-up | HVAC tune-up | NonEquip | 5 | Residential-type central air conditioners | 0% | Tech/Econ | 5% | 0 | 0 | 0
Tech | College and University | Space Cooling | Residential-type central air conditioners | TRC | New | NN3676 | Facility Energy Management System | Facility Energy Management System | NonEquip | 15 |  | 4.276% | Tech/Econ | 20% | 0.94705 | 0.0001402 | 0
Tech | College and University | Space Cooling | Residential-type central air conditioners | TRC | New | NN3624 | Facility Commissioning | Facility Commissioning | NonEquip | 10 |  | 71.67% | Tech/Econ | 16% | 12.1404 | 0.0021516 | 7.9645e-05
Tech | College and University | Space Cooling | Residential-type central air conditioners | TRC | New | NN3598 | Energy Recovery Ventilation System (ERV) | Energy Recovery Ventilation System (ERV) | NonEquip | 15 | Packaged air conditioning units (RTUs) | 0% | Tech/Econ | 10.24% | 0 | 0 | 0
Tech | College and University | Space Cooling | Residential-type central air conditioners | TRC | New | NN3520 | Duct Sealing Repair | Duct Sealing Repair | NonEquip | 15 |  | 0% | Tech/Econ | 12% | 0 | 0 | 0
Tech | College and University | Space Cooling | Residential-type central air conditioners | TRC | New | NN3468 | Duct Insulation | Duct Insulation | NonEquip | 15 |  | 0% | Tech/Econ | 2.045% | 0 | 0 | 0
Tech | College and University | Space Cooling | Residential-type central air conditioners | TRC | New | NN3416 | Dedicated Outdoor Air System on VRF unit | Dedicated Outdoor Air System on VRF unit | NonEquip | 15 | Residential-type central air conditioners | 58.91% | Tech/Econ | 17.5% | 3.921 | 0.00083191 | 0
Tech | College and University | Space Cooling | Residential-type central air conditioners | TRC | New | NN3364 | Cool Roof | Cool Roof | NonEquip | 15 |  | 72.18% | Tech/Econ | 1.862% | 0 | 0 | 0
Tech | College and University | Space Cooling | Residential-type central air conditioners | TRC | New | NN3312 | Chilled Water System - Variable Speed Drives | Chilled Water System - Variable Speed Drives | NonEquip | 13 | Central chillers inside | 0% | Tech/Econ | 24.74% | 0 | 0 | 0
Tech | College and University | Space Cooling | Residential-type central air conditioners | TRC | New | NN3286 | Chilled Water Controls Optimization | Chilled Water Controls Optimization | NonEquip | 10 | Central chillers inside | 0% | Tech/Econ | 12.5% | 0 | 0 | 0
Tech | College and University | Space Cooling | Residential-type central air conditioners | TRC | New | NN3208 | Ceiling Insulation(R2 to R38) | Ceiling Insulation(R2 to R38) | NonEquip | 20 |  | 0% | Tech/Econ | 15.42% | 0 | 0 | 0
Tech | College and University | Space Cooling | Residential-type central air conditioners | TRC | New | NN3104 | Ceiling Insulation(R12 to R38) | Ceiling Insulation(R12 to R38) | NonEquip | 20 |  | 0% | Tech/Econ | 1.856% | 0 | 0 | 0
Tech | College and University | Space Cooling | Residential-type central air conditioners | TRC | New | NN3052 | Airside Economizer | Airside Economizer | NonEquip | 10 | Packaged air conditioning units (RTUs) | 0% | Tech/Econ | 5.556% | 0 | 0 | 0
Tech | College and University | Space Cooling | Residential-type central air conditioners | TRC | Existing | NE5353 | Retro-Commissioning | Retro-Commissioning | NonEquip | 5 |  | 21.99% | Tech/Econ | 16% | 179.4619 | 0.07567 | 0
Tech | College and University | Space Cooling | Residential-type central air conditioners | TRC | Existing | NE4365 | Window Sun Protection | Window Sun Protection | NonEquip | 10 |  | 15.68% | Tech/Econ | 16% | 131.2418 | 0.048 | -0.00053356
Tech | College and University | Space Cooling | Residential-type central air conditioners | TRC | Existing | NE4339 | Waterside Economizer | Waterside Economizer | NonEquip | 20 |  | 17.02% | Tech/Econ | 5.556% | 44.4285 | 0.017262 | 0
Tech | College and University | Space Cooling | Residential-type central air conditioners | TRC | Existing | NE4209 | Wall Insulation | Wall Insulation | NonEquip | 20 |  | 0% | Tech/Econ | 16.64% | 0 | 0 | 0
Tech | College and University | Space Cooling | Residential-type central air conditioners | TRC | Existing | NE4131 | Smart Thermostat | Smart Thermostat | NonEquip | 11 |  | 45.33% | Tech/Econ | 10% | 223.0706 | 0.018646 | 0
Tech | College and University | Space Cooling | Residential-type central air conditioners | TRC | Existing | NE4105 | Roof Insulation | Roof Insulation | NonEquip | 20 |  | 37.5% | Tech/Econ | 2.261% | 39.4527 | 0.016317 | 0
Tech | College and University | Space Cooling | Residential-type central air conditioners | TRC | Existing | NE4027 | Programmable Thermostat | Programmable Thermostat | NonEquip | 11 |  | 0% | Tech/Econ | 3.6% | 0 | 0 | 0
Tech | College and University | Space Cooling | Residential-type central air conditioners | TRC | Existing | NE3975 | Low U-Value Windows | Low U-Value Windows | NonEquip | 20 |  | 10.75% | Tech/Econ | 46% | 396.724 | 0.14746 | 0
Tech | College and University | Space Cooling | Residential-type central air conditioners | TRC | Existing | NE3897 | HVAC tune-up_RTU | HVAC tune-up_RTU | NonEquip | 5 | Packaged air conditioning units (RTUs) | 0% | Tech/Econ | 5% | 0 | 0 | 0
Tech | College and University | Space Cooling | Residential-type central air conditioners | TRC | Existing | NE3871 | HVAC tune-up | HVAC tune-up | NonEquip | 5 | Residential-type central air conditioners | 0% | Tech/Econ | 5% | 0 | 0 | 0
Tech | College and University | Space Cooling | Residential-type central air conditioners | TRC | Existing | NE3793 | Green Roof | Green Roof | NonEquip | 15 |  | 0.126% | Tech/Econ | 1.31% | 0.075145 | 3.1923e-05 | 0
Tech | College and University | Space Cooling | Residential-type central air conditioners | TRC | Existing | NE3741 | Floor Insulation | Floor Insulation | NonEquip | 20 |  | 6.749% | Tech/Econ | 0.5931% | 1.8221 | 0.0007536 | 0
Tech | College and University | Space Cooling | Residential-type central air conditioners | TRC | Existing | NE3663 | Facility Energy Management System | Facility Energy Management System | NonEquip | 15 |  | 0.7167% | Tech/Econ | 20% | 8.3736 | 0.0012396 | 0
Tech | College and University | Space Cooling | Residential-type central air conditioners | TRC | Existing | NE3585 | Energy Recovery Ventilation System (ERV) | Energy Recovery Ventilation System (ERV) | NonEquip | 15 | Packaged air conditioning units (RTUs) | 0% | Tech/Econ | 10.24% | 0 | 0 | 0
Tech | College and University | Space Cooling | Residential-type central air conditioners | TRC | Existing | NE3507 | Duct Sealing Repair | Duct Sealing Repair | NonEquip | 15 |  | 0% | Tech/Econ | 12% | 0 | 0 | 0
Tech | College and University | Space Cooling | Residential-type central air conditioners | TRC | Existing | NE3455 | Duct Insulation | Duct Insulation | NonEquip | 15 |  | 0% | Tech/Econ | 2.045% | 0 | 0 | 0
Tech | College and University | Space Cooling | Residential-type central air conditioners | TRC | Existing | NE3403 | Dedicated Outdoor Air System on VRF unit | Dedicated Outdoor Air System on VRF unit | NonEquip | 15 | Residential-type central air conditioners | 58.91% | Tech/Econ | 17.5% | 601.4303 | 0.1276 | 0
Tech | College and University | Space Cooling | Residential-type central air conditioners | TRC | Existing | NE3351 | Cool Roof | Cool Roof | NonEquip | 15 |  | 72.68% | Tech/Econ | 1.862% | 62.4323 | 0.026523 | 0
Tech | College and University | Space Cooling | Residential-type central air conditioners | TRC | Existing | NE3299 | Chilled Water System - Variable Speed Drives | Chilled Water System - Variable Speed Drives | NonEquip | 13 | Central chillers inside | 0% | Tech/Econ | 24.74% | 0 | 0 | 0
Tech | College and University | Space Cooling | Residential-type central air conditioners | TRC | Existing | NE3273 | Chilled Water Controls Optimization | Chilled Water Controls Optimization | NonEquip | 10 | Central chillers inside | 0% | Tech/Econ | 12.5% | 0 | 0 | 0
Tech | College and University | Space Cooling | Residential-type central air conditioners | TRC | Existing | NE3195 | Ceiling Insulation(R2 to R38) | Ceiling Insulation(R2 to R38) | NonEquip | 20 |  | 0% | Tech/Econ | 15.42% | 0 | 0 | 0
Tech | College and University | Space Cooling | Residential-type central air conditioners | TRC | Existing | NE3143 | Ceiling Insulation(R19 to R38) | Ceiling Insulation(R19 to R38) | NonEquip | 20 |  | 0% | Tech/Econ | 0.8567% | 0 | 0 | 0
Tech | College and University | Space Cooling | Residential-type central air conditioners | TRC | Existing | NE3091 | Ceiling Insulation(R12 to R38) | Ceiling Insulation(R12 to R38) | NonEquip | 20 |  | 0% | Tech/Econ | 1.856% | 0 | 0 | 0
Tech | College and University | Space Cooling | Residential-type central air conditioners | TRC | Existing | NE3039 | Airside Economizer | Airside Economizer | NonEquip | 10 | Packaged air conditioning units (RTUs) | 0% | Tech/Econ | 5.556% | 0 | 0 | 0
Tech | College and University | Space Cooling | Residential-type central air conditioners | TRC | Turnover | ET822 | Geothermal Heat Pump | Geothermal Heat Pump | Equip | 15 | Residential-type central air conditioners | 30.5% | Tech/Econ | 21.18% | 403.3397 | 0.070911 | 0
Tech | College and University | Space Cooling | Residential-type central air conditioners | TRC | Turnover | ET1368 | Variable Refrigerant Flow (VRF) HVAC Systems | Variable Refrigerant Flow (VRF) HVAC Systems | Equip | 15 | Residential-type central air conditioners | 49.09% | Tech/Econ | 36.88% | 1380.5496 | 0.29291 | 0
Tech | College and University | Space Cooling | Residential-type central air conditioners | TRC | Turnover | ET1290 | High Efficiency PTHP | High Efficiency PTHP | Equip | 15 | Residential-type central air conditioners | 0% | Tech/Econ | 23.64% | 0 | 0 | 0
Tech | College and University | Space Cooling | Residential-type central air conditioners | TRC | Turnover | ET1251 | High Efficiency PTAC | High Efficiency PTAC | Equip | 15 | Residential-type central air conditioners | 0% | Tech/Econ | 23.64% | 0 | 0 | 0
Tech | College and University | Space Cooling | Residential-type central air conditioners | TRC | New | EN848 | Geothermal Heat Pump | Geothermal Heat Pump | Equip | 15 | Residential-type central air conditioners | 30.5% | Tech/Econ | 21.18% | 7.6459 | 0.0013442 | 0
Tech | College and University | Space Cooling | Residential-type central air conditioners | TRC | New | EN1394 | Variable Refrigerant Flow (VRF) HVAC Systems | Variable Refrigerant Flow (VRF) HVAC Systems | Equip | 15 | Residential-type central air conditioners | 49.09% | Tech/Econ | 36.88% | 26.1702 | 0.0055525 | 0
Tech | College and University | Space Cooling | Residential-type central air conditioners | TRC | New | EN1316 | High Efficiency PTHP | High Efficiency PTHP | Equip | 15 | Residential-type central air conditioners | 0% | Tech/Econ | 23.64% | 0 | 0 | 0
Tech | College and University | Space Cooling | Residential-type central air conditioners | TRC | New | EN1277 | High Efficiency PTAC | High Efficiency PTAC | Equip | 15 | Residential-type central air conditioners | 0% | Tech/Econ | 23.64% | 0 | 0 | 0
Tech | College and University | Space Heating | Residential/split system heat pump | TRC | New | NN5340 | Retro-Commissioning | Retro-Commissioning | NonEquip | 5 |  | 0% | Tech/Econ | 16% | 0 | 0 | 0
Tech | College and University | Space Heating | Residential/split system heat pump | TRC | New | NN4326 | Water Cooled Refrigeration Heat Recovery | Water Cooled Refrigeration Heat Recovery | NonEquip | 20 |  | 4.199% | Tech/Econ | 10% | 0.24068 | 0 | 2.6138e-05
Tech | College and University | Space Heating | Residential/split system heat pump | TRC | New | NN4274 | Warehouse Loading Dock Seals | Warehouse Loading Dock Seals | NonEquip | 18 |  | 0% | Tech/Econ | 0.3483% | 0 | 0 | 0
Tech | College and University | Space Heating | Residential/split system heat pump | TRC | New | NN4170 | Smart Thermostat | Smart Thermostat | NonEquip | 11 |  | 45.33% | Tech/Econ | 10% | 2.4552 | 0 | 6.0629e-05
Tech | College and University | Space Heating | Residential/split system heat pump | TRC | New | NN4092 | Roof Insulation | Roof Insulation | NonEquip | 20 |  | 37.5% | Tech/Econ | 1.397% | 0.13499 | 0 | 3.2886e-05
Tech | College and University | Space Heating | Residential/split system heat pump | TRC | New | NN4066 | Programmable Thermostat | Programmable Thermostat | NonEquip | 11 |  | 0% | Tech/Econ | 3.6% | 0 | 0 | 0
Tech | College and University | Space Heating | Residential/split system heat pump | TRC | New | NN4014 | Low U-Value Windows | Low U-Value Windows | NonEquip | 20 |  | 26.88% | Tech/Econ | 10% | 1.5829 | 0 | 6.5785e-06
Tech | College and University | Space Heating | Residential/split system heat pump | TRC | New | NN3936 | Infiltration Reduction - Air Sealing | Infiltration Reduction - Air Sealing | NonEquip | 11 |  | 0% | Tech/Econ | 0.1742% | 0 | 0 | 0
Tech | College and University | Space Heating | Residential/split system heat pump | TRC | New | NN3780 | Green Roof | Green Roof | NonEquip | 15 |  | 0.63% | Tech/Econ | 2.159% | 0.0070322 | 0 | 0
Tech | College and University | Space Heating | Residential/split system heat pump | TRC | New | NN3728 | Floor Insulation | Floor Insulation | NonEquip | 20 |  | 16.87% | Tech/Econ | 0.7329% | 0 | 0 | 0
Tech | College and University | Space Heating | Residential/split system heat pump | TRC | New | NN3650 | Facility Energy Management System | Facility Energy Management System | NonEquip | 15 |  | 4.276% | Tech/Econ | 20% | 0.50801 | 0 | 6.4966e-05
Tech | College and University | Space Heating | Residential/split system heat pump | TRC | New | NN3572 | ECM Motors on Furnaces | ECM Motors on Furnaces | NonEquip | 15 | Forced air furnace | 0% | Tech/Econ | 1.706% | 0 | 0 | 0
Tech | College and University | Space Heating | Residential/split system heat pump | TRC | New | NN3546 | Duct Sealing Repair | Duct Sealing Repair | NonEquip | 15 |  | 0% | Tech/Econ | 12% | 0 | 0 | 0
Tech | College and University | Space Heating | Residential/split system heat pump | TRC | New | NN3494 | Duct Insulation | Duct Insulation | NonEquip | 15 |  | 0% | Tech/Econ | 2.045% | 0 | 0 | 0
Tech | College and University | Space Heating | Residential/split system heat pump | TRC | New | NN3442 | Destratification Fans | Destratification Fans | NonEquip | 10 |  | 0% | Tech/Econ | 15.61% | 0 | 0 | 0
Tech | College and University | Space Heating | Residential/split system heat pump | TRC | New | NN3390 | Dedicated Outdoor Air System on VRF unit | Dedicated Outdoor Air System on VRF unit | NonEquip | 15 | Residential/split system heat pump | 58.91% | Tech/Econ | 10% | 2.9053 | 0 | 0.00045286
Tech | College and University | Space Heating | Residential/split system heat pump | TRC | New | NN3338 | Cool Roof | Cool Roof | NonEquip | 15 |  | 72.18% | Tech/Econ | 0.2437% | 0 | 0 | 0
Tech | College and University | Space Heating | Residential/split system heat pump | TRC | New | NN3234 | Ceiling Insulation(R30 to R38) | Ceiling Insulation(R30 to R38) | NonEquip | 20 |  | 0% | Tech/Econ | 0.2823% | 0 | 0 | 0
Tech | College and University | Space Heating | Residential/split system heat pump | TRC | New | NN3182 | Ceiling Insulation(R2 to R38) | Ceiling Insulation(R2 to R38) | NonEquip | 20 |  | 0% | Tech/Econ | 19.05% | 0 | 0 | 0
Tech | College and University | Space Heating | Residential/split system heat pump | TRC | New | NN3130 | Ceiling Insulation(R19 to R38) | Ceiling Insulation(R19 to R38) | NonEquip | 20 |  | 0% | Tech/Econ | 1.059% | 0 | 0 | 0
Tech | College and University | Space Heating | Residential/split system heat pump | TRC | New | NN3078 | Ceiling Insulation(R12 to R38) | Ceiling Insulation(R12 to R38) | NonEquip | 20 |  | 0% | Tech/Econ | 2.294% | 0 | 0 | 0
Tech | College and University | Space Heating | Residential/split system heat pump | TRC | Existing | NE5327 | Retro-Commissioning | Retro-Commissioning | NonEquip | 5 |  | 21.99% | Tech/Econ | 16% | 91.4668 | 0 | 0.00044309
Tech | College and University | Space Heating | Residential/split system heat pump | TRC | Existing | NE4313 | Water Cooled Refrigeration Heat Recovery | Water Cooled Refrigeration Heat Recovery | NonEquip | 20 |  | 55.99% | Tech/Econ | 10% | 164.8861 | 0 | 0.017907
Tech | College and University | Space Heating | Residential/split system heat pump | TRC | Existing | NE4261 | Warehouse Loading Dock Seals | Warehouse Loading Dock Seals | NonEquip | 18 |  | 0% | Tech/Econ | 0.3843% | 0 | 0 | 0
Tech | College and University | Space Heating | Residential/split system heat pump | TRC | Existing | NE4235 | Wall Insulation | Wall Insulation | NonEquip | 20 |  | 0% | Tech/Econ | 3.312% | 0 | 0 | 0
Tech | College and University | Space Heating | Residential/split system heat pump | TRC | Existing | NE4157 | Smart Thermostat | Smart Thermostat | NonEquip | 11 |  | 45.33% | Tech/Econ | 10% | 126.0075 | 0 | 0.0031116
Tech | College and University | Space Heating | Residential/split system heat pump | TRC | Existing | NE4079 | Roof Insulation | Roof Insulation | NonEquip | 20 |  | 37.5% | Tech/Econ | 3.083% | 30.6779 | 0 | 0.0074735
Tech | College and University | Space Heating | Residential/split system heat pump | TRC | Existing | NE4053 | Programmable Thermostat | Programmable Thermostat | NonEquip | 11 |  | 0% | Tech/Econ | 3.6% | 0 | 0 | 0
Tech | College and University | Space Heating | Residential/split system heat pump | TRC | Existing | NE4001 | Low U-Value Windows | Low U-Value Windows | NonEquip | 20 |  | 10.75% | Tech/Econ | 46% | 192.5729 | 0 | 0.00080035
Tech | College and University | Space Heating | Residential/split system heat pump | TRC | Existing | NE3923 | Infiltration Reduction - Air Sealing | Infiltration Reduction - Air Sealing | NonEquip | 11 |  | 0% | Tech/Econ | 0.1922% | 0 | 0 | 0
Tech | College and University | Space Heating | Residential/split system heat pump | TRC | Existing | NE3845 | Hotel Card Energy Control Systems | Hotel Card Energy Control Systems | NonEquip | 15 |  | 0% | Tech/Econ | 0% | 0 | 0 | 0
Tech | College and University | Space Heating | Residential/split system heat pump | TRC | Existing | NE3767 | Green Roof | Green Roof | NonEquip | 15 |  | 0.126% | Tech/Econ | 2.382% | 0.075277 | 0 | 0
Tech | College and University | Space Heating | Residential/split system heat pump | TRC | Existing | NE3715 | Floor Insulation | Floor Insulation | NonEquip | 20 |  | 6.749% | Tech/Econ | 0.8087% | 1.369 | 0 | 0.00033352
Tech | College and University | Space Heating | Residential/split system heat pump | TRC | Existing | NE3637 | Facility Energy Management System | Facility Energy Management System | NonEquip | 15 |  | 0.7167% | Tech/Econ | 20% | 4.4918 | 0 | 0.00057442
Tech | College and University | Space Heating | Residential/split system heat pump | TRC | Existing | NE3559 | ECM Motors on Furnaces | ECM Motors on Furnaces | NonEquip | 15 | Forced air furnace | 0% | Tech/Econ | 1.706% | 0 | 0 | 0
Tech | College and University | Space Heating | Residential/split system heat pump | TRC | Existing | NE3533 | Duct Sealing Repair | Duct Sealing Repair | NonEquip | 15 |  | 0% | Tech/Econ | 12% | 0 | 0 | 0
Tech | College and University | Space Heating | Residential/split system heat pump | TRC | Existing | NE3481 | Duct Insulation | Duct Insulation | NonEquip | 15 |  | 0% | Tech/Econ | 2.045% | 0 | 0 | 0
Tech | College and University | Space Heating | Residential/split system heat pump | TRC | Existing | NE3429 | Destratification Fans | Destratification Fans | NonEquip | 10 |  | 0% | Tech/Econ | 15.61% | 0 | 0 | 0
Tech | College and University | Space Heating | Residential/split system heat pump | TRC | Existing | NE3377 | Dedicated Outdoor Air System on VRF unit | Dedicated Outdoor Air System on VRF unit | NonEquip | 15 | Residential/split system heat pump | 58.91% | Tech/Econ | 10% | 184.3539 | 0 | 0.028736
Tech | College and University | Space Heating | Residential/split system heat pump | TRC | Existing | NE3325 | Cool Roof | Cool Roof | NonEquip | 15 |  | 72.68% | Tech/Econ | 0.2689% | 4.9002 | 0 | 0
Tech | College and University | Space Heating | Residential/split system heat pump | TRC | Existing | NE3221 | Ceiling Insulation(R30 to R38) | Ceiling Insulation(R30 to R38) | NonEquip | 20 |  | 0% | Tech/Econ | 0.3115% | 0 | 0 | 0
Tech | College and University | Space Heating | Residential/split system heat pump | TRC | Existing | NE3169 | Ceiling Insulation(R2 to R38) | Ceiling Insulation(R2 to R38) | NonEquip | 20 |  | 0% | Tech/Econ | 21.03% | 0 | 0 | 0
Tech | College and University | Space Heating | Residential/split system heat pump | TRC | Existing | NE3117 | Ceiling Insulation(R19 to R38) | Ceiling Insulation(R19 to R38) | NonEquip | 20 |  | 0% | Tech/Econ | 1.168% | 0 | 0 | 0
Tech | College and University | Space Heating | Residential/split system heat pump | TRC | Existing | NE3065 | Ceiling Insulation(R12 to R38) | Ceiling Insulation(R12 to R38) | NonEquip | 20 |  | 0% | Tech/Econ | 2.531% | 0 | 0 | 0
Tech | College and University | Space Heating | Residential/split system heat pump | TRC | Existing | NE2987 | Air Curtains | Air Curtains | NonEquip | 8 |  | 33.45% | Tech/Econ | 0.1737% | 1.4533 | 0 | 0.00015783
Tech | College and University | Space Heating | Residential/split system heat pump | TRC | Turnover | ET861 | Geothermal Heat Pump | Geothermal Heat Pump | Equip | 15 | Residential/split system heat pump | 30.5% | Tech/Econ | 2.941% | 23.5308 | 0 | 0.0038713
Tech | College and University | Space Heating | Residential/split system heat pump | TRC | Turnover | ET1407 | Variable Refrigerant Flow (VRF) HVAC Systems | Variable Refrigerant Flow (VRF) HVAC Systems | Equip | 15 | Residential/split system heat pump | 49.09% | Tech/Econ | 31.25% | 567.9065 | 0 | 0.088522
Tech | College and University | Space Heating | Residential/split system heat pump | TRC | Turnover | ET1329 | High Efficiency PTHP | High Efficiency PTHP | Equip | 15 | Residential/split system heat pump | 0% | Tech/Econ | 9.375% | 0 | 0 | 0
Tech | College and University | Space Heating | Residential/split system heat pump | TRC | New | EN887 | Geothermal Heat Pump | Geothermal Heat Pump | Equip | 15 | Residential/split system heat pump | 30.5% | Tech/Econ | 2.941% | 0 | 0 | 0
Tech | College and University | Space Heating | Residential/split system heat pump | TRC | New | EN1433 | Variable Refrigerant Flow (VRF) HVAC Systems | Variable Refrigerant Flow (VRF) HVAC Systems | Equip | 15 | Residential/split system heat pump | 49.09% | Tech/Econ | 31.25% | 10.7654 | 0 | 0.0016781
Tech | College and University | Space Heating | Residential/split system heat pump | TRC | New | EN1355 | High Efficiency PTHP | High Efficiency PTHP | Equip | 15 | Residential/split system heat pump | 0% | Tech/Econ | 9.375% | 0 | 0 | 0
Tech | College and University | Refrigeration | Residential style | TRC | New | NN5314 | Retro-Commissioning | Retro-Commissioning | NonEquip | 5 |  | 0% | Tech/Econ | 16% | 0 | 0 | 0
Tech | College and University | Refrigeration | Residential style | TRC | New | NN4898 | Strip Curtains for Walk-ins | Strip Curtains for Walk-ins | NonEquip | 4 | Walk-in cooler | 0% | Tech/Econ | 2.115% | 0 | 0 | 0
Tech | College and University | Refrigeration | Residential style | TRC | New | NN4872 | Refrigerated Display Case Lighting Controls | Refrigerated Display Case Lighting Controls | NonEquip | 8 | Display cases | 0% | Tech/Econ | 0.9365% | 0 | 0 | 0
Tech | College and University | Refrigeration | Residential style | TRC | New | NN4846 | PSC to ECM Evaporator Fan Motor (Walk-In, Refrigerator) | PSC to ECM Evaporator Fan Motor (Walk-In, Refrigerator) | NonEquip | 15 | Walk-in cooler | 0% | Tech/Econ | 37.5% | 0 | 0 | 0
Tech | College and University | Refrigeration | Residential style | TRC | New | NN4820 | PSC to ECM Evaporator Fan Motor (Reach-In) | PSC to ECM Evaporator Fan Motor (Reach-In) | NonEquip | 15 | Display cases | 0% | Tech/Econ | 37.5% | 0 | 0 | 0
Tech | College and University | Refrigeration | Residential style | TRC | New | NN4794 | Night Covers for Display Cases | Night Covers for Display Cases | NonEquip | 5 | Display cases | 0% | Tech/Econ | 1.877% | 0 | 0 | 0
Tech | College and University | Refrigeration | Residential style | TRC | New | NN4768 | High R-Value Glass Doors | High R-Value Glass Doors | NonEquip | 12 | Display cases | 0% | Tech/Econ | 0% | 0 | 0 | 0
Tech | College and University | Refrigeration | Residential style | TRC | New | NN4742 | High Efficiency Refrigeration Compressor | High Efficiency Refrigeration Compressor | NonEquip | 13 | Display cases | 0% | Tech/Econ | 6.922% | 0 | 0 | 0
Tech | College and University | Refrigeration | Residential style | TRC | New | NN4716 | Freezer-Cooler Replacement Gaskets | Freezer-Cooler Replacement Gaskets | NonEquip | 4 | Display cases | 0% | Tech/Econ | 0% | 0 | 0 | 0
Tech | College and University | Refrigeration | Residential style | TRC | New | NN4690 | Floating Head Pressure Controls | Floating Head Pressure Controls | NonEquip | 15 |  | 27.37% | Tech/Econ | 6.05% | 92.1511 | 0.011948 | 0.010008
Tech | College and University | Refrigeration | Residential style | TRC | New | NN4664 | Demand Defrost | Demand Defrost | NonEquip | 10 | Walk-in cooler | 0% | Tech/Econ | 30% | 0 | 0 | 0
Tech | College and University | Refrigeration | Residential style | TRC | New | NN4638 | Automatic Door Closer for Walk-in Coolers and Freezers | Automatic Door Closer for Walk-in Coolers and Freezers | NonEquip | 8 | Walk-in cooler | 0% | Tech/Econ | 3.131% | 0 | 0 | 0
Tech | College and University | Refrigeration | Residential style | TRC | New | NN4612 | Anti-Sweat Controls | Anti-Sweat Controls | NonEquip | 8 | Display cases | 0% | Tech/Econ | 85% | 0 | 0 | 0
Tech | College and University | Refrigeration | Residential style | TRC | Existing | NE5301 | Retro-Commissioning | Retro-Commissioning | NonEquip | 5 |  | 21.99% | Tech/Econ | 16% | 11070.0244 | 4.6677 | 0.053626
Tech | College and University | Refrigeration | Residential style | TRC | Existing | NE4885 | Strip Curtains for Walk-ins | Strip Curtains for Walk-ins | NonEquip | 4 | Walk-in cooler | 0% | Tech/Econ | 2.115% | 0 | 0 | 0
Tech | College and University | Refrigeration | Residential style | TRC | Existing | NE4859 | Refrigerated Display Case Lighting Controls | Refrigerated Display Case Lighting Controls | NonEquip | 8 | Display cases | 0% | Tech/Econ | 2.524% | 0 | 0 | 0
Tech | College and University | Refrigeration | Residential style | TRC | Existing | NE4833 | PSC to ECM Evaporator Fan Motor (Walk-In, Refrigerator) | PSC to ECM Evaporator Fan Motor (Walk-In, Refrigerator) | NonEquip | 15 | Walk-in cooler | 0% | Tech/Econ | 37.5% | 0 | 0 | 0
Tech | College and University | Refrigeration | Residential style | TRC | Existing | NE4807 | PSC to ECM Evaporator Fan Motor (Reach-In) | PSC to ECM Evaporator Fan Motor (Reach-In) | NonEquip | 15 | Display cases | 0% | Tech/Econ | 37.5% | 0 | 0 | 0
Tech | College and University | Refrigeration | Residential style | TRC | Existing | NE4781 | Night Covers for Display Cases | Night Covers for Display Cases | NonEquip | 5 | Display cases | 0% | Tech/Econ | 1.877% | 0 | 0 | 0
Tech | College and University | Refrigeration | Residential style | TRC | Existing | NE4755 | High R-Value Glass Doors | High R-Value Glass Doors | NonEquip | 12 | Display cases | 0% | Tech/Econ | 23.81% | 0 | 0 | 0
Tech | College and University | Refrigeration | Residential style | TRC | Existing | NE4729 | High Efficiency Refrigeration Compressor | High Efficiency Refrigeration Compressor | NonEquip | 13 | Display cases | 0% | Tech/Econ | 6.922% | 0 | 0 | 0
Tech | College and University | Refrigeration | Residential style | TRC | Existing | NE4703 | Freezer-Cooler Replacement Gaskets | Freezer-Cooler Replacement Gaskets | NonEquip | 4 | Display cases | 0% | Tech/Econ | 3.131% | 0 | 0 | 0
Tech | College and University | Refrigeration | Residential style | TRC | Existing | NE4677 | Floating Head Pressure Controls | Floating Head Pressure Controls | NonEquip | 15 |  | 27.37% | Tech/Econ | 6.05% | 5027.5749 | 0.65185 | 0.54601
Tech | College and University | Refrigeration | Residential style | TRC | Existing | NE4651 | Demand Defrost | Demand Defrost | NonEquip | 10 | Walk-in cooler | 0% | Tech/Econ | 30% | 0 | 0 | 0
Tech | College and University | Refrigeration | Residential style | TRC | Existing | NE4625 | Automatic Door Closer for Walk-in Coolers and Freezers | Automatic Door Closer for Walk-in Coolers and Freezers | NonEquip | 8 | Walk-in cooler | 0% | Tech/Econ | 3.131% | 0 | 0 | 0
Tech | College and University | Refrigeration | Residential style | TRC | Existing | NE4599 | Anti-Sweat Controls | Anti-Sweat Controls | NonEquip | 8 | Display cases | 0% | Tech/Econ | 85% | 0 | 0 | 0
Tech | College and University | Refrigeration | Residential style | TRC | Turnover | ET2532 | Energy Star Refrigerator | Energy Star Refrigerator | Equip | 12 | Residential style | 45.6% | Tech/Econ | 21.99% | 35064.6113 | 4.6166 | 3.6326
Tech | College and University | Refrigeration | Residential style | TRC | New | EN2558 | Energy Star Refrigerator | Energy Star Refrigerator | Equip | 12 | Residential style | 53.2% | Tech/Econ | 21.99% | 737.1314 | 0.097051 | 0.076365
Tech | College and University | Miscellaneous | Pool pump | TRC | New | NN5444 | Retro-Commissioning | Retro-Commissioning | NonEquip | 5 |  | 0% | Tech/Econ | 16% | 0 | 0 | 0
Tech | College and University | Miscellaneous | Pool pump | TRC | New | NN4534 | VSD Controlled Compressor | VSD Controlled Compressor | NonEquip | 15 | Others | 0% | Tech/Econ | 20.79% | 0 | 0 | 0
Tech | College and University | Miscellaneous | Pool pump | TRC | New | NN4508 | Regenerative Drive Elevator Motor | Regenerative Drive Elevator Motor | NonEquip | 13 | Elevators/Escalators | 0% | Tech/Econ | 6.211% | 0 | 0 | 0
Tech | College and University | Miscellaneous | Pool pump | TRC | New | NN4482 | Engine Block Timer | Engine Block Timer | NonEquip | 5 | Others | 0% | Tech/Econ | 36% | 0 | 0 | 0
Tech | College and University | Miscellaneous | Pool pump | TRC | New | NN4456 | Efficient Motor Belts | Efficient Motor Belts | NonEquip | 10 | Others | 0% | Tech/Econ | 1.105% | 0 | 0 | 0
Tech | College and University | Miscellaneous | Pool pump | TRC | Existing | NE5431 | Retro-Commissioning | Retro-Commissioning | NonEquip | 5 |  | 21.99% | Tech/Econ | 16% | 0 | 0 | 0
Tech | College and University | Miscellaneous | Pool pump | TRC | Existing | NE4521 | VSD Controlled Compressor | VSD Controlled Compressor | NonEquip | 15 | Others | 0% | Tech/Econ | 20.79% | 0 | 0 | 0
Tech | College and University | Miscellaneous | Pool pump | TRC | Existing | NE4495 | Regenerative Drive Elevator Motor | Regenerative Drive Elevator Motor | NonEquip | 13 | Elevators/Escalators | 0% | Tech/Econ | 6.211% | 0 | 0 | 0
Tech | College and University | Miscellaneous | Pool pump | TRC | Existing | NE4469 | Engine Block Timer | Engine Block Timer | NonEquip | 5 | Others | 0% | Tech/Econ | 36% | 0 | 0 | 0
Tech | College and University | Miscellaneous | Pool pump | TRC | Existing | NE4443 | Efficient Motor Belts | Efficient Motor Belts | NonEquip | 10 | Others | 0% | Tech/Econ | 1.105% | 0 | 0 | 0
Tech | College and University | Miscellaneous | Pool pump | TRC | Turnover | ET2106 | Variable Speed Pool Pump | Variable Speed Pool Pump | Equip | 10 | Pool pump | 42.75% | Tech/Econ | 64.36% | 0 | 0 | 0
Tech | College and University | Miscellaneous | Pool pump | TRC | Turnover | ET2031 | Solar Powered Pool Pump | Solar Powered Pool Pump | Equip | 10 | Pool pump | 11.4% | Tech/Econ | 81% | 0 | 0 | 0
Tech | College and University | Miscellaneous | Pool pump | TRC | Turnover | ET1992 | Solar Pool Heater | Solar Pool Heater | Equip | 15 | Pool pump | 16.92% | Tech/Econ | 86.11% | 0 | 0 | 0
Tech | College and University | Miscellaneous | Pool pump | TRC | Turnover | ET1953 | Heat Pump Pool Heater | Heat Pump Pool Heater | Equip | 15 | Pool pump | 63.46% | Tech/Econ | 80% | 0 | 0 | 0
Tech | College and University | Miscellaneous | Pool pump | TRC | New | EN2130 | Variable Speed Pool Pump | Variable Speed Pool Pump | Equip | 10 | Pool pump | 42.75% | Tech/Econ | 64.36% | 0 | 0 | 0
Tech | College and University | Miscellaneous | Pool pump | TRC | New | EN2055 | Solar Powered Pool Pump | Solar Powered Pool Pump | Equip | 10 | Pool pump | 11.4% | Tech/Econ | 81% | 0 | 0 | 0
Tech | College and University | Miscellaneous | Pool pump | TRC | New | EN2018 | Solar Pool Heater | Solar Pool Heater | Equip | 15 | Pool pump | 16.92% | Tech/Econ | 86.11% | 0 | 0 | 0
Tech | College and University | Miscellaneous | Pool pump | TRC | New | EN1979 | Heat Pump Pool Heater | Heat Pump Pool Heater | Equip | 15 | Pool pump | 63.46% | Tech/Econ | 80% | 0 | 0 | 0
Tech | College and University | Space Heating | Packaged central unit | TRC | New | NN5340 | Retro-Commissioning | Retro-Commissioning | NonEquip | 5 |  | 0% | Tech/Econ | 16% | 0 | 0 | 0
Tech | College and University | Space Heating | Packaged central unit | TRC | New | NN4326 | Water Cooled Refrigeration Heat Recovery | Water Cooled Refrigeration Heat Recovery | NonEquip | 20 |  | 4.199% | Tech/Econ | 10% | 3.5133 | 0 | 0.00038155
Tech | College and University | Space Heating | Packaged central unit | TRC | New | NN4274 | Warehouse Loading Dock Seals | Warehouse Loading Dock Seals | NonEquip | 18 |  | 0% | Tech/Econ | 0.3483% | 0 | 0 | 0
Tech | College and University | Space Heating | Packaged central unit | TRC | New | NN4170 | Smart Thermostat | Smart Thermostat | NonEquip | 11 |  | 45.33% | Tech/Econ | 10% | 37.7626 | 0 | 0.00093251
Tech | College and University | Space Heating | Packaged central unit | TRC | New | NN4092 | Roof Insulation | Roof Insulation | NonEquip | 20 |  | 37.5% | Tech/Econ | 1.397% | 2.0168 | 0 | 0.00049131
Tech | College and University | Space Heating | Packaged central unit | TRC | New | NN4066 | Programmable Thermostat | Programmable Thermostat | NonEquip | 11 |  | 0% | Tech/Econ | 3.6% | 0 | 0 | 0
Tech | College and University | Space Heating | Packaged central unit | TRC | New | NN4014 | Low U-Value Windows | Low U-Value Windows | NonEquip | 20 |  | 26.88% | Tech/Econ | 10% | 23.1061 | 0 | 9.6031e-05
Tech | College and University | Space Heating | Packaged central unit | TRC | New | NN3936 | Infiltration Reduction - Air Sealing | Infiltration Reduction - Air Sealing | NonEquip | 11 |  | 0% | Tech/Econ | 0.1742% | 0 | 0 | 0
Tech | College and University | Space Heating | Packaged central unit | TRC | New | NN3858 | Hotel Card Energy Control Systems | Hotel Card Energy Control Systems | NonEquip | 15 |  | 0% | Tech/Econ | 0% | 0 | 0 | 0
Tech | College and University | Space Heating | Packaged central unit | TRC | New | NN3780 | Green Roof | Green Roof | NonEquip | 15 |  | 0.63% | Tech/Econ | 2.159% | 0.10506 | 0 | 0
Tech | College and University | Space Heating | Packaged central unit | TRC | New | NN3728 | Floor Insulation | Floor Insulation | NonEquip | 20 |  | 16.87% | Tech/Econ | 0.7329% | 0 | 0 | 0
Tech | College and University | Space Heating | Packaged central unit | TRC | New | NN3650 | Facility Energy Management System | Facility Energy Management System | NonEquip | 15 |  | 4.276% | Tech/Econ | 20% | 7.4158 | 0 | 0.00094836
Tech | College and University | Space Heating | Packaged central unit | TRC | New | NN3572 | ECM Motors on Furnaces | ECM Motors on Furnaces | NonEquip | 15 | Forced air furnace | 0% | Tech/Econ | 1.706% | 0 | 0 | 0
Tech | College and University | Space Heating | Packaged central unit | TRC | New | NN3546 | Duct Sealing Repair | Duct Sealing Repair | NonEquip | 15 |  | 0% | Tech/Econ | 12% | 0 | 0 | 0
Tech | College and University | Space Heating | Packaged central unit | TRC | New | NN3494 | Duct Insulation | Duct Insulation | NonEquip | 15 |  | 0% | Tech/Econ | 2.045% | 0 | 0 | 0
Tech | College and University | Space Heating | Packaged central unit | TRC | New | NN3442 | Destratification Fans | Destratification Fans | NonEquip | 10 |  | 0% | Tech/Econ | 15.61% | 0 | 0 | 0
Tech | College and University | Space Heating | Packaged central unit | TRC | New | NN3390 | Dedicated Outdoor Air System on VRF unit | Dedicated Outdoor Air System on VRF unit | NonEquip | 15 | Residential/split system heat pump | 0% | Tech/Econ | 10% | 0 | 0 | 0
Tech | College and University | Space Heating | Packaged central unit | TRC | New | NN3338 | Cool Roof | Cool Roof | NonEquip | 15 |  | 72.18% | Tech/Econ | 0.2437% | 0 | 0 | 0
Tech | College and University | Space Heating | Packaged central unit | TRC | New | NN3234 | Ceiling Insulation(R30 to R38) | Ceiling Insulation(R30 to R38) | NonEquip | 20 |  | 0% | Tech/Econ | 0.2823% | 0 | 0 | 0
Tech | College and University | Space Heating | Packaged central unit | TRC | New | NN3182 | Ceiling Insulation(R2 to R38) | Ceiling Insulation(R2 to R38) | NonEquip | 20 |  | 0% | Tech/Econ | 19.05% | 0 | 0 | 0
Tech | College and University | Space Heating | Packaged central unit | TRC | New | NN3130 | Ceiling Insulation(R19 to R38) | Ceiling Insulation(R19 to R38) | NonEquip | 20 |  | 0% | Tech/Econ | 1.059% | 0 | 0 | 0
Tech | College and University | Space Heating | Packaged central unit | TRC | New | NN3078 | Ceiling Insulation(R12 to R38) | Ceiling Insulation(R12 to R38) | NonEquip | 20 |  | 0% | Tech/Econ | 2.294% | 0 | 0 | 0
Tech | College and University | Space Heating | Packaged central unit | TRC | New | NN3000 | Air Curtains | Air Curtains | NonEquip | 8 |  | 28.37% | Tech/Econ | 0.1737% | 0 | 0 | 0
Tech | College and University | Space Heating | Packaged central unit | TRC | Existing | NE5327 | Retro-Commissioning | Retro-Commissioning | NonEquip | 5 |  | 21.99% | Tech/Econ | 16% | 1390.6028 | 0 | 0.0067364
Tech | College and University | Space Heating | Packaged central unit | TRC | Existing | NE4313 | Water Cooled Refrigeration Heat Recovery | Water Cooled Refrigeration Heat Recovery | NonEquip | 20 |  | 55.99% | Tech/Econ | 10% | 2557.6281 | 0 | 0.27776
Tech | College and University | Space Heating | Packaged central unit | TRC | Existing | NE4261 | Warehouse Loading Dock Seals | Warehouse Loading Dock Seals | NonEquip | 18 |  | 0% | Tech/Econ | 0.3843% | 0 | 0 | 0
Tech | College and University | Space Heating | Packaged central unit | TRC | Existing | NE4235 | Wall Insulation | Wall Insulation | NonEquip | 20 |  | 0% | Tech/Econ | 3.312% | 0 | 0 | 0
Tech | College and University | Space Heating | Packaged central unit | TRC | Existing | NE4157 | Smart Thermostat | Smart Thermostat | NonEquip | 11 |  | 45.33% | Tech/Econ | 10% | 1954.5625 | 0 | 0.048266
Tech | College and University | Space Heating | Packaged central unit | TRC | Existing | NE4079 | Roof Insulation | Roof Insulation | NonEquip | 20 |  | 37.5% | Tech/Econ | 3.083% | 475.8597 | 0 | 0.11593
Tech | College and University | Space Heating | Packaged central unit | TRC | Existing | NE4053 | Programmable Thermostat | Programmable Thermostat | NonEquip | 11 |  | 0% | Tech/Econ | 3.6% | 0 | 0 | 0
Tech | College and University | Space Heating | Packaged central unit | TRC | Existing | NE4001 | Low U-Value Windows | Low U-Value Windows | NonEquip | 20 |  | 10.75% | Tech/Econ | 46% | 2379.8255 | 0 | 0.0098907
Tech | College and University | Space Heating | Packaged central unit | TRC | Existing | NE3923 | Infiltration Reduction - Air Sealing | Infiltration Reduction - Air Sealing | NonEquip | 11 |  | 0% | Tech/Econ | 0.1922% | 0 | 0 | 0
Tech | College and University | Space Heating | Packaged central unit | TRC | Existing | NE3845 | Hotel Card Energy Control Systems | Hotel Card Energy Control Systems | NonEquip | 15 |  | 0% | Tech/Econ | 0% | 0 | 0 | 0
Tech | College and University | Space Heating | Packaged central unit | TRC | Existing | NE3767 | Green Roof | Green Roof | NonEquip | 15 |  | 0.126% | Tech/Econ | 2.382% | 1.1445 | 0 | 0
Tech | College and University | Space Heating | Packaged central unit | TRC | Existing | NE3715 | Floor Insulation | Floor Insulation | NonEquip | 20 |  | 6.749% | Tech/Econ | 0.8087% | 20.814 | 0 | 0.0050706
Tech | College and University | Space Heating | Packaged central unit | TRC | Existing | NE3637 | Facility Energy Management System | Facility Energy Management System | NonEquip | 15 |  | 0.7167% | Tech/Econ | 20% | 65.5693 | 0 | 0.0083852
Tech | College and University | Space Heating | Packaged central unit | TRC | Existing | NE3559 | ECM Motors on Furnaces | ECM Motors on Furnaces | NonEquip | 15 | Forced air furnace | 0% | Tech/Econ | 1.706% | 0 | 0 | 0
Tech | College and University | Space Heating | Packaged central unit | TRC | Existing | NE3533 | Duct Sealing Repair | Duct Sealing Repair | NonEquip | 15 |  | 0% | Tech/Econ | 12% | 0 | 0 | 0
Tech | College and University | Space Heating | Packaged central unit | TRC | Existing | NE3481 | Duct Insulation | Duct Insulation | NonEquip | 15 |  | 0% | Tech/Econ | 2.045% | 0 | 0 | 0
Tech | College and University | Space Heating | Packaged central unit | TRC | Existing | NE3429 | Destratification Fans | Destratification Fans | NonEquip | 10 |  | 0% | Tech/Econ | 15.61% | 0 | 0 | 0
Tech | College and University | Space Heating | Packaged central unit | TRC | Existing | NE3377 | Dedicated Outdoor Air System on VRF unit | Dedicated Outdoor Air System on VRF unit | NonEquip | 15 | Residential/split system heat pump | 0% | Tech/Econ | 10% | 0 | 0 | 0
Tech | College and University | Space Heating | Packaged central unit | TRC | Existing | NE3325 | Cool Roof | Cool Roof | NonEquip | 15 |  | 72.68% | Tech/Econ | 0.2689% | 74.4991 | 0 | 0
Tech | College and University | Space Heating | Packaged central unit | TRC | Existing | NE3221 | Ceiling Insulation(R30 to R38) | Ceiling Insulation(R30 to R38) | NonEquip | 20 |  | 0% | Tech/Econ | 0.3115% | 0 | 0 | 0
Tech | College and University | Space Heating | Packaged central unit | TRC | Existing | NE3169 | Ceiling Insulation(R2 to R38) | Ceiling Insulation(R2 to R38) | NonEquip | 20 |  | 0% | Tech/Econ | 21.03% | 0 | 0 | 0
Tech | College and University | Space Heating | Packaged central unit | TRC | Existing | NE3117 | Ceiling Insulation(R19 to R38) | Ceiling Insulation(R19 to R38) | NonEquip | 20 |  | 0% | Tech/Econ | 1.168% | 0 | 0 | 0
Tech | College and University | Space Heating | Packaged central unit | TRC | Existing | NE3065 | Ceiling Insulation(R12 to R38) | Ceiling Insulation(R12 to R38) | NonEquip | 20 |  | 0% | Tech/Econ | 2.531% | 0 | 0 | 0
Tech | College and University | Space Heating | Packaged central unit | TRC | Existing | NE2987 | Air Curtains | Air Curtains | NonEquip | 8 |  | 33.45% | Tech/Econ | 0.1737% | 22.0955 | 0 | 0.0023996
Tech | College and University | Space Heating | Packaged central unit | TRC | Turnover | ET1212 | High Efficiency DX 135k- less than 240k BTU | High Efficiency DX 135k- less than 240k BTU | Equip | 15 | Packaged central unit | 94.56% | Tech/Econ | 3.03% | 1166.0197 | 0 | 0
Tech | College and University | Space Heating | Packaged central unit | TRC | New | EN1238 | High Efficiency DX 135k- less than 240k BTU | High Efficiency DX 135k- less than 240k BTU | Equip | 15 | Packaged central unit | 94.56% | Tech/Econ | 3.03% | 22.7912 | 0 | 0
Tech | College and University | Space Cooling | Packaged air conditioning units (RTUs) | TRC | New | NN5366 | Retro-Commissioning | Retro-Commissioning | NonEquip | 5 |  | 0% | Tech/Econ | 16% | 0 | 0 | 0
Tech | College and University | Space Cooling | Packaged air conditioning units (RTUs) | TRC | New | NN4378 | Window Sun Protection | Window Sun Protection | NonEquip | 10 |  | 15.35% | Tech/Econ | 16% | 74.2904 | 0.027171 | -0.00030203
Tech | College and University | Space Cooling | Packaged air conditioning units (RTUs) | TRC | New | NN4352 | Waterside Economizer | Waterside Economizer | NonEquip | 20 |  | 17.02% | Tech/Econ | 5.556% | 0 | 0 | 0
Tech | College and University | Space Cooling | Packaged air conditioning units (RTUs) | TRC | New | NN4144 | Smart Thermostat | Smart Thermostat | NonEquip | 11 |  | 45.33% | Tech/Econ | 10% | 0 | 0 | 0
Tech | College and University | Space Cooling | Packaged air conditioning units (RTUs) | TRC | New | NN4118 | Roof Insulation | Roof Insulation | NonEquip | 20 |  | 37.5% | Tech/Econ | 1.13% | 0 | 0 | 0
Tech | College and University | Space Cooling | Packaged air conditioning units (RTUs) | TRC | New | NN4040 | Programmable Thermostat | Programmable Thermostat | NonEquip | 11 |  | 0% | Tech/Econ | 3.6% | 0 | 0 | 0
Tech | College and University | Space Cooling | Packaged air conditioning units (RTUs) | TRC | New | NN3988 | Low U-Value Windows | Low U-Value Windows | NonEquip | 20 |  | 26.88% | Tech/Econ | 10% | 24.7815 | 0.0092114 | 0
Tech | College and University | Space Cooling | Packaged air conditioning units (RTUs) | TRC | New | NN3910 | HVAC tune-up_RTU | HVAC tune-up_RTU | NonEquip | 5 | Packaged air conditioning units (RTUs) | 0% | Tech/Econ | 5% | 0 | 0 | 0
Tech | College and University | Space Cooling | Packaged air conditioning units (RTUs) | TRC | New | NN3884 | HVAC tune-up | HVAC tune-up | NonEquip | 5 | Residential-type central air conditioners | 0% | Tech/Econ | 5% | 0 | 0 | 0
Tech | College and University | Space Cooling | Packaged air conditioning units (RTUs) | TRC | New | NN3806 | Green Roof | Green Roof | NonEquip | 15 |  | 0.63% | Tech/Econ | 1.31% | 0 | 0 | 0
Tech | College and University | Space Cooling | Packaged air conditioning units (RTUs) | TRC | New | NN3676 | Facility Energy Management System | Facility Energy Management System | NonEquip | 15 |  | 4.276% | Tech/Econ | 20% | 29.4758 | 0.0043637 | 0
Tech | College and University | Space Cooling | Packaged air conditioning units (RTUs) | TRC | New | NN3624 | Facility Commissioning | Facility Commissioning | NonEquip | 10 |  | 71.67% | Tech/Econ | 16% | 391.8518 | 0.069446 | 0.0025707
Tech | College and University | Space Cooling | Packaged air conditioning units (RTUs) | TRC | New | NN3598 | Energy Recovery Ventilation System (ERV) | Energy Recovery Ventilation System (ERV) | NonEquip | 15 | Packaged air conditioning units (RTUs) | 34.81% | Tech/Econ | 10.24% | 105.1818 | 0.18116 | 0.0069266
Tech | College and University | Space Cooling | Packaged air conditioning units (RTUs) | TRC | New | NN3520 | Duct Sealing Repair | Duct Sealing Repair | NonEquip | 15 |  | 0% | Tech/Econ | 12% | 0 | 0 | 0
Tech | College and University | Space Cooling | Packaged air conditioning units (RTUs) | TRC | New | NN3468 | Duct Insulation | Duct Insulation | NonEquip | 15 |  | 0% | Tech/Econ | 2.045% | 0 | 0 | 0
Tech | College and University | Space Cooling | Packaged air conditioning units (RTUs) | TRC | New | NN3416 | Dedicated Outdoor Air System on VRF unit | Dedicated Outdoor Air System on VRF unit | NonEquip | 15 | Residential-type central air conditioners | 0% | Tech/Econ | 17.5% | 0 | 0 | 0
Tech | College and University | Space Cooling | Packaged air conditioning units (RTUs) | TRC | New | NN3364 | Cool Roof | Cool Roof | NonEquip | 15 |  | 72.18% | Tech/Econ | 1.862% | 0 | 0 | 0
Tech | College and University | Space Cooling | Packaged air conditioning units (RTUs) | TRC | New | NN3312 | Chilled Water System - Variable Speed Drives | Chilled Water System - Variable Speed Drives | NonEquip | 13 | Central chillers inside | 0% | Tech/Econ | 24.74% | 0 | 0 | 0
Tech | College and University | Space Cooling | Packaged air conditioning units (RTUs) | TRC | New | NN3286 | Chilled Water Controls Optimization | Chilled Water Controls Optimization | NonEquip | 10 | Central chillers inside | 0% | Tech/Econ | 12.5% | 0 | 0 | 0
Tech | College and University | Space Cooling | Packaged air conditioning units (RTUs) | TRC | New | NN3208 | Ceiling Insulation(R2 to R38) | Ceiling Insulation(R2 to R38) | NonEquip | 20 |  | 0% | Tech/Econ | 15.42% | 0 | 0 | 0
Tech | College and University | Space Cooling | Packaged air conditioning units (RTUs) | TRC | New | NN3156 | Ceiling Insulation(R19 to R38) | Ceiling Insulation(R19 to R38) | NonEquip | 20 |  | 0% | Tech/Econ | 0.8567% | 0 | 0 | 0
Tech | College and University | Space Cooling | Packaged air conditioning units (RTUs) | TRC | New | NN3104 | Ceiling Insulation(R12 to R38) | Ceiling Insulation(R12 to R38) | NonEquip | 20 |  | 0% | Tech/Econ | 1.856% | 0 | 0 | 0
Tech | College and University | Space Cooling | Packaged air conditioning units (RTUs) | TRC | New | NN3052 | Airside Economizer | Airside Economizer | NonEquip | 10 | Packaged air conditioning units (RTUs) | 4.552% | Tech/Econ | 5.556% | 7.135 | -0.00081247 | 4.0975e-05
Tech | College and University | Space Cooling | Packaged air conditioning units (RTUs) | TRC | Existing | NE5353 | Retro-Commissioning | Retro-Commissioning | NonEquip | 5 |  | 21.99% | Tech/Econ | 16% | 5431.953 | 2.2904 | 0
Tech | College and University | Space Cooling | Packaged air conditioning units (RTUs) | TRC | Existing | NE4365 | Window Sun Protection | Window Sun Protection | NonEquip | 10 |  | 15.68% | Tech/Econ | 16% | 4554.3052 | 1.6657 | -0.018515
Tech | College and University | Space Cooling | Packaged air conditioning units (RTUs) | TRC | Existing | NE4339 | Waterside Economizer | Waterside Economizer | NonEquip | 20 |  | 17.02% | Tech/Econ | 5.556% | 1537.1122 | 0.59723 | 0
Tech | College and University | Space Cooling | Packaged air conditioning units (RTUs) | TRC | Existing | NE4209 | Wall Insulation | Wall Insulation | NonEquip | 20 |  | 0% | Tech/Econ | 16.64% | 0 | 0 | 0
Tech | College and University | Space Cooling | Packaged air conditioning units (RTUs) | TRC | Existing | NE4131 | Smart Thermostat | Smart Thermostat | NonEquip | 11 |  | 45.33% | Tech/Econ | 10% | 7737.2342 | 0.64673 | 0
Tech | College and University | Space Cooling | Packaged air conditioning units (RTUs) | TRC | Existing | NE4105 | Roof Insulation | Roof Insulation | NonEquip | 20 |  | 37.5% | Tech/Econ | 2.261% | 1262.7942 | 0.52227 | 0
Tech | College and University | Space Cooling | Packaged air conditioning units (RTUs) | TRC | Existing | NE4027 | Programmable Thermostat | Programmable Thermostat | NonEquip | 11 |  | 0% | Tech/Econ | 3.6% | 0 | 0 | 0
Tech | College and University | Space Cooling | Packaged air conditioning units (RTUs) | TRC | Existing | NE3975 | Low U-Value Windows | Low U-Value Windows | NonEquip | 20 |  | 10.75% | Tech/Econ | 46% | 9459.1438 | 3.516 | 0
Tech | College and University | Space Cooling | Packaged air conditioning units (RTUs) | TRC | Existing | NE3897 | HVAC tune-up_RTU | HVAC tune-up_RTU | NonEquip | 5 | Packaged air conditioning units (RTUs) | 0% | Tech/Econ | 5% | 0 | 0 | 0
Tech | College and University | Space Cooling | Packaged air conditioning units (RTUs) | TRC | Existing | NE3871 | HVAC tune-up | HVAC tune-up | NonEquip | 5 | Residential-type central air conditioners | 0% | Tech/Econ | 5% | 0 | 0 | 0
Tech | College and University | Space Cooling | Packaged air conditioning units (RTUs) | TRC | Existing | NE3793 | Green Roof | Green Roof | NonEquip | 15 |  | 0.126% | Tech/Econ | 1.31% | 2.4052 | 0.0010218 | 0
Tech | College and University | Space Cooling | Packaged air conditioning units (RTUs) | TRC | Existing | NE3741 | Floor Insulation | Floor Insulation | NonEquip | 20 |  | 6.749% | Tech/Econ | 0.5931% | 58.3221 | 0.024121 | 0
Tech | College and University | Space Cooling | Packaged air conditioning units (RTUs) | TRC | Existing | NE3663 | Facility Energy Management System | Facility Energy Management System | NonEquip | 15 |  | 0.7167% | Tech/Econ | 20% | 260.6196 | 0.038583 | 0
Tech | College and University | Space Cooling | Packaged air conditioning units (RTUs) | TRC | Existing | NE3585 | Energy Recovery Ventilation System (ERV) | Energy Recovery Ventilation System (ERV) | NonEquip | 15 | Packaged air conditioning units (RTUs) | 34.81% | Tech/Econ | 10.24% | 6308.8844 | 10.8659 | 0.41546
Tech | College and University | Space Cooling | Packaged air conditioning units (RTUs) | TRC | Existing | NE3507 | Duct Sealing Repair | Duct Sealing Repair | NonEquip | 15 |  | 0% | Tech/Econ | 12% | 0 | 0 | 0
Tech | College and University | Space Cooling | Packaged air conditioning units (RTUs) | TRC | Existing | NE3455 | Duct Insulation | Duct Insulation | NonEquip | 15 |  | 0% | Tech/Econ | 2.045% | 0 | 0 | 0
Tech | College and University | Space Cooling | Packaged air conditioning units (RTUs) | TRC | Existing | NE3403 | Dedicated Outdoor Air System on VRF unit | Dedicated Outdoor Air System on VRF unit | NonEquip | 15 | Residential-type central air conditioners | 0% | Tech/Econ | 17.5% | 0 | 0 | 0
Tech | College and University | Space Cooling | Packaged air conditioning units (RTUs) | TRC | Existing | NE3351 | Cool Roof | Cool Roof | NonEquip | 15 |  | 72.68% | Tech/Econ | 1.862% | 1998.32 | 0.84893 | 0
Tech | College and University | Space Cooling | Packaged air conditioning units (RTUs) | TRC | Existing | NE3299 | Chilled Water System - Variable Speed Drives | Chilled Water System - Variable Speed Drives | NonEquip | 13 | Central chillers inside | 0% | Tech/Econ | 24.74% | 0 | 0 | 0
Tech | College and University | Space Cooling | Packaged air conditioning units (RTUs) | TRC | Existing | NE3273 | Chilled Water Controls Optimization | Chilled Water Controls Optimization | NonEquip | 10 | Central chillers inside | 0% | Tech/Econ | 12.5% | 0 | 0 | 0
Tech | College and University | Space Cooling | Packaged air conditioning units (RTUs) | TRC | Existing | NE3195 | Ceiling Insulation(R2 to R38) | Ceiling Insulation(R2 to R38) | NonEquip | 20 |  | 0% | Tech/Econ | 15.42% | 0 | 0 | 0
Tech | College and University | Space Cooling | Packaged air conditioning units (RTUs) | TRC | Existing | NE3143 | Ceiling Insulation(R19 to R38) | Ceiling Insulation(R19 to R38) | NonEquip | 20 |  | 0% | Tech/Econ | 0.8567% | 0 | 0 | 0
Tech | College and University | Space Cooling | Packaged air conditioning units (RTUs) | TRC | Existing | NE3091 | Ceiling Insulation(R12 to R38) | Ceiling Insulation(R12 to R38) | NonEquip | 20 |  | 0% | Tech/Econ | 1.856% | 0 | 0 | 0
Tech | College and University | Space Cooling | Packaged air conditioning units (RTUs) | TRC | Existing | NE3039 | Airside Economizer | Airside Economizer | NonEquip | 10 | Packaged air conditioning units (RTUs) | 4.552% | Tech/Econ | 5.556% | 412.1557 | -0.046933 | 0.0023669
Tech | College and University | Space Cooling | Packaged air conditioning units (RTUs) | TRC | Turnover | ET1173 | High Efficiency DX 135k- less than 240k BTU | High Efficiency DX 135k- less than 240k BTU | Equip | 15 | Packaged air conditioning units (RTUs) | 94.56% | Tech/Econ | 4.348% | 6619.8992 | 2.7374 | 0
Tech | College and University | Space Cooling | Packaged air conditioning units (RTUs) | TRC | New | EN1199 | High Efficiency DX 135k- less than 240k BTU | High Efficiency DX 135k- less than 240k BTU | Equip | 15 | Packaged air conditioning units (RTUs) | 94.56% | Tech/Econ | 4.348% | 74.1921 | 0.030679 | 0
Tech | College and University | Interior Lighting | Overhead (fluorescent/LED/CFL U-shape) | TRC | New | NN5262 | Retro-Commissioning | Retro-Commissioning | NonEquip | 5 |  | 0% | Tech/Econ | 16% | 0 | 0 | 0
Tech | College and University | Interior Lighting | Overhead (fluorescent/LED/CFL U-shape) | TRC | New | NN4430 | Interior Lighting Controls | Interior Lighting Controls | NonEquip | 8 | Overhead (fluorescent/LED/CFL U-shape) | 37.72% | Tech/Econ | 28% | 10177.413 | 0 | 0
Tech | College and University | Interior Lighting | Overhead (fluorescent/LED/CFL U-shape) | TRC | New | NN4404 | Bi-Level Lighting Control (Interior) | Bi-Level Lighting Control (Interior) | NonEquip | 8 | Overhead (fluorescent/LED/CFL U-shape) | 36% | Tech/Econ | 31% | 12105.7427 | 0.033283 | 0
Tech | College and University | Interior Lighting | Overhead (fluorescent/LED/CFL U-shape) | TRC | New | NN3702 | Facility Energy Management System | Facility Energy Management System | NonEquip | 15 |  | 4.276% | Tech/Econ | 24% | 884.5274 | 0.13095 | 0.11312
Tech | College and University | Interior Lighting | Overhead (fluorescent/LED/CFL U-shape) | TRC | Existing | NE5249 | Retro-Commissioning | Retro-Commissioning | NonEquip | 5 |  | 21.99% | Tech/Econ | 16% | 138596.7659 | 58.4395 | 0.6714
Tech | College and University | Interior Lighting | Overhead (fluorescent/LED/CFL U-shape) | TRC | Existing | NE4417 | Interior Lighting Controls | Interior Lighting Controls | NonEquip | 8 | Overhead (fluorescent/LED/CFL U-shape) | 37.72% | Tech/Econ | 28% | 496368.39 | 0 | 0
Tech | College and University | Interior Lighting | Overhead (fluorescent/LED/CFL U-shape) | TRC | Existing | NE4391 | Bi-Level Lighting Control (Interior) | Bi-Level Lighting Control (Interior) | NonEquip | 8 | Overhead (fluorescent/LED/CFL U-shape) | 36% | Tech/Econ | 31% | 590416.0556 | 1.6233 | 0
Tech | College and University | Interior Lighting | Overhead (fluorescent/LED/CFL U-shape) | TRC | Existing | NE3689 | Facility Energy Management System | Facility Energy Management System | NonEquip | 15 |  | 0.7167% | Tech/Econ | 24% | 6787.5168 | 1.0048 | 0.86801
Tech | College and University | Interior Lighting | Overhead (fluorescent/LED/CFL U-shape) | TRC | Turnover | ET1797 | Premium T8 - Lamp Replacement | Premium T8 - Lamp Replacement | Equip | 8 | Overhead (fluorescent/LED/CFL U-shape) | 0% | Tech/Econ | 12.5% | 0 | 0 | 0
Tech | College and University | Interior Lighting | Overhead (fluorescent/LED/CFL U-shape) | TRC | Turnover | ET1758 | Premium T8 - Fixture Replacement | Premium T8 - Fixture Replacement | Equip | 8 | Overhead (fluorescent/LED/CFL U-shape) | 0% | Tech/Econ | 12.5% | 0 | 0 | 0
Tech | College and University | Interior Lighting | Overhead (fluorescent/LED/CFL U-shape) | TRC | Turnover | ET1719 | LED Linear - Lamp Replacement | LED Linear - Lamp Replacement | Equip | 15 | Overhead (fluorescent/LED/CFL U-shape) | 24.1% | Tech/Econ | 25.43% | 257598.5936 | 26.68 | 25.6178
Tech | College and University | Interior Lighting | Overhead (fluorescent/LED/CFL U-shape) | TRC | Turnover | ET1680 | LED Linear - Fixture Replacement | LED Linear - Fixture Replacement | Equip | 15 | Overhead (fluorescent/LED/CFL U-shape) | 24.1% | Tech/Econ | 50.28% | 729560.5122 | 76.4519 | 70.9132
Tech | College and University | Interior Lighting | Overhead (fluorescent/LED/CFL U-shape) | TRC | New | EN1823 | Premium T8 - Lamp Replacement | Premium T8 - Lamp Replacement | Equip | 8 | Overhead (fluorescent/LED/CFL U-shape) | 0% | Tech/Econ | 12.5% | 0 | 0 | 0
Tech | College and University | Interior Lighting | Overhead (fluorescent/LED/CFL U-shape) | TRC | New | EN1784 | Premium T8 - Fixture Replacement | Premium T8 - Fixture Replacement | Equip | 8 | Overhead (fluorescent/LED/CFL U-shape) | 0% | Tech/Econ | 12.5% | 0 | 0 | 0
Tech | College and University | Interior Lighting | Overhead (fluorescent/LED/CFL U-shape) | TRC | New | EN1745 | LED Linear - Lamp Replacement | LED Linear - Lamp Replacement | Equip | 15 | Overhead (fluorescent/LED/CFL U-shape) | 0% | Tech/Econ | 25.43% | 0 | 0 | 0
Tech | College and University | Interior Lighting | Overhead (fluorescent/LED/CFL U-shape) | TRC | New | EN1706 | LED Linear - Fixture Replacement | LED Linear - Fixture Replacement | Equip | 15 | Overhead (fluorescent/LED/CFL U-shape) | 0% | Tech/Econ | 50.28% | 0 | 0 | 0
Tech | College and University | Cooking | Oven | TRC | Turnover | ET42 | Energy Star Commercial Oven | Energy Star Commercial Oven | Equip | 12 | Oven | 22.46% | Tech/Econ | 34.83% | 662.4219 | 0.10757 | 0.05629
Tech | College and University | Cooking | Oven | TRC | New | EN68 | Energy Star Commercial Oven | Energy Star Commercial Oven | Equip | 12 | Oven | 22.46% | Tech/Econ | 34.83% | 11.9361 | 0.0019383 | 0.0010143
Tech | College and University | Miscellaneous | Others | TRC | New | NN5444 | Retro-Commissioning | Retro-Commissioning | NonEquip | 5 |  | 0% | Tech/Econ | 16% | 0 | 0 | 0
Tech | College and University | Miscellaneous | Others | TRC | New | NN4534 | VSD Controlled Compressor | VSD Controlled Compressor | NonEquip | 15 | Others | 36.99% | Tech/Econ | 20.79% | 14167.0414 | 1.8368 | 1.5386
Tech | College and University | Miscellaneous | Others | TRC | New | NN4508 | Regenerative Drive Elevator Motor | Regenerative Drive Elevator Motor | NonEquip | 13 | Elevators/Escalators | 0% | Tech/Econ | 6.211% | 0 | 0 | 0
Tech | College and University | Miscellaneous | Others | TRC | New | NN4482 | Engine Block Timer | Engine Block Timer | NonEquip | 5 | Others | 4.977% | Tech/Econ | 36% | 3576.1584 | 0.44535 | 0.44535
Tech | College and University | Miscellaneous | Others | TRC | New | NN4456 | Efficient Motor Belts | Efficient Motor Belts | NonEquip | 10 | Others | 4.977% | Tech/Econ | 1.105% | 93.5251 | 0.012126 | 0.010157
Tech | College and University | Miscellaneous | Others | TRC | Existing | NE5431 | Retro-Commissioning | Retro-Commissioning | NonEquip | 5 |  | 21.99% | Tech/Econ | 16% | 359031.5364 | 151.3861 | 1.7392
Tech | College and University | Miscellaneous | Others | TRC | Existing | NE4521 | VSD Controlled Compressor | VSD Controlled Compressor | NonEquip | 15 | Others | 7.399% | Tech/Econ | 20.79% | 159397.7641 | 20.6667 | 17.311
Tech | College and University | Miscellaneous | Others | TRC | Existing | NE4495 | Regenerative Drive Elevator Motor | Regenerative Drive Elevator Motor | NonEquip | 13 | Elevators/Escalators | 0% | Tech/Econ | 6.211% | 0 | 0 | 0
Tech | College and University | Miscellaneous | Others | TRC | Existing | NE4469 | Engine Block Timer | Engine Block Timer | NonEquip | 5 | Others | 1.244% | Tech/Econ | 36% | 49616.6726 | 6.1789 | 6.1789
Tech | College and University | Miscellaneous | Others | TRC | Existing | NE4443 | Efficient Motor Belts | Efficient Motor Belts | NonEquip | 10 | Others | 1.244% | Tech/Econ | 1.105% | 1353.6472 | 0.17551 | 0.14701
Tech | College and University | Miscellaneous | Others | TRC | Turnover | ET1914 | ENERGY STAR Water Cooler | ENERGY STAR Water Cooler | Equip | 10 | Others | 0% | Tech/Econ | 68.49% | 0 | 0 | 0
Tech | College and University | Miscellaneous | Others | TRC | Turnover | ET1875 | ENERGY STAR Commercial Clothes Washer | ENERGY STAR Commercial Clothes Washer | Equip | 7 | Others | 22.05% | Tech/Econ | 27.27% | 663139.8452 | 67.4396 | 77.6241
Tech | College and University | Miscellaneous | Others | TRC | Turnover | ET1836 | Efficient Battery Charger | Efficient Battery Charger | Equip | 7 | Others | 0% | Tech/Econ | 13.68% | 0 | 0 | 0
Tech | College and University | Miscellaneous | Others | TRC | New | EN1940 | ENERGY STAR Water Cooler | ENERGY STAR Water Cooler | Equip | 10 | Others | 0% | Tech/Econ | 68.49% | 0 | 0 | 0
Tech | College and University | Miscellaneous | Others | TRC | New | EN1901 | ENERGY STAR Commercial Clothes Washer | ENERGY STAR Commercial Clothes Washer | Equip | 7 | Others | 22.05% | Tech/Econ | 27.27% | 11787.781 | 1.1988 | 1.3798
Tech | College and University | Miscellaneous | Others | TRC | New | EN1862 | Efficient Battery Charger | Efficient Battery Charger | Equip | 7 | Others | 0% | Tech/Econ | 13.68% | 0 | 0 | 0
Tech | College and University | Office Equipment | Other office | TRC | New | NN4586 | Smart Strip Plug Outlet | Smart Strip Plug Outlet | NonEquip | 4 |  | 43.9% | Tech/Econ | 1.187% | 329.9515 | 0.049062 | 0.034097
Tech | College and University | Office Equipment | Other office | TRC | New | NN4560 | Network PC Power Management | Network PC Power Management | NonEquip | 5 | Computers | 0% | Tech/Econ | 56.5% | 0 | 0 | 0
Tech | College and University | Office Equipment | Other office | TRC | Existing | NE4573 | Smart Strip Plug Outlet | Smart Strip Plug Outlet | NonEquip | 4 |  | 43.9% | Tech/Econ | 1.187% | 18311.3753 | 2.7228 | 1.8923
Tech | College and University | Office Equipment | Other office | TRC | Existing | NE4547 | Network PC Power Management | Network PC Power Management | NonEquip | 5 | Computers | 0% | Tech/Econ | 56.5% | 0 | 0 | 0
Tech | College and University | Office Equipment | Other office | TRC | Turnover | ET2259 | Energy Star Uninterruptable Power Supply | Energy Star Uninterruptable Power Supply | Equip | 10 | Other office | 22.4% | Tech/Econ | 1.878% | 14844.4549 | 1.6946 | 1.6946
Tech | College and University | Office Equipment | Other office | TRC | New | EN2285 | Energy Star Uninterruptable Power Supply | Energy Star Uninterruptable Power Supply | Equip | 10 | Other office | 22.4% | Tech/Econ | 1.878% | 267.4813 | 0.030534 | 0.030534
Tech | College and University | Ventilation and Circulation | Motor/Fan | TRC | New | NN5392 | Retro-Commissioning | Retro-Commissioning | NonEquip | 5 |  | 0% | Tech/Econ | 16% | 0 | 0 | 0
Tech | College and University | Ventilation and Circulation | Motor/Fan | TRC | New | NN4976 | VAV System | VAV System | NonEquip | 10 |  | 14.18% | Tech/Econ | 30% | 0 | 0 | 0
Tech | College and University | Ventilation and Circulation | Motor/Fan | TRC | New | NN4950 | Demand Controlled Ventilation | Demand Controlled Ventilation | NonEquip | 10 |  | 23.39% | Tech/Econ | 50% | 0 | 0 | 0
Tech | College and University | Ventilation and Circulation | Motor/Fan | TRC | New | NN4924 | CO Sensors for Parking Garage Exhaust | CO Sensors for Parking Garage Exhaust | NonEquip | 15 | Motor/Fan | 59.72% | Tech/Econ | 33% | 0 | 0 | 0
Tech | College and University | Ventilation and Circulation | Motor/Fan | TRC | Existing | NE5379 | Retro-Commissioning | Retro-Commissioning | NonEquip | 5 |  | 21.99% | Tech/Econ | 16% | 0 | 0 | 0
Tech | College and University | Ventilation and Circulation | Motor/Fan | TRC | Existing | NE4963 | VAV System | VAV System | NonEquip | 10 |  | 14.18% | Tech/Econ | 30% | 0 | 0 | 0
Tech | College and University | Ventilation and Circulation | Motor/Fan | TRC | Existing | NE4937 | Demand Controlled Ventilation | Demand Controlled Ventilation | NonEquip | 10 |  | 23.39% | Tech/Econ | 50% | 0 | 0 | 0
Tech | College and University | Ventilation and Circulation | Motor/Fan | TRC | Existing | NE4911 | CO Sensors for Parking Garage Exhaust | CO Sensors for Parking Garage Exhaust | NonEquip | 15 | Motor/Fan | 59.72% | Tech/Econ | 33% | 0 | 0 | 0
Tech | College and University | Ventilation and Circulation | Motor/Fan | TRC | Turnover | ET2688 | High Speed Fans | High Speed Fans | Equip | 7 | Motor/Fan | 10.93% | Tech/Econ | 10.99% | 0 | 0 | 0
Tech | College and University | Ventilation and Circulation | Motor/Fan | TRC | Turnover | ET2649 | 10HP Open Drip-Proof(ODP) Motor | 10HP Open Drip-Proof(ODP) Motor | Equip | 15 | Motor/Fan | 29.73% | Tech/Econ | 1.079% | 0 | 0 | 0
Tech | College and University | Ventilation and Circulation | Motor/Fan | TRC | New | EN2714 | High Speed Fans | High Speed Fans | Equip | 7 | Motor/Fan | 10.93% | Tech/Econ | 10.99% | 0 | 0 | 0
Tech | College and University | Ventilation and Circulation | Motor/Fan | TRC | New | EN2675 | 10HP Open Drip-Proof(ODP) Motor | 10HP Open Drip-Proof(ODP) Motor | Equip | 15 | Motor/Fan | 37.16% | Tech/Econ | 1.079% | 0 | 0 | 0
Tech | College and University | Miscellaneous | Medical equipment | TRC | New | NN5444 | Retro-Commissioning | Retro-Commissioning | NonEquip | 5 |  | 0% | Tech/Econ | 16% | 0 | 0 | 0
Tech | College and University | Miscellaneous | Medical equipment | TRC | New | NN4534 | VSD Controlled Compressor | VSD Controlled Compressor | NonEquip | 15 | Others | 0% | Tech/Econ | 20.79% | 0 | 0 | 0
Tech | College and University | Miscellaneous | Medical equipment | TRC | New | NN4508 | Regenerative Drive Elevator Motor | Regenerative Drive Elevator Motor | NonEquip | 13 | Elevators/Escalators | 0% | Tech/Econ | 6.211% | 0 | 0 | 0
Tech | College and University | Miscellaneous | Medical equipment | TRC | New | NN4482 | Engine Block Timer | Engine Block Timer | NonEquip | 5 | Others | 0% | Tech/Econ | 36% | 0 | 0 | 0
Tech | College and University | Miscellaneous | Medical equipment | TRC | New | NN4456 | Efficient Motor Belts | Efficient Motor Belts | NonEquip | 10 | Others | 0% | Tech/Econ | 1.105% | 0 | 0 | 0
Tech | College and University | Miscellaneous | Medical equipment | TRC | Existing | NE5431 | Retro-Commissioning | Retro-Commissioning | NonEquip | 5 |  | 21.99% | Tech/Econ | 16% | 0 | 0 | 0
Tech | College and University | Miscellaneous | Medical equipment | TRC | Existing | NE4521 | VSD Controlled Compressor | VSD Controlled Compressor | NonEquip | 15 | Others | 0% | Tech/Econ | 20.79% | 0 | 0 | 0
Tech | College and University | Miscellaneous | Medical equipment | TRC | Existing | NE4495 | Regenerative Drive Elevator Motor | Regenerative Drive Elevator Motor | NonEquip | 13 | Elevators/Escalators | 0% | Tech/Econ | 6.211% | 0 | 0 | 0
Tech | College and University | Miscellaneous | Medical equipment | TRC | Existing | NE4469 | Engine Block Timer | Engine Block Timer | NonEquip | 5 | Others | 0% | Tech/Econ | 36% | 0 | 0 | 0
Tech | College and University | Miscellaneous | Medical equipment | TRC | Existing | NE4443 | Efficient Motor Belts | Efficient Motor Belts | NonEquip | 10 | Others | 0% | Tech/Econ | 1.105% | 0 | 0 | 0
Tech | College and University | Refrigeration | Large cold storage | TRC | New | NN5314 | Retro-Commissioning | Retro-Commissioning | NonEquip | 5 |  | 0% | Tech/Econ | 16% | 0 | 0 | 0
Tech | College and University | Refrigeration | Large cold storage | TRC | New | NN4898 | Strip Curtains for Walk-ins | Strip Curtains for Walk-ins | NonEquip | 4 | Walk-in cooler | 0% | Tech/Econ | 2.115% | 0 | 0 | 0
Tech | College and University | Refrigeration | Large cold storage | TRC | New | NN4872 | Refrigerated Display Case Lighting Controls | Refrigerated Display Case Lighting Controls | NonEquip | 8 | Display cases | 0% | Tech/Econ | 0.9365% | 0 | 0 | 0
Tech | College and University | Refrigeration | Large cold storage | TRC | New | NN4846 | PSC to ECM Evaporator Fan Motor (Walk-In, Refrigerator) | PSC to ECM Evaporator Fan Motor (Walk-In, Refrigerator) | NonEquip | 15 | Walk-in cooler | 0% | Tech/Econ | 37.5% | 0 | 0 | 0
Tech | College and University | Refrigeration | Large cold storage | TRC | New | NN4820 | PSC to ECM Evaporator Fan Motor (Reach-In) | PSC to ECM Evaporator Fan Motor (Reach-In) | NonEquip | 15 | Display cases | 0% | Tech/Econ | 37.5% | 0 | 0 | 0
Tech | College and University | Refrigeration | Large cold storage | TRC | New | NN4794 | Night Covers for Display Cases | Night Covers for Display Cases | NonEquip | 5 | Display cases | 0% | Tech/Econ | 1.877% | 0 | 0 | 0
Tech | College and University | Refrigeration | Large cold storage | TRC | New | NN4768 | High R-Value Glass Doors | High R-Value Glass Doors | NonEquip | 12 | Display cases | 0% | Tech/Econ | 0% | 0 | 0 | 0
Tech | College and University | Refrigeration | Large cold storage | TRC | New | NN4742 | High Efficiency Refrigeration Compressor | High Efficiency Refrigeration Compressor | NonEquip | 13 | Display cases | 0% | Tech/Econ | 6.922% | 0 | 0 | 0
Tech | College and University | Refrigeration | Large cold storage | TRC | New | NN4716 | Freezer-Cooler Replacement Gaskets | Freezer-Cooler Replacement Gaskets | NonEquip | 4 | Display cases | 0% | Tech/Econ | 0% | 0 | 0 | 0
Tech | College and University | Refrigeration | Large cold storage | TRC | New | NN4690 | Floating Head Pressure Controls | Floating Head Pressure Controls | NonEquip | 15 |  | 27.37% | Tech/Econ | 6.05% | 0 | 0 | 0
Tech | College and University | Refrigeration | Large cold storage | TRC | New | NN4664 | Demand Defrost | Demand Defrost | NonEquip | 10 | Walk-in cooler | 0% | Tech/Econ | 30% | 0 | 0 | 0
Tech | College and University | Refrigeration | Large cold storage | TRC | New | NN4638 | Automatic Door Closer for Walk-in Coolers and Freezers | Automatic Door Closer for Walk-in Coolers and Freezers | NonEquip | 8 | Walk-in cooler | 0% | Tech/Econ | 3.131% | 0 | 0 | 0
Tech | College and University | Refrigeration | Large cold storage | TRC | New | NN4612 | Anti-Sweat Controls | Anti-Sweat Controls | NonEquip | 8 | Display cases | 0% | Tech/Econ | 85% | 0 | 0 | 0
Tech | College and University | Refrigeration | Large cold storage | TRC | Existing | NE5301 | Retro-Commissioning | Retro-Commissioning | NonEquip | 5 |  | 21.99% | Tech/Econ | 16% | 0 | 0 | 0
Tech | College and University | Refrigeration | Large cold storage | TRC | Existing | NE4885 | Strip Curtains for Walk-ins | Strip Curtains for Walk-ins | NonEquip | 4 | Walk-in cooler | 0% | Tech/Econ | 2.115% | 0 | 0 | 0
Tech | College and University | Refrigeration | Large cold storage | TRC | Existing | NE4859 | Refrigerated Display Case Lighting Controls | Refrigerated Display Case Lighting Controls | NonEquip | 8 | Display cases | 0% | Tech/Econ | 2.524% | 0 | 0 | 0
Tech | College and University | Refrigeration | Large cold storage | TRC | Existing | NE4833 | PSC to ECM Evaporator Fan Motor (Walk-In, Refrigerator) | PSC to ECM Evaporator Fan Motor (Walk-In, Refrigerator) | NonEquip | 15 | Walk-in cooler | 0% | Tech/Econ | 37.5% | 0 | 0 | 0
Tech | College and University | Refrigeration | Large cold storage | TRC | Existing | NE4807 | PSC to ECM Evaporator Fan Motor (Reach-In) | PSC to ECM Evaporator Fan Motor (Reach-In) | NonEquip | 15 | Display cases | 0% | Tech/Econ | 37.5% | 0 | 0 | 0
Tech | College and University | Refrigeration | Large cold storage | TRC | Existing | NE4781 | Night Covers for Display Cases | Night Covers for Display Cases | NonEquip | 5 | Display cases | 0% | Tech/Econ | 1.877% | 0 | 0 | 0
Tech | College and University | Refrigeration | Large cold storage | TRC | Existing | NE4755 | High R-Value Glass Doors | High R-Value Glass Doors | NonEquip | 12 | Display cases | 0% | Tech/Econ | 23.81% | 0 | 0 | 0
Tech | College and University | Refrigeration | Large cold storage | TRC | Existing | NE4729 | High Efficiency Refrigeration Compressor | High Efficiency Refrigeration Compressor | NonEquip | 13 | Display cases | 0% | Tech/Econ | 6.922% | 0 | 0 | 0
Tech | College and University | Refrigeration | Large cold storage | TRC | Existing | NE4703 | Freezer-Cooler Replacement Gaskets | Freezer-Cooler Replacement Gaskets | NonEquip | 4 | Display cases | 0% | Tech/Econ | 3.131% | 0 | 0 | 0
Tech | College and University | Refrigeration | Large cold storage | TRC | Existing | NE4677 | Floating Head Pressure Controls | Floating Head Pressure Controls | NonEquip | 15 |  | 27.37% | Tech/Econ | 6.05% | 0 | 0 | 0
Tech | College and University | Refrigeration | Large cold storage | TRC | Existing | NE4651 | Demand Defrost | Demand Defrost | NonEquip | 10 | Walk-in cooler | 0% | Tech/Econ | 30% | 0 | 0 | 0
Tech | College and University | Refrigeration | Large cold storage | TRC | Existing | NE4625 | Automatic Door Closer for Walk-in Coolers and Freezers | Automatic Door Closer for Walk-in Coolers and Freezers | NonEquip | 8 | Walk-in cooler | 0% | Tech/Econ | 3.131% | 0 | 0 | 0
Tech | College and University | Refrigeration | Large cold storage | TRC | Existing | NE4599 | Anti-Sweat Controls | Anti-Sweat Controls | NonEquip | 8 | Display cases | 0% | Tech/Econ | 85% | 0 | 0 | 0
Tech | College and University | Miscellaneous | Laboratory equipment | TRC | New | NN5444 | Retro-Commissioning | Retro-Commissioning | NonEquip | 5 |  | 0% | Tech/Econ | 16% | 0 | 0 | 0
Tech | College and University | Miscellaneous | Laboratory equipment | TRC | New | NN4534 | VSD Controlled Compressor | VSD Controlled Compressor | NonEquip | 15 | Others | 0% | Tech/Econ | 20.79% | 0 | 0 | 0
Tech | College and University | Miscellaneous | Laboratory equipment | TRC | New | NN4508 | Regenerative Drive Elevator Motor | Regenerative Drive Elevator Motor | NonEquip | 13 | Elevators/Escalators | 0% | Tech/Econ | 6.211% | 0 | 0 | 0
Tech | College and University | Miscellaneous | Laboratory equipment | TRC | New | NN4482 | Engine Block Timer | Engine Block Timer | NonEquip | 5 | Others | 0% | Tech/Econ | 36% | 0 | 0 | 0
Tech | College and University | Miscellaneous | Laboratory equipment | TRC | New | NN4456 | Efficient Motor Belts | Efficient Motor Belts | NonEquip | 10 | Others | 0% | Tech/Econ | 1.105% | 0 | 0 | 0
Tech | College and University | Miscellaneous | Laboratory equipment | TRC | Existing | NE5431 | Retro-Commissioning | Retro-Commissioning | NonEquip | 5 |  | 21.99% | Tech/Econ | 16% | 13806.192 | 5.8214 | 0.06688
Tech | College and University | Miscellaneous | Laboratory equipment | TRC | Existing | NE4521 | VSD Controlled Compressor | VSD Controlled Compressor | NonEquip | 15 | Others | 0% | Tech/Econ | 20.79% | 0 | 0 | 0
Tech | College and University | Miscellaneous | Laboratory equipment | TRC | Existing | NE4495 | Regenerative Drive Elevator Motor | Regenerative Drive Elevator Motor | NonEquip | 13 | Elevators/Escalators | 0% | Tech/Econ | 6.211% | 0 | 0 | 0
Tech | College and University | Miscellaneous | Laboratory equipment | TRC | Existing | NE4469 | Engine Block Timer | Engine Block Timer | NonEquip | 5 | Others | 0% | Tech/Econ | 36% | 0 | 0 | 0
Tech | College and University | Miscellaneous | Laboratory equipment | TRC | Existing | NE4443 | Efficient Motor Belts | Efficient Motor Belts | NonEquip | 10 | Others | 0% | Tech/Econ | 1.105% | 0 | 0 | 0
Tech | College and University | Ventilation and Circulation | Individual room ventilation | TRC | New | NN5392 | Retro-Commissioning | Retro-Commissioning | NonEquip | 5 |  | 0% | Tech/Econ | 16% | 0 | 0 | 0
Tech | College and University | Ventilation and Circulation | Individual room ventilation | TRC | New | NN4976 | VAV System | VAV System | NonEquip | 10 |  | 14.18% | Tech/Econ | 30% | 1.1701 | 0.00033302 | 0.00033796
Tech | College and University | Ventilation and Circulation | Individual room ventilation | TRC | New | NN4950 | Demand Controlled Ventilation | Demand Controlled Ventilation | NonEquip | 10 |  | 23.39% | Tech/Econ | 50% | 3.6419 | 0.00037918 | 0.0021348
Tech | College and University | Ventilation and Circulation | Individual room ventilation | TRC | New | NN4924 | CO Sensors for Parking Garage Exhaust | CO Sensors for Parking Garage Exhaust | NonEquip | 15 | Motor/Fan | 0% | Tech/Econ | 33% | 0 | 0 | 0
Tech | College and University | Ventilation and Circulation | Individual room ventilation | TRC | Existing | NE5379 | Retro-Commissioning | Retro-Commissioning | NonEquip | 5 |  | 21.99% | Tech/Econ | 16% | 51.4038 | 0.021674 | 0.00024901
Tech | College and University | Ventilation and Circulation | Individual room ventilation | TRC | Existing | NE4963 | VAV System | VAV System | NonEquip | 10 |  | 14.18% | Tech/Econ | 30% | 64.9356 | 0.018482 | 0.018756
Tech | College and University | Ventilation and Circulation | Individual room ventilation | TRC | Existing | NE4937 | Demand Controlled Ventilation | Demand Controlled Ventilation | NonEquip | 10 |  | 23.39% | Tech/Econ | 50% | 202.1175 | 0.021043 | 0.11847
Tech | College and University | Ventilation and Circulation | Individual room ventilation | TRC | Existing | NE4911 | CO Sensors for Parking Garage Exhaust | CO Sensors for Parking Garage Exhaust | NonEquip | 15 | Motor/Fan | 0% | Tech/Econ | 33% | 0 | 0 | 0
Tech | College and University | Space Heating | Individual room heating | TRC | New | NN5340 | Retro-Commissioning | Retro-Commissioning | NonEquip | 5 |  | 0% | Tech/Econ | 16% | 0 | 0 | 0
Tech | College and University | Space Heating | Individual room heating | TRC | New | NN4326 | Water Cooled Refrigeration Heat Recovery | Water Cooled Refrigeration Heat Recovery | NonEquip | 20 |  | 4.199% | Tech/Econ | 10% | 0 | 0 | 0
Tech | College and University | Space Heating | Individual room heating | TRC | New | NN4274 | Warehouse Loading Dock Seals | Warehouse Loading Dock Seals | NonEquip | 18 |  | 0% | Tech/Econ | 0.3483% | 0 | 0 | 0
Tech | College and University | Space Heating | Individual room heating | TRC | New | NN4248 | Wall Insulation | Wall Insulation | NonEquip | 20 |  | 0% | Tech/Econ | 0% | 0 | 0 | 0
Tech | College and University | Space Heating | Individual room heating | TRC | New | NN4170 | Smart Thermostat | Smart Thermostat | NonEquip | 11 |  | 45.33% | Tech/Econ | 10% | 0 | 0 | 0
Tech | College and University | Space Heating | Individual room heating | TRC | New | NN4092 | Roof Insulation | Roof Insulation | NonEquip | 20 |  | 37.5% | Tech/Econ | 1.397% | 0 | 0 | 0
Tech | College and University | Space Heating | Individual room heating | TRC | New | NN4066 | Programmable Thermostat | Programmable Thermostat | NonEquip | 11 |  | 0% | Tech/Econ | 3.6% | 0 | 0 | 0
Tech | College and University | Space Heating | Individual room heating | TRC | New | NN4014 | Low U-Value Windows | Low U-Value Windows | NonEquip | 20 |  | 26.88% | Tech/Econ | 10% | 0 | 0 | 0
Tech | College and University | Space Heating | Individual room heating | TRC | New | NN3936 | Infiltration Reduction - Air Sealing | Infiltration Reduction - Air Sealing | NonEquip | 11 |  | 0% | Tech/Econ | 0.1742% | 0 | 0 | 0
Tech | College and University | Space Heating | Individual room heating | TRC | New | NN3858 | Hotel Card Energy Control Systems | Hotel Card Energy Control Systems | NonEquip | 15 |  | 0% | Tech/Econ | 0% | 0 | 0 | 0
Tech | College and University | Space Heating | Individual room heating | TRC | New | NN3780 | Green Roof | Green Roof | NonEquip | 15 |  | 0.63% | Tech/Econ | 2.159% | 0 | 0 | 0
Tech | College and University | Space Heating | Individual room heating | TRC | New | NN3728 | Floor Insulation | Floor Insulation | NonEquip | 20 |  | 16.87% | Tech/Econ | 0.7329% | 0 | 0 | 0
Tech | College and University | Space Heating | Individual room heating | TRC | New | NN3650 | Facility Energy Management System | Facility Energy Management System | NonEquip | 15 |  | 4.276% | Tech/Econ | 20% | 0 | 0 | 0
Tech | College and University | Space Heating | Individual room heating | TRC | New | NN3572 | ECM Motors on Furnaces | ECM Motors on Furnaces | NonEquip | 15 | Forced air furnace | 0% | Tech/Econ | 1.706% | 0 | 0 | 0
Tech | College and University | Space Heating | Individual room heating | TRC | New | NN3546 | Duct Sealing Repair | Duct Sealing Repair | NonEquip | 15 |  | 0% | Tech/Econ | 12% | 0 | 0 | 0
Tech | College and University | Space Heating | Individual room heating | TRC | New | NN3494 | Duct Insulation | Duct Insulation | NonEquip | 15 |  | 0% | Tech/Econ | 2.045% | 0 | 0 | 0
Tech | College and University | Space Heating | Individual room heating | TRC | New | NN3442 | Destratification Fans | Destratification Fans | NonEquip | 10 |  | 0% | Tech/Econ | 15.61% | 0 | 0 | 0
Tech | College and University | Space Heating | Individual room heating | TRC | New | NN3390 | Dedicated Outdoor Air System on VRF unit | Dedicated Outdoor Air System on VRF unit | NonEquip | 15 | Residential/split system heat pump | 0% | Tech/Econ | 10% | 0 | 0 | 0
Tech | College and University | Space Heating | Individual room heating | TRC | New | NN3338 | Cool Roof | Cool Roof | NonEquip | 15 |  | 72.18% | Tech/Econ | 0.2437% | 0 | 0 | 0
Tech | College and University | Space Heating | Individual room heating | TRC | New | NN3234 | Ceiling Insulation(R30 to R38) | Ceiling Insulation(R30 to R38) | NonEquip | 20 |  | 0% | Tech/Econ | 0.2823% | 0 | 0 | 0
Tech | College and University | Space Heating | Individual room heating | TRC | New | NN3182 | Ceiling Insulation(R2 to R38) | Ceiling Insulation(R2 to R38) | NonEquip | 20 |  | 0% | Tech/Econ | 19.05% | 0 | 0 | 0
Tech | College and University | Space Heating | Individual room heating | TRC | New | NN3130 | Ceiling Insulation(R19 to R38) | Ceiling Insulation(R19 to R38) | NonEquip | 20 |  | 0% | Tech/Econ | 1.059% | 0 | 0 | 0
Tech | College and University | Space Heating | Individual room heating | TRC | New | NN3078 | Ceiling Insulation(R12 to R38) | Ceiling Insulation(R12 to R38) | NonEquip | 20 |  | 0% | Tech/Econ | 2.294% | 0 | 0 | 0
Tech | College and University | Space Heating | Individual room heating | TRC | New | NN3000 | Air Curtains | Air Curtains | NonEquip | 8 |  | 28.37% | Tech/Econ | 0.1737% | 0 | 0 | 0
Tech | College and University | Space Heating | Individual room heating | TRC | Existing | NE5327 | Retro-Commissioning | Retro-Commissioning | NonEquip | 5 |  | 21.99% | Tech/Econ | 16% | 0 | 0 | 0
Tech | College and University | Space Heating | Individual room heating | TRC | Existing | NE4313 | Water Cooled Refrigeration Heat Recovery | Water Cooled Refrigeration Heat Recovery | NonEquip | 20 |  | 55.99% | Tech/Econ | 10% | 0 | 0 | 0
Tech | College and University | Space Heating | Individual room heating | TRC | Existing | NE4261 | Warehouse Loading Dock Seals | Warehouse Loading Dock Seals | NonEquip | 18 |  | 0% | Tech/Econ | 0.3843% | 0 | 0 | 0
Tech | College and University | Space Heating | Individual room heating | TRC | Existing | NE4235 | Wall Insulation | Wall Insulation | NonEquip | 20 |  | 0% | Tech/Econ | 3.312% | 0 | 0 | 0
Tech | College and University | Space Heating | Individual room heating | TRC | Existing | NE4157 | Smart Thermostat | Smart Thermostat | NonEquip | 11 |  | 45.33% | Tech/Econ | 10% | 0 | 0 | 0
Tech | College and University | Space Heating | Individual room heating | TRC | Existing | NE4079 | Roof Insulation | Roof Insulation | NonEquip | 20 |  | 37.5% | Tech/Econ | 3.083% | 0 | 0 | 0
Tech | College and University | Space Heating | Individual room heating | TRC | Existing | NE4053 | Programmable Thermostat | Programmable Thermostat | NonEquip | 11 |  | 0% | Tech/Econ | 3.6% | 0 | 0 | 0
Tech | College and University | Space Heating | Individual room heating | TRC | Existing | NE4001 | Low U-Value Windows | Low U-Value Windows | NonEquip | 20 |  | 10.75% | Tech/Econ | 46% | 0 | 0 | 0
Tech | College and University | Space Heating | Individual room heating | TRC | Existing | NE3923 | Infiltration Reduction - Air Sealing | Infiltration Reduction - Air Sealing | NonEquip | 11 |  | 0% | Tech/Econ | 0.1922% | 0 | 0 | 0
Tech | College and University | Space Heating | Individual room heating | TRC | Existing | NE3845 | Hotel Card Energy Control Systems | Hotel Card Energy Control Systems | NonEquip | 15 |  | 0% | Tech/Econ | 0% | 0 | 0 | 0
Tech | College and University | Space Heating | Individual room heating | TRC | Existing | NE3767 | Green Roof | Green Roof | NonEquip | 15 |  | 0.126% | Tech/Econ | 2.382% | 0 | 0 | 0
Tech | College and University | Space Heating | Individual room heating | TRC | Existing | NE3715 | Floor Insulation | Floor Insulation | NonEquip | 20 |  | 6.749% | Tech/Econ | 0.8087% | 0 | 0 | 0
Tech | College and University | Space Heating | Individual room heating | TRC | Existing | NE3637 | Facility Energy Management System | Facility Energy Management System | NonEquip | 15 |  | 0.7167% | Tech/Econ | 20% | 0 | 0 | 0
Tech | College and University | Space Heating | Individual room heating | TRC | Existing | NE3559 | ECM Motors on Furnaces | ECM Motors on Furnaces | NonEquip | 15 | Forced air furnace | 0% | Tech/Econ | 1.706% | 0 | 0 | 0
Tech | College and University | Space Heating | Individual room heating | TRC | Existing | NE3533 | Duct Sealing Repair | Duct Sealing Repair | NonEquip | 15 |  | 0% | Tech/Econ | 12% | 0 | 0 | 0
Tech | College and University | Space Heating | Individual room heating | TRC | Existing | NE3481 | Duct Insulation | Duct Insulation | NonEquip | 15 |  | 0% | Tech/Econ | 2.045% | 0 | 0 | 0
Tech | College and University | Space Heating | Individual room heating | TRC | Existing | NE3429 | Destratification Fans | Destratification Fans | NonEquip | 10 |  | 0% | Tech/Econ | 15.61% | 0 | 0 | 0
Tech | College and University | Space Heating | Individual room heating | TRC | Existing | NE3377 | Dedicated Outdoor Air System on VRF unit | Dedicated Outdoor Air System on VRF unit | NonEquip | 15 | Residential/split system heat pump | 0% | Tech/Econ | 10% | 0 | 0 | 0
Tech | College and University | Space Heating | Individual room heating | TRC | Existing | NE3325 | Cool Roof | Cool Roof | NonEquip | 15 |  | 72.68% | Tech/Econ | 0.2689% | 0 | 0 | 0
Tech | College and University | Space Heating | Individual room heating | TRC | Existing | NE3221 | Ceiling Insulation(R30 to R38) | Ceiling Insulation(R30 to R38) | NonEquip | 20 |  | 0% | Tech/Econ | 0.3115% | 0 | 0 | 0
Tech | College and University | Space Heating | Individual room heating | TRC | Existing | NE3169 | Ceiling Insulation(R2 to R38) | Ceiling Insulation(R2 to R38) | NonEquip | 20 |  | 0% | Tech/Econ | 21.03% | 0 | 0 | 0
Tech | College and University | Space Heating | Individual room heating | TRC | Existing | NE3117 | Ceiling Insulation(R19 to R38) | Ceiling Insulation(R19 to R38) | NonEquip | 20 |  | 0% | Tech/Econ | 1.168% | 0 | 0 | 0
Tech | College and University | Space Heating | Individual room heating | TRC | Existing | NE3065 | Ceiling Insulation(R12 to R38) | Ceiling Insulation(R12 to R38) | NonEquip | 20 |  | 0% | Tech/Econ | 2.531% | 0 | 0 | 0
Tech | College and University | Space Heating | Individual room heating | TRC | Existing | NE2987 | Air Curtains | Air Curtains | NonEquip | 8 |  | 33.45% | Tech/Econ | 0.1737% | 0 | 0 | 0
Tech | College and University | Space Cooling | Individual room air conditioners | TRC | New | NN5366 | Retro-Commissioning | Retro-Commissioning | NonEquip | 5 |  | 0% | Tech/Econ | 16% | 0 | 0 | 0
Tech | College and University | Space Cooling | Individual room air conditioners | TRC | New | NN4378 | Window Sun Protection | Window Sun Protection | NonEquip | 10 |  | 15.35% | Tech/Econ | 16% | 10.0913 | 0.0036908 | -4.1026e-05
Tech | College and University | Space Cooling | Individual room air conditioners | TRC | New | NN4352 | Waterside Economizer | Waterside Economizer | NonEquip | 20 |  | 17.02% | Tech/Econ | 5.556% | 0 | 0 | 0
Tech | College and University | Space Cooling | Individual room air conditioners | TRC | New | NN4144 | Smart Thermostat | Smart Thermostat | NonEquip | 11 |  | 45.33% | Tech/Econ | 10% | 0 | 0 | 0
Tech | College and University | Space Cooling | Individual room air conditioners | TRC | New | NN4118 | Roof Insulation | Roof Insulation | NonEquip | 20 |  | 37.5% | Tech/Econ | 1.13% | 0 | 0 | 0
Tech | College and University | Space Cooling | Individual room air conditioners | TRC | New | NN4040 | Programmable Thermostat | Programmable Thermostat | NonEquip | 11 |  | 0% | Tech/Econ | 3.6% | 0 | 0 | 0
Tech | College and University | Space Cooling | Individual room air conditioners | TRC | New | NN3988 | Low U-Value Windows | Low U-Value Windows | NonEquip | 20 |  | 26.88% | Tech/Econ | 10% | 3.4906 | 0.0012975 | 0
Tech | College and University | Space Cooling | Individual room air conditioners | TRC | New | NN3910 | HVAC tune-up_RTU | HVAC tune-up_RTU | NonEquip | 5 | Packaged air conditioning units (RTUs) | 0% | Tech/Econ | 5% | 0 | 0 | 0
Tech | College and University | Space Cooling | Individual room air conditioners | TRC | New | NN3884 | HVAC tune-up | HVAC tune-up | NonEquip | 5 | Residential-type central air conditioners | 0% | Tech/Econ | 5% | 0 | 0 | 0
Tech | College and University | Space Cooling | Individual room air conditioners | TRC | New | NN3806 | Green Roof | Green Roof | NonEquip | 15 |  | 0.63% | Tech/Econ | 1.31% | 0 | 0 | 0
Tech | College and University | Space Cooling | Individual room air conditioners | TRC | New | NN3754 | Floor Insulation | Floor Insulation | NonEquip | 20 |  | 16.87% | Tech/Econ | 0.5931% | 0 | 0 | 0
Tech | College and University | Space Cooling | Individual room air conditioners | TRC | New | NN3676 | Facility Energy Management System | Facility Energy Management System | NonEquip | 15 |  | 4.276% | Tech/Econ | 20% | 4.0039 | 0.00059274 | 0
Tech | College and University | Space Cooling | Individual room air conditioners | TRC | New | NN3624 | Facility Commissioning | Facility Commissioning | NonEquip | 10 |  | 71.67% | Tech/Econ | 16% | 53.2275 | 0.0094333 | 0.00034919
Tech | College and University | Space Cooling | Individual room air conditioners | TRC | New | NN3598 | Energy Recovery Ventilation System (ERV) | Energy Recovery Ventilation System (ERV) | NonEquip | 15 | Packaged air conditioning units (RTUs) | 0% | Tech/Econ | 10.24% | 0 | 0 | 0
Tech | College and University | Space Cooling | Individual room air conditioners | TRC | New | NN3520 | Duct Sealing Repair | Duct Sealing Repair | NonEquip | 15 |  | 0% | Tech/Econ | 12% | 0 | 0 | 0
Tech | College and University | Space Cooling | Individual room air conditioners | TRC | New | NN3468 | Duct Insulation | Duct Insulation | NonEquip | 15 |  | 0% | Tech/Econ | 2.045% | 0 | 0 | 0
Tech | College and University | Space Cooling | Individual room air conditioners | TRC | New | NN3416 | Dedicated Outdoor Air System on VRF unit | Dedicated Outdoor Air System on VRF unit | NonEquip | 15 | Residential-type central air conditioners | 0% | Tech/Econ | 17.5% | 0 | 0 | 0
Tech | College and University | Space Cooling | Individual room air conditioners | TRC | New | NN3364 | Cool Roof | Cool Roof | NonEquip | 15 |  | 72.18% | Tech/Econ | 1.862% | 0 | 0 | 0
Tech | College and University | Space Cooling | Individual room air conditioners | TRC | New | NN3312 | Chilled Water System - Variable Speed Drives | Chilled Water System - Variable Speed Drives | NonEquip | 13 | Central chillers inside | 0% | Tech/Econ | 24.74% | 0 | 0 | 0
Tech | College and University | Space Cooling | Individual room air conditioners | TRC | New | NN3286 | Chilled Water Controls Optimization | Chilled Water Controls Optimization | NonEquip | 10 | Central chillers inside | 0% | Tech/Econ | 12.5% | 0 | 0 | 0
Tech | College and University | Space Cooling | Individual room air conditioners | TRC | New | NN3208 | Ceiling Insulation(R2 to R38) | Ceiling Insulation(R2 to R38) | NonEquip | 20 |  | 0% | Tech/Econ | 15.42% | 0 | 0 | 0
Tech | College and University | Space Cooling | Individual room air conditioners | TRC | New | NN3156 | Ceiling Insulation(R19 to R38) | Ceiling Insulation(R19 to R38) | NonEquip | 20 |  | 0% | Tech/Econ | 0.8567% | 0 | 0 | 0
Tech | College and University | Space Cooling | Individual room air conditioners | TRC | New | NN3104 | Ceiling Insulation(R12 to R38) | Ceiling Insulation(R12 to R38) | NonEquip | 20 |  | 0% | Tech/Econ | 1.856% | 0 | 0 | 0
Tech | College and University | Space Cooling | Individual room air conditioners | TRC | New | NN3052 | Airside Economizer | Airside Economizer | NonEquip | 10 | Packaged air conditioning units (RTUs) | 0% | Tech/Econ | 5.556% | 0 | 0 | 0
Tech | College and University | Space Cooling | Individual room air conditioners | TRC | Existing | NE5353 | Retro-Commissioning | Retro-Commissioning | NonEquip | 5 |  | 21.99% | Tech/Econ | 16% | 845.9349 | 0.35669 | 0
Tech | College and University | Space Cooling | Individual room air conditioners | TRC | Existing | NE4365 | Window Sun Protection | Window Sun Protection | NonEquip | 10 |  | 15.68% | Tech/Econ | 16% | 618.6382 | 0.22626 | -0.0025151
Tech | College and University | Space Cooling | Individual room air conditioners | TRC | Existing | NE4339 | Waterside Economizer | Waterside Economizer | NonEquip | 20 |  | 17.02% | Tech/Econ | 5.556% | 209.4241 | 0.081369 | 0
Tech | College and University | Space Cooling | Individual room air conditioners | TRC | Existing | NE4209 | Wall Insulation | Wall Insulation | NonEquip | 20 |  | 0% | Tech/Econ | 16.64% | 0 | 0 | 0
Tech | College and University | Space Cooling | Individual room air conditioners | TRC | Existing | NE4131 | Smart Thermostat | Smart Thermostat | NonEquip | 11 |  | 45.33% | Tech/Econ | 10% | 1051.4946 | 0.087891 | 0
Tech | College and University | Space Cooling | Individual room air conditioners | TRC | Existing | NE4105 | Roof Insulation | Roof Insulation | NonEquip | 20 |  | 37.5% | Tech/Econ | 2.261% | 185.9695 | 0.076913 | 0
Tech | College and University | Space Cooling | Individual room air conditioners | TRC | Existing | NE4027 | Programmable Thermostat | Programmable Thermostat | NonEquip | 11 |  | 0% | Tech/Econ | 3.6% | 0 | 0 | 0
Tech | College and University | Space Cooling | Individual room air conditioners | TRC | Existing | NE3975 | Low U-Value Windows | Low U-Value Windows | NonEquip | 20 |  | 10.75% | Tech/Econ | 46% | 1284.8914 | 0.4776 | 0
Tech | College and University | Space Cooling | Individual room air conditioners | TRC | Existing | NE3897 | HVAC tune-up_RTU | HVAC tune-up_RTU | NonEquip | 5 | Packaged air conditioning units (RTUs) | 0% | Tech/Econ | 5% | 0 | 0 | 0
Tech | College and University | Space Cooling | Individual room air conditioners | TRC | Existing | NE3871 | HVAC tune-up | HVAC tune-up | NonEquip | 5 | Residential-type central air conditioners | 0% | Tech/Econ | 5% | 0 | 0 | 0
Tech | College and University | Space Cooling | Individual room air conditioners | TRC | Existing | NE3793 | Green Roof | Green Roof | NonEquip | 15 |  | 0.126% | Tech/Econ | 1.31% | 0.35421 | 0.00015048 | 0
Tech | College and University | Space Cooling | Individual room air conditioners | TRC | Existing | NE3741 | Floor Insulation | Floor Insulation | NonEquip | 20 |  | 6.749% | Tech/Econ | 0.5931% | 8.589 | 0.0035522 | 0
Tech | College and University | Space Cooling | Individual room air conditioners | TRC | Existing | NE3663 | Facility Energy Management System | Facility Energy Management System | NonEquip | 15 |  | 0.7167% | Tech/Econ | 20% | 35.4015 | 0.0052409 | 0
Tech | College and University | Space Cooling | Individual room air conditioners | TRC | Existing | NE3585 | Energy Recovery Ventilation System (ERV) | Energy Recovery Ventilation System (ERV) | NonEquip | 15 | Packaged air conditioning units (RTUs) | 0% | Tech/Econ | 10.24% | 0 | 0 | 0
Tech | College and University | Space Cooling | Individual room air conditioners | TRC | Existing | NE3507 | Duct Sealing Repair | Duct Sealing Repair | NonEquip | 15 |  | 0% | Tech/Econ | 12% | 0 | 0 | 0
Tech | College and University | Space Cooling | Individual room air conditioners | TRC | Existing | NE3455 | Duct Insulation | Duct Insulation | NonEquip | 15 |  | 0% | Tech/Econ | 2.045% | 0 | 0 | 0
Tech | College and University | Space Cooling | Individual room air conditioners | TRC | Existing | NE3403 | Dedicated Outdoor Air System on VRF unit | Dedicated Outdoor Air System on VRF unit | NonEquip | 15 | Residential-type central air conditioners | 0% | Tech/Econ | 17.5% | 0 | 0 | 0
Tech | College and University | Space Cooling | Individual room air conditioners | TRC | Existing | NE3351 | Cool Roof | Cool Roof | NonEquip | 15 |  | 72.68% | Tech/Econ | 1.862% | 294.2892 | 0.12502 | 0
Tech | College and University | Space Cooling | Individual room air conditioners | TRC | Existing | NE3299 | Chilled Water System - Variable Speed Drives | Chilled Water System - Variable Speed Drives | NonEquip | 13 | Central chillers inside | 0% | Tech/Econ | 24.74% | 0 | 0 | 0
Tech | College and University | Space Cooling | Individual room air conditioners | TRC | Existing | NE3273 | Chilled Water Controls Optimization | Chilled Water Controls Optimization | NonEquip | 10 | Central chillers inside | 0% | Tech/Econ | 12.5% | 0 | 0 | 0
Tech | College and University | Space Cooling | Individual room air conditioners | TRC | Existing | NE3195 | Ceiling Insulation(R2 to R38) | Ceiling Insulation(R2 to R38) | NonEquip | 20 |  | 0% | Tech/Econ | 15.42% | 0 | 0 | 0
Tech | College and University | Space Cooling | Individual room air conditioners | TRC | Existing | NE3143 | Ceiling Insulation(R19 to R38) | Ceiling Insulation(R19 to R38) | NonEquip | 20 |  | 0% | Tech/Econ | 0.8567% | 0 | 0 | 0
Tech | College and University | Space Cooling | Individual room air conditioners | TRC | Existing | NE3091 | Ceiling Insulation(R12 to R38) | Ceiling Insulation(R12 to R38) | NonEquip | 20 |  | 0% | Tech/Econ | 1.856% | 0 | 0 | 0
Tech | College and University | Space Cooling | Individual room air conditioners | TRC | Existing | NE3039 | Airside Economizer | Airside Economizer | NonEquip | 10 | Packaged air conditioning units (RTUs) | 0% | Tech/Econ | 5.556% | 0 | 0 | 0
Tech | College and University | Interior Lighting | High bay | TRC | New | NN5262 | Retro-Commissioning | Retro-Commissioning | NonEquip | 5 |  | 0% | Tech/Econ | 16% | 0 | 0 | 0
Tech | College and University | Interior Lighting | High bay | TRC | New | NN4430 | Interior Lighting Controls | Interior Lighting Controls | NonEquip | 8 | Overhead (fluorescent/LED/CFL U-shape) | 0% | Tech/Econ | 28% | 0 | 0 | 0
Tech | College and University | Interior Lighting | High bay | TRC | New | NN4404 | Bi-Level Lighting Control (Interior) | Bi-Level Lighting Control (Interior) | NonEquip | 8 | Overhead (fluorescent/LED/CFL U-shape) | 0% | Tech/Econ | 31% | 0 | 0 | 0
Tech | College and University | Interior Lighting | High bay | TRC | New | NN3702 | Facility Energy Management System | Facility Energy Management System | NonEquip | 15 |  | 4.276% | Tech/Econ | 24% | 1340.5462 | 0.19846 | 0.17143
Tech | College and University | Interior Lighting | High bay | TRC | Existing | NE5249 | Retro-Commissioning | Retro-Commissioning | NonEquip | 5 |  | 21.99% | Tech/Econ | 16% | 223762.3208 | 94.3496 | 1.084
Tech | College and University | Interior Lighting | High bay | TRC | Existing | NE4417 | Interior Lighting Controls | Interior Lighting Controls | NonEquip | 8 | Overhead (fluorescent/LED/CFL U-shape) | 0% | Tech/Econ | 28% | 0 | 0 | 0
Tech | College and University | Interior Lighting | High bay | TRC | Existing | NE4391 | Bi-Level Lighting Control (Interior) | Bi-Level Lighting Control (Interior) | NonEquip | 8 | Overhead (fluorescent/LED/CFL U-shape) | 0% | Tech/Econ | 31% | 0 | 0 | 0
Tech | College and University | Interior Lighting | High bay | TRC | Existing | NE3689 | Facility Energy Management System | Facility Energy Management System | NonEquip | 15 |  | 0.7167% | Tech/Econ | 24% | 10958.3401 | 1.6223 | 1.4014
Tech | College and University | Interior Lighting | High bay | TRC | Turnover | ET1641 | LED Linear - Fixture Replacement | LED Linear - Fixture Replacement | Equip | 15 | High bay | 24.1% | Tech/Econ | 50.28% | 878553.7881 | 92.0651 | 85.3953
Tech | College and University | Interior Lighting | High bay | TRC | Turnover | ET1524 | High Bay LED | High Bay LED | Equip | 15 | High bay | 0% | Tech/Econ | 64.78% | 0 | 0 | 0
Tech | College and University | Interior Lighting | High bay | TRC | Turnover | ET1485 | High Bay Fluorescent (T5) | High Bay Fluorescent (T5) | Equip | 15 | High bay | 0% | Tech/Econ | 64.14% | 0 | 0 | 0
Tech | College and University | Interior Lighting | High bay | TRC | New | EN1667 | LED Linear - Fixture Replacement | LED Linear - Fixture Replacement | Equip | 15 | High bay | 0% | Tech/Econ | 50.28% | 0 | 0 | 0
Tech | College and University | Interior Lighting | High bay | TRC | New | EN1550 | High Bay LED | High Bay LED | Equip | 15 | High bay | 0% | Tech/Econ | 64.78% | 0 | 0 | 0
Tech | College and University | Interior Lighting | High bay | TRC | New | EN1511 | High Bay Fluorescent (T5) | High Bay Fluorescent (T5) | Equip | 15 | High bay | 0% | Tech/Econ | 64.14% | 0 | 0 | 0
Tech | College and University | Cooking | Fryer | TRC | Turnover | ET81 | Energy Star Fryer | Energy Star Fryer | Equip | 12 | Fryer | 29.2% | Tech/Econ | 17.46% | 30.8311 | 0.0049977 | 0.0015454
Tech | College and University | Cooking | Fryer | TRC | New | EN107 | Energy Star Fryer | Energy Star Fryer | Equip | 12 | Fryer | 29.2% | Tech/Econ | 17.46% | 0.55554 | 9.0052e-05 | 2.7847e-05
Tech | College and University | Space Heating | Forced air furnace | TRC | New | NN5340 | Retro-Commissioning | Retro-Commissioning | NonEquip | 5 |  | 0% | Tech/Econ | 16% | 0 | 0 | 0
Tech | College and University | Space Heating | Forced air furnace | TRC | New | NN4326 | Water Cooled Refrigeration Heat Recovery | Water Cooled Refrigeration Heat Recovery | NonEquip | 20 |  | 4.199% | Tech/Econ | 10% | 0 | 0 | 0
Tech | College and University | Space Heating | Forced air furnace | TRC | New | NN4274 | Warehouse Loading Dock Seals | Warehouse Loading Dock Seals | NonEquip | 18 |  | 0% | Tech/Econ | 0.3483% | 0 | 0 | 0
Tech | College and University | Space Heating | Forced air furnace | TRC | New | NN4248 | Wall Insulation | Wall Insulation | NonEquip | 20 |  | 0% | Tech/Econ | 0% | 0 | 0 | 0
Tech | College and University | Space Heating | Forced air furnace | TRC | New | NN4170 | Smart Thermostat | Smart Thermostat | NonEquip | 11 |  | 45.33% | Tech/Econ | 10% | 0 | 0 | 0
Tech | College and University | Space Heating | Forced air furnace | TRC | New | NN4092 | Roof Insulation | Roof Insulation | NonEquip | 20 |  | 37.5% | Tech/Econ | 1.397% | 0 | 0 | 0
Tech | College and University | Space Heating | Forced air furnace | TRC | New | NN4066 | Programmable Thermostat | Programmable Thermostat | NonEquip | 11 |  | 0% | Tech/Econ | 3.6% | 0 | 0 | 0
Tech | College and University | Space Heating | Forced air furnace | TRC | New | NN4014 | Low U-Value Windows | Low U-Value Windows | NonEquip | 20 |  | 26.88% | Tech/Econ | 10% | 0 | 0 | 0
Tech | College and University | Space Heating | Forced air furnace | TRC | New | NN3936 | Infiltration Reduction - Air Sealing | Infiltration Reduction - Air Sealing | NonEquip | 11 |  | 0% | Tech/Econ | 0.1742% | 0 | 0 | 0
Tech | College and University | Space Heating | Forced air furnace | TRC | New | NN3858 | Hotel Card Energy Control Systems | Hotel Card Energy Control Systems | NonEquip | 15 |  | 0% | Tech/Econ | 0% | 0 | 0 | 0
Tech | College and University | Space Heating | Forced air furnace | TRC | New | NN3780 | Green Roof | Green Roof | NonEquip | 15 |  | 0.63% | Tech/Econ | 2.159% | 0 | 0 | 0
Tech | College and University | Space Heating | Forced air furnace | TRC | New | NN3728 | Floor Insulation | Floor Insulation | NonEquip | 20 |  | 16.87% | Tech/Econ | 0.7329% | 0 | 0 | 0
Tech | College and University | Space Heating | Forced air furnace | TRC | New | NN3650 | Facility Energy Management System | Facility Energy Management System | NonEquip | 15 |  | 4.276% | Tech/Econ | 20% | 0 | 0 | 0
Tech | College and University | Space Heating | Forced air furnace | TRC | New | NN3572 | ECM Motors on Furnaces | ECM Motors on Furnaces | NonEquip | 15 | Forced air furnace | 47.78% | Tech/Econ | 1.706% | 0 | 0 | 0
Tech | College and University | Space Heating | Forced air furnace | TRC | New | NN3546 | Duct Sealing Repair | Duct Sealing Repair | NonEquip | 15 |  | 0% | Tech/Econ | 12% | 0 | 0 | 0
Tech | College and University | Space Heating | Forced air furnace | TRC | New | NN3494 | Duct Insulation | Duct Insulation | NonEquip | 15 |  | 0% | Tech/Econ | 2.045% | 0 | 0 | 0
Tech | College and University | Space Heating | Forced air furnace | TRC | New | NN3442 | Destratification Fans | Destratification Fans | NonEquip | 10 |  | 0% | Tech/Econ | 15.61% | 0 | 0 | 0
Tech | College and University | Space Heating | Forced air furnace | TRC | New | NN3390 | Dedicated Outdoor Air System on VRF unit | Dedicated Outdoor Air System on VRF unit | NonEquip | 15 | Residential/split system heat pump | 0% | Tech/Econ | 10% | 0 | 0 | 0
Tech | College and University | Space Heating | Forced air furnace | TRC | New | NN3338 | Cool Roof | Cool Roof | NonEquip | 15 |  | 72.18% | Tech/Econ | 0.2437% | 0 | 0 | 0
Tech | College and University | Space Heating | Forced air furnace | TRC | New | NN3234 | Ceiling Insulation(R30 to R38) | Ceiling Insulation(R30 to R38) | NonEquip | 20 |  | 0% | Tech/Econ | 0.2823% | 0 | 0 | 0
Tech | College and University | Space Heating | Forced air furnace | TRC | New | NN3182 | Ceiling Insulation(R2 to R38) | Ceiling Insulation(R2 to R38) | NonEquip | 20 |  | 0% | Tech/Econ | 19.05% | 0 | 0 | 0
Tech | College and University | Space Heating | Forced air furnace | TRC | New | NN3130 | Ceiling Insulation(R19 to R38) | Ceiling Insulation(R19 to R38) | NonEquip | 20 |  | 0% | Tech/Econ | 1.059% | 0 | 0 | 0
Tech | College and University | Space Heating | Forced air furnace | TRC | New | NN3078 | Ceiling Insulation(R12 to R38) | Ceiling Insulation(R12 to R38) | NonEquip | 20 |  | 0% | Tech/Econ | 2.294% | 0 | 0 | 0
Tech | College and University | Space Heating | Forced air furnace | TRC | New | NN3000 | Air Curtains | Air Curtains | NonEquip | 8 |  | 28.37% | Tech/Econ | 0.1737% | 0 | 0 | 0
Tech | College and University | Space Heating | Forced air furnace | TRC | Existing | NE5327 | Retro-Commissioning | Retro-Commissioning | NonEquip | 5 |  | 21.99% | Tech/Econ | 16% | 0 | 0 | 0
Tech | College and University | Space Heating | Forced air furnace | TRC | Existing | NE4313 | Water Cooled Refrigeration Heat Recovery | Water Cooled Refrigeration Heat Recovery | NonEquip | 20 |  | 55.99% | Tech/Econ | 10% | 0 | 0 | 0
Tech | College and University | Space Heating | Forced air furnace | TRC | Existing | NE4261 | Warehouse Loading Dock Seals | Warehouse Loading Dock Seals | NonEquip | 18 |  | 0% | Tech/Econ | 0.3843% | 0 | 0 | 0
Tech | College and University | Space Heating | Forced air furnace | TRC | Existing | NE4235 | Wall Insulation | Wall Insulation | NonEquip | 20 |  | 0% | Tech/Econ | 3.312% | 0 | 0 | 0
Tech | College and University | Space Heating | Forced air furnace | TRC | Existing | NE4157 | Smart Thermostat | Smart Thermostat | NonEquip | 11 |  | 45.33% | Tech/Econ | 10% | 0 | 0 | 0
Tech | College and University | Space Heating | Forced air furnace | TRC | Existing | NE4079 | Roof Insulation | Roof Insulation | NonEquip | 20 |  | 37.5% | Tech/Econ | 3.083% | 0 | 0 | 0
Tech | College and University | Space Heating | Forced air furnace | TRC | Existing | NE4053 | Programmable Thermostat | Programmable Thermostat | NonEquip | 11 |  | 0% | Tech/Econ | 3.6% | 0 | 0 | 0
Tech | College and University | Space Heating | Forced air furnace | TRC | Existing | NE4001 | Low U-Value Windows | Low U-Value Windows | NonEquip | 20 |  | 10.75% | Tech/Econ | 46% | 0 | 0 | 0
Tech | College and University | Space Heating | Forced air furnace | TRC | Existing | NE3923 | Infiltration Reduction - Air Sealing | Infiltration Reduction - Air Sealing | NonEquip | 11 |  | 0% | Tech/Econ | 0.1922% | 0 | 0 | 0
Tech | College and University | Space Heating | Forced air furnace | TRC | Existing | NE3845 | Hotel Card Energy Control Systems | Hotel Card Energy Control Systems | NonEquip | 15 |  | 0% | Tech/Econ | 0% | 0 | 0 | 0
Tech | College and University | Space Heating | Forced air furnace | TRC | Existing | NE3767 | Green Roof | Green Roof | NonEquip | 15 |  | 0.126% | Tech/Econ | 2.382% | 0 | 0 | 0
Tech | College and University | Space Heating | Forced air furnace | TRC | Existing | NE3715 | Floor Insulation | Floor Insulation | NonEquip | 20 |  | 6.749% | Tech/Econ | 0.8087% | 0 | 0 | 0
Tech | College and University | Space Heating | Forced air furnace | TRC | Existing | NE3637 | Facility Energy Management System | Facility Energy Management System | NonEquip | 15 |  | 0.7167% | Tech/Econ | 20% | 0 | 0 | 0
Tech | College and University | Space Heating | Forced air furnace | TRC | Existing | NE3559 | ECM Motors on Furnaces | ECM Motors on Furnaces | NonEquip | 15 | Forced air furnace | 47.78% | Tech/Econ | 1.706% | 0 | 0 | 0
Tech | College and University | Space Heating | Forced air furnace | TRC | Existing | NE3533 | Duct Sealing Repair | Duct Sealing Repair | NonEquip | 15 |  | 0% | Tech/Econ | 12% | 0 | 0 | 0
Tech | College and University | Space Heating | Forced air furnace | TRC | Existing | NE3481 | Duct Insulation | Duct Insulation | NonEquip | 15 |  | 0% | Tech/Econ | 2.045% | 0 | 0 | 0
Tech | College and University | Space Heating | Forced air furnace | TRC | Existing | NE3429 | Destratification Fans | Destratification Fans | NonEquip | 10 |  | 0% | Tech/Econ | 15.61% | 0 | 0 | 0
Tech | College and University | Space Heating | Forced air furnace | TRC | Existing | NE3377 | Dedicated Outdoor Air System on VRF unit | Dedicated Outdoor Air System on VRF unit | NonEquip | 15 | Residential/split system heat pump | 0% | Tech/Econ | 10% | 0 | 0 | 0
Tech | College and University | Space Heating | Forced air furnace | TRC | Existing | NE3325 | Cool Roof | Cool Roof | NonEquip | 15 |  | 72.68% | Tech/Econ | 0.2689% | 0 | 0 | 0
Tech | College and University | Space Heating | Forced air furnace | TRC | Existing | NE3221 | Ceiling Insulation(R30 to R38) | Ceiling Insulation(R30 to R38) | NonEquip | 20 |  | 0% | Tech/Econ | 0.3115% | 0 | 0 | 0
Tech | College and University | Space Heating | Forced air furnace | TRC | Existing | NE3169 | Ceiling Insulation(R2 to R38) | Ceiling Insulation(R2 to R38) | NonEquip | 20 |  | 0% | Tech/Econ | 21.03% | 0 | 0 | 0
Tech | College and University | Space Heating | Forced air furnace | TRC | Existing | NE3117 | Ceiling Insulation(R19 to R38) | Ceiling Insulation(R19 to R38) | NonEquip | 20 |  | 0% | Tech/Econ | 1.168% | 0 | 0 | 0
Tech | College and University | Space Heating | Forced air furnace | TRC | Existing | NE3065 | Ceiling Insulation(R12 to R38) | Ceiling Insulation(R12 to R38) | NonEquip | 20 |  | 0% | Tech/Econ | 2.531% | 0 | 0 | 0
Tech | College and University | Space Heating | Forced air furnace | TRC | Existing | NE2987 | Air Curtains | Air Curtains | NonEquip | 8 |  | 33.45% | Tech/Econ | 0.1737% | 0 | 0 | 0
Tech | College and University | Exterior Lighting | Exterior parking/lot lighting | TRC | New | NN5288 | Retro-Commissioning | Retro-Commissioning | NonEquip | 5 |  | 0% | Tech/Econ | 16% | 0 | 0 | 0
Tech | College and University | Exterior Lighting | Exterior parking/lot lighting | TRC | New | NN2974 | Outdoor Lighting Controls | Outdoor Lighting Controls | NonEquip | 8 | Exterior parking/lot lighting | 30.95% | Tech/Econ | 28% | 3536.133 | 0 | 0
Tech | College and University | Exterior Lighting | Exterior parking/lot lighting | TRC | New | NN2948 | Bi-Level Lighting Control (Exterior) | Bi-Level Lighting Control (Exterior) | NonEquip | 9 | Exterior parking/lot lighting | 13.75% | Tech/Econ | 31% | 1817.494 | 0 | 0
Tech | College and University | Exterior Lighting | Exterior parking/lot lighting | TRC | Existing | NE5275 | Retro-Commissioning | Retro-Commissioning | NonEquip | 5 |  | 21.99% | Tech/Econ | 16% | 72778.8483 | 0 | 0.35256
Tech | College and University | Exterior Lighting | Exterior parking/lot lighting | TRC | Existing | NE2961 | Outdoor Lighting Controls | Outdoor Lighting Controls | NonEquip | 8 | Exterior parking/lot lighting | 30.95% | Tech/Econ | 28% | 196245.3918 | 0 | 0
Tech | College and University | Exterior Lighting | Exterior parking/lot lighting | TRC | Existing | NE2935 | Bi-Level Lighting Control (Exterior) | Bi-Level Lighting Control (Exterior) | NonEquip | 9 | Exterior parking/lot lighting | 13.75% | Tech/Econ | 31% | 100865.7832 | 0 | 0
Tech | College and University | Exterior Lighting | Exterior parking/lot lighting | TRC | Turnover | ET705 | LED Parking Lighting | LED Parking Lighting | Equip | 18 | Exterior parking/lot lighting | 7.084% | Tech/Econ | 84% | 149668.8406 | 0 | 0
Tech | College and University | Exterior Lighting | Exterior parking/lot lighting | TRC | Turnover | ET510 | High Efficiency HID Lighting | High Efficiency HID Lighting | Equip | 13 | Exterior parking/lot lighting | 0% | Tech/Econ | 34.18% | 0 | 0 | 0
Tech | College and University | Exterior Lighting | Exterior parking/lot lighting | TRC | New | EN731 | LED Parking Lighting | LED Parking Lighting | Equip | 18 | Exterior parking/lot lighting | 7.084% | Tech/Econ | 84% | 2696.8731 | 0 | 0
Tech | College and University | Exterior Lighting | Exterior parking/lot lighting | TRC | New | EN536 | High Efficiency HID Lighting | High Efficiency HID Lighting | Equip | 13 | Exterior parking/lot lighting | 0% | Tech/Econ | 34.18% | 0 | 0 | 0
Tech | College and University | Exterior Lighting | Exterior marquis | TRC | New | NN5288 | Retro-Commissioning | Retro-Commissioning | NonEquip | 5 |  | 0% | Tech/Econ | 16% | 0 | 0 | 0
Tech | College and University | Exterior Lighting | Exterior marquis | TRC | New | NN2974 | Outdoor Lighting Controls | Outdoor Lighting Controls | NonEquip | 8 | Exterior parking/lot lighting | 0% | Tech/Econ | 28% | 0 | 0 | 0
Tech | College and University | Exterior Lighting | Exterior marquis | TRC | New | NN2948 | Bi-Level Lighting Control (Exterior) | Bi-Level Lighting Control (Exterior) | NonEquip | 9 | Exterior parking/lot lighting | 0% | Tech/Econ | 31% | 0 | 0 | 0
Tech | College and University | Exterior Lighting | Exterior marquis | TRC | Existing | NE5275 | Retro-Commissioning | Retro-Commissioning | NonEquip | 5 |  | 21.99% | Tech/Econ | 16% | 471.7707 | 0 | 0.0022854
Tech | College and University | Exterior Lighting | Exterior marquis | TRC | Existing | NE2961 | Outdoor Lighting Controls | Outdoor Lighting Controls | NonEquip | 8 | Exterior parking/lot lighting | 0% | Tech/Econ | 28% | 0 | 0 | 0
Tech | College and University | Exterior Lighting | Exterior marquis | TRC | Existing | NE2935 | Bi-Level Lighting Control (Exterior) | Bi-Level Lighting Control (Exterior) | NonEquip | 9 | Exterior parking/lot lighting | 0% | Tech/Econ | 31% | 0 | 0 | 0
Tech | College and University | Exterior Lighting | Exterior marquis | TRC | Turnover | ET627 | LED Exterior Lighting | LED Exterior Lighting | Equip | 13 | Exterior marquis | 4.624% | Tech/Econ | 60.51% | 385.969 | 0 | 0
Tech | College and University | Exterior Lighting | Exterior marquis | TRC | Turnover | ET588 | LED Display Lighting (Exterior) | LED Display Lighting (Exterior) | Equip | 15 | Exterior marquis | 4.624% | Tech/Econ | 87.04% | 578.4583 | 0 | 0
Tech | College and University | Exterior Lighting | Exterior marquis | TRC | New | EN653 | LED Exterior Lighting | LED Exterior Lighting | Equip | 13 | Exterior marquis | 4.624% | Tech/Econ | 60.51% | 6.9548 | 0 | 0
Tech | College and University | Exterior Lighting | Exterior marquis | TRC | New | EN614 | LED Display Lighting (Exterior) | LED Display Lighting (Exterior) | Equip | 15 | Exterior marquis | 4.624% | Tech/Econ | 87.04% | 10.4232 | 0 | 0
Tech | College and University | Miscellaneous | Elevators/Escalators | TRC | New | NN5444 | Retro-Commissioning | Retro-Commissioning | NonEquip | 5 |  | 0% | Tech/Econ | 16% | 0 | 0 | 0
Tech | College and University | Miscellaneous | Elevators/Escalators | TRC | New | NN4534 | VSD Controlled Compressor | VSD Controlled Compressor | NonEquip | 15 | Others | 0% | Tech/Econ | 20.79% | 0 | 0 | 0
Tech | College and University | Miscellaneous | Elevators/Escalators | TRC | New | NN4508 | Regenerative Drive Elevator Motor | Regenerative Drive Elevator Motor | NonEquip | 13 | Elevators/Escalators | 11.17% | Tech/Econ | 6.211% | 98.8364 | 0.012815 | 0.010734
Tech | College and University | Miscellaneous | Elevators/Escalators | TRC | New | NN4482 | Engine Block Timer | Engine Block Timer | NonEquip | 5 | Others | 0% | Tech/Econ | 36% | 0 | 0 | 0
Tech | College and University | Miscellaneous | Elevators/Escalators | TRC | New | NN4456 | Efficient Motor Belts | Efficient Motor Belts | NonEquip | 10 | Others | 0% | Tech/Econ | 1.105% | 0 | 0 | 0
Tech | College and University | Miscellaneous | Elevators/Escalators | TRC | Existing | NE5431 | Retro-Commissioning | Retro-Commissioning | NonEquip | 5 |  | 21.99% | Tech/Econ | 16% | 27831.0233 | 11.735 | 0.13482
Tech | College and University | Miscellaneous | Elevators/Escalators | TRC | Existing | NE4521 | VSD Controlled Compressor | VSD Controlled Compressor | NonEquip | 15 | Others | 0% | Tech/Econ | 20.79% | 0 | 0 | 0
Tech | College and University | Miscellaneous | Elevators/Escalators | TRC | Existing | NE4495 | Regenerative Drive Elevator Motor | Regenerative Drive Elevator Motor | NonEquip | 13 | Elevators/Escalators | 10.45% | Tech/Econ | 6.211% | 4954.0265 | 0.64231 | 0.53802
Tech | College and University | Miscellaneous | Elevators/Escalators | TRC | Existing | NE4469 | Engine Block Timer | Engine Block Timer | NonEquip | 5 | Others | 0% | Tech/Econ | 36% | 0 | 0 | 0
Tech | College and University | Miscellaneous | Elevators/Escalators | TRC | Existing | NE4443 | Efficient Motor Belts | Efficient Motor Belts | NonEquip | 10 | Others | 0% | Tech/Econ | 1.105% | 0 | 0 | 0
Tech | College and University | Office Equipment | Document production | TRC | New | NN4586 | Smart Strip Plug Outlet | Smart Strip Plug Outlet | NonEquip | 4 |  | 43.9% | Tech/Econ | 1.187% | 143.0263 | 0.021267 | 0.01478
Tech | College and University | Office Equipment | Document production | TRC | New | NN4560 | Network PC Power Management | Network PC Power Management | NonEquip | 5 | Computers | 0% | Tech/Econ | 56.5% | 0 | 0 | 0
Tech | College and University | Office Equipment | Document production | TRC | Existing | NE4573 | Smart Strip Plug Outlet | Smart Strip Plug Outlet | NonEquip | 4 |  | 43.9% | Tech/Econ | 1.187% | 7937.5575 | 1.1803 | 0.82027
Tech | College and University | Office Equipment | Document production | TRC | Existing | NE4547 | Network PC Power Management | Network PC Power Management | NonEquip | 5 | Computers | 0% | Tech/Econ | 56.5% | 0 | 0 | 0
Tech | College and University | Office Equipment | Document production | TRC | Turnover | ET2142 | ENERGY STAR Imaging Equipment | ENERGY STAR Imaging Equipment | Equip | 6 | Document production | 17.92% | Tech/Econ | 44.44% | 131810.4977 | 18.279 | 12.2743
Tech | College and University | Office Equipment | Document production | TRC | New | EN2168 | ENERGY STAR Imaging Equipment | ENERGY STAR Imaging Equipment | Equip | 6 | Document production | 17.92% | Tech/Econ | 44.44% | 2375.0848 | 0.32937 | 0.22117
Tech | College and University | Space Cooling | District chilled water piped | TRC | New | NN5366 | Retro-Commissioning | Retro-Commissioning | NonEquip | 5 |  | 0% | Tech/Econ | 16% | 0 | 0 | 0
Tech | College and University | Space Cooling | District chilled water piped | TRC | New | NN4378 | Window Sun Protection | Window Sun Protection | NonEquip | 10 |  | 15.35% | Tech/Econ | 16% | 1912.6896 | 0.69955 | -0.007776
Tech | College and University | Space Cooling | District chilled water piped | TRC | New | NN4352 | Waterside Economizer | Waterside Economizer | NonEquip | 20 |  | 17.02% | Tech/Econ | 5.556% | 0 | 0 | 0
Tech | College and University | Space Cooling | District chilled water piped | TRC | New | NN4144 | Smart Thermostat | Smart Thermostat | NonEquip | 11 |  | 45.33% | Tech/Econ | 10% | 0 | 0 | 0
Tech | College and University | Space Cooling | District chilled water piped | TRC | New | NN4040 | Programmable Thermostat | Programmable Thermostat | NonEquip | 11 |  | 0% | Tech/Econ | 3.6% | 0 | 0 | 0
Tech | College and University | Space Cooling | District chilled water piped | TRC | New | NN3988 | Low U-Value Windows | Low U-Value Windows | NonEquip | 20 |  | 26.88% | Tech/Econ | 10% | 661.61 | 0.24592 | 0
Tech | College and University | Space Cooling | District chilled water piped | TRC | New | NN3910 | HVAC tune-up_RTU | HVAC tune-up_RTU | NonEquip | 5 | Packaged air conditioning units (RTUs) | 0% | Tech/Econ | 5% | 0 | 0 | 0
Tech | College and University | Space Cooling | District chilled water piped | TRC | New | NN3884 | HVAC tune-up | HVAC tune-up | NonEquip | 5 | Residential-type central air conditioners | 0% | Tech/Econ | 5% | 0 | 0 | 0
Tech | College and University | Space Cooling | District chilled water piped | TRC | New | NN3806 | Green Roof | Green Roof | NonEquip | 15 |  | 0.63% | Tech/Econ | 1.31% | 0 | 0 | 0
Tech | College and University | Space Cooling | District chilled water piped | TRC | New | NN3676 | Facility Energy Management System | Facility Energy Management System | NonEquip | 15 |  | 4.276% | Tech/Econ | 20% | 758.8878 | 0.11235 | 0
Tech | College and University | Space Cooling | District chilled water piped | TRC | New | NN3624 | Facility Commissioning | Facility Commissioning | NonEquip | 10 |  | 71.67% | Tech/Econ | 16% | 10088.6667 | 1.788 | 0.066185
Tech | College and University | Space Cooling | District chilled water piped | TRC | New | NN3598 | Energy Recovery Ventilation System (ERV) | Energy Recovery Ventilation System (ERV) | NonEquip | 15 | Packaged air conditioning units (RTUs) | 0% | Tech/Econ | 10.24% | 0 | 0 | 0
Tech | College and University | Space Cooling | District chilled water piped | TRC | New | NN3520 | Duct Sealing Repair | Duct Sealing Repair | NonEquip | 15 |  | 0% | Tech/Econ | 12% | 0 | 0 | 0
Tech | College and University | Space Cooling | District chilled water piped | TRC | New | NN3468 | Duct Insulation | Duct Insulation | NonEquip | 15 |  | 0% | Tech/Econ | 2.045% | 0 | 0 | 0
Tech | College and University | Space Cooling | District chilled water piped | TRC | New | NN3416 | Dedicated Outdoor Air System on VRF unit | Dedicated Outdoor Air System on VRF unit | NonEquip | 15 | Residential-type central air conditioners | 0% | Tech/Econ | 17.5% | 0 | 0 | 0
Tech | College and University | Space Cooling | District chilled water piped | TRC | New | NN3364 | Cool Roof | Cool Roof | NonEquip | 15 |  | 72.18% | Tech/Econ | 1.862% | 0 | 0 | 0
Tech | College and University | Space Cooling | District chilled water piped | TRC | New | NN3312 | Chilled Water System - Variable Speed Drives | Chilled Water System - Variable Speed Drives | NonEquip | 13 | Central chillers inside | 0% | Tech/Econ | 24.74% | 0 | 0 | 0
Tech | College and University | Space Cooling | District chilled water piped | TRC | New | NN3286 | Chilled Water Controls Optimization | Chilled Water Controls Optimization | NonEquip | 10 | Central chillers inside | 0% | Tech/Econ | 12.5% | 0 | 0 | 0
Tech | College and University | Space Cooling | District chilled water piped | TRC | New | NN3208 | Ceiling Insulation(R2 to R38) | Ceiling Insulation(R2 to R38) | NonEquip | 20 |  | 0% | Tech/Econ | 15.42% | 0 | 0 | 0
Tech | College and University | Space Cooling | District chilled water piped | TRC | New | NN3104 | Ceiling Insulation(R12 to R38) | Ceiling Insulation(R12 to R38) | NonEquip | 20 |  | 0% | Tech/Econ | 1.856% | 0 | 0 | 0
Tech | College and University | Space Cooling | District chilled water piped | TRC | New | NN3052 | Airside Economizer | Airside Economizer | NonEquip | 10 | Packaged air conditioning units (RTUs) | 0% | Tech/Econ | 5.556% | 0 | 0 | 0
Tech | College and University | Space Cooling | District chilled water piped | TRC | Existing | NE5353 | Retro-Commissioning | Retro-Commissioning | NonEquip | 5 |  | 21.99% | Tech/Econ | 16% | 144913.3086 | 61.1029 | 0
Tech | College and University | Space Cooling | District chilled water piped | TRC | Existing | NE4365 | Window Sun Protection | Window Sun Protection | NonEquip | 10 |  | 15.68% | Tech/Econ | 16% | 117255.7343 | 42.8851 | -0.4767
Tech | College and University | Space Cooling | District chilled water piped | TRC | Existing | NE4339 | Waterside Economizer | Waterside Economizer | NonEquip | 20 |  | 17.02% | Tech/Econ | 5.556% | 40119.0856 | 15.5878 | 0
Tech | College and University | Space Cooling | District chilled water piped | TRC | Existing | NE4209 | Wall Insulation | Wall Insulation | NonEquip | 20 |  | 0% | Tech/Econ | 16.64% | 0 | 0 | 0
Tech | College and University | Space Cooling | District chilled water piped | TRC | Existing | NE4131 | Smart Thermostat | Smart Thermostat | NonEquip | 11 |  | 45.33% | Tech/Econ | 10% | 206566.2583 | 17.2662 | 0
Tech | College and University | Space Cooling | District chilled water piped | TRC | Existing | NE4105 | Roof Insulation | Roof Insulation | NonEquip | 20 |  | 37.5% | Tech/Econ | 2.261% | 33688.7456 | 13.933 | 0
Tech | College and University | Space Cooling | District chilled water piped | TRC | Existing | NE4027 | Programmable Thermostat | Programmable Thermostat | NonEquip | 11 |  | 0% | Tech/Econ | 3.6% | 0 | 0 | 0
Tech | College and University | Space Cooling | District chilled water piped | TRC | Existing | NE3975 | Low U-Value Windows | Low U-Value Windows | NonEquip | 20 |  | 10.75% | Tech/Econ | 46% | 243536.3464 | 90.5232 | 0
Tech | College and University | Space Cooling | District chilled water piped | TRC | Existing | NE3897 | HVAC tune-up_RTU | HVAC tune-up_RTU | NonEquip | 5 | Packaged air conditioning units (RTUs) | 0% | Tech/Econ | 5% | 0 | 0 | 0
Tech | College and University | Space Cooling | District chilled water piped | TRC | Existing | NE3871 | HVAC tune-up | HVAC tune-up | NonEquip | 5 | Residential-type central air conditioners | 0% | Tech/Econ | 5% | 0 | 0 | 0
Tech | College and University | Space Cooling | District chilled water piped | TRC | Existing | NE3793 | Green Roof | Green Roof | NonEquip | 15 |  | 0.126% | Tech/Econ | 1.31% | 64.1661 | 0.027259 | 0
Tech | College and University | Space Cooling | District chilled water piped | TRC | Existing | NE3741 | Floor Insulation | Floor Insulation | NonEquip | 20 |  | 6.749% | Tech/Econ | 0.5931% | 1555.9133 | 0.6435 | 0
Tech | College and University | Space Cooling | District chilled water piped | TRC | Existing | NE3663 | Facility Energy Management System | Facility Energy Management System | NonEquip | 15 |  | 0.7167% | Tech/Econ | 20% | 6709.9455 | 0.99336 | 0
Tech | College and University | Space Cooling | District chilled water piped | TRC | Existing | NE3585 | Energy Recovery Ventilation System (ERV) | Energy Recovery Ventilation System (ERV) | NonEquip | 15 | Packaged air conditioning units (RTUs) | 0% | Tech/Econ | 10.24% | 0 | 0 | 0
Tech | College and University | Space Cooling | District chilled water piped | TRC | Existing | NE3507 | Duct Sealing Repair | Duct Sealing Repair | NonEquip | 15 |  | 0% | Tech/Econ | 12% | 0 | 0 | 0
Tech | College and University | Space Cooling | District chilled water piped | TRC | Existing | NE3455 | Duct Insulation | Duct Insulation | NonEquip | 15 |  | 0% | Tech/Econ | 2.045% | 0 | 0 | 0
Tech | College and University | Space Cooling | District chilled water piped | TRC | Existing | NE3403 | Dedicated Outdoor Air System on VRF unit | Dedicated Outdoor Air System on VRF unit | NonEquip | 15 | Residential-type central air conditioners | 0% | Tech/Econ | 17.5% | 0 | 0 | 0
Tech | College and University | Space Cooling | District chilled water piped | TRC | Existing | NE3351 | Cool Roof | Cool Roof | NonEquip | 15 |  | 72.68% | Tech/Econ | 1.862% | 53311.058 | 22.6476 | 0
Tech | College and University | Space Cooling | District chilled water piped | TRC | Existing | NE3299 | Chilled Water System - Variable Speed Drives | Chilled Water System - Variable Speed Drives | NonEquip | 13 | Central chillers inside | 0% | Tech/Econ | 24.74% | 0 | 0 | 0
Tech | College and University | Space Cooling | District chilled water piped | TRC | Existing | NE3273 | Chilled Water Controls Optimization | Chilled Water Controls Optimization | NonEquip | 10 | Central chillers inside | 0% | Tech/Econ | 12.5% | 0 | 0 | 0
Tech | College and University | Space Cooling | District chilled water piped | TRC | Existing | NE3195 | Ceiling Insulation(R2 to R38) | Ceiling Insulation(R2 to R38) | NonEquip | 20 |  | 0% | Tech/Econ | 15.42% | 0 | 0 | 0
Tech | College and University | Space Cooling | District chilled water piped | TRC | Existing | NE3143 | Ceiling Insulation(R19 to R38) | Ceiling Insulation(R19 to R38) | NonEquip | 20 |  | 0% | Tech/Econ | 0.8567% | 0 | 0 | 0
Tech | College and University | Space Cooling | District chilled water piped | TRC | Existing | NE3091 | Ceiling Insulation(R12 to R38) | Ceiling Insulation(R12 to R38) | NonEquip | 20 |  | 0% | Tech/Econ | 1.856% | 0 | 0 | 0
Tech | College and University | Space Cooling | District chilled water piped | TRC | Existing | NE3039 | Airside Economizer | Airside Economizer | NonEquip | 10 | Packaged air conditioning units (RTUs) | 0% | Tech/Econ | 5.556% | 0 | 0 | 0
Tech | College and University | Space Cooling | District chilled water piped | TRC | Turnover | ET939 | High Efficiency Chiller (Air Cooled, 50 tons) | High Efficiency Chiller (Air Cooled, 50 tons) | Equip | 20 | District chilled water piped | 28.37% | Tech/Econ | 8.759% | 108108.7728 | 29.4487 | 1.3402
Tech | College and University | Space Cooling | District chilled water piped | TRC | Turnover | ET1095 | High Efficiency Chiller (Water cooled-positive displacement, 100 tons) | High Efficiency Chiller (Water cooled-positive displacement, 100 tons) | Equip | 20 | District chilled water piped | 28.37% | Tech/Econ | 2.683% | 31589.7747 | 11.9034 | 0.023121
Tech | College and University | Space Cooling | District chilled water piped | TRC | Turnover | ET1017 | High Efficiency Chiller (Water cooled-centrifugal, 200 tons) | High Efficiency Chiller (Water cooled-centrifugal, 200 tons) | Equip | 20 | District chilled water piped | 28.37% | Tech/Econ | 4.362% | 52008.3419 | 19.5973 | 0.038066
Tech | College and University | Space Cooling | District chilled water piped | TRC | New | EN965 | High Efficiency Chiller (Air Cooled, 50 tons) | High Efficiency Chiller (Air Cooled, 50 tons) | Equip | 20 | District chilled water piped | 28.37% | Tech/Econ | 8.759% | 1871.5269 | 0.5098 | 0.023201
Tech | College and University | Space Cooling | District chilled water piped | TRC | New | EN1121 | High Efficiency Chiller (Water cooled-positive displacement, 100 tons) | High Efficiency Chiller (Water cooled-positive displacement, 100 tons) | Equip | 20 | District chilled water piped | 28.37% | Tech/Econ | 2.683% | 552.0876 | 0.20803 | 0.00040408
Tech | College and University | Space Cooling | District chilled water piped | TRC | New | EN1043 | High Efficiency Chiller (Water cooled-centrifugal, 200 tons) | High Efficiency Chiller (Water cooled-centrifugal, 200 tons) | Equip | 20 | District chilled water piped | 28.37% | Tech/Econ | 4.362% | 908.9385 | 0.3425 | 0.00066526
Tech | College and University | Refrigeration | Display cases | TRC | New | NN5314 | Retro-Commissioning | Retro-Commissioning | NonEquip | 5 |  | 0% | Tech/Econ | 16% | 0 | 0 | 0
Tech | College and University | Refrigeration | Display cases | TRC | New | NN4898 | Strip Curtains for Walk-ins | Strip Curtains for Walk-ins | NonEquip | 4 | Walk-in cooler | 0% | Tech/Econ | 2.115% | 0 | 0 | 0
Tech | College and University | Refrigeration | Display cases | TRC | New | NN4872 | Refrigerated Display Case Lighting Controls | Refrigerated Display Case Lighting Controls | NonEquip | 8 | Display cases | 0% | Tech/Econ | 0.9365% | 0 | 0 | 0
Tech | College and University | Refrigeration | Display cases | TRC | New | NN4846 | PSC to ECM Evaporator Fan Motor (Walk-In, Refrigerator) | PSC to ECM Evaporator Fan Motor (Walk-In, Refrigerator) | NonEquip | 15 | Walk-in cooler | 0% | Tech/Econ | 37.5% | 0 | 0 | 0
Tech | College and University | Refrigeration | Display cases | TRC | New | NN4820 | PSC to ECM Evaporator Fan Motor (Reach-In) | PSC to ECM Evaporator Fan Motor (Reach-In) | NonEquip | 15 | Display cases | 68.68% | Tech/Econ | 37.5% | 49.1074 | 0.006367 | 0.0053332
Tech | College and University | Refrigeration | Display cases | TRC | New | NN4794 | Night Covers for Display Cases | Night Covers for Display Cases | NonEquip | 5 | Display cases | 0% | Tech/Econ | 1.877% | 0 | 0 | 0
Tech | College and University | Refrigeration | Display cases | TRC | New | NN4768 | High R-Value Glass Doors | High R-Value Glass Doors | NonEquip | 12 | Display cases | 0% | Tech/Econ | 0% | 0 | 0 | 0
Tech | College and University | Refrigeration | Display cases | TRC | New | NN4742 | High Efficiency Refrigeration Compressor | High Efficiency Refrigeration Compressor | NonEquip | 13 | Display cases | 4.199% | Tech/Econ | 6.922% | 0.41148 | 5.3351e-05 | 4.4688e-05
Tech | College and University | Refrigeration | Display cases | TRC | New | NN4716 | Freezer-Cooler Replacement Gaskets | Freezer-Cooler Replacement Gaskets | NonEquip | 4 | Display cases | 0% | Tech/Econ | 0% | 0 | 0 | 0
Tech | College and University | Refrigeration | Display cases | TRC | New | NN4690 | Floating Head Pressure Controls | Floating Head Pressure Controls | NonEquip | 15 |  | 27.37% | Tech/Econ | 6.05% | 2.3376 | 0.00030308 | 0.00025386
Tech | College and University | Refrigeration | Display cases | TRC | New | NN4664 | Demand Defrost | Demand Defrost | NonEquip | 10 | Walk-in cooler | 0% | Tech/Econ | 30% | 0 | 0 | 0
Tech | College and University | Refrigeration | Display cases | TRC | New | NN4638 | Automatic Door Closer for Walk-in Coolers and Freezers | Automatic Door Closer for Walk-in Coolers and Freezers | NonEquip | 8 | Walk-in cooler | 0% | Tech/Econ | 3.131% | 0 | 0 | 0
Tech | College and University | Refrigeration | Display cases | TRC | New | NN4612 | Anti-Sweat Controls | Anti-Sweat Controls | NonEquip | 8 | Display cases | 0% | Tech/Econ | 85% | 0 | 0 | 0
Tech | College and University | Refrigeration | Display cases | TRC | Existing | NE5301 | Retro-Commissioning | Retro-Commissioning | NonEquip | 5 |  | 21.99% | Tech/Econ | 16% | 317.8968 | 0.13404 | 0.00154
Tech | College and University | Refrigeration | Display cases | TRC | Existing | NE4885 | Strip Curtains for Walk-ins | Strip Curtains for Walk-ins | NonEquip | 4 | Walk-in cooler | 0% | Tech/Econ | 2.115% | 0 | 0 | 0
Tech | College and University | Refrigeration | Display cases | TRC | Existing | NE4859 | Refrigerated Display Case Lighting Controls | Refrigerated Display Case Lighting Controls | NonEquip | 8 | Display cases | 0% | Tech/Econ | 2.524% | 0 | 0 | 0
Tech | College and University | Refrigeration | Display cases | TRC | Existing | NE4833 | PSC to ECM Evaporator Fan Motor (Walk-In, Refrigerator) | PSC to ECM Evaporator Fan Motor (Walk-In, Refrigerator) | NonEquip | 15 | Walk-in cooler | 0% | Tech/Econ | 37.5% | 0 | 0 | 0
Tech | College and University | Refrigeration | Display cases | TRC | Existing | NE4807 | PSC to ECM Evaporator Fan Motor (Reach-In) | PSC to ECM Evaporator Fan Motor (Reach-In) | NonEquip | 15 | Display cases | 17.17% | Tech/Econ | 37.5% | 627.9917 | 0.081422 | 0.068201
Tech | College and University | Refrigeration | Display cases | TRC | Existing | NE4781 | Night Covers for Display Cases | Night Covers for Display Cases | NonEquip | 5 | Display cases | 0% | Tech/Econ | 1.877% | 0 | 0 | 0
Tech | College and University | Refrigeration | Display cases | TRC | Existing | NE4755 | High R-Value Glass Doors | High R-Value Glass Doors | NonEquip | 12 | Display cases | 0% | Tech/Econ | 23.81% | 0 | 0 | 0
Tech | College and University | Refrigeration | Display cases | TRC | Existing | NE4729 | High Efficiency Refrigeration Compressor | High Efficiency Refrigeration Compressor | NonEquip | 13 | Display cases | 14.15% | Tech/Econ | 6.922% | 89.3979 | 0.011591 | 0.0097088
Tech | College and University | Refrigeration | Display cases | TRC | Existing | NE4703 | Freezer-Cooler Replacement Gaskets | Freezer-Cooler Replacement Gaskets | NonEquip | 4 | Display cases | 63.61% | Tech/Econ | 3.131% | 170.7346 | 0.022137 | 0.018542
Tech | College and University | Refrigeration | Display cases | TRC | Existing | NE4677 | Floating Head Pressure Controls | Floating Head Pressure Controls | NonEquip | 15 |  | 27.37% | Tech/Econ | 6.05% | 144.3764 | 0.018719 | 0.01568
Tech | College and University | Refrigeration | Display cases | TRC | Existing | NE4651 | Demand Defrost | Demand Defrost | NonEquip | 10 | Walk-in cooler | 0% | Tech/Econ | 30% | 0 | 0 | 0
Tech | College and University | Refrigeration | Display cases | TRC | Existing | NE4625 | Automatic Door Closer for Walk-in Coolers and Freezers | Automatic Door Closer for Walk-in Coolers and Freezers | NonEquip | 8 | Walk-in cooler | 0% | Tech/Econ | 3.131% | 0 | 0 | 0
Tech | College and University | Refrigeration | Display cases | TRC | Existing | NE4599 | Anti-Sweat Controls | Anti-Sweat Controls | NonEquip | 8 | Display cases | 9.21% | Tech/Econ | 85% | 828.3742 | 0.1074 | 0.089963
Tech | College and University | Refrigeration | Display cases | TRC | Turnover | ET2610 | Refrigerated Display Case LED Lighting | Refrigerated Display Case LED Lighting | Equip | 8 | Display cases | 0% | Tech/Econ | 6.613% | 0 | 0 | 0
Tech | College and University | Refrigeration | Display cases | TRC | Turnover | ET2454 | Energy Star Commercial Solid Door Refrigerator | Energy Star Commercial Solid Door Refrigerator | Equip | 12 | Display cases | 0% | Tech/Econ | 50.28% | 0 | 0 | 0
Tech | College and University | Refrigeration | Display cases | TRC | Turnover | ET2415 | Energy Star Commercial Solid Door Freezer | Energy Star Commercial Solid Door Freezer | Equip | 12 | Display cases | 0% | Tech/Econ | 42.11% | 0 | 0 | 0
Tech | College and University | Refrigeration | Display cases | TRC | Turnover | ET2376 | Energy Star Commercial Glass Door Refrigerator | Energy Star Commercial Glass Door Refrigerator | Equip | 12 | Display cases | 0% | Tech/Econ | 37.88% | 0 | 0 | 0
Tech | College and University | Refrigeration | Display cases | TRC | Turnover | ET2337 | Energy Star Commercial Glass Door Freezer | Energy Star Commercial Glass Door Freezer | Equip | 12 | Display cases | 0% | Tech/Econ | 40.57% | 0 | 0 | 0
Tech | College and University | Refrigeration | Display cases | TRC | New | EN2636 | Refrigerated Display Case LED Lighting | Refrigerated Display Case LED Lighting | Equip | 8 | Display cases | 0% | Tech/Econ | 0% | 0 | 0 | 0
Tech | College and University | Refrigeration | Display cases | TRC | New | EN2480 | Energy Star Commercial Solid Door Refrigerator | Energy Star Commercial Solid Door Refrigerator | Equip | 12 | Display cases | 0% | Tech/Econ | 50.28% | 0 | 0 | 0
Tech | College and University | Refrigeration | Display cases | TRC | New | EN2441 | Energy Star Commercial Solid Door Freezer | Energy Star Commercial Solid Door Freezer | Equip | 12 | Display cases | 0% | Tech/Econ | 42.11% | 0 | 0 | 0
Tech | College and University | Refrigeration | Display cases | TRC | New | EN2402 | Energy Star Commercial Glass Door Refrigerator | Energy Star Commercial Glass Door Refrigerator | Equip | 12 | Display cases | 0% | Tech/Econ | 37.88% | 0 | 0 | 0
Tech | College and University | Refrigeration | Display cases | TRC | New | EN2363 | Energy Star Commercial Glass Door Freezer | Energy Star Commercial Glass Door Freezer | Equip | 12 | Display cases | 0% | Tech/Econ | 40.57% | 0 | 0 | 0
Tech | College and University | Cooking | Cooking Other | TRC | Turnover | ET3 | Efficient Exhaust Hood | Efficient Exhaust Hood | Equip | 15 | Cooking Other | 10.93% | Tech/Econ | 42.5% | 991.131 | 0.21668 | 0.085047
Tech | College and University | Cooking | Cooking Other | TRC | Turnover | ET237 | Induction Cooktops | Induction Cooktops | Equip | 10 | Cooking Other | 4.728% | Tech/Econ | 18.82% | 181.1364 | 0.039058 | 0.016083
Tech | College and University | Cooking | Cooking Other | TRC | Turnover | ET159 | Energy Star Hot Food Holding Cabinet | Energy Star Hot Food Holding Cabinet | Equip | 12 | Cooking Other | 26.95% | Tech/Econ | 52.67% | 3530.5271 | 0.65019 | 0.31461
Tech | College and University | Cooking | Cooking Other | TRC | Turnover | ET120 | Energy Star Griddle | Energy Star Griddle | Equip | 12 | Cooking Other | 41% | Tech/Econ | 12.08% | 998.8012 | 0.16504 | 0.042238
Tech | College and University | Cooking | Cooking Other | TRC | New | EN29 | Efficient Exhaust Hood | Efficient Exhaust Hood | Equip | 15 | Cooking Other | 10.93% | Tech/Econ | 42.5% | 17.8591 | 0.0039044 | 0.0015324
Tech | College and University | Cooking | Cooking Other | TRC | New | EN263 | Induction Cooktops | Induction Cooktops | Equip | 10 | Cooking Other | 4.728% | Tech/Econ | 18.82% | 3.2639 | 0.00070378 | 0.00028979
Tech | College and University | Cooking | Cooking Other | TRC | New | EN185 | Energy Star Hot Food Holding Cabinet | Energy Star Hot Food Holding Cabinet | Equip | 12 | Cooking Other | 26.95% | Tech/Econ | 52.67% | 63.6163 | 0.011716 | 0.0056689
Tech | College and University | Cooking | Cooking Other | TRC | New | EN146 | Energy Star Griddle | Energy Star Griddle | Equip | 12 | Cooking Other | 41% | Tech/Econ | 12.08% | 17.9973 | 0.0029738 | 0.00076108
Tech | College and University | Office Equipment | Computers | TRC | New | NN4586 | Smart Strip Plug Outlet | Smart Strip Plug Outlet | NonEquip | 4 |  | 43.9% | Tech/Econ | 1.187% | 40.8077 | 0.0060679 | 0.0042171
Tech | College and University | Office Equipment | Computers | TRC | New | NN4560 | Network PC Power Management | Network PC Power Management | NonEquip | 5 | Computers | 22.4% | Tech/Econ | 56.5% | 1337.4735 | 0.17971 | 0.15515
Tech | College and University | Office Equipment | Computers | TRC | Existing | NE4573 | Smart Strip Plug Outlet | Smart Strip Plug Outlet | NonEquip | 4 |  | 43.9% | Tech/Econ | 1.187% | 2264.7111 | 0.33675 | 0.23404
Tech | College and University | Office Equipment | Computers | TRC | Existing | NE4547 | Network PC Power Management | Network PC Power Management | NonEquip | 5 | Computers | 22.4% | Tech/Econ | 56.5% | 74225.9991 | 9.9737 | 8.6105
Tech | College and University | Office Equipment | Computers | TRC | Turnover | ET2181 | Energy Star PCs | Energy Star PCs | Equip | 4 | Computers | 35% | Tech/Econ | 43.34% | 77724.0106 | 14.9157 | 14.9157
Tech | College and University | Office Equipment | Computers | TRC | New | EN2207 | Energy Star PCs | Energy Star PCs | Equip | 4 | Computers | 35% | Tech/Econ | 43.34% | 1400.5039 | 0.26876 | 0.26876
Tech | College and University | Domestic Hot Water | Centralized water heaters | TRC | New | NN5418 | Retro-Commissioning | Retro-Commissioning | NonEquip | 5 |  | 0% | Tech/Econ | 16% | 0 | 0 | 0
Tech | College and University | Domestic Hot Water | Centralized water heaters | TRC | New | NN2922 | Thermostatic Shower Restriction Valve | Thermostatic Shower Restriction Valve | NonEquip | 10 | Centralized water heaters | 0% | Tech/Econ | 20.22% | 0 | 0 | 0
Tech | College and University | Domestic Hot Water | Centralized water heaters | TRC | New | NN2896 | Tank Wrap on Water Heater | Tank Wrap on Water Heater | NonEquip | 7 | Centralized water heaters | 0% | Tech/Econ | 1.526% | 0 | 0 | 0
Tech | College and University | Domestic Hot Water | Centralized water heaters | TRC | New | NN2870 | Low-Flow Pre-Rinse Sprayers | Low-Flow Pre-Rinse Sprayers | NonEquip | 5 | Centralized water heaters | 27.37% | Tech/Econ | 1.372% | 0 | 0 | 0
Tech | College and University | Domestic Hot Water | Centralized water heaters | TRC | New | NN2844 | Low Flow Shower Head | Low Flow Shower Head | NonEquip | 10 | Centralized water heaters | 74.65% | Tech/Econ | 4.097% | 0 | 0 | 0
Tech | College and University | Domestic Hot Water | Centralized water heaters | TRC | New | NN2818 | Hot Water Pipe Insulation | Hot Water Pipe Insulation | NonEquip | 13 | Centralized water heaters | 22.45% | Tech/Econ | 8.194% | 3.6525 | 0.00041695 | 0.00041695
Tech | College and University | Domestic Hot Water | Centralized water heaters | TRC | New | NN2792 | Hot Water Circulation Pump Control | Hot Water Circulation Pump Control | NonEquip | 15 | Centralized water heaters | 0% | Tech/Econ | 3.935% | 0 | 0 | 0
Tech | College and University | Domestic Hot Water | Centralized water heaters | TRC | New | NN2766 | Faucet Aerator | Faucet Aerator | NonEquip | 10 | Centralized water heaters | 23.64% | Tech/Econ | 1.682% | 0 | 0 | 0
Tech | College and University | Domestic Hot Water | Centralized water heaters | TRC | New | NN2740 | Drain Water Heat Recovery | Drain Water Heat Recovery | NonEquip | 15 | Centralized water heaters | 22.45% | Tech/Econ | 12.27% | 145.8915 | 0.014898 | 0.033066
Tech | College and University | Domestic Hot Water | Centralized water heaters | TRC | Existing | NE5405 | Retro-Commissioning | Retro-Commissioning | NonEquip | 5 |  | 21.99% | Tech/Econ | 16% | 8844.3232 | 3.7292 | 0.042844
Tech | College and University | Domestic Hot Water | Centralized water heaters | TRC | Existing | NE2909 | Thermostatic Shower Restriction Valve | Thermostatic Shower Restriction Valve | NonEquip | 10 | Centralized water heaters | 74.65% | Tech/Econ | 19.34% | 42425.338 | 2.9765 | 15.6156
Tech | College and University | Domestic Hot Water | Centralized water heaters | TRC | Existing | NE2883 | Tank Wrap on Water Heater | Tank Wrap on Water Heater | NonEquip | 7 | Centralized water heaters | 0% | Tech/Econ | 1.526% | 0 | 0 | 0
Tech | College and University | Domestic Hot Water | Centralized water heaters | TRC | Existing | NE2857 | Low-Flow Pre-Rinse Sprayers | Low-Flow Pre-Rinse Sprayers | NonEquip | 5 | Centralized water heaters | 27.37% | Tech/Econ | 1.308% | 812.187 | 0.074876 | 0.19573
Tech | College and University | Domestic Hot Water | Centralized water heaters | TRC | Existing | NE2831 | Low Flow Shower Head | Low Flow Shower Head | NonEquip | 10 | Centralized water heaters | 74.65% | Tech/Econ | 3.919% | 7048.7128 | 0.49453 | 2.5944
Tech | College and University | Domestic Hot Water | Centralized water heaters | TRC | Existing | NE2805 | Hot Water Pipe Insulation | Hot Water Pipe Insulation | NonEquip | 13 | Centralized water heaters | 4.299% | Tech/Econ | 7.839% | 814.651 | 0.092996 | 0.092996
Tech | College and University | Domestic Hot Water | Centralized water heaters | TRC | Existing | NE2779 | Hot Water Circulation Pump Control | Hot Water Circulation Pump Control | NonEquip | 15 | Centralized water heaters | 70.18% | Tech/Econ | 3.765% | 6178.5808 | 0.76943 | 0.76943
Tech | College and University | Domestic Hot Water | Centralized water heaters | TRC | Existing | NE2753 | Faucet Aerator | Faucet Aerator | NonEquip | 10 | Centralized water heaters | 23.64% | Tech/Econ | 1.609% | 866.3197 | 0.079867 | 0.20878
Tech | College and University | Domestic Hot Water | Centralized water heaters | TRC | Existing | NE2727 | Drain Water Heat Recovery | Drain Water Heat Recovery | NonEquip | 15 | Centralized water heaters | 2.67% | Tech/Econ | 12.27% | 794.7507 | 0.081158 | 0.18013
Tech | College and University | Domestic Hot Water | Centralized water heaters | TRC | Turnover | ET432 | Solar Water Heater | Solar Water Heater | Equip | 15 | Centralized water heaters | 18.91% | Tech/Econ | 76.67% | 66888.1367 | 4.9993 | 0.70188
Tech | College and University | Domestic Hot Water | Centralized water heaters | TRC | Turnover | ET354 | Heat Pump Water Heater | Heat Pump Water Heater | Equip | 10 | Centralized water heaters | 28.07% | Tech/Econ | 65.32% | 72312.7622 | 3.8463 | 20.8066
Tech | College and University | Domestic Hot Water | Centralized water heaters | TRC | Turnover | ET276 | Energy Star Commercial Dishwasher | Energy Star Commercial Dishwasher | Equip | 15 | Centralized water heaters | 29.7% | Tech/Econ | 29.58% | 28300.6139 | 2.0535 | -0.00021848
Tech | College and University | Domestic Hot Water | Centralized water heaters | TRC | New | EN458 | Solar Water Heater | Solar Water Heater | Equip | 15 | Centralized water heaters | 18.91% | Tech/Econ | 76.67% | 1205.253 | 0.090083 | 0.012647
Tech | College and University | Domestic Hot Water | Centralized water heaters | TRC | New | EN380 | Heat Pump Water Heater | Heat Pump Water Heater | Equip | 10 | Centralized water heaters | 28.07% | Tech/Econ | 65.32% | 1302.999 | 0.069307 | 0.37491
Tech | College and University | Domestic Hot Water | Centralized water heaters | TRC | New | EN302 | Energy Star Commercial Dishwasher | Energy Star Commercial Dishwasher | Equip | 15 | Centralized water heaters | 29.7% | Tech/Econ | 29.58% | 509.9469 | 0.037002 | -3.9368e-06
Tech | College and University | Space Cooling | Central chillers inside | TRC | New | NN5366 | Retro-Commissioning | Retro-Commissioning | NonEquip | 5 |  | 0% | Tech/Econ | 16% | 0 | 0 | 0
Tech | College and University | Space Cooling | Central chillers inside | TRC | New | NN4378 | Window Sun Protection | Window Sun Protection | NonEquip | 10 |  | 15.35% | Tech/Econ | 16% | 125.9104 | 0.04605 | -0.00051189
Tech | College and University | Space Cooling | Central chillers inside | TRC | New | NN4352 | Waterside Economizer | Waterside Economizer | NonEquip | 20 |  | 17.02% | Tech/Econ | 5.556% | 0 | 0 | 0
Tech | College and University | Space Cooling | Central chillers inside | TRC | New | NN4144 | Smart Thermostat | Smart Thermostat | NonEquip | 11 |  | 45.33% | Tech/Econ | 10% | 0 | 0 | 0
Tech | College and University | Space Cooling | Central chillers inside | TRC | New | NN4040 | Programmable Thermostat | Programmable Thermostat | NonEquip | 11 |  | 0% | Tech/Econ | 3.6% | 0 | 0 | 0
Tech | College and University | Space Cooling | Central chillers inside | TRC | New | NN3988 | Low U-Value Windows | Low U-Value Windows | NonEquip | 20 |  | 26.88% | Tech/Econ | 10% | 42.137 | 0.015662 | 0
Tech | College and University | Space Cooling | Central chillers inside | TRC | New | NN3910 | HVAC tune-up_RTU | HVAC tune-up_RTU | NonEquip | 5 | Packaged air conditioning units (RTUs) | 0% | Tech/Econ | 5% | 0 | 0 | 0
Tech | College and University | Space Cooling | Central chillers inside | TRC | New | NN3884 | HVAC tune-up | HVAC tune-up | NonEquip | 5 | Residential-type central air conditioners | 0% | Tech/Econ | 5% | 0 | 0 | 0
Tech | College and University | Space Cooling | Central chillers inside | TRC | New | NN3806 | Green Roof | Green Roof | NonEquip | 15 |  | 0.63% | Tech/Econ | 1.31% | 0 | 0 | 0
Tech | College and University | Space Cooling | Central chillers inside | TRC | New | NN3676 | Facility Energy Management System | Facility Energy Management System | NonEquip | 15 |  | 4.276% | Tech/Econ | 20% | 49.9568 | 0.0073957 | 0
Tech | College and University | Space Cooling | Central chillers inside | TRC | New | NN3624 | Facility Commissioning | Facility Commissioning | NonEquip | 10 |  | 71.67% | Tech/Econ | 16% | 664.1266 | 0.1177 | 0.0043569
Tech | College and University | Space Cooling | Central chillers inside | TRC | New | NN3598 | Energy Recovery Ventilation System (ERV) | Energy Recovery Ventilation System (ERV) | NonEquip | 15 | Packaged air conditioning units (RTUs) | 0% | Tech/Econ | 10.24% | 0 | 0 | 0
Tech | College and University | Space Cooling | Central chillers inside | TRC | New | NN3520 | Duct Sealing Repair | Duct Sealing Repair | NonEquip | 15 |  | 0% | Tech/Econ | 12% | 0 | 0 | 0
Tech | College and University | Space Cooling | Central chillers inside | TRC | New | NN3468 | Duct Insulation | Duct Insulation | NonEquip | 15 |  | 0% | Tech/Econ | 2.045% | 0 | 0 | 0
Tech | College and University | Space Cooling | Central chillers inside | TRC | New | NN3416 | Dedicated Outdoor Air System on VRF unit | Dedicated Outdoor Air System on VRF unit | NonEquip | 15 | Residential-type central air conditioners | 0% | Tech/Econ | 17.5% | 0 | 0 | 0
Tech | College and University | Space Cooling | Central chillers inside | TRC | New | NN3364 | Cool Roof | Cool Roof | NonEquip | 15 |  | 72.18% | Tech/Econ | 1.862% | 0 | 0 | 0
Tech | College and University | Space Cooling | Central chillers inside | TRC | New | NN3312 | Chilled Water System - Variable Speed Drives | Chilled Water System - Variable Speed Drives | NonEquip | 13 | Central chillers inside | 73.99% | Tech/Econ | 24.74% | 1308.8876 | 0.143 | 0.0064129
Tech | College and University | Space Cooling | Central chillers inside | TRC | New | NN3286 | Chilled Water Controls Optimization | Chilled Water Controls Optimization | NonEquip | 10 | Central chillers inside | 34.04% | Tech/Econ | 12.5% | 162.62 | 0.036589 | 0.00078241
Tech | College and University | Space Cooling | Central chillers inside | TRC | New | NN3208 | Ceiling Insulation(R2 to R38) | Ceiling Insulation(R2 to R38) | NonEquip | 20 |  | 0% | Tech/Econ | 15.42% | 0 | 0 | 0
Tech | College and University | Space Cooling | Central chillers inside | TRC | New | NN3104 | Ceiling Insulation(R12 to R38) | Ceiling Insulation(R12 to R38) | NonEquip | 20 |  | 0% | Tech/Econ | 1.856% | 0 | 0 | 0
Tech | College and University | Space Cooling | Central chillers inside | TRC | New | NN3052 | Airside Economizer | Airside Economizer | NonEquip | 10 | Packaged air conditioning units (RTUs) | 0% | Tech/Econ | 5.556% | 0 | 0 | 0
Tech | College and University | Space Cooling | Central chillers inside | TRC | Existing | NE5353 | Retro-Commissioning | Retro-Commissioning | NonEquip | 5 |  | 21.99% | Tech/Econ | 16% | 9133.5572 | 3.8512 | 0
Tech | College and University | Space Cooling | Central chillers inside | TRC | Existing | NE4365 | Window Sun Protection | Window Sun Protection | NonEquip | 10 |  | 15.68% | Tech/Econ | 16% | 7718.8247 | 2.8231 | -0.031381
Tech | College and University | Space Cooling | Central chillers inside | TRC | Existing | NE4339 | Waterside Economizer | Waterside Economizer | NonEquip | 20 |  | 17.02% | Tech/Econ | 5.556% | 2528.615 | 0.98246 | 0
Tech | College and University | Space Cooling | Central chillers inside | TRC | Existing | NE4209 | Wall Insulation | Wall Insulation | NonEquip | 20 |  | 0% | Tech/Econ | 16.64% | 0 | 0 | 0
Tech | College and University | Space Cooling | Central chillers inside | TRC | Existing | NE4131 | Smart Thermostat | Smart Thermostat | NonEquip | 11 |  | 45.33% | Tech/Econ | 10% | 13019.4028 | 1.0883 | 0
Tech | College and University | Space Cooling | Central chillers inside | TRC | Existing | NE4105 | Roof Insulation | Roof Insulation | NonEquip | 20 |  | 37.5% | Tech/Econ | 2.261% | 2123.3252 | 0.87817 | 0
Tech | College and University | Space Cooling | Central chillers inside | TRC | Existing | NE4027 | Programmable Thermostat | Programmable Thermostat | NonEquip | 11 |  | 0% | Tech/Econ | 3.6% | 0 | 0 | 0
Tech | College and University | Space Cooling | Central chillers inside | TRC | Existing | NE3975 | Low U-Value Windows | Low U-Value Windows | NonEquip | 20 |  | 10.75% | Tech/Econ | 46% | 19623.8797 | 7.2943 | 0
Tech | College and University | Space Cooling | Central chillers inside | TRC | Existing | NE3897 | HVAC tune-up_RTU | HVAC tune-up_RTU | NonEquip | 5 | Packaged air conditioning units (RTUs) | 0% | Tech/Econ | 5% | 0 | 0 | 0
Tech | College and University | Space Cooling | Central chillers inside | TRC | Existing | NE3871 | HVAC tune-up | HVAC tune-up | NonEquip | 5 | Residential-type central air conditioners | 0% | Tech/Econ | 5% | 0 | 0 | 0
Tech | College and University | Space Cooling | Central chillers inside | TRC | Existing | NE3793 | Green Roof | Green Roof | NonEquip | 15 |  | 0.126% | Tech/Econ | 1.31% | 4.0442 | 0.0017181 | 0
Tech | College and University | Space Cooling | Central chillers inside | TRC | Existing | NE3741 | Floor Insulation | Floor Insulation | NonEquip | 20 |  | 6.749% | Tech/Econ | 0.5931% | 98.0657 | 0.040558 | 0
Tech | College and University | Space Cooling | Central chillers inside | TRC | Existing | NE3663 | Facility Energy Management System | Facility Energy Management System | NonEquip | 15 |  | 0.7167% | Tech/Econ | 20% | 441.7088 | 0.065392 | 0
Tech | College and University | Space Cooling | Central chillers inside | TRC | Existing | NE3585 | Energy Recovery Ventilation System (ERV) | Energy Recovery Ventilation System (ERV) | NonEquip | 15 | Packaged air conditioning units (RTUs) | 0% | Tech/Econ | 10.24% | 0 | 0 | 0
Tech | College and University | Space Cooling | Central chillers inside | TRC | Existing | NE3507 | Duct Sealing Repair | Duct Sealing Repair | NonEquip | 15 |  | 0% | Tech/Econ | 12% | 0 | 0 | 0
Tech | College and University | Space Cooling | Central chillers inside | TRC | Existing | NE3455 | Duct Insulation | Duct Insulation | NonEquip | 15 |  | 0% | Tech/Econ | 2.045% | 0 | 0 | 0
Tech | College and University | Space Cooling | Central chillers inside | TRC | Existing | NE3403 | Dedicated Outdoor Air System on VRF unit | Dedicated Outdoor Air System on VRF unit | NonEquip | 15 | Residential-type central air conditioners | 0% | Tech/Econ | 17.5% | 0 | 0 | 0
Tech | College and University | Space Cooling | Central chillers inside | TRC | Existing | NE3351 | Cool Roof | Cool Roof | NonEquip | 15 |  | 72.68% | Tech/Econ | 1.862% | 3360.0751 | 1.4274 | 0
Tech | College and University | Space Cooling | Central chillers inside | TRC | Existing | NE3299 | Chilled Water System - Variable Speed Drives | Chilled Water System - Variable Speed Drives | NonEquip | 13 | Central chillers inside | 73.99% | Tech/Econ | 24.74% | 69047.4306 | 7.5438 | 0.3383
Tech | College and University | Space Cooling | Central chillers inside | TRC | Existing | NE3273 | Chilled Water Controls Optimization | Chilled Water Controls Optimization | NonEquip | 10 | Central chillers inside | 34.04% | Tech/Econ | 12.5% | 12765.9731 | 2.8723 | 0.061421
Tech | College and University | Space Cooling | Central chillers inside | TRC | Existing | NE3195 | Ceiling Insulation(R2 to R38) | Ceiling Insulation(R2 to R38) | NonEquip | 20 |  | 0% | Tech/Econ | 15.42% | 0 | 0 | 0
Tech | College and University | Space Cooling | Central chillers inside | TRC | Existing | NE3143 | Ceiling Insulation(R19 to R38) | Ceiling Insulation(R19 to R38) | NonEquip | 20 |  | 0% | Tech/Econ | 0.8567% | 0 | 0 | 0
Tech | College and University | Space Cooling | Central chillers inside | TRC | Existing | NE3091 | Ceiling Insulation(R12 to R38) | Ceiling Insulation(R12 to R38) | NonEquip | 20 |  | 0% | Tech/Econ | 1.856% | 0 | 0 | 0
Tech | College and University | Space Cooling | Central chillers inside | TRC | Existing | NE3039 | Airside Economizer | Airside Economizer | NonEquip | 10 | Packaged air conditioning units (RTUs) | 0% | Tech/Econ | 5.556% | 0 | 0 | 0
Tech | College and University | Space Cooling | Central chillers inside | TRC | Turnover | ET978 | High Efficiency Chiller (Water cooled-centrifugal, 200 tons) | High Efficiency Chiller (Water cooled-centrifugal, 200 tons) | Equip | 20 | Central chillers inside | 28.37% | Tech/Econ | 4.362% | 3277.9679 | 1.2352 | 0.0023992
Tech | College and University | Space Cooling | Central chillers inside | TRC | Turnover | ET900 | High Efficiency Chiller (Air Cooled, 50 tons) | High Efficiency Chiller (Air Cooled, 50 tons) | Equip | 20 | Central chillers inside | 28.37% | Tech/Econ | 8.759% | 6813.8508 | 1.8561 | 0.084469
Tech | College and University | Space Cooling | Central chillers inside | TRC | Turnover | ET1056 | High Efficiency Chiller (Water cooled-positive displacement, 100 tons) | High Efficiency Chiller (Water cooled-positive displacement, 100 tons) | Equip | 20 | Central chillers inside | 28.37% | Tech/Econ | 2.683% | 1991.0318 | 0.75024 | 0.0014573
Tech | College and University | Space Cooling | Central chillers inside | TRC | New | EN926 | High Efficiency Chiller (Air Cooled, 50 tons) | High Efficiency Chiller (Air Cooled, 50 tons) | Equip | 20 | Central chillers inside | 28.37% | Tech/Econ | 8.759% | 0 | 0 | 0
Tech | College and University | Space Cooling | Central chillers inside | TRC | New | EN1082 | High Efficiency Chiller (Water cooled-positive displacement, 100 tons) | High Efficiency Chiller (Water cooled-positive displacement, 100 tons) | Equip | 20 | Central chillers inside | 28.37% | Tech/Econ | 2.683% | 0 | 0 | 0
Tech | College and University | Space Cooling | Central chillers inside | TRC | New | EN1004 | High Efficiency Chiller (Water cooled-centrifugal, 200 tons) | High Efficiency Chiller (Water cooled-centrifugal, 200 tons) | Equip | 20 | Central chillers inside | 28.37% | Tech/Econ | 4.362% | 0 | 0 | 0
Tech | College and University | Ventilation and Circulation | Central air-handling unit | TRC | New | NN5392 | Retro-Commissioning | Retro-Commissioning | NonEquip | 5 |  | 0% | Tech/Econ | 16% | 0 | 0 | 0
Tech | College and University | Ventilation and Circulation | Central air-handling unit | TRC | New | NN4976 | VAV System | VAV System | NonEquip | 10 |  | 14.18% | Tech/Econ | 30% | 4691.3545 | 1.3352 | 1.355
Tech | College and University | Ventilation and Circulation | Central air-handling unit | TRC | New | NN4950 | Demand Controlled Ventilation | Demand Controlled Ventilation | NonEquip | 10 |  | 23.39% | Tech/Econ | 50% | 14602.2357 | 1.5203 | 8.5593
Tech | College and University | Ventilation and Circulation | Central air-handling unit | TRC | New | NN4924 | CO Sensors for Parking Garage Exhaust | CO Sensors for Parking Garage Exhaust | NonEquip | 15 | Motor/Fan | 0% | Tech/Econ | 33% | 0 | 0 | 0
Tech | College and University | Ventilation and Circulation | Central air-handling unit | TRC | Existing | NE5379 | Retro-Commissioning | Retro-Commissioning | NonEquip | 5 |  | 21.99% | Tech/Econ | 16% | 206101.5107 | 86.9029 | 0.9984
Tech | College and University | Ventilation and Circulation | Central air-handling unit | TRC | Existing | NE4963 | VAV System | VAV System | NonEquip | 10 |  | 14.18% | Tech/Econ | 30% | 260356.923 | 74.1012 | 75.2005
Tech | College and University | Ventilation and Circulation | Central air-handling unit | TRC | Existing | NE4937 | Demand Controlled Ventilation | Demand Controlled Ventilation | NonEquip | 10 |  | 23.39% | Tech/Econ | 50% | 810382.8296 | 84.3727 | 475.0185
Tech | College and University | Ventilation and Circulation | Central air-handling unit | TRC | Existing | NE4911 | CO Sensors for Parking Garage Exhaust | CO Sensors for Parking Garage Exhaust | NonEquip | 15 | Motor/Fan | 0% | Tech/Econ | 33% | 0 | 0 | 0
Tech | College and University | Interior Lighting | case lighting | TRC | New | NN5262 | Retro-Commissioning | Retro-Commissioning | NonEquip | 5 |  | 0% | Tech/Econ | 16% | 0 | 0 | 0
Tech | College and University | Interior Lighting | case lighting | TRC | New | NN4430 | Interior Lighting Controls | Interior Lighting Controls | NonEquip | 8 | Overhead (fluorescent/LED/CFL U-shape) | 0% | Tech/Econ | 28% | 0 | 0 | 0
Tech | College and University | Interior Lighting | case lighting | TRC | New | NN4404 | Bi-Level Lighting Control (Interior) | Bi-Level Lighting Control (Interior) | NonEquip | 8 | Overhead (fluorescent/LED/CFL U-shape) | 0% | Tech/Econ | 31% | 0 | 0 | 0
Tech | College and University | Interior Lighting | case lighting | TRC | New | NN3702 | Facility Energy Management System | Facility Energy Management System | NonEquip | 15 |  | 4.276% | Tech/Econ | 24% | 3.1982 | 0.00047348 | 0.000409
Tech | College and University | Interior Lighting | case lighting | TRC | Existing | NE5249 | Retro-Commissioning | Retro-Commissioning | NonEquip | 5 |  | 21.99% | Tech/Econ | 16% | 607.4655 | 0.25614 | 0.0029427
Tech | College and University | Interior Lighting | case lighting | TRC | Existing | NE4417 | Interior Lighting Controls | Interior Lighting Controls | NonEquip | 8 | Overhead (fluorescent/LED/CFL U-shape) | 0% | Tech/Econ | 28% | 0 | 0 | 0
Tech | College and University | Interior Lighting | case lighting | TRC | Existing | NE4391 | Bi-Level Lighting Control (Interior) | Bi-Level Lighting Control (Interior) | NonEquip | 8 | Overhead (fluorescent/LED/CFL U-shape) | 0% | Tech/Econ | 31% | 0 | 0 | 0
Tech | College and University | Interior Lighting | case lighting | TRC | Existing | NE3689 | Facility Energy Management System | Facility Energy Management System | NonEquip | 15 |  | 0.7167% | Tech/Econ | 24% | 29.7495 | 0.0044042 | 0.0038045
Tech | College and University | Space Heating | Boilers | TRC | New | NN5340 | Retro-Commissioning | Retro-Commissioning | NonEquip | 5 |  | 0% | Tech/Econ | 16% | 0 | 0 | 0
Tech | College and University | Space Heating | Boilers | TRC | New | NN4326 | Water Cooled Refrigeration Heat Recovery | Water Cooled Refrigeration Heat Recovery | NonEquip | 20 |  | 4.199% | Tech/Econ | 10% | 0.079637 | 0 | 8.6488e-06
Tech | College and University | Space Heating | Boilers | TRC | New | NN4274 | Warehouse Loading Dock Seals | Warehouse Loading Dock Seals | NonEquip | 18 |  | 0% | Tech/Econ | 0.3483% | 0 | 0 | 0
Tech | College and University | Space Heating | Boilers | TRC | New | NN4248 | Wall Insulation | Wall Insulation | NonEquip | 20 |  | 0% | Tech/Econ | 0% | 0 | 0 | 0
Tech | College and University | Space Heating | Boilers | TRC | New | NN4170 | Smart Thermostat | Smart Thermostat | NonEquip | 11 |  | 45.33% | Tech/Econ | 10% | 0.85598 | 0 | 2.1138e-05
Tech | College and University | Space Heating | Boilers | TRC | New | NN4092 | Roof Insulation | Roof Insulation | NonEquip | 20 |  | 37.5% | Tech/Econ | 1.397% | 0.047063 | 0 | 1.1465e-05
Tech | College and University | Space Heating | Boilers | TRC | New | NN4066 | Programmable Thermostat | Programmable Thermostat | NonEquip | 11 |  | 0% | Tech/Econ | 3.6% | 0 | 0 | 0
Tech | College and University | Space Heating | Boilers | TRC | New | NN4014 | Low U-Value Windows | Low U-Value Windows | NonEquip | 20 |  | 26.88% | Tech/Econ | 10% | 0.52376 | 0 | 2.1768e-06
Tech | College and University | Space Heating | Boilers | TRC | New | NN3936 | Infiltration Reduction - Air Sealing | Infiltration Reduction - Air Sealing | NonEquip | 11 |  | 0% | Tech/Econ | 0.1742% | 0 | 0 | 0
Tech | College and University | Space Heating | Boilers | TRC | New | NN3858 | Hotel Card Energy Control Systems | Hotel Card Energy Control Systems | NonEquip | 15 |  | 0% | Tech/Econ | 0% | 0 | 0 | 0
Tech | College and University | Space Heating | Boilers | TRC | New | NN3780 | Green Roof | Green Roof | NonEquip | 15 |  | 0.63% | Tech/Econ | 2.159% | 0.0024517 | 0 | 0
Tech | College and University | Space Heating | Boilers | TRC | New | NN3728 | Floor Insulation | Floor Insulation | NonEquip | 20 |  | 16.87% | Tech/Econ | 0.7329% | 0 | 0 | 0
Tech | College and University | Space Heating | Boilers | TRC | New | NN3650 | Facility Energy Management System | Facility Energy Management System | NonEquip | 15 |  | 4.276% | Tech/Econ | 20% | 0.1681 | 0 | 2.1497e-05
Tech | College and University | Space Heating | Boilers | TRC | New | NN3572 | ECM Motors on Furnaces | ECM Motors on Furnaces | NonEquip | 15 | Forced air furnace | 0% | Tech/Econ | 1.706% | 0 | 0 | 0
Tech | College and University | Space Heating | Boilers | TRC | New | NN3546 | Duct Sealing Repair | Duct Sealing Repair | NonEquip | 15 |  | 0% | Tech/Econ | 12% | 0 | 0 | 0
Tech | College and University | Space Heating | Boilers | TRC | New | NN3494 | Duct Insulation | Duct Insulation | NonEquip | 15 |  | 0% | Tech/Econ | 2.045% | 0 | 0 | 0
Tech | College and University | Space Heating | Boilers | TRC | New | NN3442 | Destratification Fans | Destratification Fans | NonEquip | 10 |  | 0% | Tech/Econ | 15.61% | 0 | 0 | 0
Tech | College and University | Space Heating | Boilers | TRC | New | NN3390 | Dedicated Outdoor Air System on VRF unit | Dedicated Outdoor Air System on VRF unit | NonEquip | 15 | Residential/split system heat pump | 0% | Tech/Econ | 10% | 0 | 0 | 0
Tech | College and University | Space Heating | Boilers | TRC | New | NN3338 | Cool Roof | Cool Roof | NonEquip | 15 |  | 72.18% | Tech/Econ | 0.2437% | 0 | 0 | 0
Tech | College and University | Space Heating | Boilers | TRC | New | NN3234 | Ceiling Insulation(R30 to R38) | Ceiling Insulation(R30 to R38) | NonEquip | 20 |  | 0% | Tech/Econ | 0.2823% | 0 | 0 | 0
Tech | College and University | Space Heating | Boilers | TRC | New | NN3182 | Ceiling Insulation(R2 to R38) | Ceiling Insulation(R2 to R38) | NonEquip | 20 |  | 0% | Tech/Econ | 19.05% | 0 | 0 | 0
Tech | College and University | Space Heating | Boilers | TRC | New | NN3130 | Ceiling Insulation(R19 to R38) | Ceiling Insulation(R19 to R38) | NonEquip | 20 |  | 0% | Tech/Econ | 1.059% | 0 | 0 | 0
Tech | College and University | Space Heating | Boilers | TRC | New | NN3078 | Ceiling Insulation(R12 to R38) | Ceiling Insulation(R12 to R38) | NonEquip | 20 |  | 0% | Tech/Econ | 2.294% | 0 | 0 | 0
Tech | College and University | Space Heating | Boilers | TRC | New | NN3000 | Air Curtains | Air Curtains | NonEquip | 8 |  | 28.37% | Tech/Econ | 0.1737% | 0 | 0 | 0
Tech | College and University | Space Heating | Boilers | TRC | Existing | NE5327 | Retro-Commissioning | Retro-Commissioning | NonEquip | 5 |  | 21.99% | Tech/Econ | 16% | 36.4293 | 0 | 0.00017647
Tech | College and University | Space Heating | Boilers | TRC | Existing | NE4313 | Water Cooled Refrigeration Heat Recovery | Water Cooled Refrigeration Heat Recovery | NonEquip | 20 |  | 55.99% | Tech/Econ | 10% | 55.9351 | 0 | 0.0060747
Tech | College and University | Space Heating | Boilers | TRC | Existing | NE4261 | Warehouse Loading Dock Seals | Warehouse Loading Dock Seals | NonEquip | 18 |  | 0% | Tech/Econ | 0.3843% | 0 | 0 | 0
Tech | College and University | Space Heating | Boilers | TRC | Existing | NE4235 | Wall Insulation | Wall Insulation | NonEquip | 20 |  | 0% | Tech/Econ | 3.312% | 0 | 0 | 0
Tech | College and University | Space Heating | Boilers | TRC | Existing | NE4157 | Smart Thermostat | Smart Thermostat | NonEquip | 11 |  | 45.33% | Tech/Econ | 10% | 42.7461 | 0 | 0.0010556
Tech | College and University | Space Heating | Boilers | TRC | Existing | NE4079 | Roof Insulation | Roof Insulation | NonEquip | 20 |  | 37.5% | Tech/Econ | 3.083% | 10.407 | 0 | 0.0025353
Tech | College and University | Space Heating | Boilers | TRC | Existing | NE4053 | Programmable Thermostat | Programmable Thermostat | NonEquip | 11 |  | 0% | Tech/Econ | 3.6% | 0 | 0 | 0
Tech | College and University | Space Heating | Boilers | TRC | Existing | NE4001 | Low U-Value Windows | Low U-Value Windows | NonEquip | 20 |  | 10.75% | Tech/Econ | 46% | 53.9445 | 0 | 0.0002242
Tech | College and University | Space Heating | Boilers | TRC | Existing | NE3923 | Infiltration Reduction - Air Sealing | Infiltration Reduction - Air Sealing | NonEquip | 11 |  | 0% | Tech/Econ | 0.1922% | 0 | 0 | 0
Tech | College and University | Space Heating | Boilers | TRC | Existing | NE3845 | Hotel Card Energy Control Systems | Hotel Card Energy Control Systems | NonEquip | 15 |  | 0% | Tech/Econ | 0% | 0 | 0 | 0
Tech | College and University | Space Heating | Boilers | TRC | Existing | NE3767 | Green Roof | Green Roof | NonEquip | 15 |  | 0.126% | Tech/Econ | 2.382% | 0.026707 | 0 | 0
Tech | College and University | Space Heating | Boilers | TRC | Existing | NE3715 | Floor Insulation | Floor Insulation | NonEquip | 20 |  | 6.749% | Tech/Econ | 0.8087% | 0.48572 | 0 | 0.00011833
Tech | College and University | Space Heating | Boilers | TRC | Existing | NE3637 | Facility Energy Management System | Facility Energy Management System | NonEquip | 15 |  | 0.7167% | Tech/Econ | 20% | 1.4863 | 0 | 0.00019007
Tech | College and University | Space Heating | Boilers | TRC | Existing | NE3559 | ECM Motors on Furnaces | ECM Motors on Furnaces | NonEquip | 15 | Forced air furnace | 0% | Tech/Econ | 1.706% | 0 | 0 | 0
Tech | College and University | Space Heating | Boilers | TRC | Existing | NE3533 | Duct Sealing Repair | Duct Sealing Repair | NonEquip | 15 |  | 0% | Tech/Econ | 12% | 0 | 0 | 0
Tech | College and University | Space Heating | Boilers | TRC | Existing | NE3481 | Duct Insulation | Duct Insulation | NonEquip | 15 |  | 0% | Tech/Econ | 2.045% | 0 | 0 | 0
Tech | College and University | Space Heating | Boilers | TRC | Existing | NE3429 | Destratification Fans | Destratification Fans | NonEquip | 10 |  | 0% | Tech/Econ | 15.61% | 0 | 0 | 0
Tech | College and University | Space Heating | Boilers | TRC | Existing | NE3377 | Dedicated Outdoor Air System on VRF unit | Dedicated Outdoor Air System on VRF unit | NonEquip | 15 | Residential/split system heat pump | 0% | Tech/Econ | 10% | 0 | 0 | 0
Tech | College and University | Space Heating | Boilers | TRC | Existing | NE3325 | Cool Roof | Cool Roof | NonEquip | 15 |  | 72.68% | Tech/Econ | 0.2689% | 1.7385 | 0 | 0
Tech | College and University | Space Heating | Boilers | TRC | Existing | NE3221 | Ceiling Insulation(R30 to R38) | Ceiling Insulation(R30 to R38) | NonEquip | 20 |  | 0% | Tech/Econ | 0.3115% | 0 | 0 | 0
Tech | College and University | Space Heating | Boilers | TRC | Existing | NE3169 | Ceiling Insulation(R2 to R38) | Ceiling Insulation(R2 to R38) | NonEquip | 20 |  | 0% | Tech/Econ | 21.03% | 0 | 0 | 0
Tech | College and University | Space Heating | Boilers | TRC | Existing | NE3117 | Ceiling Insulation(R19 to R38) | Ceiling Insulation(R19 to R38) | NonEquip | 20 |  | 0% | Tech/Econ | 1.168% | 0 | 0 | 0
Tech | College and University | Space Heating | Boilers | TRC | Existing | NE3065 | Ceiling Insulation(R12 to R38) | Ceiling Insulation(R12 to R38) | NonEquip | 20 |  | 0% | Tech/Econ | 2.531% | 0 | 0 | 0
Tech | College and University | Space Heating | Boilers | TRC | Existing | NE2987 | Air Curtains | Air Curtains | NonEquip | 8 |  | 33.45% | Tech/Econ | 0.1737% | 0.51562 | 0 | 5.5998e-05
Tech | College and University | Domestic Hot Water | "Point-of-Use" water heaters | TRC | New | NN5418 | Retro-Commissioning | Retro-Commissioning | NonEquip | 5 |  | 0% | Tech/Econ | 16% | 0 | 0 | 0
Tech | College and University | Domestic Hot Water | "Point-of-Use" water heaters | TRC | New | NN2922 | Thermostatic Shower Restriction Valve | Thermostatic Shower Restriction Valve | NonEquip | 10 | Centralized water heaters | 0% | Tech/Econ | 20.22% | 0 | 0 | 0
Tech | College and University | Domestic Hot Water | "Point-of-Use" water heaters | TRC | New | NN2896 | Tank Wrap on Water Heater | Tank Wrap on Water Heater | NonEquip | 7 | Centralized water heaters | 0% | Tech/Econ | 1.526% | 0 | 0 | 0
Tech | College and University | Domestic Hot Water | "Point-of-Use" water heaters | TRC | New | NN2870 | Low-Flow Pre-Rinse Sprayers | Low-Flow Pre-Rinse Sprayers | NonEquip | 5 | Centralized water heaters | 0% | Tech/Econ | 1.372% | 0 | 0 | 0
Tech | College and University | Domestic Hot Water | "Point-of-Use" water heaters | TRC | New | NN2844 | Low Flow Shower Head | Low Flow Shower Head | NonEquip | 10 | Centralized water heaters | 0% | Tech/Econ | 4.097% | 0 | 0 | 0
Tech | College and University | Domestic Hot Water | "Point-of-Use" water heaters | TRC | New | NN2818 | Hot Water Pipe Insulation | Hot Water Pipe Insulation | NonEquip | 13 | Centralized water heaters | 0% | Tech/Econ | 8.194% | 0 | 0 | 0
Tech | College and University | Domestic Hot Water | "Point-of-Use" water heaters | TRC | New | NN2792 | Hot Water Circulation Pump Control | Hot Water Circulation Pump Control | NonEquip | 15 | Centralized water heaters | 0% | Tech/Econ | 3.935% | 0 | 0 | 0
Tech | College and University | Domestic Hot Water | "Point-of-Use" water heaters | TRC | New | NN2766 | Faucet Aerator | Faucet Aerator | NonEquip | 10 | Centralized water heaters | 0% | Tech/Econ | 1.682% | 0 | 0 | 0
Tech | College and University | Domestic Hot Water | "Point-of-Use" water heaters | TRC | New | NN2740 | Drain Water Heat Recovery | Drain Water Heat Recovery | NonEquip | 15 | Centralized water heaters | 0% | Tech/Econ | 12.27% | 0 | 0 | 0
Tech | College and University | Domestic Hot Water | "Point-of-Use" water heaters | TRC | Existing | NE5405 | Retro-Commissioning | Retro-Commissioning | NonEquip | 5 |  | 21.99% | Tech/Econ | 16% | 1150.2915 | 0.48502 | 0.0055723
Tech | College and University | Domestic Hot Water | "Point-of-Use" water heaters | TRC | Existing | NE2909 | Thermostatic Shower Restriction Valve | Thermostatic Shower Restriction Valve | NonEquip | 10 | Centralized water heaters | 0% | Tech/Econ | 19.34% | 0 | 0 | 0
Tech | College and University | Domestic Hot Water | "Point-of-Use" water heaters | TRC | Existing | NE2883 | Tank Wrap on Water Heater | Tank Wrap on Water Heater | NonEquip | 7 | Centralized water heaters | 0% | Tech/Econ | 1.526% | 0 | 0 | 0
Tech | College and University | Domestic Hot Water | "Point-of-Use" water heaters | TRC | Existing | NE2857 | Low-Flow Pre-Rinse Sprayers | Low-Flow Pre-Rinse Sprayers | NonEquip | 5 | Centralized water heaters | 0% | Tech/Econ | 1.308% | 0 | 0 | 0
Tech | College and University | Domestic Hot Water | "Point-of-Use" water heaters | TRC | Existing | NE2831 | Low Flow Shower Head | Low Flow Shower Head | NonEquip | 10 | Centralized water heaters | 0% | Tech/Econ | 3.919% | 0 | 0 | 0
Tech | College and University | Domestic Hot Water | "Point-of-Use" water heaters | TRC | Existing | NE2805 | Hot Water Pipe Insulation | Hot Water Pipe Insulation | NonEquip | 13 | Centralized water heaters | 0% | Tech/Econ | 7.839% | 0 | 0 | 0
Tech | College and University | Domestic Hot Water | "Point-of-Use" water heaters | TRC | Existing | NE2779 | Hot Water Circulation Pump Control | Hot Water Circulation Pump Control | NonEquip | 15 | Centralized water heaters | 0% | Tech/Econ | 3.765% | 0 | 0 | 0
Tech | College and University | Domestic Hot Water | "Point-of-Use" water heaters | TRC | Existing | NE2753 | Faucet Aerator | Faucet Aerator | NonEquip | 10 | Centralized water heaters | 0% | Tech/Econ | 1.609% | 0 | 0 | 0
Tech | College and University | Domestic Hot Water | "Point-of-Use" water heaters | TRC | Existing | NE2727 | Drain Water Heat Recovery | Drain Water Heat Recovery | NonEquip | 15 | Centralized water heaters | 0% | Tech/Econ | 12.27% | 0 | 0 | 0
Tech | College and University | Domestic Hot Water | "Point-of-Use" water heaters | TRC | Turnover | ET393 | Instantaneous Hot Water System | Instantaneous Hot Water System | Equip | 20 | "Point-of-Use" water heaters | 94.56% | Tech/Econ | 5.847% | 1913.4986 | 0.18082 | 0.43613
Tech | College and University | Domestic Hot Water | "Point-of-Use" water heaters | TRC | Turnover | ET315 | Energy Star Commercial Dishwasher | Energy Star Commercial Dishwasher | Equip | 15 | "Point-of-Use" water heaters | 29.7% | Tech/Econ | 29.42% | 3313.0389 | 0.2404 | -2.5576e-05
Tech | College and University | Domestic Hot Water | "Point-of-Use" water heaters | TRC | New | EN419 | Instantaneous Hot Water System | Instantaneous Hot Water System | Equip | 20 | "Point-of-Use" water heaters | 94.56% | Tech/Econ | 5.847% | 25.6325 | 0.0024222 | 0.0058423
Tech | College and University | Domestic Hot Water | "Point-of-Use" water heaters | TRC | New | EN341 | Energy Star Commercial Dishwasher | Energy Star Commercial Dishwasher | Equip | 15 | "Point-of-Use" water heaters | 29.7% | Tech/Econ | 29.42% | 59.6974 | 0.0043317 | -4.6086e-07
Tech | Grocery | Refrigeration | Walk-in cooler | TRC | New | NN5315 | Retro-Commissioning | Retro-Commissioning | NonEquip | 5 |  | 0% | Tech/Econ | 16% | 0 | 0 | 0
Tech | Grocery | Refrigeration | Walk-in cooler | TRC | New | NN4899 | Strip Curtains for Walk-ins | Strip Curtains for Walk-ins | NonEquip | 4 | Walk-in cooler | 19.91% | Tech/Econ | 2.115% | 0 | 0 | 0
Tech | Grocery | Refrigeration | Walk-in cooler | TRC | New | NN4873 | Refrigerated Display Case Lighting Controls | Refrigerated Display Case Lighting Controls | NonEquip | 8 | Display cases | 0% | Tech/Econ | 0.9365% | 0 | 0 | 0
Tech | Grocery | Refrigeration | Walk-in cooler | TRC | New | NN4847 | PSC to ECM Evaporator Fan Motor (Walk-In, Refrigerator) | PSC to ECM Evaporator Fan Motor (Walk-In, Refrigerator) | NonEquip | 15 | Walk-in cooler | 68.68% | Tech/Econ | 37.5% | 376691.9487 | 52.4291 | 4.8029
Tech | Grocery | Refrigeration | Walk-in cooler | TRC | New | NN4821 | PSC to ECM Evaporator Fan Motor (Reach-In) | PSC to ECM Evaporator Fan Motor (Reach-In) | NonEquip | 15 | Display cases | 0% | Tech/Econ | 37.5% | 0 | 0 | 0
Tech | Grocery | Refrigeration | Walk-in cooler | TRC | New | NN4795 | Night Covers for Display Cases | Night Covers for Display Cases | NonEquip | 5 | Display cases | 0% | Tech/Econ | 1.877% | 0 | 0 | 0
Tech | Grocery | Refrigeration | Walk-in cooler | TRC | New | NN4769 | High R-Value Glass Doors | High R-Value Glass Doors | NonEquip | 12 | Display cases | 0% | Tech/Econ | 0% | 0 | 0 | 0
Tech | Grocery | Refrigeration | Walk-in cooler | TRC | New | NN4743 | High Efficiency Refrigeration Compressor | High Efficiency Refrigeration Compressor | NonEquip | 13 | Display cases | 0% | Tech/Econ | 6.922% | 0 | 0 | 0
Tech | Grocery | Refrigeration | Walk-in cooler | TRC | New | NN4717 | Freezer-Cooler Replacement Gaskets | Freezer-Cooler Replacement Gaskets | NonEquip | 4 | Display cases | 0% | Tech/Econ | 0% | 0 | 0 | 0
Tech | Grocery | Refrigeration | Walk-in cooler | TRC | New | NN4691 | Floating Head Pressure Controls | Floating Head Pressure Controls | NonEquip | 15 |  | 0% | Tech/Econ | 6.05% | 0 | 0 | 0
Tech | Grocery | Refrigeration | Walk-in cooler | TRC | New | NN4665 | Demand Defrost | Demand Defrost | NonEquip | 10 | Walk-in cooler | 0% | Tech/Econ | 30% | 0 | 0 | 0
Tech | Grocery | Refrigeration | Walk-in cooler | TRC | New | NN4639 | Automatic Door Closer for Walk-in Coolers and Freezers | Automatic Door Closer for Walk-in Coolers and Freezers | NonEquip | 8 | Walk-in cooler | 55.99% | Tech/Econ | 3.131% | 10646.4613 | 1.4792 | 0.32978
Tech | Grocery | Refrigeration | Walk-in cooler | TRC | New | NN4613 | Anti-Sweat Controls | Anti-Sweat Controls | NonEquip | 8 | Display cases | 0% | Tech/Econ | 85% | 0 | 0 | 0
Tech | Grocery | Refrigeration | Walk-in cooler | TRC | Existing | NE5302 | Retro-Commissioning | Retro-Commissioning | NonEquip | 5 |  | 21.99% | Tech/Econ | 16% | 2135113.035 | 659.2087 | 1277.2843
Tech | Grocery | Refrigeration | Walk-in cooler | TRC | Existing | NE4886 | Strip Curtains for Walk-ins | Strip Curtains for Walk-ins | NonEquip | 4 | Walk-in cooler | 19.91% | Tech/Econ | 2.115% | 242251.8777 | 35.0244 | 9.6461
Tech | Grocery | Refrigeration | Walk-in cooler | TRC | Existing | NE4860 | Refrigerated Display Case Lighting Controls | Refrigerated Display Case Lighting Controls | NonEquip | 8 | Display cases | 0% | Tech/Econ | 2.524% | 0 | 0 | 0
Tech | Grocery | Refrigeration | Walk-in cooler | TRC | Existing | NE4834 | PSC to ECM Evaporator Fan Motor (Walk-In, Refrigerator) | PSC to ECM Evaporator Fan Motor (Walk-In, Refrigerator) | NonEquip | 15 | Walk-in cooler | 17.17% | Tech/Econ | 37.5% | 5226334.777 | 727.4167 | 66.6371
Tech | Grocery | Refrigeration | Walk-in cooler | TRC | Existing | NE4808 | PSC to ECM Evaporator Fan Motor (Reach-In) | PSC to ECM Evaporator Fan Motor (Reach-In) | NonEquip | 15 | Display cases | 0% | Tech/Econ | 37.5% | 0 | 0 | 0
Tech | Grocery | Refrigeration | Walk-in cooler | TRC | Existing | NE4782 | Night Covers for Display Cases | Night Covers for Display Cases | NonEquip | 5 | Display cases | 0% | Tech/Econ | 1.877% | 0 | 0 | 0
Tech | Grocery | Refrigeration | Walk-in cooler | TRC | Existing | NE4756 | High R-Value Glass Doors | High R-Value Glass Doors | NonEquip | 12 | Display cases | 0% | Tech/Econ | 23.81% | 0 | 0 | 0
Tech | Grocery | Refrigeration | Walk-in cooler | TRC | Existing | NE4730 | High Efficiency Refrigeration Compressor | High Efficiency Refrigeration Compressor | NonEquip | 13 | Display cases | 0% | Tech/Econ | 6.922% | 0 | 0 | 0
Tech | Grocery | Refrigeration | Walk-in cooler | TRC | Existing | NE4704 | Freezer-Cooler Replacement Gaskets | Freezer-Cooler Replacement Gaskets | NonEquip | 4 | Display cases | 0% | Tech/Econ | 3.131% | 0 | 0 | 0
Tech | Grocery | Refrigeration | Walk-in cooler | TRC | Existing | NE4678 | Floating Head Pressure Controls | Floating Head Pressure Controls | NonEquip | 15 |  | 0% | Tech/Econ | 6.05% | 0 | 0 | 0
Tech | Grocery | Refrigeration | Walk-in cooler | TRC | Existing | NE4652 | Demand Defrost | Demand Defrost | NonEquip | 10 | Walk-in cooler | 66.96% | Tech/Econ | 30% | 15254461.62 | 2123.1611 | 194.4984
Tech | Grocery | Refrigeration | Walk-in cooler | TRC | Existing | NE4626 | Automatic Door Closer for Walk-in Coolers and Freezers | Automatic Door Closer for Walk-in Coolers and Freezers | NonEquip | 8 | Walk-in cooler | 55.99% | Tech/Econ | 3.131% | 1026369.968 | 142.6063 | 31.7923
Tech | Grocery | Refrigeration | Walk-in cooler | TRC | Existing | NE4600 | Anti-Sweat Controls | Anti-Sweat Controls | NonEquip | 8 | Display cases | 0% | Tech/Econ | 85% | 0 | 0 | 0
Tech | Grocery | Refrigeration | Vending and ice makers | TRC | New | NN5315 | Retro-Commissioning | Retro-Commissioning | NonEquip | 5 |  | 0% | Tech/Econ | 16% | 0 | 0 | 0
Tech | Grocery | Refrigeration | Vending and ice makers | TRC | New | NN4899 | Strip Curtains for Walk-ins | Strip Curtains for Walk-ins | NonEquip | 4 | Walk-in cooler | 0% | Tech/Econ | 2.115% | 0 | 0 | 0
Tech | Grocery | Refrigeration | Vending and ice makers | TRC | New | NN4873 | Refrigerated Display Case Lighting Controls | Refrigerated Display Case Lighting Controls | NonEquip | 8 | Display cases | 0% | Tech/Econ | 0.9365% | 0 | 0 | 0
Tech | Grocery | Refrigeration | Vending and ice makers | TRC | New | NN4847 | PSC to ECM Evaporator Fan Motor (Walk-In, Refrigerator) | PSC to ECM Evaporator Fan Motor (Walk-In, Refrigerator) | NonEquip | 15 | Walk-in cooler | 0% | Tech/Econ | 37.5% | 0 | 0 | 0
Tech | Grocery | Refrigeration | Vending and ice makers | TRC | New | NN4821 | PSC to ECM Evaporator Fan Motor (Reach-In) | PSC to ECM Evaporator Fan Motor (Reach-In) | NonEquip | 15 | Display cases | 0% | Tech/Econ | 37.5% | 0 | 0 | 0
Tech | Grocery | Refrigeration | Vending and ice makers | TRC | New | NN4795 | Night Covers for Display Cases | Night Covers for Display Cases | NonEquip | 5 | Display cases | 0% | Tech/Econ | 1.877% | 0 | 0 | 0
Tech | Grocery | Refrigeration | Vending and ice makers | TRC | New | NN4769 | High R-Value Glass Doors | High R-Value Glass Doors | NonEquip | 12 | Display cases | 0% | Tech/Econ | 0% | 0 | 0 | 0
Tech | Grocery | Refrigeration | Vending and ice makers | TRC | New | NN4743 | High Efficiency Refrigeration Compressor | High Efficiency Refrigeration Compressor | NonEquip | 13 | Display cases | 0% | Tech/Econ | 6.922% | 0 | 0 | 0
Tech | Grocery | Refrigeration | Vending and ice makers | TRC | New | NN4717 | Freezer-Cooler Replacement Gaskets | Freezer-Cooler Replacement Gaskets | NonEquip | 4 | Display cases | 0% | Tech/Econ | 0% | 0 | 0 | 0
Tech | Grocery | Refrigeration | Vending and ice makers | TRC | New | NN4691 | Floating Head Pressure Controls | Floating Head Pressure Controls | NonEquip | 15 |  | 0% | Tech/Econ | 6.05% | 0 | 0 | 0
Tech | Grocery | Refrigeration | Vending and ice makers | TRC | New | NN4665 | Demand Defrost | Demand Defrost | NonEquip | 10 | Walk-in cooler | 0% | Tech/Econ | 30% | 0 | 0 | 0
Tech | Grocery | Refrigeration | Vending and ice makers | TRC | New | NN4639 | Automatic Door Closer for Walk-in Coolers and Freezers | Automatic Door Closer for Walk-in Coolers and Freezers | NonEquip | 8 | Walk-in cooler | 0% | Tech/Econ | 3.131% | 0 | 0 | 0
Tech | Grocery | Refrigeration | Vending and ice makers | TRC | New | NN4613 | Anti-Sweat Controls | Anti-Sweat Controls | NonEquip | 8 | Display cases | 0% | Tech/Econ | 85% | 0 | 0 | 0
Tech | Grocery | Refrigeration | Vending and ice makers | TRC | Existing | NE5302 | Retro-Commissioning | Retro-Commissioning | NonEquip | 5 |  | 21.99% | Tech/Econ | 16% | 2605674.574 | 804.493 | 1558.7874
Tech | Grocery | Refrigeration | Vending and ice makers | TRC | Existing | NE4886 | Strip Curtains for Walk-ins | Strip Curtains for Walk-ins | NonEquip | 4 | Walk-in cooler | 0% | Tech/Econ | 2.115% | 0 | 0 | 0
Tech | Grocery | Refrigeration | Vending and ice makers | TRC | Existing | NE4860 | Refrigerated Display Case Lighting Controls | Refrigerated Display Case Lighting Controls | NonEquip | 8 | Display cases | 0% | Tech/Econ | 2.524% | 0 | 0 | 0
Tech | Grocery | Refrigeration | Vending and ice makers | TRC | Existing | NE4834 | PSC to ECM Evaporator Fan Motor (Walk-In, Refrigerator) | PSC to ECM Evaporator Fan Motor (Walk-In, Refrigerator) | NonEquip | 15 | Walk-in cooler | 0% | Tech/Econ | 37.5% | 0 | 0 | 0
Tech | Grocery | Refrigeration | Vending and ice makers | TRC | Existing | NE4808 | PSC to ECM Evaporator Fan Motor (Reach-In) | PSC to ECM Evaporator Fan Motor (Reach-In) | NonEquip | 15 | Display cases | 0% | Tech/Econ | 37.5% | 0 | 0 | 0
Tech | Grocery | Refrigeration | Vending and ice makers | TRC | Existing | NE4782 | Night Covers for Display Cases | Night Covers for Display Cases | NonEquip | 5 | Display cases | 0% | Tech/Econ | 1.877% | 0 | 0 | 0
Tech | Grocery | Refrigeration | Vending and ice makers | TRC | Existing | NE4756 | High R-Value Glass Doors | High R-Value Glass Doors | NonEquip | 12 | Display cases | 0% | Tech/Econ | 23.81% | 0 | 0 | 0
Tech | Grocery | Refrigeration | Vending and ice makers | TRC | Existing | NE4730 | High Efficiency Refrigeration Compressor | High Efficiency Refrigeration Compressor | NonEquip | 13 | Display cases | 0% | Tech/Econ | 6.922% | 0 | 0 | 0
Tech | Grocery | Refrigeration | Vending and ice makers | TRC | Existing | NE4704 | Freezer-Cooler Replacement Gaskets | Freezer-Cooler Replacement Gaskets | NonEquip | 4 | Display cases | 0% | Tech/Econ | 3.131% | 0 | 0 | 0
Tech | Grocery | Refrigeration | Vending and ice makers | TRC | Existing | NE4678 | Floating Head Pressure Controls | Floating Head Pressure Controls | NonEquip | 15 |  | 0% | Tech/Econ | 6.05% | 0 | 0 | 0
Tech | Grocery | Refrigeration | Vending and ice makers | TRC | Existing | NE4652 | Demand Defrost | Demand Defrost | NonEquip | 10 | Walk-in cooler | 0% | Tech/Econ | 30% | 0 | 0 | 0
Tech | Grocery | Refrigeration | Vending and ice makers | TRC | Existing | NE4626 | Automatic Door Closer for Walk-in Coolers and Freezers | Automatic Door Closer for Walk-in Coolers and Freezers | NonEquip | 8 | Walk-in cooler | 0% | Tech/Econ | 3.131% | 0 | 0 | 0
Tech | Grocery | Refrigeration | Vending and ice makers | TRC | Existing | NE4600 | Anti-Sweat Controls | Anti-Sweat Controls | NonEquip | 8 | Display cases | 0% | Tech/Econ | 85% | 0 | 0 | 0
Tech | Grocery | Refrigeration | Vending and ice makers | TRC | Turnover | ET2572 | Energy Star Vending Machine | Energy Star Vending Machine | Equip | 14 | Vending and ice makers | 62.25% | Tech/Econ | 36% | 22250188.79 | 3480.0014 | 2173.973
Tech | Grocery | Refrigeration | Vending and ice makers | TRC | Turnover | ET2494 | Energy Star Ice Maker | Energy Star Ice Maker | Equip | 8 | Vending and ice makers | 33.92% | Tech/Econ | 11.39% | 2975758.972 | 461.1716 | 291.1836
Tech | Grocery | Refrigeration | Vending and ice makers | TRC | New | EN2598 | Energy Star Vending Machine | Energy Star Vending Machine | Equip | 14 | Vending and ice makers | 62.25% | Tech/Econ | 36% | 400924.7085 | 62.7059 | 39.1727
Tech | Grocery | Refrigeration | Vending and ice makers | TRC | New | EN2520 | Energy Star Ice Maker | Energy Star Ice Maker | Equip | 8 | Vending and ice makers | 33.92% | Tech/Econ | 11.39% | 53620.0079 | 8.3098 | 5.2468
Tech | Grocery | Exterior Lighting | Street lighting | TRC | New | NN5289 | Retro-Commissioning | Retro-Commissioning | NonEquip | 5 |  | 0% | Tech/Econ | 16% | 0 | 0 | 0
Tech | Grocery | Exterior Lighting | Street lighting | TRC | New | NN2975 | Outdoor Lighting Controls | Outdoor Lighting Controls | NonEquip | 8 | Exterior parking/lot lighting | 0% | Tech/Econ | 28% | 0 | 0 | 0
Tech | Grocery | Exterior Lighting | Street lighting | TRC | New | NN2949 | Bi-Level Lighting Control (Exterior) | Bi-Level Lighting Control (Exterior) | NonEquip | 9 | Exterior parking/lot lighting | 0% | Tech/Econ | 31% | 0 | 0 | 0
Tech | Grocery | Exterior Lighting | Street lighting | TRC | Existing | NE5276 | Retro-Commissioning | Retro-Commissioning | NonEquip | 5 |  | 21.99% | Tech/Econ | 16% | 6832.7453 | 0 | 4.0875
Tech | Grocery | Exterior Lighting | Street lighting | TRC | Existing | NE2962 | Outdoor Lighting Controls | Outdoor Lighting Controls | NonEquip | 8 | Exterior parking/lot lighting | 0% | Tech/Econ | 28% | 0 | 0 | 0
Tech | Grocery | Exterior Lighting | Street lighting | TRC | Existing | NE2936 | Bi-Level Lighting Control (Exterior) | Bi-Level Lighting Control (Exterior) | NonEquip | 9 | Exterior parking/lot lighting | 0% | Tech/Econ | 31% | 0 | 0 | 0
Tech | Grocery | Exterior Lighting | Street lighting | TRC | Turnover | ET784 | LED Traffic and Crosswalk Lighting | LED Traffic and Crosswalk Lighting | Equip | 10 | Street lighting | 0% | Tech/Econ | 37.14% | 0 | 0 | 0
Tech | Grocery | Exterior Lighting | Street lighting | TRC | Turnover | ET745 | LED Street Lights | LED Street Lights | Equip | 18 | Street lighting | 0% | Tech/Econ | 66.53% | 0 | 0 | 0
Tech | Grocery | Exterior Lighting | Street lighting | TRC | New | EN810 | LED Traffic and Crosswalk Lighting | LED Traffic and Crosswalk Lighting | Equip | 10 | Street lighting | 0% | Tech/Econ | 37.14% | 0 | 0 | 0
Tech | Grocery | Exterior Lighting | Street lighting | TRC | New | EN771 | LED Street Lights | LED Street Lights | Equip | 18 | Street lighting | 0% | Tech/Econ | 66.53% | 0 | 0 | 0
Tech | Grocery | Cooking | Steamer | TRC | Turnover | ET199 | Energy Star Steamer | Energy Star Steamer | Equip | 12 | Steamer | 0% | Tech/Econ | 56.63% | 0 | 0 | 0
Tech | Grocery | Cooking | Steamer | TRC | New | EN225 | Energy Star Steamer | Energy Star Steamer | Equip | 12 | Steamer | 0% | Tech/Econ | 56.63% | 0 | 0 | 0
Tech | Grocery | Exterior Lighting | Spot lighting/Security/Flood | TRC | New | NN5289 | Retro-Commissioning | Retro-Commissioning | NonEquip | 5 |  | 0% | Tech/Econ | 16% | 0 | 0 | 0
Tech | Grocery | Exterior Lighting | Spot lighting/Security/Flood | TRC | New | NN2975 | Outdoor Lighting Controls | Outdoor Lighting Controls | NonEquip | 8 | Exterior parking/lot lighting | 0% | Tech/Econ | 28% | 0 | 0 | 0
Tech | Grocery | Exterior Lighting | Spot lighting/Security/Flood | TRC | New | NN2949 | Bi-Level Lighting Control (Exterior) | Bi-Level Lighting Control (Exterior) | NonEquip | 9 | Exterior parking/lot lighting | 0% | Tech/Econ | 31% | 0 | 0 | 0
Tech | Grocery | Exterior Lighting | Spot lighting/Security/Flood | TRC | Existing | NE5276 | Retro-Commissioning | Retro-Commissioning | NonEquip | 5 |  | 21.99% | Tech/Econ | 16% | 5893.1198 | 0 | 3.5254
Tech | Grocery | Exterior Lighting | Spot lighting/Security/Flood | TRC | Existing | NE2962 | Outdoor Lighting Controls | Outdoor Lighting Controls | NonEquip | 8 | Exterior parking/lot lighting | 0% | Tech/Econ | 28% | 0 | 0 | 0
Tech | Grocery | Exterior Lighting | Spot lighting/Security/Flood | TRC | Existing | NE2936 | Bi-Level Lighting Control (Exterior) | Bi-Level Lighting Control (Exterior) | NonEquip | 9 | Exterior parking/lot lighting | 0% | Tech/Econ | 31% | 0 | 0 | 0
Tech | Grocery | Exterior Lighting | Spot lighting/Security/Flood | TRC | Turnover | ET667 | LED Exterior Lighting | LED Exterior Lighting | Equip | 13 | Spot lighting/Security/Flood | 4.268% | Tech/Econ | 60.51% | 4440.6254 | 0 | 0
Tech | Grocery | Exterior Lighting | Spot lighting/Security/Flood | TRC | Turnover | ET550 | LED - 9W Flood | LED - 9W Flood | Equip | 15 | Spot lighting/Security/Flood | 13.31% | Tech/Econ | 86.15% | 22266.2916 | 0 | 0
Tech | Grocery | Exterior Lighting | Spot lighting/Security/Flood | TRC | Turnover | ET472 | CFL - 15W Flood | CFL - 15W Flood | Equip | 7.8 | Spot lighting/Security/Flood | 0% | Tech/Econ | 76.92% | 0 | 0 | 0
Tech | Grocery | Exterior Lighting | Spot lighting/Security/Flood | TRC | New | EN693 | LED Exterior Lighting | LED Exterior Lighting | Equip | 13 | Spot lighting/Security/Flood | 4.624% | Tech/Econ | 60.51% | 25.0149 | 0 | 0
Tech | Grocery | Exterior Lighting | Spot lighting/Security/Flood | TRC | New | EN576 | LED - 9W Flood | LED - 9W Flood | Equip | 15 | Spot lighting/Security/Flood | 86.42% | Tech/Econ | 86.15% | 2605.3295 | 0 | 0
Tech | Grocery | Exterior Lighting | Spot lighting/Security/Flood | TRC | New | EN498 | CFL - 15W Flood | CFL - 15W Flood | Equip | 7.8 | Spot lighting/Security/Flood | 0% | Tech/Econ | 76.92% | 0 | 0 | 0
Tech | Grocery | Interior Lighting | Spot lighting | TRC | New | NN5263 | Retro-Commissioning | Retro-Commissioning | NonEquip | 5 |  | 0% | Tech/Econ | 16% | 0 | 0 | 0
Tech | Grocery | Interior Lighting | Spot lighting | TRC | New | NN4431 | Interior Lighting Controls | Interior Lighting Controls | NonEquip | 8 | Overhead (fluorescent/LED/CFL U-shape) | 0% | Tech/Econ | 28% | 0 | 0 | 0
Tech | Grocery | Interior Lighting | Spot lighting | TRC | New | NN4405 | Bi-Level Lighting Control (Interior) | Bi-Level Lighting Control (Interior) | NonEquip | 8 | Overhead (fluorescent/LED/CFL U-shape) | 0% | Tech/Econ | 31% | 0 | 0 | 0
Tech | Grocery | Interior Lighting | Spot lighting | TRC | New | NN3703 | Facility Energy Management System | Facility Energy Management System | NonEquip | 15 |  | 4.276% | Tech/Econ | 24% | 1.5446 | 0.00040307 | 0.00018533
Tech | Grocery | Interior Lighting | Spot lighting | TRC | Existing | NE5250 | Retro-Commissioning | Retro-Commissioning | NonEquip | 5 |  | 21.99% | Tech/Econ | 16% | 152.8237 | 0.047184 | 0.091423
Tech | Grocery | Interior Lighting | Spot lighting | TRC | Existing | NE4418 | Interior Lighting Controls | Interior Lighting Controls | NonEquip | 8 | Overhead (fluorescent/LED/CFL U-shape) | 0% | Tech/Econ | 28% | 0 | 0 | 0
Tech | Grocery | Interior Lighting | Spot lighting | TRC | Existing | NE4392 | Bi-Level Lighting Control (Interior) | Bi-Level Lighting Control (Interior) | NonEquip | 8 | Overhead (fluorescent/LED/CFL U-shape) | 0% | Tech/Econ | 31% | 0 | 0 | 0
Tech | Grocery | Interior Lighting | Spot lighting | TRC | Existing | NE3690 | Facility Energy Management System | Facility Energy Management System | NonEquip | 15 |  | 7.167% | Tech/Econ | 24% | 76.0214 | 0.019839 | 0.0091216
Tech | Grocery | Interior Lighting | Spot lighting | TRC | Turnover | ET1603 | LED Display Lighting (Interior) | LED Display Lighting (Interior) | Equip | 15 | Spot lighting | 2.129% | Tech/Econ | 87.04% | 154.7629 | 0.037537 | 2.7028e-06
Tech | Grocery | Interior Lighting | Spot lighting | TRC | Turnover | ET1564 | LED - 14W | LED - 14W | Equip | 15 | Spot lighting | 86.42% | Tech/Econ | 53.33% | 3778.3958 | 0.91003 | 0.00024636
Tech | Grocery | Interior Lighting | Spot lighting | TRC | Turnover | ET1447 | CFL-23W | CFL-23W | Equip | 7.8 | Spot lighting | 0% | Tech/Econ | 23.33% | 0 | 0 | 0
Tech | Grocery | Interior Lighting | Spot lighting | TRC | New | EN1629 | LED Display Lighting (Interior) | LED Display Lighting (Interior) | Equip | 15 | Spot lighting | 0% | Tech/Econ | 87.04% | 0 | 0 | 0
Tech | Grocery | Interior Lighting | Spot lighting | TRC | New | EN1590 | LED - 14W | LED - 14W | Equip | 15 | Spot lighting | 0% | Tech/Econ | 53.33% | 0 | 0 | 0
Tech | Grocery | Interior Lighting | Spot lighting | TRC | New | EN1473 | CFL-23W | CFL-23W | Equip | 7.8 | Spot lighting | 0% | Tech/Econ | 23.33% | 0 | 0 | 0
Tech | Grocery | Office Equipment | Servers | TRC | New | NN4587 | Smart Strip Plug Outlet | Smart Strip Plug Outlet | NonEquip | 4 |  | 43.9% | Tech/Econ | 1.187% | 45.5763 | 0.0067769 | 0.0047099
Tech | Grocery | Office Equipment | Servers | TRC | New | NN4561 | Network PC Power Management | Network PC Power Management | NonEquip | 5 | Computers | 0% | Tech/Econ | 56.5% | 0 | 0 | 0
Tech | Grocery | Office Equipment | Servers | TRC | Existing | NE4574 | Smart Strip Plug Outlet | Smart Strip Plug Outlet | NonEquip | 4 |  | 43.9% | Tech/Econ | 1.187% | 2529.3535 | 0.3761 | 0.26138
Tech | Grocery | Office Equipment | Servers | TRC | Existing | NE4548 | Network PC Power Management | Network PC Power Management | NonEquip | 5 | Computers | 0% | Tech/Econ | 56.5% | 0 | 0 | 0
Tech | Grocery | Office Equipment | Servers | TRC | Turnover | ET2299 | Server Virtualization | Server Virtualization | Equip | 3 | Servers | 0% | Tech/Econ | 85.71% | 0 | 0 | 0
Tech | Grocery | Office Equipment | Servers | TRC | Turnover | ET2221 | Energy Star Servers | Energy Star Servers | Equip | 4 | Servers | 0% | Tech/Econ | 23.08% | 0 | 0 | 0
Tech | Grocery | Office Equipment | Servers | TRC | Turnover | ET1135 | High Efficiency Data Center Cooling | High Efficiency Data Center Cooling | Equip | 20 | Servers | 0% | Tech/Econ | 28% | 0 | 0 | 0
Tech | Grocery | Office Equipment | Servers | TRC | New | EN2325 | Server Virtualization | Server Virtualization | Equip | 3 | Servers | 0% | Tech/Econ | 85.71% | 0 | 0 | 0
Tech | Grocery | Office Equipment | Servers | TRC | New | EN2247 | Energy Star Servers | Energy Star Servers | Equip | 4 | Servers | 0% | Tech/Econ | 23.08% | 0 | 0 | 0
Tech | Grocery | Office Equipment | Servers | TRC | New | EN1161 | High Efficiency Data Center Cooling | High Efficiency Data Center Cooling | Equip | 20 | Servers | 0% | Tech/Econ | 28% | 0 | 0 | 0
Tech | Grocery | Space Cooling | Residential-type central air conditioners | TRC | New | NN5367 | Retro-Commissioning | Retro-Commissioning | NonEquip | 5 |  | 0% | Tech/Econ | 16% | 0 | 0 | 0
Tech | Grocery | Space Cooling | Residential-type central air conditioners | TRC | New | NN4379 | Window Sun Protection | Window Sun Protection | NonEquip | 10 |  | 15.35% | Tech/Econ | 16% | 0 | 0 | 0
Tech | Grocery | Space Cooling | Residential-type central air conditioners | TRC | New | NN4353 | Waterside Economizer | Waterside Economizer | NonEquip | 20 |  | 0% | Tech/Econ | 5.556% | 0 | 0 | 0
Tech | Grocery | Space Cooling | Residential-type central air conditioners | TRC | New | NN4301 | Warehouse Loading Dock Seals | Warehouse Loading Dock Seals | NonEquip | 18 |  | 0% | Tech/Econ | 0.6993% | 0 | 0 | 0
Tech | Grocery | Space Cooling | Residential-type central air conditioners | TRC | New | NN4145 | Smart Thermostat | Smart Thermostat | NonEquip | 11 |  | 31.48% | Tech/Econ | 10% | 0 | 0 | 0
Tech | Grocery | Space Cooling | Residential-type central air conditioners | TRC | New | NN4041 | Programmable Thermostat | Programmable Thermostat | NonEquip | 11 |  | 0% | Tech/Econ | 3.6% | 0 | 0 | 0
Tech | Grocery | Space Cooling | Residential-type central air conditioners | TRC | New | NN3989 | Low U-Value Windows | Low U-Value Windows | NonEquip | 20 |  | 20.9% | Tech/Econ | 10% | 0 | 0 | 0
Tech | Grocery | Space Cooling | Residential-type central air conditioners | TRC | New | NN3911 | HVAC tune-up_RTU | HVAC tune-up_RTU | NonEquip | 5 | Packaged air conditioning units (RTUs) | 0% | Tech/Econ | 5% | 0 | 0 | 0
Tech | Grocery | Space Cooling | Residential-type central air conditioners | TRC | New | NN3885 | HVAC tune-up | HVAC tune-up | NonEquip | 5 | Residential-type central air conditioners | 0% | Tech/Econ | 5% | 0 | 0 | 0
Tech | Grocery | Space Cooling | Residential-type central air conditioners | TRC | New | NN3677 | Facility Energy Management System | Facility Energy Management System | NonEquip | 15 |  | 4.276% | Tech/Econ | 20% | 0 | 0 | 0
Tech | Grocery | Space Cooling | Residential-type central air conditioners | TRC | New | NN3625 | Facility Commissioning | Facility Commissioning | NonEquip | 10 |  | 53.41% | Tech/Econ | 16% | 0 | 0 | 0
Tech | Grocery | Space Cooling | Residential-type central air conditioners | TRC | New | NN3599 | Energy Recovery Ventilation System (ERV) | Energy Recovery Ventilation System (ERV) | NonEquip | 15 | Packaged air conditioning units (RTUs) | 0% | Tech/Econ | 9.935% | 0 | 0 | 0
Tech | Grocery | Space Cooling | Residential-type central air conditioners | TRC | New | NN3521 | Duct Sealing Repair | Duct Sealing Repair | NonEquip | 15 |  | 0% | Tech/Econ | 12% | 0 | 0 | 0
Tech | Grocery | Space Cooling | Residential-type central air conditioners | TRC | New | NN3469 | Duct Insulation | Duct Insulation | NonEquip | 15 |  | 0% | Tech/Econ | 2.045% | 0 | 0 | 0
Tech | Grocery | Space Cooling | Residential-type central air conditioners | TRC | New | NN3417 | Dedicated Outdoor Air System on VRF unit | Dedicated Outdoor Air System on VRF unit | NonEquip | 15 | Residential-type central air conditioners | 58.91% | Tech/Econ | 17.5% | 0 | 0 | 0
Tech | Grocery | Space Cooling | Residential-type central air conditioners | TRC | New | NN3365 | Cool Roof | Cool Roof | NonEquip | 15 |  | 72.32% | Tech/Econ | 0.6634% | 0 | 0 | 0
Tech | Grocery | Space Cooling | Residential-type central air conditioners | TRC | New | NN3313 | Chilled Water System - Variable Speed Drives | Chilled Water System - Variable Speed Drives | NonEquip | 13 | Central chillers inside | 0% | Tech/Econ | 24.74% | 0 | 0 | 0
Tech | Grocery | Space Cooling | Residential-type central air conditioners | TRC | New | NN3209 | Ceiling Insulation(R2 to R38) | Ceiling Insulation(R2 to R38) | NonEquip | 20 |  | 0% | Tech/Econ | 5.495% | 0 | 0 | 0
Tech | Grocery | Space Cooling | Residential-type central air conditioners | TRC | New | NN3105 | Ceiling Insulation(R12 to R38) | Ceiling Insulation(R12 to R38) | NonEquip | 20 |  | 0% | Tech/Econ | 0.6614% | 0 | 0 | 0
Tech | Grocery | Space Cooling | Residential-type central air conditioners | TRC | New | NN3053 | Airside Economizer | Airside Economizer | NonEquip | 10 | Packaged air conditioning units (RTUs) | 0% | Tech/Econ | 5.556% | 0 | 0 | 0
Tech | Grocery | Space Cooling | Residential-type central air conditioners | TRC | Existing | NE5354 | Retro-Commissioning | Retro-Commissioning | NonEquip | 5 |  | 21.99% | Tech/Econ | 16% | 0 | 0 | 0
Tech | Grocery | Space Cooling | Residential-type central air conditioners | TRC | Existing | NE4366 | Window Sun Protection | Window Sun Protection | NonEquip | 10 |  | 12.19% | Tech/Econ | 16% | 0 | 0 | 0
Tech | Grocery | Space Cooling | Residential-type central air conditioners | TRC | Existing | NE4340 | Waterside Economizer | Waterside Economizer | NonEquip | 20 |  | 0% | Tech/Econ | 5.556% | 0 | 0 | 0
Tech | Grocery | Space Cooling | Residential-type central air conditioners | TRC | Existing | NE4288 | Warehouse Loading Dock Seals | Warehouse Loading Dock Seals | NonEquip | 18 |  | 0% | Tech/Econ | 0.6993% | 0 | 0 | 0
Tech | Grocery | Space Cooling | Residential-type central air conditioners | TRC | Existing | NE4210 | Wall Insulation | Wall Insulation | NonEquip | 20 |  | 0% | Tech/Econ | 4.506% | 0 | 0 | 0
Tech | Grocery | Space Cooling | Residential-type central air conditioners | TRC | Existing | NE4132 | Smart Thermostat | Smart Thermostat | NonEquip | 11 |  | 31.48% | Tech/Econ | 10% | 0 | 0 | 0
Tech | Grocery | Space Cooling | Residential-type central air conditioners | TRC | Existing | NE4106 | Roof Insulation | Roof Insulation | NonEquip | 20 |  | 58.5% | Tech/Econ | 0.8056% | 0 | 0 | 0
Tech | Grocery | Space Cooling | Residential-type central air conditioners | TRC | Existing | NE4028 | Programmable Thermostat | Programmable Thermostat | NonEquip | 11 |  | 0% | Tech/Econ | 3.6% | 0 | 0 | 0
Tech | Grocery | Space Cooling | Residential-type central air conditioners | TRC | Existing | NE3976 | Low U-Value Windows | Low U-Value Windows | NonEquip | 20 |  | 8.361% | Tech/Econ | 46% | 0 | 0 | 0
Tech | Grocery | Space Cooling | Residential-type central air conditioners | TRC | Existing | NE3950 | Infiltration Reduction - Air Sealing | Infiltration Reduction - Air Sealing | NonEquip | 11 |  | 0% | Tech/Econ | 0.3496% | 0 | 0 | 0
Tech | Grocery | Space Cooling | Residential-type central air conditioners | TRC | Existing | NE3898 | HVAC tune-up_RTU | HVAC tune-up_RTU | NonEquip | 5 | Packaged air conditioning units (RTUs) | 0% | Tech/Econ | 5% | 0 | 0 | 0
Tech | Grocery | Space Cooling | Residential-type central air conditioners | TRC | Existing | NE3872 | HVAC tune-up | HVAC tune-up | NonEquip | 5 | Residential-type central air conditioners | 0% | Tech/Econ | 5% | 0 | 0 | 0
Tech | Grocery | Space Cooling | Residential-type central air conditioners | TRC | Existing | NE3794 | Green Roof | Green Roof | NonEquip | 15 |  | 0.098% | Tech/Econ | 0.4669% | 0 | 0 | 0
Tech | Grocery | Space Cooling | Residential-type central air conditioners | TRC | Existing | NE3664 | Facility Energy Management System | Facility Energy Management System | NonEquip | 15 |  | 7.167% | Tech/Econ | 20% | 0 | 0 | 0
Tech | Grocery | Space Cooling | Residential-type central air conditioners | TRC | Existing | NE3586 | Energy Recovery Ventilation System (ERV) | Energy Recovery Ventilation System (ERV) | NonEquip | 15 | Packaged air conditioning units (RTUs) | 0% | Tech/Econ | 9.935% | 0 | 0 | 0
Tech | Grocery | Space Cooling | Residential-type central air conditioners | TRC | Existing | NE3508 | Duct Sealing Repair | Duct Sealing Repair | NonEquip | 15 |  | 0% | Tech/Econ | 12% | 0 | 0 | 0
Tech | Grocery | Space Cooling | Residential-type central air conditioners | TRC | Existing | NE3456 | Duct Insulation | Duct Insulation | NonEquip | 15 |  | 0% | Tech/Econ | 2.045% | 0 | 0 | 0
Tech | Grocery | Space Cooling | Residential-type central air conditioners | TRC | Existing | NE3404 | Dedicated Outdoor Air System on VRF unit | Dedicated Outdoor Air System on VRF unit | NonEquip | 15 | Residential-type central air conditioners | 58.91% | Tech/Econ | 17.5% | 0 | 0 | 0
Tech | Grocery | Space Cooling | Residential-type central air conditioners | TRC | Existing | NE3352 | Cool Roof | Cool Roof | NonEquip | 15 |  | 72.71% | Tech/Econ | 0.6634% | 0 | 0 | 0
Tech | Grocery | Space Cooling | Residential-type central air conditioners | TRC | Existing | NE3300 | Chilled Water System - Variable Speed Drives | Chilled Water System - Variable Speed Drives | NonEquip | 13 | Central chillers inside | 0% | Tech/Econ | 24.74% | 0 | 0 | 0
Tech | Grocery | Space Cooling | Residential-type central air conditioners | TRC | Existing | NE3196 | Ceiling Insulation(R2 to R38) | Ceiling Insulation(R2 to R38) | NonEquip | 20 |  | 0% | Tech/Econ | 5.495% | 0 | 0 | 0
Tech | Grocery | Space Cooling | Residential-type central air conditioners | TRC | Existing | NE3144 | Ceiling Insulation(R19 to R38) | Ceiling Insulation(R19 to R38) | NonEquip | 20 |  | 0% | Tech/Econ | 0.3053% | 0 | 0 | 0
Tech | Grocery | Space Cooling | Residential-type central air conditioners | TRC | Existing | NE3092 | Ceiling Insulation(R12 to R38) | Ceiling Insulation(R12 to R38) | NonEquip | 20 |  | 0% | Tech/Econ | 0.6614% | 0 | 0 | 0
Tech | Grocery | Space Cooling | Residential-type central air conditioners | TRC | Existing | NE3040 | Airside Economizer | Airside Economizer | NonEquip | 10 | Packaged air conditioning units (RTUs) | 0% | Tech/Econ | 5.556% | 0 | 0 | 0
Tech | Grocery | Space Cooling | Residential-type central air conditioners | TRC | Turnover | ET823 | Geothermal Heat Pump | Geothermal Heat Pump | Equip | 15 | Residential-type central air conditioners | 30.5% | Tech/Econ | 21.18% | 0 | 0 | 0
Tech | Grocery | Space Cooling | Residential-type central air conditioners | TRC | Turnover | ET1369 | Variable Refrigerant Flow (VRF) HVAC Systems | Variable Refrigerant Flow (VRF) HVAC Systems | Equip | 15 | Residential-type central air conditioners | 49.09% | Tech/Econ | 36.88% | 0 | 0 | 0
Tech | Grocery | Space Cooling | Residential-type central air conditioners | TRC | Turnover | ET1291 | High Efficiency PTHP | High Efficiency PTHP | Equip | 15 | Residential-type central air conditioners | 0% | Tech/Econ | 23.64% | 0 | 0 | 0
Tech | Grocery | Space Cooling | Residential-type central air conditioners | TRC | Turnover | ET1252 | High Efficiency PTAC | High Efficiency PTAC | Equip | 15 | Residential-type central air conditioners | 0% | Tech/Econ | 23.64% | 0 | 0 | 0
Tech | Grocery | Space Cooling | Residential-type central air conditioners | TRC | New | EN849 | Geothermal Heat Pump | Geothermal Heat Pump | Equip | 15 | Residential-type central air conditioners | 30.5% | Tech/Econ | 21.18% | 0 | 0 | 0
Tech | Grocery | Space Cooling | Residential-type central air conditioners | TRC | New | EN1395 | Variable Refrigerant Flow (VRF) HVAC Systems | Variable Refrigerant Flow (VRF) HVAC Systems | Equip | 15 | Residential-type central air conditioners | 49.09% | Tech/Econ | 36.88% | 0 | 0 | 0
Tech | Grocery | Space Cooling | Residential-type central air conditioners | TRC | New | EN1317 | High Efficiency PTHP | High Efficiency PTHP | Equip | 15 | Residential-type central air conditioners | 0% | Tech/Econ | 23.64% | 0 | 0 | 0
Tech | Grocery | Space Cooling | Residential-type central air conditioners | TRC | New | EN1278 | High Efficiency PTAC | High Efficiency PTAC | Equip | 15 | Residential-type central air conditioners | 0% | Tech/Econ | 23.64% | 0 | 0 | 0
Tech | Grocery | Space Heating | Residential/split system heat pump | TRC | New | NN5341 | Retro-Commissioning | Retro-Commissioning | NonEquip | 5 |  | 0% | Tech/Econ | 16% | 0 | 0 | 0
Tech | Grocery | Space Heating | Residential/split system heat pump | TRC | New | NN4327 | Water Cooled Refrigeration Heat Recovery | Water Cooled Refrigeration Heat Recovery | NonEquip | 20 |  | 0% | Tech/Econ | 10% | 0 | 0 | 0
Tech | Grocery | Space Heating | Residential/split system heat pump | TRC | New | NN4275 | Warehouse Loading Dock Seals | Warehouse Loading Dock Seals | NonEquip | 18 |  | 0% | Tech/Econ | 0.864% | 0 | 0 | 0
Tech | Grocery | Space Heating | Residential/split system heat pump | TRC | New | NN4171 | Smart Thermostat | Smart Thermostat | NonEquip | 11 |  | 31.48% | Tech/Econ | 10% | 736.1241 | 0 | -0.00051765
Tech | Grocery | Space Heating | Residential/split system heat pump | TRC | New | NN4093 | Roof Insulation | Roof Insulation | NonEquip | 20 |  | 58.5% | Tech/Econ | 0.4977% | 48.313 | 0 | 0.022548
Tech | Grocery | Space Heating | Residential/split system heat pump | TRC | New | NN4067 | Programmable Thermostat | Programmable Thermostat | NonEquip | 11 |  | 0% | Tech/Econ | 3.6% | 0 | 0 | 0
Tech | Grocery | Space Heating | Residential/split system heat pump | TRC | New | NN4015 | Low U-Value Windows | Low U-Value Windows | NonEquip | 20 |  | 20.9% | Tech/Econ | 10% | 499.2986 | 0 | 0.0020751
Tech | Grocery | Space Heating | Residential/split system heat pump | TRC | New | NN3937 | Infiltration Reduction - Air Sealing | Infiltration Reduction - Air Sealing | NonEquip | 11 |  | 0% | Tech/Econ | 0.432% | 0 | 0 | 0
Tech | Grocery | Space Heating | Residential/split system heat pump | TRC | New | NN3781 | Green Roof | Green Roof | NonEquip | 15 |  | 0.49% | Tech/Econ | 0.7692% | 0.85372 | 0 | 0
Tech | Grocery | Space Heating | Residential/split system heat pump | TRC | New | NN3729 | Floor Insulation | Floor Insulation | NonEquip | 20 |  | 49.87% | Tech/Econ | 0.2612% | 0 | 0 | 0
Tech | Grocery | Space Heating | Residential/split system heat pump | TRC | New | NN3651 | Facility Energy Management System | Facility Energy Management System | NonEquip | 15 |  | 4.276% | Tech/Econ | 20% | 217.0839 | 0 | 0.026047
Tech | Grocery | Space Heating | Residential/split system heat pump | TRC | New | NN3573 | ECM Motors on Furnaces | ECM Motors on Furnaces | NonEquip | 15 | Forced air furnace | 0% | Tech/Econ | 1.706% | 0 | 0 | 0
Tech | Grocery | Space Heating | Residential/split system heat pump | TRC | New | NN3547 | Duct Sealing Repair | Duct Sealing Repair | NonEquip | 15 |  | 0% | Tech/Econ | 12% | 0 | 0 | 0
Tech | Grocery | Space Heating | Residential/split system heat pump | TRC | New | NN3495 | Duct Insulation | Duct Insulation | NonEquip | 15 |  | 0% | Tech/Econ | 2.045% | 0 | 0 | 0
Tech | Grocery | Space Heating | Residential/split system heat pump | TRC | New | NN3443 | Destratification Fans | Destratification Fans | NonEquip | 10 |  | 0% | Tech/Econ | 12.54% | 0 | 0 | 0
Tech | Grocery | Space Heating | Residential/split system heat pump | TRC | New | NN3391 | Dedicated Outdoor Air System on VRF unit | Dedicated Outdoor Air System on VRF unit | NonEquip | 15 | Residential/split system heat pump | 58.91% | Tech/Econ | 10% | 1281.1364 | 0 | 0.39403
Tech | Grocery | Space Heating | Residential/split system heat pump | TRC | New | NN3235 | Ceiling Insulation(R30 to R38) | Ceiling Insulation(R30 to R38) | NonEquip | 20 |  | 0% | Tech/Econ | 0.1006% | 0 | 0 | 0
Tech | Grocery | Space Heating | Residential/split system heat pump | TRC | New | NN3183 | Ceiling Insulation(R2 to R38) | Ceiling Insulation(R2 to R38) | NonEquip | 20 |  | 0% | Tech/Econ | 6.79% | 0 | 0 | 0
Tech | Grocery | Space Heating | Residential/split system heat pump | TRC | New | NN3131 | Ceiling Insulation(R19 to R38) | Ceiling Insulation(R19 to R38) | NonEquip | 20 |  | 0% | Tech/Econ | 0.3772% | 0 | 0 | 0
Tech | Grocery | Space Heating | Residential/split system heat pump | TRC | New | NN3079 | Ceiling Insulation(R12 to R38) | Ceiling Insulation(R12 to R38) | NonEquip | 20 |  | 0% | Tech/Econ | 0.8173% | 0 | 0 | 0
Tech | Grocery | Space Heating | Residential/split system heat pump | TRC | New | NN3001 | Air Curtains | Air Curtains | NonEquip | 8 |  | 47.78% | Tech/Econ | 0.4308% | 0 | 0 | 0
Tech | Grocery | Space Heating | Residential/split system heat pump | TRC | Existing | NE5328 | Retro-Commissioning | Retro-Commissioning | NonEquip | 5 |  | 21.99% | Tech/Econ | 16% | 42431.5263 | 0 | 25.3837
Tech | Grocery | Space Heating | Residential/split system heat pump | TRC | Existing | NE4314 | Water Cooled Refrigeration Heat Recovery | Water Cooled Refrigeration Heat Recovery | NonEquip | 20 |  | 0% | Tech/Econ | 10% | 0 | 0 | 0
Tech | Grocery | Space Heating | Residential/split system heat pump | TRC | Existing | NE4262 | Warehouse Loading Dock Seals | Warehouse Loading Dock Seals | NonEquip | 18 |  | 0% | Tech/Econ | 0.9534% | 0 | 0 | 0
Tech | Grocery | Space Heating | Residential/split system heat pump | TRC | Existing | NE4236 | Wall Insulation | Wall Insulation | NonEquip | 20 |  | 0% | Tech/Econ | 0.8971% | 0 | 0 | 0
Tech | Grocery | Space Heating | Residential/split system heat pump | TRC | Existing | NE4158 | Smart Thermostat | Smart Thermostat | NonEquip | 11 |  | 31.48% | Tech/Econ | 10% | 39549.6233 | 0 | -0.027812
Tech | Grocery | Space Heating | Residential/split system heat pump | TRC | Existing | NE4080 | Roof Insulation | Roof Insulation | NonEquip | 20 |  | 58.5% | Tech/Econ | 1.098% | 7476.9912 | 0 | 3.4895
Tech | Grocery | Space Heating | Residential/split system heat pump | TRC | Existing | NE4054 | Programmable Thermostat | Programmable Thermostat | NonEquip | 11 |  | 0% | Tech/Econ | 3.6% | 0 | 0 | 0
Tech | Grocery | Space Heating | Residential/split system heat pump | TRC | Existing | NE4002 | Low U-Value Windows | Low U-Value Windows | NonEquip | 20 |  | 8.361% | Tech/Econ | 46% | 64003.2835 | 0 | 0.266
Tech | Grocery | Space Heating | Residential/split system heat pump | TRC | Existing | NE3924 | Infiltration Reduction - Air Sealing | Infiltration Reduction - Air Sealing | NonEquip | 11 |  | 0% | Tech/Econ | 0.4767% | 0 | 0 | 0
Tech | Grocery | Space Heating | Residential/split system heat pump | TRC | Existing | NE3846 | Hotel Card Energy Control Systems | Hotel Card Energy Control Systems | NonEquip | 15 |  | 0% | Tech/Econ | 0% | 0 | 0 | 0
Tech | Grocery | Space Heating | Residential/split system heat pump | TRC | Existing | NE3768 | Green Roof | Green Roof | NonEquip | 15 |  | 0.098% | Tech/Econ | 0.8488% | 9.6166 | 0 | 0
Tech | Grocery | Space Heating | Residential/split system heat pump | TRC | Existing | NE3716 | Floor Insulation | Floor Insulation | NonEquip | 20 |  | 19.95% | Tech/Econ | 0.2882% | 663.8082 | 0 | 0.3098
Tech | Grocery | Space Heating | Residential/split system heat pump | TRC | Existing | NE3638 | Facility Energy Management System | Facility Energy Management System | NonEquip | 15 |  | 7.167% | Tech/Econ | 20% | 19416.0637 | 0 | 2.3297
Tech | Grocery | Space Heating | Residential/split system heat pump | TRC | Existing | NE3560 | ECM Motors on Furnaces | ECM Motors on Furnaces | NonEquip | 15 | Forced air furnace | 0% | Tech/Econ | 1.706% | 0 | 0 | 0
Tech | Grocery | Space Heating | Residential/split system heat pump | TRC | Existing | NE3534 | Duct Sealing Repair | Duct Sealing Repair | NonEquip | 15 |  | 0% | Tech/Econ | 12% | 0 | 0 | 0
Tech | Grocery | Space Heating | Residential/split system heat pump | TRC | Existing | NE3482 | Duct Insulation | Duct Insulation | NonEquip | 15 |  | 0% | Tech/Econ | 2.045% | 0 | 0 | 0
Tech | Grocery | Space Heating | Residential/split system heat pump | TRC | Existing | NE3430 | Destratification Fans | Destratification Fans | NonEquip | 10 |  | 0% | Tech/Econ | 12.54% | 0 | 0 | 0
Tech | Grocery | Space Heating | Residential/split system heat pump | TRC | Existing | NE3378 | Dedicated Outdoor Air System on VRF unit | Dedicated Outdoor Air System on VRF unit | NonEquip | 15 | Residential/split system heat pump | 58.91% | Tech/Econ | 10% | 78659.0461 | 0 | 24.1923
Tech | Grocery | Space Heating | Residential/split system heat pump | TRC | Existing | NE3326 | Cool Roof | Cool Roof | NonEquip | 15 |  | 72.71% | Tech/Econ | 0.09584% | 804.1801 | 0 | 0
Tech | Grocery | Space Heating | Residential/split system heat pump | TRC | Existing | NE3222 | Ceiling Insulation(R30 to R38) | Ceiling Insulation(R30 to R38) | NonEquip | 20 |  | 0% | Tech/Econ | 0.111% | 0 | 0 | 0
Tech | Grocery | Space Heating | Residential/split system heat pump | TRC | Existing | NE3170 | Ceiling Insulation(R2 to R38) | Ceiling Insulation(R2 to R38) | NonEquip | 20 |  | 0% | Tech/Econ | 7.493% | 0 | 0 | 0
Tech | Grocery | Space Heating | Residential/split system heat pump | TRC | Existing | NE3118 | Ceiling Insulation(R19 to R38) | Ceiling Insulation(R19 to R38) | NonEquip | 20 |  | 0% | Tech/Econ | 0.4163% | 0 | 0 | 0
Tech | Grocery | Space Heating | Residential/split system heat pump | TRC | Existing | NE3066 | Ceiling Insulation(R12 to R38) | Ceiling Insulation(R12 to R38) | NonEquip | 20 |  | 0% | Tech/Econ | 0.9019% | 0 | 0 | 0
Tech | Grocery | Space Heating | Residential/split system heat pump | TRC | Existing | NE2988 | Air Curtains | Air Curtains | NonEquip | 8 |  | 28.17% | Tech/Econ | 0.4308% | 1402.917 | 0 | 0.055862
Tech | Grocery | Space Heating | Residential/split system heat pump | TRC | Turnover | ET862 | Geothermal Heat Pump | Geothermal Heat Pump | Equip | 15 | Residential/split system heat pump | 30.5% | Tech/Econ | 2.941% | 10915.9506 | 0 | 3.6056
Tech | Grocery | Space Heating | Residential/split system heat pump | TRC | Turnover | ET1408 | Variable Refrigerant Flow (VRF) HVAC Systems | Variable Refrigerant Flow (VRF) HVAC Systems | Equip | 15 | Residential/split system heat pump | 49.09% | Tech/Econ | 31.25% | 245482.3941 | 0 | 75.5004
Tech | Grocery | Space Heating | Residential/split system heat pump | TRC | Turnover | ET1330 | High Efficiency PTHP | High Efficiency PTHP | Equip | 15 | Residential/split system heat pump | 0% | Tech/Econ | 9.375% | 0 | 0 | 0
Tech | Grocery | Space Heating | Residential/split system heat pump | TRC | New | EN888 | Geothermal Heat Pump | Geothermal Heat Pump | Equip | 15 | Residential/split system heat pump | 30.5% | Tech/Econ | 2.941% | 0 | 0 | 0
Tech | Grocery | Space Heating | Residential/split system heat pump | TRC | New | EN1434 | Variable Refrigerant Flow (VRF) HVAC Systems | Variable Refrigerant Flow (VRF) HVAC Systems | Equip | 15 | Residential/split system heat pump | 49.09% | Tech/Econ | 31.25% | 4600.2679 | 0 | 1.4149
Tech | Grocery | Space Heating | Residential/split system heat pump | TRC | New | EN1356 | High Efficiency PTHP | High Efficiency PTHP | Equip | 15 | Residential/split system heat pump | 0% | Tech/Econ | 9.375% | 0 | 0 | 0
Tech | Grocery | Refrigeration | Residential style | TRC | New | NN5315 | Retro-Commissioning | Retro-Commissioning | NonEquip | 5 |  | 0% | Tech/Econ | 16% | 0 | 0 | 0
Tech | Grocery | Refrigeration | Residential style | TRC | New | NN4899 | Strip Curtains for Walk-ins | Strip Curtains for Walk-ins | NonEquip | 4 | Walk-in cooler | 0% | Tech/Econ | 2.115% | 0 | 0 | 0
Tech | Grocery | Refrigeration | Residential style | TRC | New | NN4873 | Refrigerated Display Case Lighting Controls | Refrigerated Display Case Lighting Controls | NonEquip | 8 | Display cases | 0% | Tech/Econ | 0.9365% | 0 | 0 | 0
Tech | Grocery | Refrigeration | Residential style | TRC | New | NN4847 | PSC to ECM Evaporator Fan Motor (Walk-In, Refrigerator) | PSC to ECM Evaporator Fan Motor (Walk-In, Refrigerator) | NonEquip | 15 | Walk-in cooler | 0% | Tech/Econ | 37.5% | 0 | 0 | 0
Tech | Grocery | Refrigeration | Residential style | TRC | New | NN4821 | PSC to ECM Evaporator Fan Motor (Reach-In) | PSC to ECM Evaporator Fan Motor (Reach-In) | NonEquip | 15 | Display cases | 0% | Tech/Econ | 37.5% | 0 | 0 | 0
Tech | Grocery | Refrigeration | Residential style | TRC | New | NN4795 | Night Covers for Display Cases | Night Covers for Display Cases | NonEquip | 5 | Display cases | 0% | Tech/Econ | 1.877% | 0 | 0 | 0
Tech | Grocery | Refrigeration | Residential style | TRC | New | NN4769 | High R-Value Glass Doors | High R-Value Glass Doors | NonEquip | 12 | Display cases | 0% | Tech/Econ | 0% | 0 | 0 | 0
Tech | Grocery | Refrigeration | Residential style | TRC | New | NN4743 | High Efficiency Refrigeration Compressor | High Efficiency Refrigeration Compressor | NonEquip | 13 | Display cases | 0% | Tech/Econ | 6.922% | 0 | 0 | 0
Tech | Grocery | Refrigeration | Residential style | TRC | New | NN4717 | Freezer-Cooler Replacement Gaskets | Freezer-Cooler Replacement Gaskets | NonEquip | 4 | Display cases | 0% | Tech/Econ | 0% | 0 | 0 | 0
Tech | Grocery | Refrigeration | Residential style | TRC | New | NN4691 | Floating Head Pressure Controls | Floating Head Pressure Controls | NonEquip | 15 |  | 0% | Tech/Econ | 6.05% | 0 | 0 | 0
Tech | Grocery | Refrigeration | Residential style | TRC | New | NN4665 | Demand Defrost | Demand Defrost | NonEquip | 10 | Walk-in cooler | 0% | Tech/Econ | 30% | 0 | 0 | 0
Tech | Grocery | Refrigeration | Residential style | TRC | New | NN4639 | Automatic Door Closer for Walk-in Coolers and Freezers | Automatic Door Closer for Walk-in Coolers and Freezers | NonEquip | 8 | Walk-in cooler | 0% | Tech/Econ | 3.131% | 0 | 0 | 0
Tech | Grocery | Refrigeration | Residential style | TRC | New | NN4613 | Anti-Sweat Controls | Anti-Sweat Controls | NonEquip | 8 | Display cases | 0% | Tech/Econ | 85% | 0 | 0 | 0
Tech | Grocery | Refrigeration | Residential style | TRC | Existing | NE5302 | Retro-Commissioning | Retro-Commissioning | NonEquip | 5 |  | 21.99% | Tech/Econ | 16% | 46153.3537 | 14.2497 | 27.6102
Tech | Grocery | Refrigeration | Residential style | TRC | Existing | NE4886 | Strip Curtains for Walk-ins | Strip Curtains for Walk-ins | NonEquip | 4 | Walk-in cooler | 0% | Tech/Econ | 2.115% | 0 | 0 | 0
Tech | Grocery | Refrigeration | Residential style | TRC | Existing | NE4860 | Refrigerated Display Case Lighting Controls | Refrigerated Display Case Lighting Controls | NonEquip | 8 | Display cases | 0% | Tech/Econ | 2.524% | 0 | 0 | 0
Tech | Grocery | Refrigeration | Residential style | TRC | Existing | NE4834 | PSC to ECM Evaporator Fan Motor (Walk-In, Refrigerator) | PSC to ECM Evaporator Fan Motor (Walk-In, Refrigerator) | NonEquip | 15 | Walk-in cooler | 0% | Tech/Econ | 37.5% | 0 | 0 | 0
Tech | Grocery | Refrigeration | Residential style | TRC | Existing | NE4808 | PSC to ECM Evaporator Fan Motor (Reach-In) | PSC to ECM Evaporator Fan Motor (Reach-In) | NonEquip | 15 | Display cases | 0% | Tech/Econ | 37.5% | 0 | 0 | 0
Tech | Grocery | Refrigeration | Residential style | TRC | Existing | NE4782 | Night Covers for Display Cases | Night Covers for Display Cases | NonEquip | 5 | Display cases | 0% | Tech/Econ | 1.877% | 0 | 0 | 0
Tech | Grocery | Refrigeration | Residential style | TRC | Existing | NE4756 | High R-Value Glass Doors | High R-Value Glass Doors | NonEquip | 12 | Display cases | 0% | Tech/Econ | 23.81% | 0 | 0 | 0
Tech | Grocery | Refrigeration | Residential style | TRC | Existing | NE4730 | High Efficiency Refrigeration Compressor | High Efficiency Refrigeration Compressor | NonEquip | 13 | Display cases | 0% | Tech/Econ | 6.922% | 0 | 0 | 0
Tech | Grocery | Refrigeration | Residential style | TRC | Existing | NE4704 | Freezer-Cooler Replacement Gaskets | Freezer-Cooler Replacement Gaskets | NonEquip | 4 | Display cases | 0% | Tech/Econ | 3.131% | 0 | 0 | 0
Tech | Grocery | Refrigeration | Residential style | TRC | Existing | NE4678 | Floating Head Pressure Controls | Floating Head Pressure Controls | NonEquip | 15 |  | 0% | Tech/Econ | 6.05% | 0 | 0 | 0
Tech | Grocery | Refrigeration | Residential style | TRC | Existing | NE4652 | Demand Defrost | Demand Defrost | NonEquip | 10 | Walk-in cooler | 0% | Tech/Econ | 30% | 0 | 0 | 0
Tech | Grocery | Refrigeration | Residential style | TRC | Existing | NE4626 | Automatic Door Closer for Walk-in Coolers and Freezers | Automatic Door Closer for Walk-in Coolers and Freezers | NonEquip | 8 | Walk-in cooler | 0% | Tech/Econ | 3.131% | 0 | 0 | 0
Tech | Grocery | Refrigeration | Residential style | TRC | Existing | NE4600 | Anti-Sweat Controls | Anti-Sweat Controls | NonEquip | 8 | Display cases | 0% | Tech/Econ | 85% | 0 | 0 | 0
Tech | Grocery | Refrigeration | Residential style | TRC | Turnover | ET2533 | Energy Star Refrigerator | Energy Star Refrigerator | Equip | 12 | Residential style | 45.6% | Tech/Econ | 21.99% | 146192.0361 | 19.2476 | 15.1452
Tech | Grocery | Refrigeration | Residential style | TRC | New | EN2559 | Energy Star Refrigerator | Energy Star Refrigerator | Equip | 12 | Residential style | 53.2% | Tech/Econ | 21.99% | 3073.2623 | 0.40463 | 0.31838
Tech | Grocery | Miscellaneous | Pool pump | TRC | New | NN5445 | Retro-Commissioning | Retro-Commissioning | NonEquip | 5 |  | 0% | Tech/Econ | 16% | 0 | 0 | 0
Tech | Grocery | Miscellaneous | Pool pump | TRC | New | NN4535 | VSD Controlled Compressor | VSD Controlled Compressor | NonEquip | 15 | Others | 0% | Tech/Econ | 20.79% | 0 | 0 | 0
Tech | Grocery | Miscellaneous | Pool pump | TRC | New | NN4509 | Regenerative Drive Elevator Motor | Regenerative Drive Elevator Motor | NonEquip | 13 | Elevators/Escalators | 0% | Tech/Econ | 6.211% | 0 | 0 | 0
Tech | Grocery | Miscellaneous | Pool pump | TRC | New | NN4483 | Engine Block Timer | Engine Block Timer | NonEquip | 5 | Others | 0% | Tech/Econ | 36% | 0 | 0 | 0
Tech | Grocery | Miscellaneous | Pool pump | TRC | New | NN4457 | Efficient Motor Belts | Efficient Motor Belts | NonEquip | 10 | Others | 0% | Tech/Econ | 1.105% | 0 | 0 | 0
Tech | Grocery | Miscellaneous | Pool pump | TRC | Existing | NE5432 | Retro-Commissioning | Retro-Commissioning | NonEquip | 5 |  | 21.99% | Tech/Econ | 16% | 0 | 0 | 0
Tech | Grocery | Miscellaneous | Pool pump | TRC | Existing | NE4522 | VSD Controlled Compressor | VSD Controlled Compressor | NonEquip | 15 | Others | 0% | Tech/Econ | 20.79% | 0 | 0 | 0
Tech | Grocery | Miscellaneous | Pool pump | TRC | Existing | NE4496 | Regenerative Drive Elevator Motor | Regenerative Drive Elevator Motor | NonEquip | 13 | Elevators/Escalators | 0% | Tech/Econ | 6.211% | 0 | 0 | 0
Tech | Grocery | Miscellaneous | Pool pump | TRC | Existing | NE4470 | Engine Block Timer | Engine Block Timer | NonEquip | 5 | Others | 0% | Tech/Econ | 36% | 0 | 0 | 0
Tech | Grocery | Miscellaneous | Pool pump | TRC | Existing | NE4444 | Efficient Motor Belts | Efficient Motor Belts | NonEquip | 10 | Others | 0% | Tech/Econ | 1.105% | 0 | 0 | 0
Tech | Grocery | Miscellaneous | Pool pump | TRC | Turnover | ET2107 | Variable Speed Pool Pump | Variable Speed Pool Pump | Equip | 10 | Pool pump | 0% | Tech/Econ | 64.36% | 0 | 0 | 0
Tech | Grocery | Miscellaneous | Pool pump | TRC | Turnover | ET2068 | Two Speed Pool Pump | Two Speed Pool Pump | Equip | 10 | Pool pump | 0% | Tech/Econ | 61.79% | 0 | 0 | 0
Tech | Grocery | Miscellaneous | Pool pump | TRC | Turnover | ET2032 | Solar Powered Pool Pump | Solar Powered Pool Pump | Equip | 10 | Pool pump | 0% | Tech/Econ | 81% | 0 | 0 | 0
Tech | Grocery | Miscellaneous | Pool pump | TRC | Turnover | ET1993 | Solar Pool Heater | Solar Pool Heater | Equip | 15 | Pool pump | 0% | Tech/Econ | 86.11% | 0 | 0 | 0
Tech | Grocery | Miscellaneous | Pool pump | TRC | Turnover | ET1954 | Heat Pump Pool Heater | Heat Pump Pool Heater | Equip | 15 | Pool pump | 0% | Tech/Econ | 80% | 0 | 0 | 0
Tech | Grocery | Miscellaneous | Pool pump | TRC | New | EN2131 | Variable Speed Pool Pump | Variable Speed Pool Pump | Equip | 10 | Pool pump | 0% | Tech/Econ | 64.36% | 0 | 0 | 0
Tech | Grocery | Miscellaneous | Pool pump | TRC | New | EN2094 | Two Speed Pool Pump | Two Speed Pool Pump | Equip | 10 | Pool pump | 0% | Tech/Econ | 61.79% | 0 | 0 | 0
Tech | Grocery | Miscellaneous | Pool pump | TRC | New | EN2056 | Solar Powered Pool Pump | Solar Powered Pool Pump | Equip | 10 | Pool pump | 0% | Tech/Econ | 81% | 0 | 0 | 0
Tech | Grocery | Miscellaneous | Pool pump | TRC | New | EN2019 | Solar Pool Heater | Solar Pool Heater | Equip | 15 | Pool pump | 0% | Tech/Econ | 86.11% | 0 | 0 | 0
Tech | Grocery | Miscellaneous | Pool pump | TRC | New | EN1980 | Heat Pump Pool Heater | Heat Pump Pool Heater | Equip | 15 | Pool pump | 0% | Tech/Econ | 80% | 0 | 0 | 0
Tech | Grocery | Space Heating | Packaged central unit | TRC | New | NN5341 | Retro-Commissioning | Retro-Commissioning | NonEquip | 5 |  | 0% | Tech/Econ | 16% | 0 | 0 | 0
Tech | Grocery | Space Heating | Packaged central unit | TRC | New | NN4327 | Water Cooled Refrigeration Heat Recovery | Water Cooled Refrigeration Heat Recovery | NonEquip | 20 |  | 0% | Tech/Econ | 10% | 0 | 0 | 0
Tech | Grocery | Space Heating | Packaged central unit | TRC | New | NN4275 | Warehouse Loading Dock Seals | Warehouse Loading Dock Seals | NonEquip | 18 |  | 0% | Tech/Econ | 0.864% | 0 | 0 | 0
Tech | Grocery | Space Heating | Packaged central unit | TRC | New | NN4249 | Wall Insulation | Wall Insulation | NonEquip | 20 |  | 0% | Tech/Econ | 0% | 0 | 0 | 0
Tech | Grocery | Space Heating | Packaged central unit | TRC | New | NN4171 | Smart Thermostat | Smart Thermostat | NonEquip | 11 |  | 31.48% | Tech/Econ | 10% | 6109.2777 | 0 | -0.0042961
Tech | Grocery | Space Heating | Packaged central unit | TRC | New | NN4093 | Roof Insulation | Roof Insulation | NonEquip | 20 |  | 58.5% | Tech/Econ | 0.4977% | 389.4716 | 0 | 0.18177
Tech | Grocery | Space Heating | Packaged central unit | TRC | New | NN4067 | Programmable Thermostat | Programmable Thermostat | NonEquip | 11 |  | 0% | Tech/Econ | 3.6% | 0 | 0 | 0
Tech | Grocery | Space Heating | Packaged central unit | TRC | New | NN4015 | Low U-Value Windows | Low U-Value Windows | NonEquip | 20 |  | 20.9% | Tech/Econ | 10% | 4143.8041 | 0 | 0.017222
Tech | Grocery | Space Heating | Packaged central unit | TRC | New | NN3937 | Infiltration Reduction - Air Sealing | Infiltration Reduction - Air Sealing | NonEquip | 11 |  | 0% | Tech/Econ | 0.432% | 0 | 0 | 0
Tech | Grocery | Space Heating | Packaged central unit | TRC | New | NN3781 | Green Roof | Green Roof | NonEquip | 15 |  | 0.49% | Tech/Econ | 0.7692% | 6.8822 | 0 | 0
Tech | Grocery | Space Heating | Packaged central unit | TRC | New | NN3729 | Floor Insulation | Floor Insulation | NonEquip | 20 |  | 49.87% | Tech/Econ | 0.2612% | 0 | 0 | 0
Tech | Grocery | Space Heating | Packaged central unit | TRC | New | NN3651 | Facility Energy Management System | Facility Energy Management System | NonEquip | 15 |  | 4.276% | Tech/Econ | 20% | 1709.9215 | 0 | 0.20517
Tech | Grocery | Space Heating | Packaged central unit | TRC | New | NN3573 | ECM Motors on Furnaces | ECM Motors on Furnaces | NonEquip | 15 | Forced air furnace | 0% | Tech/Econ | 1.706% | 0 | 0 | 0
Tech | Grocery | Space Heating | Packaged central unit | TRC | New | NN3547 | Duct Sealing Repair | Duct Sealing Repair | NonEquip | 15 |  | 0% | Tech/Econ | 12% | 0 | 0 | 0
Tech | Grocery | Space Heating | Packaged central unit | TRC | New | NN3495 | Duct Insulation | Duct Insulation | NonEquip | 15 |  | 0% | Tech/Econ | 2.045% | 0 | 0 | 0
Tech | Grocery | Space Heating | Packaged central unit | TRC | New | NN3443 | Destratification Fans | Destratification Fans | NonEquip | 10 |  | 0% | Tech/Econ | 12.54% | 0 | 0 | 0
Tech | Grocery | Space Heating | Packaged central unit | TRC | New | NN3391 | Dedicated Outdoor Air System on VRF unit | Dedicated Outdoor Air System on VRF unit | NonEquip | 15 | Residential/split system heat pump | 0% | Tech/Econ | 10% | 0 | 0 | 0
Tech | Grocery | Space Heating | Packaged central unit | TRC | New | NN3339 | Cool Roof | Cool Roof | NonEquip | 15 |  | 72.32% | Tech/Econ | 0.08686% | 0 | 0 | 0
Tech | Grocery | Space Heating | Packaged central unit | TRC | New | NN3235 | Ceiling Insulation(R30 to R38) | Ceiling Insulation(R30 to R38) | NonEquip | 20 |  | 0% | Tech/Econ | 0.1006% | 0 | 0 | 0
Tech | Grocery | Space Heating | Packaged central unit | TRC | New | NN3183 | Ceiling Insulation(R2 to R38) | Ceiling Insulation(R2 to R38) | NonEquip | 20 |  | 0% | Tech/Econ | 6.79% | 0 | 0 | 0
Tech | Grocery | Space Heating | Packaged central unit | TRC | New | NN3131 | Ceiling Insulation(R19 to R38) | Ceiling Insulation(R19 to R38) | NonEquip | 20 |  | 0% | Tech/Econ | 0.3772% | 0 | 0 | 0
Tech | Grocery | Space Heating | Packaged central unit | TRC | New | NN3079 | Ceiling Insulation(R12 to R38) | Ceiling Insulation(R12 to R38) | NonEquip | 20 |  | 0% | Tech/Econ | 0.8173% | 0 | 0 | 0
Tech | Grocery | Space Heating | Packaged central unit | TRC | New | NN3001 | Air Curtains | Air Curtains | NonEquip | 8 |  | 47.78% | Tech/Econ | 0.4308% | 0 | 0 | 0
Tech | Grocery | Space Heating | Packaged central unit | TRC | Existing | NE5328 | Retro-Commissioning | Retro-Commissioning | NonEquip | 5 |  | 21.99% | Tech/Econ | 16% | 348092.1628 | 0 | 208.2385
Tech | Grocery | Space Heating | Packaged central unit | TRC | Existing | NE4314 | Water Cooled Refrigeration Heat Recovery | Water Cooled Refrigeration Heat Recovery | NonEquip | 20 |  | 0% | Tech/Econ | 10% | 0 | 0 | 0
Tech | Grocery | Space Heating | Packaged central unit | TRC | Existing | NE4262 | Warehouse Loading Dock Seals | Warehouse Loading Dock Seals | NonEquip | 18 |  | 0% | Tech/Econ | 0.9534% | 0 | 0 | 0
Tech | Grocery | Space Heating | Packaged central unit | TRC | Existing | NE4236 | Wall Insulation | Wall Insulation | NonEquip | 20 |  | 0% | Tech/Econ | 0.8971% | 0 | 0 | 0
Tech | Grocery | Space Heating | Packaged central unit | TRC | Existing | NE4158 | Smart Thermostat | Smart Thermostat | NonEquip | 11 |  | 31.48% | Tech/Econ | 10% | 331025.4989 | 0 | -0.23278
Tech | Grocery | Space Heating | Packaged central unit | TRC | Existing | NE4080 | Roof Insulation | Roof Insulation | NonEquip | 20 |  | 58.5% | Tech/Econ | 1.098% | 61338.4025 | 0 | 28.6267
Tech | Grocery | Space Heating | Packaged central unit | TRC | Existing | NE4054 | Programmable Thermostat | Programmable Thermostat | NonEquip | 11 |  | 0% | Tech/Econ | 3.6% | 0 | 0 | 0
Tech | Grocery | Space Heating | Packaged central unit | TRC | Existing | NE4002 | Low U-Value Windows | Low U-Value Windows | NonEquip | 20 |  | 8.361% | Tech/Econ | 46% | 426793.6414 | 0 | 1.7738
Tech | Grocery | Space Heating | Packaged central unit | TRC | Existing | NE3924 | Infiltration Reduction - Air Sealing | Infiltration Reduction - Air Sealing | NonEquip | 11 |  | 0% | Tech/Econ | 0.4767% | 0 | 0 | 0
Tech | Grocery | Space Heating | Packaged central unit | TRC | Existing | NE3846 | Hotel Card Energy Control Systems | Hotel Card Energy Control Systems | NonEquip | 15 |  | 0% | Tech/Econ | 0% | 0 | 0 | 0
Tech | Grocery | Space Heating | Packaged central unit | TRC | Existing | NE3768 | Green Roof | Green Roof | NonEquip | 15 |  | 0.098% | Tech/Econ | 0.8488% | 78.8913 | 0 | 0
Tech | Grocery | Space Heating | Packaged central unit | TRC | Existing | NE3716 | Floor Insulation | Floor Insulation | NonEquip | 20 |  | 19.95% | Tech/Econ | 0.2882% | 5445.6311 | 0 | 2.5415
Tech | Grocery | Space Heating | Packaged central unit | TRC | Existing | NE3638 | Facility Energy Management System | Facility Energy Management System | NonEquip | 15 |  | 7.167% | Tech/Econ | 20% | 152935.9757 | 0 | 18.3503
Tech | Grocery | Space Heating | Packaged central unit | TRC | Existing | NE3560 | ECM Motors on Furnaces | ECM Motors on Furnaces | NonEquip | 15 | Forced air furnace | 0% | Tech/Econ | 1.706% | 0 | 0 | 0
Tech | Grocery | Space Heating | Packaged central unit | TRC | Existing | NE3534 | Duct Sealing Repair | Duct Sealing Repair | NonEquip | 15 |  | 0% | Tech/Econ | 12% | 0 | 0 | 0
Tech | Grocery | Space Heating | Packaged central unit | TRC | Existing | NE3482 | Duct Insulation | Duct Insulation | NonEquip | 15 |  | 0% | Tech/Econ | 2.045% | 0 | 0 | 0
Tech | Grocery | Space Heating | Packaged central unit | TRC | Existing | NE3430 | Destratification Fans | Destratification Fans | NonEquip | 10 |  | 0% | Tech/Econ | 12.54% | 0 | 0 | 0
Tech | Grocery | Space Heating | Packaged central unit | TRC | Existing | NE3378 | Dedicated Outdoor Air System on VRF unit | Dedicated Outdoor Air System on VRF unit | NonEquip | 15 | Residential/split system heat pump | 0% | Tech/Econ | 10% | 0 | 0 | 0
Tech | Grocery | Space Heating | Packaged central unit | TRC | Existing | NE3326 | Cool Roof | Cool Roof | NonEquip | 15 |  | 72.71% | Tech/Econ | 0.09584% | 6597.1888 | 0 | 0
Tech | Grocery | Space Heating | Packaged central unit | TRC | Existing | NE3222 | Ceiling Insulation(R30 to R38) | Ceiling Insulation(R30 to R38) | NonEquip | 20 |  | 0% | Tech/Econ | 0.111% | 0 | 0 | 0
Tech | Grocery | Space Heating | Packaged central unit | TRC | Existing | NE3170 | Ceiling Insulation(R2 to R38) | Ceiling Insulation(R2 to R38) | NonEquip | 20 |  | 0% | Tech/Econ | 7.493% | 0 | 0 | 0
Tech | Grocery | Space Heating | Packaged central unit | TRC | Existing | NE3118 | Ceiling Insulation(R19 to R38) | Ceiling Insulation(R19 to R38) | NonEquip | 20 |  | 0% | Tech/Econ | 0.4163% | 0 | 0 | 0
Tech | Grocery | Space Heating | Packaged central unit | TRC | Existing | NE3066 | Ceiling Insulation(R12 to R38) | Ceiling Insulation(R12 to R38) | NonEquip | 20 |  | 0% | Tech/Econ | 0.9019% | 0 | 0 | 0
Tech | Grocery | Space Heating | Packaged central unit | TRC | Existing | NE2988 | Air Curtains | Air Curtains | NonEquip | 8 |  | 28.17% | Tech/Econ | 0.4308% | 11508.9993 | 0 | 0.45827
Tech | Grocery | Space Heating | Packaged central unit | TRC | Turnover | ET1213 | High Efficiency DX 135k- less than 240k BTU | High Efficiency DX 135k- less than 240k BTU | Equip | 15 | Packaged central unit | 94.56% | Tech/Econ | 3.03% | 291875.0875 | 0 | 0
Tech | Grocery | Space Heating | Packaged central unit | TRC | New | EN1239 | High Efficiency DX 135k- less than 240k BTU | High Efficiency DX 135k- less than 240k BTU | Equip | 15 | Packaged central unit | 94.56% | Tech/Econ | 3.03% | 5386.7329 | 0 | 0
Tech | Grocery | Space Cooling | Packaged air conditioning units (RTUs) | TRC | New | NN5367 | Retro-Commissioning | Retro-Commissioning | NonEquip | 5 |  | 0% | Tech/Econ | 16% | 0 | 0 | 0
Tech | Grocery | Space Cooling | Packaged air conditioning units (RTUs) | TRC | New | NN4379 | Window Sun Protection | Window Sun Protection | NonEquip | 10 |  | 15.35% | Tech/Econ | 16% | 48428.3633 | 17.7122 | -0.19688
Tech | Grocery | Space Cooling | Packaged air conditioning units (RTUs) | TRC | New | NN4353 | Waterside Economizer | Waterside Economizer | NonEquip | 20 |  | 0% | Tech/Econ | 5.556% | 0 | 0 | 0
Tech | Grocery | Space Cooling | Packaged air conditioning units (RTUs) | TRC | New | NN4301 | Warehouse Loading Dock Seals | Warehouse Loading Dock Seals | NonEquip | 18 |  | 0% | Tech/Econ | 0.6993% | 0 | 0 | 0
Tech | Grocery | Space Cooling | Packaged air conditioning units (RTUs) | TRC | New | NN4145 | Smart Thermostat | Smart Thermostat | NonEquip | 11 |  | 31.48% | Tech/Econ | 10% | 51883.786 | 19.2271 | 0
Tech | Grocery | Space Cooling | Packaged air conditioning units (RTUs) | TRC | New | NN4119 | Roof Insulation | Roof Insulation | NonEquip | 20 |  | 58.5% | Tech/Econ | 0.4028% | 0 | 0 | 0
Tech | Grocery | Space Cooling | Packaged air conditioning units (RTUs) | TRC | New | NN4041 | Programmable Thermostat | Programmable Thermostat | NonEquip | 11 |  | 0% | Tech/Econ | 3.6% | 0 | 0 | 0
Tech | Grocery | Space Cooling | Packaged air conditioning units (RTUs) | TRC | New | NN3989 | Low U-Value Windows | Low U-Value Windows | NonEquip | 20 |  | 20.9% | Tech/Econ | 10% | 0 | 0 | 0
Tech | Grocery | Space Cooling | Packaged air conditioning units (RTUs) | TRC | New | NN3963 | Infiltration Reduction - Air Sealing | Infiltration Reduction - Air Sealing | NonEquip | 11 |  | 0% | Tech/Econ | 0.3496% | 0 | 0 | 0
Tech | Grocery | Space Cooling | Packaged air conditioning units (RTUs) | TRC | New | NN3911 | HVAC tune-up_RTU | HVAC tune-up_RTU | NonEquip | 5 | Packaged air conditioning units (RTUs) | 0% | Tech/Econ | 5% | 0 | 0 | 0
Tech | Grocery | Space Cooling | Packaged air conditioning units (RTUs) | TRC | New | NN3885 | HVAC tune-up | HVAC tune-up | NonEquip | 5 | Residential-type central air conditioners | 0% | Tech/Econ | 5% | 0 | 0 | 0
Tech | Grocery | Space Cooling | Packaged air conditioning units (RTUs) | TRC | New | NN3807 | Green Roof | Green Roof | NonEquip | 15 |  | 0.49% | Tech/Econ | 0.4669% | 0 | 0 | 0
Tech | Grocery | Space Cooling | Packaged air conditioning units (RTUs) | TRC | New | NN3677 | Facility Energy Management System | Facility Energy Management System | NonEquip | 15 |  | 4.276% | Tech/Econ | 20% | 18600.7574 | 4.8541 | 0
Tech | Grocery | Space Cooling | Packaged air conditioning units (RTUs) | TRC | New | NN3625 | Facility Commissioning | Facility Commissioning | NonEquip | 10 |  | 53.41% | Tech/Econ | 16% | 184268.0015 | 37.8956 | 0.17058
Tech | Grocery | Space Cooling | Packaged air conditioning units (RTUs) | TRC | New | NN3599 | Energy Recovery Ventilation System (ERV) | Energy Recovery Ventilation System (ERV) | NonEquip | 15 | Packaged air conditioning units (RTUs) | 48.99% | Tech/Econ | 9.935% | 91108.1374 | 156.9164 | 5.9998
Tech | Grocery | Space Cooling | Packaged air conditioning units (RTUs) | TRC | New | NN3521 | Duct Sealing Repair | Duct Sealing Repair | NonEquip | 15 |  | 0% | Tech/Econ | 12% | 0 | 0 | 0
Tech | Grocery | Space Cooling | Packaged air conditioning units (RTUs) | TRC | New | NN3469 | Duct Insulation | Duct Insulation | NonEquip | 15 |  | 0% | Tech/Econ | 2.045% | 0 | 0 | 0
Tech | Grocery | Space Cooling | Packaged air conditioning units (RTUs) | TRC | New | NN3417 | Dedicated Outdoor Air System on VRF unit | Dedicated Outdoor Air System on VRF unit | NonEquip | 15 | Residential-type central air conditioners | 0% | Tech/Econ | 17.5% | 0 | 0 | 0
Tech | Grocery | Space Cooling | Packaged air conditioning units (RTUs) | TRC | New | NN3365 | Cool Roof | Cool Roof | NonEquip | 15 |  | 72.32% | Tech/Econ | 0.6634% | 0 | 0 | 0
Tech | Grocery | Space Cooling | Packaged air conditioning units (RTUs) | TRC | New | NN3313 | Chilled Water System - Variable Speed Drives | Chilled Water System - Variable Speed Drives | NonEquip | 13 | Central chillers inside | 0% | Tech/Econ | 24.74% | 0 | 0 | 0
Tech | Grocery | Space Cooling | Packaged air conditioning units (RTUs) | TRC | New | NN3209 | Ceiling Insulation(R2 to R38) | Ceiling Insulation(R2 to R38) | NonEquip | 20 |  | 0% | Tech/Econ | 5.495% | 0 | 0 | 0
Tech | Grocery | Space Cooling | Packaged air conditioning units (RTUs) | TRC | New | NN3105 | Ceiling Insulation(R12 to R38) | Ceiling Insulation(R12 to R38) | NonEquip | 20 |  | 0% | Tech/Econ | 0.6614% | 0 | 0 | 0
Tech | Grocery | Space Cooling | Packaged air conditioning units (RTUs) | TRC | New | NN3053 | Airside Economizer | Airside Economizer | NonEquip | 10 | Packaged air conditioning units (RTUs) | 4.552% | Tech/Econ | 5.556% | 4503.8072 | -0.96271 | 0.0013009
Tech | Grocery | Space Cooling | Packaged air conditioning units (RTUs) | TRC | Existing | NE5354 | Retro-Commissioning | Retro-Commissioning | NonEquip | 5 |  | 21.99% | Tech/Econ | 16% | 3477888.768 | 1073.7861 | 0
Tech | Grocery | Space Cooling | Packaged air conditioning units (RTUs) | TRC | Existing | NE4366 | Window Sun Protection | Window Sun Protection | NonEquip | 10 |  | 12.19% | Tech/Econ | 16% | 2231966.05 | 816.3183 | -9.074
Tech | Grocery | Space Cooling | Packaged air conditioning units (RTUs) | TRC | Existing | NE4340 | Waterside Economizer | Waterside Economizer | NonEquip | 20 |  | 0% | Tech/Econ | 5.556% | 0 | 0 | 0
Tech | Grocery | Space Cooling | Packaged air conditioning units (RTUs) | TRC | Existing | NE4288 | Warehouse Loading Dock Seals | Warehouse Loading Dock Seals | NonEquip | 18 |  | 0% | Tech/Econ | 0.6993% | 0 | 0 | 0
Tech | Grocery | Space Cooling | Packaged air conditioning units (RTUs) | TRC | Existing | NE4210 | Wall Insulation | Wall Insulation | NonEquip | 20 |  | 0% | Tech/Econ | 4.506% | 0 | 0 | 0
Tech | Grocery | Space Cooling | Packaged air conditioning units (RTUs) | TRC | Existing | NE4132 | Smart Thermostat | Smart Thermostat | NonEquip | 11 |  | 31.48% | Tech/Econ | 10% | 3530686.482 | 1308.4006 | 0
Tech | Grocery | Space Cooling | Packaged air conditioning units (RTUs) | TRC | Existing | NE4106 | Roof Insulation | Roof Insulation | NonEquip | 20 |  | 58.5% | Tech/Econ | 0.8056% | 449454.4957 | 91.7204 | 0
Tech | Grocery | Space Cooling | Packaged air conditioning units (RTUs) | TRC | Existing | NE4028 | Programmable Thermostat | Programmable Thermostat | NonEquip | 11 |  | 0% | Tech/Econ | 3.6% | 0 | 0 | 0
Tech | Grocery | Space Cooling | Packaged air conditioning units (RTUs) | TRC | Existing | NE3976 | Low U-Value Windows | Low U-Value Windows | NonEquip | 20 |  | 8.361% | Tech/Econ | 46% | 4642719.048 | 1725.7124 | 0
Tech | Grocery | Space Cooling | Packaged air conditioning units (RTUs) | TRC | Existing | NE3950 | Infiltration Reduction - Air Sealing | Infiltration Reduction - Air Sealing | NonEquip | 11 |  | 0% | Tech/Econ | 0.3496% | 0 | 0 | 0
Tech | Grocery | Space Cooling | Packaged air conditioning units (RTUs) | TRC | Existing | NE3898 | HVAC tune-up_RTU | HVAC tune-up_RTU | NonEquip | 5 | Packaged air conditioning units (RTUs) | 0% | Tech/Econ | 5% | 0 | 0 | 0
Tech | Grocery | Space Cooling | Packaged air conditioning units (RTUs) | TRC | Existing | NE3872 | HVAC tune-up | HVAC tune-up | NonEquip | 5 | Residential-type central air conditioners | 0% | Tech/Econ | 5% | 0 | 0 | 0
Tech | Grocery | Space Cooling | Packaged air conditioning units (RTUs) | TRC | Existing | NE3794 | Green Roof | Green Roof | NonEquip | 15 |  | 0.098% | Tech/Econ | 0.4669% | 432.2252 | 0.18362 | 0
Tech | Grocery | Space Cooling | Packaged air conditioning units (RTUs) | TRC | Existing | NE3664 | Facility Energy Management System | Facility Energy Management System | NonEquip | 15 |  | 7.167% | Tech/Econ | 20% | 1663658.268 | 434.1485 | 0
Tech | Grocery | Space Cooling | Packaged air conditioning units (RTUs) | TRC | Existing | NE3586 | Energy Recovery Ventilation System (ERV) | Energy Recovery Ventilation System (ERV) | NonEquip | 15 | Packaged air conditioning units (RTUs) | 48.99% | Tech/Econ | 9.935% | 5287762.899 | 9107.1631 | 348.217
Tech | Grocery | Space Cooling | Packaged air conditioning units (RTUs) | TRC | Existing | NE3508 | Duct Sealing Repair | Duct Sealing Repair | NonEquip | 15 |  | 0% | Tech/Econ | 12% | 0 | 0 | 0
Tech | Grocery | Space Cooling | Packaged air conditioning units (RTUs) | TRC | Existing | NE3456 | Duct Insulation | Duct Insulation | NonEquip | 15 |  | 0% | Tech/Econ | 2.045% | 0 | 0 | 0
Tech | Grocery | Space Cooling | Packaged air conditioning units (RTUs) | TRC | Existing | NE3404 | Dedicated Outdoor Air System on VRF unit | Dedicated Outdoor Air System on VRF unit | NonEquip | 15 | Residential-type central air conditioners | 0% | Tech/Econ | 17.5% | 0 | 0 | 0
Tech | Grocery | Space Cooling | Packaged air conditioning units (RTUs) | TRC | Existing | NE3352 | Cool Roof | Cool Roof | NonEquip | 15 |  | 72.71% | Tech/Econ | 0.6634% | 457843.8269 | 194.5012 | 0
Tech | Grocery | Space Cooling | Packaged air conditioning units (RTUs) | TRC | Existing | NE3300 | Chilled Water System - Variable Speed Drives | Chilled Water System - Variable Speed Drives | NonEquip | 13 | Central chillers inside | 0% | Tech/Econ | 24.74% | 0 | 0 | 0
Tech | Grocery | Space Cooling | Packaged air conditioning units (RTUs) | TRC | Existing | NE3196 | Ceiling Insulation(R2 to R38) | Ceiling Insulation(R2 to R38) | NonEquip | 20 |  | 0% | Tech/Econ | 5.495% | 0 | 0 | 0
Tech | Grocery | Space Cooling | Packaged air conditioning units (RTUs) | TRC | Existing | NE3144 | Ceiling Insulation(R19 to R38) | Ceiling Insulation(R19 to R38) | NonEquip | 20 |  | 0% | Tech/Econ | 0.3053% | 0 | 0 | 0
Tech | Grocery | Space Cooling | Packaged air conditioning units (RTUs) | TRC | Existing | NE3092 | Ceiling Insulation(R12 to R38) | Ceiling Insulation(R12 to R38) | NonEquip | 20 |  | 0% | Tech/Econ | 0.6614% | 0 | 0 | 0
Tech | Grocery | Space Cooling | Packaged air conditioning units (RTUs) | TRC | Existing | NE3040 | Airside Economizer | Airside Economizer | NonEquip | 10 | Packaged air conditioning units (RTUs) | 4.552% | Tech/Econ | 5.556% | 261393.3871 | -55.874 | 0.075503
Tech | Grocery | Space Cooling | Packaged air conditioning units (RTUs) | TRC | Turnover | ET1174 | High Efficiency DX 135k- less than 240k BTU | High Efficiency DX 135k- less than 240k BTU | Equip | 15 | Packaged air conditioning units (RTUs) | 94.56% | Tech/Econ | 4.348% | 4238489.059 | 1752.6745 | 0
Tech | Grocery | Space Cooling | Packaged air conditioning units (RTUs) | TRC | New | EN1200 | High Efficiency DX 135k- less than 240k BTU | High Efficiency DX 135k- less than 240k BTU | Equip | 15 | Packaged air conditioning units (RTUs) | 94.56% | Tech/Econ | 4.348% | 35877.447 | 14.8358 | 0
Tech | Grocery | Interior Lighting | Overhead (fluorescent/LED/CFL U-shape) | TRC | New | NN5263 | Retro-Commissioning | Retro-Commissioning | NonEquip | 5 |  | 0% | Tech/Econ | 16% | 0 | 0 | 0
Tech | Grocery | Interior Lighting | Overhead (fluorescent/LED/CFL U-shape) | TRC | New | NN4431 | Interior Lighting Controls | Interior Lighting Controls | NonEquip | 8 | Overhead (fluorescent/LED/CFL U-shape) | 7.543% | Tech/Econ | 28% | 28837.8988 | 0 | 0
Tech | Grocery | Interior Lighting | Overhead (fluorescent/LED/CFL U-shape) | TRC | New | NN4405 | Bi-Level Lighting Control (Interior) | Bi-Level Lighting Control (Interior) | NonEquip | 8 | Overhead (fluorescent/LED/CFL U-shape) | 22.45% | Tech/Econ | 31% | 102150.8766 | 1.2619 | 0
Tech | Grocery | Interior Lighting | Overhead (fluorescent/LED/CFL U-shape) | TRC | New | NN3703 | Facility Energy Management System | Facility Energy Management System | NonEquip | 15 |  | 4.276% | Tech/Econ | 24% | 13715.4022 | 3.5792 | 1.6457
Tech | Grocery | Interior Lighting | Overhead (fluorescent/LED/CFL U-shape) | TRC | Existing | NE5250 | Retro-Commissioning | Retro-Commissioning | NonEquip | 5 |  | 21.99% | Tech/Econ | 16% | 2115743.006 | 653.2283 | 1265.6966
Tech | Grocery | Interior Lighting | Overhead (fluorescent/LED/CFL U-shape) | TRC | Existing | NE4418 | Interior Lighting Controls | Interior Lighting Controls | NonEquip | 8 | Overhead (fluorescent/LED/CFL U-shape) | 7.543% | Tech/Econ | 28% | 1406469.54 | 0 | 0
Tech | Grocery | Interior Lighting | Overhead (fluorescent/LED/CFL U-shape) | TRC | Existing | NE4392 | Bi-Level Lighting Control (Interior) | Bi-Level Lighting Control (Interior) | NonEquip | 8 | Overhead (fluorescent/LED/CFL U-shape) | 22.45% | Tech/Econ | 31% | 4982058.429 | 61.5465 | 0
Tech | Grocery | Interior Lighting | Overhead (fluorescent/LED/CFL U-shape) | TRC | Existing | NE3690 | Facility Energy Management System | Facility Energy Management System | NonEquip | 15 |  | 7.167% | Tech/Econ | 24% | 1052466.191 | 274.6518 | 126.2822
Tech | Grocery | Interior Lighting | Overhead (fluorescent/LED/CFL U-shape) | TRC | Turnover | ET1798 | Premium T8 - Lamp Replacement | Premium T8 - Lamp Replacement | Equip | 8 | Overhead (fluorescent/LED/CFL U-shape) | 0% | Tech/Econ | 12.5% | 0 | 0 | 0
Tech | Grocery | Interior Lighting | Overhead (fluorescent/LED/CFL U-shape) | TRC | Turnover | ET1759 | Premium T8 - Fixture Replacement | Premium T8 - Fixture Replacement | Equip | 8 | Overhead (fluorescent/LED/CFL U-shape) | 0% | Tech/Econ | 12.5% | 0 | 0 | 0
Tech | Grocery | Interior Lighting | Overhead (fluorescent/LED/CFL U-shape) | TRC | Turnover | ET1720 | LED Linear - Lamp Replacement | LED Linear - Lamp Replacement | Equip | 15 | Overhead (fluorescent/LED/CFL U-shape) | 24.1% | Tech/Econ | 25.43% | 3994300.445 | 963.523 | 0.16138
Tech | Grocery | Interior Lighting | Overhead (fluorescent/LED/CFL U-shape) | TRC | Turnover | ET1681 | LED Linear - Fixture Replacement | LED Linear - Fixture Replacement | Equip | 15 | Overhead (fluorescent/LED/CFL U-shape) | 24.1% | Tech/Econ | 50.28% | 9869642.447 | 2406.9172 | 0.13186
Tech | Grocery | Interior Lighting | Overhead (fluorescent/LED/CFL U-shape) | TRC | New | EN1824 | Premium T8 - Lamp Replacement | Premium T8 - Lamp Replacement | Equip | 8 | Overhead (fluorescent/LED/CFL U-shape) | 0% | Tech/Econ | 12.5% | 0 | 0 | 0
Tech | Grocery | Interior Lighting | Overhead (fluorescent/LED/CFL U-shape) | TRC | New | EN1785 | Premium T8 - Fixture Replacement | Premium T8 - Fixture Replacement | Equip | 8 | Overhead (fluorescent/LED/CFL U-shape) | 0% | Tech/Econ | 12.5% | 0 | 0 | 0
Tech | Grocery | Interior Lighting | Overhead (fluorescent/LED/CFL U-shape) | TRC | New | EN1746 | LED Linear - Lamp Replacement | LED Linear - Lamp Replacement | Equip | 15 | Overhead (fluorescent/LED/CFL U-shape) | 0% | Tech/Econ | 25.43% | 0 | 0 | 0
Tech | Grocery | Interior Lighting | Overhead (fluorescent/LED/CFL U-shape) | TRC | New | EN1707 | LED Linear - Fixture Replacement | LED Linear - Fixture Replacement | Equip | 15 | Overhead (fluorescent/LED/CFL U-shape) | 0% | Tech/Econ | 50.28% | 0 | 0 | 0
Tech | Grocery | Cooking | Oven | TRC | Turnover | ET43 | Energy Star Commercial Oven | Energy Star Commercial Oven | Equip | 12 | Oven | 0% | Tech/Econ | 34.83% | 0 | 0 | 0
Tech | Grocery | Cooking | Oven | TRC | New | EN69 | Energy Star Commercial Oven | Energy Star Commercial Oven | Equip | 12 | Oven | 0% | Tech/Econ | 34.83% | 0 | 0 | 0
Tech | Grocery | Miscellaneous | Others | TRC | New | NN5445 | Retro-Commissioning | Retro-Commissioning | NonEquip | 5 |  | 0% | Tech/Econ | 16% | 0 | 0 | 0
Tech | Grocery | Miscellaneous | Others | TRC | New | NN4535 | VSD Controlled Compressor | VSD Controlled Compressor | NonEquip | 15 | Others | 23.37% | Tech/Econ | 20.79% | 60875.4464 | 9.179 | 4.2962
Tech | Grocery | Miscellaneous | Others | TRC | New | NN4509 | Regenerative Drive Elevator Motor | Regenerative Drive Elevator Motor | NonEquip | 13 | Elevators/Escalators | 0% | Tech/Econ | 6.211% | 0 | 0 | 0
Tech | Grocery | Miscellaneous | Others | TRC | New | NN4483 | Engine Block Timer | Engine Block Timer | NonEquip | 5 | Others | 0% | Tech/Econ | 36% | 0 | 0 | 0
Tech | Grocery | Miscellaneous | Others | TRC | New | NN4457 | Efficient Motor Belts | Efficient Motor Belts | NonEquip | 10 | Others | 9.954% | Tech/Econ | 1.105% | 1279.1274 | 0.17535 | 0.043299
Tech | Grocery | Miscellaneous | Others | TRC | Existing | NE5432 | Retro-Commissioning | Retro-Commissioning | NonEquip | 5 |  | 21.99% | Tech/Econ | 16% | 2270737.038 | 701.0822 | 1358.4184
Tech | Grocery | Miscellaneous | Others | TRC | Existing | NE4522 | VSD Controlled Compressor | VSD Controlled Compressor | NonEquip | 15 | Others | 23.37% | Tech/Econ | 20.79% | 3378415.315 | 509.4112 | 238.4256
Tech | Grocery | Miscellaneous | Others | TRC | Existing | NE4496 | Regenerative Drive Elevator Motor | Regenerative Drive Elevator Motor | NonEquip | 13 | Elevators/Escalators | 0% | Tech/Econ | 6.211% | 0 | 0 | 0
Tech | Grocery | Miscellaneous | Others | TRC | Existing | NE4470 | Engine Block Timer | Engine Block Timer | NonEquip | 5 | Others | 0% | Tech/Econ | 36% | 0 | 0 | 0
Tech | Grocery | Miscellaneous | Others | TRC | Existing | NE4444 | Efficient Motor Belts | Efficient Motor Belts | NonEquip | 10 | Others | 9.954% | Tech/Econ | 1.105% | 68490.4046 | 9.389 | 2.3184
Tech | Grocery | Miscellaneous | Others | TRC | Turnover | ET1915 | ENERGY STAR Water Cooler | ENERGY STAR Water Cooler | Equip | 10 | Others | 0% | Tech/Econ | 68.49% | 0 | 0 | 0
Tech | Grocery | Miscellaneous | Others | TRC | Turnover | ET1876 | ENERGY STAR Commercial Clothes Washer | ENERGY STAR Commercial Clothes Washer | Equip | 7 | Others | 0% | Tech/Econ | 27.27% | 0 | 0 | 0
Tech | Grocery | Miscellaneous | Others | TRC | Turnover | ET1837 | Efficient Battery Charger | Efficient Battery Charger | Equip | 7 | Others | 17.92% | Tech/Econ | 13.68% | 1621276.458 | 888.3707 | 0
Tech | Grocery | Miscellaneous | Others | TRC | New | EN1941 | ENERGY STAR Water Cooler | ENERGY STAR Water Cooler | Equip | 10 | Others | 0% | Tech/Econ | 68.49% | 0 | 0 | 0
Tech | Grocery | Miscellaneous | Others | TRC | New | EN1902 | ENERGY STAR Commercial Clothes Washer | ENERGY STAR Commercial Clothes Washer | Equip | 7 | Others | 0% | Tech/Econ | 27.27% | 0 | 0 | 0
Tech | Grocery | Miscellaneous | Others | TRC | New | EN1863 | Efficient Battery Charger | Efficient Battery Charger | Equip | 7 | Others | 17.92% | Tech/Econ | 13.68% | 29213.6753 | 16.0075 | 0
Tech | Grocery | Office Equipment | Other office | TRC | New | NN4587 | Smart Strip Plug Outlet | Smart Strip Plug Outlet | NonEquip | 4 |  | 43.9% | Tech/Econ | 1.187% | 1486.291 | 0.221 | 0.15359
Tech | Grocery | Office Equipment | Other office | TRC | New | NN4561 | Network PC Power Management | Network PC Power Management | NonEquip | 5 | Computers | 0% | Tech/Econ | 56.5% | 0 | 0 | 0
Tech | Grocery | Office Equipment | Other office | TRC | Existing | NE4574 | Smart Strip Plug Outlet | Smart Strip Plug Outlet | NonEquip | 4 |  | 43.9% | Tech/Econ | 1.187% | 82484.9564 | 12.265 | 8.524
Tech | Grocery | Office Equipment | Other office | TRC | Existing | NE4548 | Network PC Power Management | Network PC Power Management | NonEquip | 5 | Computers | 0% | Tech/Econ | 56.5% | 0 | 0 | 0
Tech | Grocery | Office Equipment | Other office | TRC | Turnover | ET2260 | Energy Star Uninterruptable Power Supply | Energy Star Uninterruptable Power Supply | Equip | 10 | Other office | 0% | Tech/Econ | 1.878% | 0 | 0 | 0
Tech | Grocery | Office Equipment | Other office | TRC | New | EN2286 | Energy Star Uninterruptable Power Supply | Energy Star Uninterruptable Power Supply | Equip | 10 | Other office | 0% | Tech/Econ | 1.878% | 0 | 0 | 0
Tech | Grocery | Ventilation and Circulation | Motor/Fan | TRC | New | NN5393 | Retro-Commissioning | Retro-Commissioning | NonEquip | 5 |  | 0% | Tech/Econ | 16% | 0 | 0 | 0
Tech | Grocery | Ventilation and Circulation | Motor/Fan | TRC | New | NN4977 | VAV System | VAV System | NonEquip | 10 |  | 0% | Tech/Econ | 30% | 0 | 0 | 0
Tech | Grocery | Ventilation and Circulation | Motor/Fan | TRC | New | NN4951 | Demand Controlled Ventilation | Demand Controlled Ventilation | NonEquip | 10 |  | 23.39% | Tech/Econ | 9.434% | 134.397 | 0.013993 | 0.078779
Tech | Grocery | Ventilation and Circulation | Motor/Fan | TRC | New | NN4925 | CO Sensors for Parking Garage Exhaust | CO Sensors for Parking Garage Exhaust | NonEquip | 15 | Motor/Fan | 0% | Tech/Econ | 33% | 0 | 0 | 0
Tech | Grocery | Ventilation and Circulation | Motor/Fan | TRC | Existing | NE5380 | Retro-Commissioning | Retro-Commissioning | NonEquip | 5 |  | 21.99% | Tech/Econ | 16% | 11591.7618 | 3.5789 | 6.9345
Tech | Grocery | Ventilation and Circulation | Motor/Fan | TRC | Existing | NE4964 | VAV System | VAV System | NonEquip | 10 |  | 0% | Tech/Econ | 30% | 0 | 0 | 0
Tech | Grocery | Ventilation and Circulation | Motor/Fan | TRC | Existing | NE4938 | Demand Controlled Ventilation | Demand Controlled Ventilation | NonEquip | 10 |  | 23.39% | Tech/Econ | 9.434% | 7458.652 | 0.77656 | 4.372
Tech | Grocery | Ventilation and Circulation | Motor/Fan | TRC | Existing | NE4912 | CO Sensors for Parking Garage Exhaust | CO Sensors for Parking Garage Exhaust | NonEquip | 15 | Motor/Fan | 0% | Tech/Econ | 33% | 0 | 0 | 0
Tech | Grocery | Ventilation and Circulation | Motor/Fan | TRC | Turnover | ET2689 | High Speed Fans | High Speed Fans | Equip | 7 | Motor/Fan | 9.456% | Tech/Econ | 10.99% | 3548.1411 | 0.49384 | 0.04524
Tech | Grocery | Ventilation and Circulation | Motor/Fan | TRC | Turnover | ET2650 | 10HP Open Drip-Proof(ODP) Motor | 10HP Open Drip-Proof(ODP) Motor | Equip | 15 | Motor/Fan | 29.73% | Tech/Econ | 1.079% | 1060.0295 | 0.14531 | 0.035882
Tech | Grocery | Ventilation and Circulation | Motor/Fan | TRC | New | EN2715 | High Speed Fans | High Speed Fans | Equip | 7 | Motor/Fan | 9.456% | Tech/Econ | 10.99% | 63.9337 | 0.0088985 | 0.00081517
Tech | Grocery | Ventilation and Circulation | Motor/Fan | TRC | New | EN2676 | 10HP Open Drip-Proof(ODP) Motor | 10HP Open Drip-Proof(ODP) Motor | Equip | 15 | Motor/Fan | 37.16% | Tech/Econ | 1.079% | 23.8758 | 0.003273 | 0.0008082
Tech | Grocery | Miscellaneous | Medical equipment | TRC | New | NN5445 | Retro-Commissioning | Retro-Commissioning | NonEquip | 5 |  | 0% | Tech/Econ | 16% | 0 | 0 | 0
Tech | Grocery | Miscellaneous | Medical equipment | TRC | New | NN4535 | VSD Controlled Compressor | VSD Controlled Compressor | NonEquip | 15 | Others | 0% | Tech/Econ | 20.79% | 0 | 0 | 0
Tech | Grocery | Miscellaneous | Medical equipment | TRC | New | NN4509 | Regenerative Drive Elevator Motor | Regenerative Drive Elevator Motor | NonEquip | 13 | Elevators/Escalators | 0% | Tech/Econ | 6.211% | 0 | 0 | 0
Tech | Grocery | Miscellaneous | Medical equipment | TRC | New | NN4483 | Engine Block Timer | Engine Block Timer | NonEquip | 5 | Others | 0% | Tech/Econ | 36% | 0 | 0 | 0
Tech | Grocery | Miscellaneous | Medical equipment | TRC | New | NN4457 | Efficient Motor Belts | Efficient Motor Belts | NonEquip | 10 | Others | 0% | Tech/Econ | 1.105% | 0 | 0 | 0
Tech | Grocery | Miscellaneous | Medical equipment | TRC | Existing | NE5432 | Retro-Commissioning | Retro-Commissioning | NonEquip | 5 |  | 21.99% | Tech/Econ | 16% | 0 | 0 | 0
Tech | Grocery | Miscellaneous | Medical equipment | TRC | Existing | NE4522 | VSD Controlled Compressor | VSD Controlled Compressor | NonEquip | 15 | Others | 0% | Tech/Econ | 20.79% | 0 | 0 | 0
Tech | Grocery | Miscellaneous | Medical equipment | TRC | Existing | NE4496 | Regenerative Drive Elevator Motor | Regenerative Drive Elevator Motor | NonEquip | 13 | Elevators/Escalators | 0% | Tech/Econ | 6.211% | 0 | 0 | 0
Tech | Grocery | Miscellaneous | Medical equipment | TRC | Existing | NE4470 | Engine Block Timer | Engine Block Timer | NonEquip | 5 | Others | 0% | Tech/Econ | 36% | 0 | 0 | 0
Tech | Grocery | Miscellaneous | Medical equipment | TRC | Existing | NE4444 | Efficient Motor Belts | Efficient Motor Belts | NonEquip | 10 | Others | 0% | Tech/Econ | 1.105% | 0 | 0 | 0
Tech | Grocery | Refrigeration | Large cold storage | TRC | New | NN5315 | Retro-Commissioning | Retro-Commissioning | NonEquip | 5 |  | 0% | Tech/Econ | 16% | 0 | 0 | 0
Tech | Grocery | Refrigeration | Large cold storage | TRC | New | NN4899 | Strip Curtains for Walk-ins | Strip Curtains for Walk-ins | NonEquip | 4 | Walk-in cooler | 0% | Tech/Econ | 2.115% | 0 | 0 | 0
Tech | Grocery | Refrigeration | Large cold storage | TRC | New | NN4873 | Refrigerated Display Case Lighting Controls | Refrigerated Display Case Lighting Controls | NonEquip | 8 | Display cases | 0% | Tech/Econ | 0.9365% | 0 | 0 | 0
Tech | Grocery | Refrigeration | Large cold storage | TRC | New | NN4847 | PSC to ECM Evaporator Fan Motor (Walk-In, Refrigerator) | PSC to ECM Evaporator Fan Motor (Walk-In, Refrigerator) | NonEquip | 15 | Walk-in cooler | 0% | Tech/Econ | 37.5% | 0 | 0 | 0
Tech | Grocery | Refrigeration | Large cold storage | TRC | New | NN4821 | PSC to ECM Evaporator Fan Motor (Reach-In) | PSC to ECM Evaporator Fan Motor (Reach-In) | NonEquip | 15 | Display cases | 0% | Tech/Econ | 37.5% | 0 | 0 | 0
Tech | Grocery | Refrigeration | Large cold storage | TRC | New | NN4795 | Night Covers for Display Cases | Night Covers for Display Cases | NonEquip | 5 | Display cases | 0% | Tech/Econ | 1.877% | 0 | 0 | 0
Tech | Grocery | Refrigeration | Large cold storage | TRC | New | NN4769 | High R-Value Glass Doors | High R-Value Glass Doors | NonEquip | 12 | Display cases | 0% | Tech/Econ | 0% | 0 | 0 | 0
Tech | Grocery | Refrigeration | Large cold storage | TRC | New | NN4743 | High Efficiency Refrigeration Compressor | High Efficiency Refrigeration Compressor | NonEquip | 13 | Display cases | 0% | Tech/Econ | 6.922% | 0 | 0 | 0
Tech | Grocery | Refrigeration | Large cold storage | TRC | New | NN4717 | Freezer-Cooler Replacement Gaskets | Freezer-Cooler Replacement Gaskets | NonEquip | 4 | Display cases | 0% | Tech/Econ | 0% | 0 | 0 | 0
Tech | Grocery | Refrigeration | Large cold storage | TRC | New | NN4691 | Floating Head Pressure Controls | Floating Head Pressure Controls | NonEquip | 15 |  | 0% | Tech/Econ | 6.05% | 0 | 0 | 0
Tech | Grocery | Refrigeration | Large cold storage | TRC | New | NN4665 | Demand Defrost | Demand Defrost | NonEquip | 10 | Walk-in cooler | 0% | Tech/Econ | 30% | 0 | 0 | 0
Tech | Grocery | Refrigeration | Large cold storage | TRC | New | NN4639 | Automatic Door Closer for Walk-in Coolers and Freezers | Automatic Door Closer for Walk-in Coolers and Freezers | NonEquip | 8 | Walk-in cooler | 0% | Tech/Econ | 3.131% | 0 | 0 | 0
Tech | Grocery | Refrigeration | Large cold storage | TRC | New | NN4613 | Anti-Sweat Controls | Anti-Sweat Controls | NonEquip | 8 | Display cases | 0% | Tech/Econ | 85% | 0 | 0 | 0
Tech | Grocery | Refrigeration | Large cold storage | TRC | Existing | NE5302 | Retro-Commissioning | Retro-Commissioning | NonEquip | 5 |  | 21.99% | Tech/Econ | 16% | 119317.6428 | 36.8389 | 71.3791
Tech | Grocery | Refrigeration | Large cold storage | TRC | Existing | NE4886 | Strip Curtains for Walk-ins | Strip Curtains for Walk-ins | NonEquip | 4 | Walk-in cooler | 0% | Tech/Econ | 2.115% | 0 | 0 | 0
Tech | Grocery | Refrigeration | Large cold storage | TRC | Existing | NE4860 | Refrigerated Display Case Lighting Controls | Refrigerated Display Case Lighting Controls | NonEquip | 8 | Display cases | 0% | Tech/Econ | 2.524% | 0 | 0 | 0
Tech | Grocery | Refrigeration | Large cold storage | TRC | Existing | NE4834 | PSC to ECM Evaporator Fan Motor (Walk-In, Refrigerator) | PSC to ECM Evaporator Fan Motor (Walk-In, Refrigerator) | NonEquip | 15 | Walk-in cooler | 0% | Tech/Econ | 37.5% | 0 | 0 | 0
Tech | Grocery | Refrigeration | Large cold storage | TRC | Existing | NE4808 | PSC to ECM Evaporator Fan Motor (Reach-In) | PSC to ECM Evaporator Fan Motor (Reach-In) | NonEquip | 15 | Display cases | 0% | Tech/Econ | 37.5% | 0 | 0 | 0
Tech | Grocery | Refrigeration | Large cold storage | TRC | Existing | NE4782 | Night Covers for Display Cases | Night Covers for Display Cases | NonEquip | 5 | Display cases | 0% | Tech/Econ | 1.877% | 0 | 0 | 0
Tech | Grocery | Refrigeration | Large cold storage | TRC | Existing | NE4756 | High R-Value Glass Doors | High R-Value Glass Doors | NonEquip | 12 | Display cases | 0% | Tech/Econ | 23.81% | 0 | 0 | 0
Tech | Grocery | Refrigeration | Large cold storage | TRC | Existing | NE4730 | High Efficiency Refrigeration Compressor | High Efficiency Refrigeration Compressor | NonEquip | 13 | Display cases | 0% | Tech/Econ | 6.922% | 0 | 0 | 0
Tech | Grocery | Refrigeration | Large cold storage | TRC | Existing | NE4704 | Freezer-Cooler Replacement Gaskets | Freezer-Cooler Replacement Gaskets | NonEquip | 4 | Display cases | 0% | Tech/Econ | 3.131% | 0 | 0 | 0
Tech | Grocery | Refrigeration | Large cold storage | TRC | Existing | NE4678 | Floating Head Pressure Controls | Floating Head Pressure Controls | NonEquip | 15 |  | 0% | Tech/Econ | 6.05% | 0 | 0 | 0
Tech | Grocery | Refrigeration | Large cold storage | TRC | Existing | NE4652 | Demand Defrost | Demand Defrost | NonEquip | 10 | Walk-in cooler | 0% | Tech/Econ | 30% | 0 | 0 | 0
Tech | Grocery | Refrigeration | Large cold storage | TRC | Existing | NE4626 | Automatic Door Closer for Walk-in Coolers and Freezers | Automatic Door Closer for Walk-in Coolers and Freezers | NonEquip | 8 | Walk-in cooler | 0% | Tech/Econ | 3.131% | 0 | 0 | 0
Tech | Grocery | Refrigeration | Large cold storage | TRC | Existing | NE4600 | Anti-Sweat Controls | Anti-Sweat Controls | NonEquip | 8 | Display cases | 0% | Tech/Econ | 85% | 0 | 0 | 0
Tech | Grocery | Miscellaneous | Laboratory equipment | TRC | New | NN5445 | Retro-Commissioning | Retro-Commissioning | NonEquip | 5 |  | 0% | Tech/Econ | 16% | 0 | 0 | 0
Tech | Grocery | Miscellaneous | Laboratory equipment | TRC | New | NN4535 | VSD Controlled Compressor | VSD Controlled Compressor | NonEquip | 15 | Others | 0% | Tech/Econ | 20.79% | 0 | 0 | 0
Tech | Grocery | Miscellaneous | Laboratory equipment | TRC | New | NN4509 | Regenerative Drive Elevator Motor | Regenerative Drive Elevator Motor | NonEquip | 13 | Elevators/Escalators | 0% | Tech/Econ | 6.211% | 0 | 0 | 0
Tech | Grocery | Miscellaneous | Laboratory equipment | TRC | New | NN4483 | Engine Block Timer | Engine Block Timer | NonEquip | 5 | Others | 0% | Tech/Econ | 36% | 0 | 0 | 0
Tech | Grocery | Miscellaneous | Laboratory equipment | TRC | New | NN4457 | Efficient Motor Belts | Efficient Motor Belts | NonEquip | 10 | Others | 0% | Tech/Econ | 1.105% | 0 | 0 | 0
Tech | Grocery | Miscellaneous | Laboratory equipment | TRC | Existing | NE5432 | Retro-Commissioning | Retro-Commissioning | NonEquip | 5 |  | 21.99% | Tech/Econ | 16% | 0 | 0 | 0
Tech | Grocery | Miscellaneous | Laboratory equipment | TRC | Existing | NE4522 | VSD Controlled Compressor | VSD Controlled Compressor | NonEquip | 15 | Others | 0% | Tech/Econ | 20.79% | 0 | 0 | 0
Tech | Grocery | Miscellaneous | Laboratory equipment | TRC | Existing | NE4496 | Regenerative Drive Elevator Motor | Regenerative Drive Elevator Motor | NonEquip | 13 | Elevators/Escalators | 0% | Tech/Econ | 6.211% | 0 | 0 | 0
Tech | Grocery | Miscellaneous | Laboratory equipment | TRC | Existing | NE4470 | Engine Block Timer | Engine Block Timer | NonEquip | 5 | Others | 0% | Tech/Econ | 36% | 0 | 0 | 0
Tech | Grocery | Miscellaneous | Laboratory equipment | TRC | Existing | NE4444 | Efficient Motor Belts | Efficient Motor Belts | NonEquip | 10 | Others | 0% | Tech/Econ | 1.105% | 0 | 0 | 0
Tech | Grocery | Ventilation and Circulation | Individual room ventilation | TRC | New | NN5393 | Retro-Commissioning | Retro-Commissioning | NonEquip | 5 |  | 0% | Tech/Econ | 16% | 0 | 0 | 0
Tech | Grocery | Ventilation and Circulation | Individual room ventilation | TRC | New | NN4977 | VAV System | VAV System | NonEquip | 10 |  | 0% | Tech/Econ | 30% | 0 | 0 | 0
Tech | Grocery | Ventilation and Circulation | Individual room ventilation | TRC | New | NN4951 | Demand Controlled Ventilation | Demand Controlled Ventilation | NonEquip | 10 |  | 23.39% | Tech/Econ | 9.434% | 0 | 0 | 0
Tech | Grocery | Ventilation and Circulation | Individual room ventilation | TRC | New | NN4925 | CO Sensors for Parking Garage Exhaust | CO Sensors for Parking Garage Exhaust | NonEquip | 15 | Motor/Fan | 0% | Tech/Econ | 33% | 0 | 0 | 0
Tech | Grocery | Ventilation and Circulation | Individual room ventilation | TRC | Existing | NE5380 | Retro-Commissioning | Retro-Commissioning | NonEquip | 5 |  | 21.99% | Tech/Econ | 16% | 0 | 0 | 0
Tech | Grocery | Ventilation and Circulation | Individual room ventilation | TRC | Existing | NE4964 | VAV System | VAV System | NonEquip | 10 |  | 0% | Tech/Econ | 30% | 0 | 0 | 0
Tech | Grocery | Ventilation and Circulation | Individual room ventilation | TRC | Existing | NE4938 | Demand Controlled Ventilation | Demand Controlled Ventilation | NonEquip | 10 |  | 23.39% | Tech/Econ | 9.434% | 0 | 0 | 0
Tech | Grocery | Ventilation and Circulation | Individual room ventilation | TRC | Existing | NE4912 | CO Sensors for Parking Garage Exhaust | CO Sensors for Parking Garage Exhaust | NonEquip | 15 | Motor/Fan | 0% | Tech/Econ | 33% | 0 | 0 | 0
Tech | Grocery | Space Heating | Individual room heating | TRC | New | NN5341 | Retro-Commissioning | Retro-Commissioning | NonEquip | 5 |  | 0% | Tech/Econ | 16% | 0 | 0 | 0
Tech | Grocery | Space Heating | Individual room heating | TRC | New | NN4327 | Water Cooled Refrigeration Heat Recovery | Water Cooled Refrigeration Heat Recovery | NonEquip | 20 |  | 0% | Tech/Econ | 10% | 0 | 0 | 0
Tech | Grocery | Space Heating | Individual room heating | TRC | New | NN4275 | Warehouse Loading Dock Seals | Warehouse Loading Dock Seals | NonEquip | 18 |  | 0% | Tech/Econ | 0.864% | 0 | 0 | 0
Tech | Grocery | Space Heating | Individual room heating | TRC | New | NN4249 | Wall Insulation | Wall Insulation | NonEquip | 20 |  | 0% | Tech/Econ | 0% | 0 | 0 | 0
Tech | Grocery | Space Heating | Individual room heating | TRC | New | NN4171 | Smart Thermostat | Smart Thermostat | NonEquip | 11 |  | 31.48% | Tech/Econ | 10% | 0 | 0 | 0
Tech | Grocery | Space Heating | Individual room heating | TRC | New | NN4093 | Roof Insulation | Roof Insulation | NonEquip | 20 |  | 58.5% | Tech/Econ | 0.4977% | 0 | 0 | 0
Tech | Grocery | Space Heating | Individual room heating | TRC | New | NN4067 | Programmable Thermostat | Programmable Thermostat | NonEquip | 11 |  | 0% | Tech/Econ | 3.6% | 0 | 0 | 0
Tech | Grocery | Space Heating | Individual room heating | TRC | New | NN4015 | Low U-Value Windows | Low U-Value Windows | NonEquip | 20 |  | 20.9% | Tech/Econ | 10% | 0 | 0 | 0
Tech | Grocery | Space Heating | Individual room heating | TRC | New | NN3937 | Infiltration Reduction - Air Sealing | Infiltration Reduction - Air Sealing | NonEquip | 11 |  | 0% | Tech/Econ | 0.432% | 0 | 0 | 0
Tech | Grocery | Space Heating | Individual room heating | TRC | New | NN3859 | Hotel Card Energy Control Systems | Hotel Card Energy Control Systems | NonEquip | 15 |  | 0% | Tech/Econ | 0% | 0 | 0 | 0
Tech | Grocery | Space Heating | Individual room heating | TRC | New | NN3781 | Green Roof | Green Roof | NonEquip | 15 |  | 0.49% | Tech/Econ | 0.7692% | 0 | 0 | 0
Tech | Grocery | Space Heating | Individual room heating | TRC | New | NN3729 | Floor Insulation | Floor Insulation | NonEquip | 20 |  | 49.87% | Tech/Econ | 0.2612% | 0 | 0 | 0
Tech | Grocery | Space Heating | Individual room heating | TRC | New | NN3651 | Facility Energy Management System | Facility Energy Management System | NonEquip | 15 |  | 4.276% | Tech/Econ | 20% | 0 | 0 | 0
Tech | Grocery | Space Heating | Individual room heating | TRC | New | NN3573 | ECM Motors on Furnaces | ECM Motors on Furnaces | NonEquip | 15 | Forced air furnace | 0% | Tech/Econ | 1.706% | 0 | 0 | 0
Tech | Grocery | Space Heating | Individual room heating | TRC | New | NN3547 | Duct Sealing Repair | Duct Sealing Repair | NonEquip | 15 |  | 0% | Tech/Econ | 12% | 0 | 0 | 0
Tech | Grocery | Space Heating | Individual room heating | TRC | New | NN3495 | Duct Insulation | Duct Insulation | NonEquip | 15 |  | 0% | Tech/Econ | 2.045% | 0 | 0 | 0
Tech | Grocery | Space Heating | Individual room heating | TRC | New | NN3443 | Destratification Fans | Destratification Fans | NonEquip | 10 |  | 0% | Tech/Econ | 12.54% | 0 | 0 | 0
Tech | Grocery | Space Heating | Individual room heating | TRC | New | NN3391 | Dedicated Outdoor Air System on VRF unit | Dedicated Outdoor Air System on VRF unit | NonEquip | 15 | Residential/split system heat pump | 0% | Tech/Econ | 10% | 0 | 0 | 0
Tech | Grocery | Space Heating | Individual room heating | TRC | New | NN3339 | Cool Roof | Cool Roof | NonEquip | 15 |  | 72.32% | Tech/Econ | 0.08686% | 0 | 0 | 0
Tech | Grocery | Space Heating | Individual room heating | TRC | New | NN3235 | Ceiling Insulation(R30 to R38) | Ceiling Insulation(R30 to R38) | NonEquip | 20 |  | 0% | Tech/Econ | 0.1006% | 0 | 0 | 0
Tech | Grocery | Space Heating | Individual room heating | TRC | New | NN3183 | Ceiling Insulation(R2 to R38) | Ceiling Insulation(R2 to R38) | NonEquip | 20 |  | 0% | Tech/Econ | 6.79% | 0 | 0 | 0
Tech | Grocery | Space Heating | Individual room heating | TRC | New | NN3131 | Ceiling Insulation(R19 to R38) | Ceiling Insulation(R19 to R38) | NonEquip | 20 |  | 0% | Tech/Econ | 0.3772% | 0 | 0 | 0
Tech | Grocery | Space Heating | Individual room heating | TRC | New | NN3079 | Ceiling Insulation(R12 to R38) | Ceiling Insulation(R12 to R38) | NonEquip | 20 |  | 0% | Tech/Econ | 0.8173% | 0 | 0 | 0
Tech | Grocery | Space Heating | Individual room heating | TRC | New | NN3001 | Air Curtains | Air Curtains | NonEquip | 8 |  | 47.78% | Tech/Econ | 0.4308% | 0 | 0 | 0
Tech | Grocery | Space Heating | Individual room heating | TRC | Existing | NE5328 | Retro-Commissioning | Retro-Commissioning | NonEquip | 5 |  | 21.99% | Tech/Econ | 16% | 0 | 0 | 0
Tech | Grocery | Space Heating | Individual room heating | TRC | Existing | NE4314 | Water Cooled Refrigeration Heat Recovery | Water Cooled Refrigeration Heat Recovery | NonEquip | 20 |  | 0% | Tech/Econ | 10% | 0 | 0 | 0
Tech | Grocery | Space Heating | Individual room heating | TRC | Existing | NE4262 | Warehouse Loading Dock Seals | Warehouse Loading Dock Seals | NonEquip | 18 |  | 0% | Tech/Econ | 0.9534% | 0 | 0 | 0
Tech | Grocery | Space Heating | Individual room heating | TRC | Existing | NE4236 | Wall Insulation | Wall Insulation | NonEquip | 20 |  | 0% | Tech/Econ | 0.8971% | 0 | 0 | 0
Tech | Grocery | Space Heating | Individual room heating | TRC | Existing | NE4158 | Smart Thermostat | Smart Thermostat | NonEquip | 11 |  | 31.48% | Tech/Econ | 10% | 0 | 0 | 0
Tech | Grocery | Space Heating | Individual room heating | TRC | Existing | NE4080 | Roof Insulation | Roof Insulation | NonEquip | 20 |  | 58.5% | Tech/Econ | 1.098% | 0 | 0 | 0
Tech | Grocery | Space Heating | Individual room heating | TRC | Existing | NE4054 | Programmable Thermostat | Programmable Thermostat | NonEquip | 11 |  | 0% | Tech/Econ | 3.6% | 0 | 0 | 0
Tech | Grocery | Space Heating | Individual room heating | TRC | Existing | NE4002 | Low U-Value Windows | Low U-Value Windows | NonEquip | 20 |  | 8.361% | Tech/Econ | 46% | 0 | 0 | 0
Tech | Grocery | Space Heating | Individual room heating | TRC | Existing | NE3924 | Infiltration Reduction - Air Sealing | Infiltration Reduction - Air Sealing | NonEquip | 11 |  | 0% | Tech/Econ | 0.4767% | 0 | 0 | 0
Tech | Grocery | Space Heating | Individual room heating | TRC | Existing | NE3846 | Hotel Card Energy Control Systems | Hotel Card Energy Control Systems | NonEquip | 15 |  | 0% | Tech/Econ | 0% | 0 | 0 | 0
Tech | Grocery | Space Heating | Individual room heating | TRC | Existing | NE3768 | Green Roof | Green Roof | NonEquip | 15 |  | 0.098% | Tech/Econ | 0.8488% | 0 | 0 | 0
Tech | Grocery | Space Heating | Individual room heating | TRC | Existing | NE3716 | Floor Insulation | Floor Insulation | NonEquip | 20 |  | 19.95% | Tech/Econ | 0.2882% | 0 | 0 | 0
Tech | Grocery | Space Heating | Individual room heating | TRC | Existing | NE3638 | Facility Energy Management System | Facility Energy Management System | NonEquip | 15 |  | 7.167% | Tech/Econ | 20% | 0 | 0 | 0
Tech | Grocery | Space Heating | Individual room heating | TRC | Existing | NE3560 | ECM Motors on Furnaces | ECM Motors on Furnaces | NonEquip | 15 | Forced air furnace | 0% | Tech/Econ | 1.706% | 0 | 0 | 0
Tech | Grocery | Space Heating | Individual room heating | TRC | Existing | NE3534 | Duct Sealing Repair | Duct Sealing Repair | NonEquip | 15 |  | 0% | Tech/Econ | 12% | 0 | 0 | 0
Tech | Grocery | Space Heating | Individual room heating | TRC | Existing | NE3482 | Duct Insulation | Duct Insulation | NonEquip | 15 |  | 0% | Tech/Econ | 2.045% | 0 | 0 | 0
Tech | Grocery | Space Heating | Individual room heating | TRC | Existing | NE3430 | Destratification Fans | Destratification Fans | NonEquip | 10 |  | 0% | Tech/Econ | 12.54% | 0 | 0 | 0
Tech | Grocery | Space Heating | Individual room heating | TRC | Existing | NE3378 | Dedicated Outdoor Air System on VRF unit | Dedicated Outdoor Air System on VRF unit | NonEquip | 15 | Residential/split system heat pump | 0% | Tech/Econ | 10% | 0 | 0 | 0
Tech | Grocery | Space Heating | Individual room heating | TRC | Existing | NE3326 | Cool Roof | Cool Roof | NonEquip | 15 |  | 72.71% | Tech/Econ | 0.09584% | 0 | 0 | 0
Tech | Grocery | Space Heating | Individual room heating | TRC | Existing | NE3222 | Ceiling Insulation(R30 to R38) | Ceiling Insulation(R30 to R38) | NonEquip | 20 |  | 0% | Tech/Econ | 0.111% | 0 | 0 | 0
Tech | Grocery | Space Heating | Individual room heating | TRC | Existing | NE3170 | Ceiling Insulation(R2 to R38) | Ceiling Insulation(R2 to R38) | NonEquip | 20 |  | 0% | Tech/Econ | 7.493% | 0 | 0 | 0
Tech | Grocery | Space Heating | Individual room heating | TRC | Existing | NE3118 | Ceiling Insulation(R19 to R38) | Ceiling Insulation(R19 to R38) | NonEquip | 20 |  | 0% | Tech/Econ | 0.4163% | 0 | 0 | 0
Tech | Grocery | Space Heating | Individual room heating | TRC | Existing | NE3066 | Ceiling Insulation(R12 to R38) | Ceiling Insulation(R12 to R38) | NonEquip | 20 |  | 0% | Tech/Econ | 0.9019% | 0 | 0 | 0
Tech | Grocery | Space Heating | Individual room heating | TRC | Existing | NE2988 | Air Curtains | Air Curtains | NonEquip | 8 |  | 28.17% | Tech/Econ | 0.4308% | 0 | 0 | 0
Tech | Grocery | Space Cooling | Individual room air conditioners | TRC | New | NN5367 | Retro-Commissioning | Retro-Commissioning | NonEquip | 5 |  | 0% | Tech/Econ | 16% | 0 | 0 | 0
Tech | Grocery | Space Cooling | Individual room air conditioners | TRC | New | NN4379 | Window Sun Protection | Window Sun Protection | NonEquip | 10 |  | 15.35% | Tech/Econ | 16% | 1180.5353 | 0.43177 | -0.0047994
Tech | Grocery | Space Cooling | Individual room air conditioners | TRC | New | NN4353 | Waterside Economizer | Waterside Economizer | NonEquip | 20 |  | 0% | Tech/Econ | 5.556% | 0 | 0 | 0
Tech | Grocery | Space Cooling | Individual room air conditioners | TRC | New | NN4301 | Warehouse Loading Dock Seals | Warehouse Loading Dock Seals | NonEquip | 18 |  | 0% | Tech/Econ | 0.6993% | 0 | 0 | 0
Tech | Grocery | Space Cooling | Individual room air conditioners | TRC | New | NN4145 | Smart Thermostat | Smart Thermostat | NonEquip | 11 |  | 31.48% | Tech/Econ | 10% | 1264.768 | 0.4687 | 0
Tech | Grocery | Space Cooling | Individual room air conditioners | TRC | New | NN4119 | Roof Insulation | Roof Insulation | NonEquip | 20 |  | 58.5% | Tech/Econ | 0.4028% | 0 | 0 | 0
Tech | Grocery | Space Cooling | Individual room air conditioners | TRC | New | NN4041 | Programmable Thermostat | Programmable Thermostat | NonEquip | 11 |  | 0% | Tech/Econ | 3.6% | 0 | 0 | 0
Tech | Grocery | Space Cooling | Individual room air conditioners | TRC | New | NN3989 | Low U-Value Windows | Low U-Value Windows | NonEquip | 20 |  | 20.9% | Tech/Econ | 10% | 0 | 0 | 0
Tech | Grocery | Space Cooling | Individual room air conditioners | TRC | New | NN3963 | Infiltration Reduction - Air Sealing | Infiltration Reduction - Air Sealing | NonEquip | 11 |  | 0% | Tech/Econ | 0.3496% | 0 | 0 | 0
Tech | Grocery | Space Cooling | Individual room air conditioners | TRC | New | NN3911 | HVAC tune-up_RTU | HVAC tune-up_RTU | NonEquip | 5 | Packaged air conditioning units (RTUs) | 0% | Tech/Econ | 5% | 0 | 0 | 0
Tech | Grocery | Space Cooling | Individual room air conditioners | TRC | New | NN3885 | HVAC tune-up | HVAC tune-up | NonEquip | 5 | Residential-type central air conditioners | 0% | Tech/Econ | 5% | 0 | 0 | 0
Tech | Grocery | Space Cooling | Individual room air conditioners | TRC | New | NN3807 | Green Roof | Green Roof | NonEquip | 15 |  | 0.49% | Tech/Econ | 0.4669% | 0 | 0 | 0
Tech | Grocery | Space Cooling | Individual room air conditioners | TRC | New | NN3677 | Facility Energy Management System | Facility Energy Management System | NonEquip | 15 |  | 4.276% | Tech/Econ | 20% | 453.4296 | 0.11833 | 0
Tech | Grocery | Space Cooling | Individual room air conditioners | TRC | New | NN3625 | Facility Commissioning | Facility Commissioning | NonEquip | 10 |  | 53.41% | Tech/Econ | 16% | 4491.8901 | 0.92378 | 0.0041582
Tech | Grocery | Space Cooling | Individual room air conditioners | TRC | New | NN3599 | Energy Recovery Ventilation System (ERV) | Energy Recovery Ventilation System (ERV) | NonEquip | 15 | Packaged air conditioning units (RTUs) | 0% | Tech/Econ | 9.935% | 0 | 0 | 0
Tech | Grocery | Space Cooling | Individual room air conditioners | TRC | New | NN3521 | Duct Sealing Repair | Duct Sealing Repair | NonEquip | 15 |  | 0% | Tech/Econ | 12% | 0 | 0 | 0
Tech | Grocery | Space Cooling | Individual room air conditioners | TRC | New | NN3469 | Duct Insulation | Duct Insulation | NonEquip | 15 |  | 0% | Tech/Econ | 2.045% | 0 | 0 | 0
Tech | Grocery | Space Cooling | Individual room air conditioners | TRC | New | NN3417 | Dedicated Outdoor Air System on VRF unit | Dedicated Outdoor Air System on VRF unit | NonEquip | 15 | Residential-type central air conditioners | 0% | Tech/Econ | 17.5% | 0 | 0 | 0
Tech | Grocery | Space Cooling | Individual room air conditioners | TRC | New | NN3365 | Cool Roof | Cool Roof | NonEquip | 15 |  | 72.32% | Tech/Econ | 0.6634% | 0 | 0 | 0
Tech | Grocery | Space Cooling | Individual room air conditioners | TRC | New | NN3313 | Chilled Water System - Variable Speed Drives | Chilled Water System - Variable Speed Drives | NonEquip | 13 | Central chillers inside | 0% | Tech/Econ | 24.74% | 0 | 0 | 0
Tech | Grocery | Space Cooling | Individual room air conditioners | TRC | New | NN3209 | Ceiling Insulation(R2 to R38) | Ceiling Insulation(R2 to R38) | NonEquip | 20 |  | 0% | Tech/Econ | 5.495% | 0 | 0 | 0
Tech | Grocery | Space Cooling | Individual room air conditioners | TRC | New | NN3157 | Ceiling Insulation(R19 to R38) | Ceiling Insulation(R19 to R38) | NonEquip | 20 |  | 0% | Tech/Econ | 0.3053% | 0 | 0 | 0
Tech | Grocery | Space Cooling | Individual room air conditioners | TRC | New | NN3105 | Ceiling Insulation(R12 to R38) | Ceiling Insulation(R12 to R38) | NonEquip | 20 |  | 0% | Tech/Econ | 0.6614% | 0 | 0 | 0
Tech | Grocery | Space Cooling | Individual room air conditioners | TRC | New | NN3053 | Airside Economizer | Airside Economizer | NonEquip | 10 | Packaged air conditioning units (RTUs) | 0% | Tech/Econ | 5.556% | 0 | 0 | 0
Tech | Grocery | Space Cooling | Individual room air conditioners | TRC | Existing | NE5354 | Retro-Commissioning | Retro-Commissioning | NonEquip | 5 |  | 21.99% | Tech/Econ | 16% | 96202.7584 | 29.7023 | 0
Tech | Grocery | Space Cooling | Individual room air conditioners | TRC | Existing | NE4366 | Window Sun Protection | Window Sun Protection | NonEquip | 10 |  | 12.19% | Tech/Econ | 16% | 54408.5036 | 19.8993 | -0.2212
Tech | Grocery | Space Cooling | Individual room air conditioners | TRC | Existing | NE4340 | Waterside Economizer | Waterside Economizer | NonEquip | 20 |  | 0% | Tech/Econ | 5.556% | 0 | 0 | 0
Tech | Grocery | Space Cooling | Individual room air conditioners | TRC | Existing | NE4288 | Warehouse Loading Dock Seals | Warehouse Loading Dock Seals | NonEquip | 18 |  | 0% | Tech/Econ | 0.6993% | 0 | 0 | 0
Tech | Grocery | Space Cooling | Individual room air conditioners | TRC | Existing | NE4210 | Wall Insulation | Wall Insulation | NonEquip | 20 |  | 0% | Tech/Econ | 4.506% | 0 | 0 | 0
Tech | Grocery | Space Cooling | Individual room air conditioners | TRC | Existing | NE4132 | Smart Thermostat | Smart Thermostat | NonEquip | 11 |  | 31.48% | Tech/Econ | 10% | 83039.2401 | 30.7727 | 0
Tech | Grocery | Space Cooling | Individual room air conditioners | TRC | Existing | NE4106 | Roof Insulation | Roof Insulation | NonEquip | 20 |  | 58.5% | Tech/Econ | 0.8056% | 12041.1475 | 2.4572 | 0
Tech | Grocery | Space Cooling | Individual room air conditioners | TRC | Existing | NE4028 | Programmable Thermostat | Programmable Thermostat | NonEquip | 11 |  | 0% | Tech/Econ | 3.6% | 0 | 0 | 0
Tech | Grocery | Space Cooling | Individual room air conditioners | TRC | Existing | NE3976 | Low U-Value Windows | Low U-Value Windows | NonEquip | 20 |  | 8.361% | Tech/Econ | 46% | 113175.286 | 42.0676 | 0
Tech | Grocery | Space Cooling | Individual room air conditioners | TRC | Existing | NE3950 | Infiltration Reduction - Air Sealing | Infiltration Reduction - Air Sealing | NonEquip | 11 |  | 0% | Tech/Econ | 0.3496% | 0 | 0 | 0
Tech | Grocery | Space Cooling | Individual room air conditioners | TRC | Existing | NE3898 | HVAC tune-up_RTU | HVAC tune-up_RTU | NonEquip | 5 | Packaged air conditioning units (RTUs) | 0% | Tech/Econ | 5% | 0 | 0 | 0
Tech | Grocery | Space Cooling | Individual room air conditioners | TRC | Existing | NE3872 | HVAC tune-up | HVAC tune-up | NonEquip | 5 | Residential-type central air conditioners | 0% | Tech/Econ | 5% | 0 | 0 | 0
Tech | Grocery | Space Cooling | Individual room air conditioners | TRC | Existing | NE3794 | Green Roof | Green Roof | NonEquip | 15 |  | 0.098% | Tech/Econ | 0.4669% | 11.5796 | 0.0049192 | 0
Tech | Grocery | Space Cooling | Individual room air conditioners | TRC | Existing | NE3664 | Facility Energy Management System | Facility Energy Management System | NonEquip | 15 |  | 7.167% | Tech/Econ | 20% | 40554.8986 | 10.5832 | 0
Tech | Grocery | Space Cooling | Individual room air conditioners | TRC | Existing | NE3586 | Energy Recovery Ventilation System (ERV) | Energy Recovery Ventilation System (ERV) | NonEquip | 15 | Packaged air conditioning units (RTUs) | 0% | Tech/Econ | 9.935% | 0 | 0 | 0
Tech | Grocery | Space Cooling | Individual room air conditioners | TRC | Existing | NE3508 | Duct Sealing Repair | Duct Sealing Repair | NonEquip | 15 |  | 0% | Tech/Econ | 12% | 0 | 0 | 0
Tech | Grocery | Space Cooling | Individual room air conditioners | TRC | Existing | NE3456 | Duct Insulation | Duct Insulation | NonEquip | 15 |  | 0% | Tech/Econ | 2.045% | 0 | 0 | 0
Tech | Grocery | Space Cooling | Individual room air conditioners | TRC | Existing | NE3404 | Dedicated Outdoor Air System on VRF unit | Dedicated Outdoor Air System on VRF unit | NonEquip | 15 | Residential-type central air conditioners | 0% | Tech/Econ | 17.5% | 0 | 0 | 0
Tech | Grocery | Space Cooling | Individual room air conditioners | TRC | Existing | NE3352 | Cool Roof | Cool Roof | NonEquip | 15 |  | 72.71% | Tech/Econ | 0.6634% | 12265.9026 | 5.2108 | 0
Tech | Grocery | Space Cooling | Individual room air conditioners | TRC | Existing | NE3300 | Chilled Water System - Variable Speed Drives | Chilled Water System - Variable Speed Drives | NonEquip | 13 | Central chillers inside | 0% | Tech/Econ | 24.74% | 0 | 0 | 0
Tech | Grocery | Space Cooling | Individual room air conditioners | TRC | Existing | NE3196 | Ceiling Insulation(R2 to R38) | Ceiling Insulation(R2 to R38) | NonEquip | 20 |  | 0% | Tech/Econ | 5.495% | 0 | 0 | 0
Tech | Grocery | Space Cooling | Individual room air conditioners | TRC | Existing | NE3144 | Ceiling Insulation(R19 to R38) | Ceiling Insulation(R19 to R38) | NonEquip | 20 |  | 0% | Tech/Econ | 0.3053% | 0 | 0 | 0
Tech | Grocery | Space Cooling | Individual room air conditioners | TRC | Existing | NE3092 | Ceiling Insulation(R12 to R38) | Ceiling Insulation(R12 to R38) | NonEquip | 20 |  | 0% | Tech/Econ | 0.6614% | 0 | 0 | 0
Tech | Grocery | Space Cooling | Individual room air conditioners | TRC | Existing | NE3040 | Airside Economizer | Airside Economizer | NonEquip | 10 | Packaged air conditioning units (RTUs) | 0% | Tech/Econ | 5.556% | 0 | 0 | 0
Tech | Grocery | Interior Lighting | High bay | TRC | New | NN5263 | Retro-Commissioning | Retro-Commissioning | NonEquip | 5 |  | 0% | Tech/Econ | 16% | 0 | 0 | 0
Tech | Grocery | Interior Lighting | High bay | TRC | New | NN4431 | Interior Lighting Controls | Interior Lighting Controls | NonEquip | 8 | Overhead (fluorescent/LED/CFL U-shape) | 0% | Tech/Econ | 28% | 0 | 0 | 0
Tech | Grocery | Interior Lighting | High bay | TRC | New | NN4405 | Bi-Level Lighting Control (Interior) | Bi-Level Lighting Control (Interior) | NonEquip | 8 | Overhead (fluorescent/LED/CFL U-shape) | 0% | Tech/Econ | 31% | 0 | 0 | 0
Tech | Grocery | Interior Lighting | High bay | TRC | New | NN3703 | Facility Energy Management System | Facility Energy Management System | NonEquip | 15 |  | 4.276% | Tech/Econ | 24% | 24713.2701 | 6.4492 | 2.9653
Tech | Grocery | Interior Lighting | High bay | TRC | Existing | NE5250 | Retro-Commissioning | Retro-Commissioning | NonEquip | 5 |  | 21.99% | Tech/Econ | 16% | 4061140.038 | 1253.8629 | 2429.4875
Tech | Grocery | Interior Lighting | High bay | TRC | Existing | NE4418 | Interior Lighting Controls | Interior Lighting Controls | NonEquip | 8 | Overhead (fluorescent/LED/CFL U-shape) | 0% | Tech/Econ | 28% | 0 | 0 | 0
Tech | Grocery | Interior Lighting | High bay | TRC | Existing | NE4392 | Bi-Level Lighting Control (Interior) | Bi-Level Lighting Control (Interior) | NonEquip | 8 | Overhead (fluorescent/LED/CFL U-shape) | 0% | Tech/Econ | 31% | 0 | 0 | 0
Tech | Grocery | Interior Lighting | High bay | TRC | Existing | NE3690 | Facility Energy Management System | Facility Energy Management System | NonEquip | 15 |  | 7.167% | Tech/Econ | 24% | 2020194.596 | 527.1903 | 242.3969
Tech | Grocery | Interior Lighting | High bay | TRC | Turnover | ET1642 | LED Linear - Fixture Replacement | LED Linear - Fixture Replacement | Equip | 15 | High bay | 24.1% | Tech/Econ | 50.28% | 16196336.31 | 3949.8128 | 0.21639
Tech | Grocery | Interior Lighting | High bay | TRC | Turnover | ET1525 | High Bay LED | High Bay LED | Equip | 15 | High bay | 0% | Tech/Econ | 64.78% | 0 | 0 | 0
Tech | Grocery | Interior Lighting | High bay | TRC | Turnover | ET1486 | High Bay Fluorescent (T5) | High Bay Fluorescent (T5) | Equip | 15 | High bay | 0% | Tech/Econ | 64.14% | 0 | 0 | 0
Tech | Grocery | Interior Lighting | High bay | TRC | New | EN1668 | LED Linear - Fixture Replacement | LED Linear - Fixture Replacement | Equip | 15 | High bay | 0% | Tech/Econ | 50.28% | 0 | 0 | 0
Tech | Grocery | Interior Lighting | High bay | TRC | New | EN1551 | High Bay LED | High Bay LED | Equip | 15 | High bay | 0% | Tech/Econ | 64.78% | 0 | 0 | 0
Tech | Grocery | Interior Lighting | High bay | TRC | New | EN1512 | High Bay Fluorescent (T5) | High Bay Fluorescent (T5) | Equip | 15 | High bay | 0% | Tech/Econ | 64.14% | 0 | 0 | 0
Tech | Grocery | Cooking | Fryer | TRC | Turnover | ET82 | Energy Star Fryer | Energy Star Fryer | Equip | 12 | Fryer | 0% | Tech/Econ | 17.46% | 0 | 0 | 0
Tech | Grocery | Cooking | Fryer | TRC | New | EN108 | Energy Star Fryer | Energy Star Fryer | Equip | 12 | Fryer | 0% | Tech/Econ | 17.46% | 0 | 0 | 0
Tech | Grocery | Space Heating | Forced air furnace | TRC | New | NN5341 | Retro-Commissioning | Retro-Commissioning | NonEquip | 5 |  | 0% | Tech/Econ | 16% | 0 | 0 | 0
Tech | Grocery | Space Heating | Forced air furnace | TRC | New | NN4327 | Water Cooled Refrigeration Heat Recovery | Water Cooled Refrigeration Heat Recovery | NonEquip | 20 |  | 0% | Tech/Econ | 10% | 0 | 0 | 0
Tech | Grocery | Space Heating | Forced air furnace | TRC | New | NN4275 | Warehouse Loading Dock Seals | Warehouse Loading Dock Seals | NonEquip | 18 |  | 0% | Tech/Econ | 0.864% | 0 | 0 | 0
Tech | Grocery | Space Heating | Forced air furnace | TRC | New | NN4249 | Wall Insulation | Wall Insulation | NonEquip | 20 |  | 0% | Tech/Econ | 0% | 0 | 0 | 0
Tech | Grocery | Space Heating | Forced air furnace | TRC | New | NN4171 | Smart Thermostat | Smart Thermostat | NonEquip | 11 |  | 31.48% | Tech/Econ | 10% | 63.7415 | 0 | -4.4824e-05
Tech | Grocery | Space Heating | Forced air furnace | TRC | New | NN4093 | Roof Insulation | Roof Insulation | NonEquip | 20 |  | 58.5% | Tech/Econ | 0.4977% | 4.1493 | 0 | 0.0019365
Tech | Grocery | Space Heating | Forced air furnace | TRC | New | NN4067 | Programmable Thermostat | Programmable Thermostat | NonEquip | 11 |  | 0% | Tech/Econ | 3.6% | 0 | 0 | 0
Tech | Grocery | Space Heating | Forced air furnace | TRC | New | NN4015 | Low U-Value Windows | Low U-Value Windows | NonEquip | 20 |  | 20.9% | Tech/Econ | 10% | 43.2346 | 0 | 0.00017969
Tech | Grocery | Space Heating | Forced air furnace | TRC | New | NN3937 | Infiltration Reduction - Air Sealing | Infiltration Reduction - Air Sealing | NonEquip | 11 |  | 0% | Tech/Econ | 0.432% | 0 | 0 | 0
Tech | Grocery | Space Heating | Forced air furnace | TRC | New | NN3859 | Hotel Card Energy Control Systems | Hotel Card Energy Control Systems | NonEquip | 15 |  | 0% | Tech/Econ | 0% | 0 | 0 | 0
Tech | Grocery | Space Heating | Forced air furnace | TRC | New | NN3781 | Green Roof | Green Roof | NonEquip | 15 |  | 0.49% | Tech/Econ | 0.7692% | 0.073322 | 0 | 0
Tech | Grocery | Space Heating | Forced air furnace | TRC | New | NN3729 | Floor Insulation | Floor Insulation | NonEquip | 20 |  | 49.87% | Tech/Econ | 0.2612% | 0 | 0 | 0
Tech | Grocery | Space Heating | Forced air furnace | TRC | New | NN3651 | Facility Energy Management System | Facility Energy Management System | NonEquip | 15 |  | 4.276% | Tech/Econ | 20% | 17.8406 | 0 | 0.0021406
Tech | Grocery | Space Heating | Forced air furnace | TRC | New | NN3573 | ECM Motors on Furnaces | ECM Motors on Furnaces | NonEquip | 15 | Forced air furnace | 47.78% | Tech/Econ | 1.706% | 15.9907 | 0 | 0.0018254
Tech | Grocery | Space Heating | Forced air furnace | TRC | New | NN3547 | Duct Sealing Repair | Duct Sealing Repair | NonEquip | 15 |  | 0% | Tech/Econ | 12% | 0 | 0 | 0
Tech | Grocery | Space Heating | Forced air furnace | TRC | New | NN3495 | Duct Insulation | Duct Insulation | NonEquip | 15 |  | 0% | Tech/Econ | 2.045% | 0 | 0 | 0
Tech | Grocery | Space Heating | Forced air furnace | TRC | New | NN3443 | Destratification Fans | Destratification Fans | NonEquip | 10 |  | 0% | Tech/Econ | 12.54% | 0 | 0 | 0
Tech | Grocery | Space Heating | Forced air furnace | TRC | New | NN3391 | Dedicated Outdoor Air System on VRF unit | Dedicated Outdoor Air System on VRF unit | NonEquip | 15 | Residential/split system heat pump | 0% | Tech/Econ | 10% | 0 | 0 | 0
Tech | Grocery | Space Heating | Forced air furnace | TRC | New | NN3339 | Cool Roof | Cool Roof | NonEquip | 15 |  | 72.32% | Tech/Econ | 0.08686% | 0 | 0 | 0
Tech | Grocery | Space Heating | Forced air furnace | TRC | New | NN3235 | Ceiling Insulation(R30 to R38) | Ceiling Insulation(R30 to R38) | NonEquip | 20 |  | 0% | Tech/Econ | 0.1006% | 0 | 0 | 0
Tech | Grocery | Space Heating | Forced air furnace | TRC | New | NN3183 | Ceiling Insulation(R2 to R38) | Ceiling Insulation(R2 to R38) | NonEquip | 20 |  | 0% | Tech/Econ | 6.79% | 0 | 0 | 0
Tech | Grocery | Space Heating | Forced air furnace | TRC | New | NN3131 | Ceiling Insulation(R19 to R38) | Ceiling Insulation(R19 to R38) | NonEquip | 20 |  | 0% | Tech/Econ | 0.3772% | 0 | 0 | 0
Tech | Grocery | Space Heating | Forced air furnace | TRC | New | NN3079 | Ceiling Insulation(R12 to R38) | Ceiling Insulation(R12 to R38) | NonEquip | 20 |  | 0% | Tech/Econ | 0.8173% | 0 | 0 | 0
Tech | Grocery | Space Heating | Forced air furnace | TRC | New | NN3001 | Air Curtains | Air Curtains | NonEquip | 8 |  | 47.78% | Tech/Econ | 0.4308% | 0 | 0 | 0
Tech | Grocery | Space Heating | Forced air furnace | TRC | Existing | NE5328 | Retro-Commissioning | Retro-Commissioning | NonEquip | 5 |  | 21.99% | Tech/Econ | 16% | 3860.4932 | 0 | 2.3095
Tech | Grocery | Space Heating | Forced air furnace | TRC | Existing | NE4314 | Water Cooled Refrigeration Heat Recovery | Water Cooled Refrigeration Heat Recovery | NonEquip | 20 |  | 0% | Tech/Econ | 10% | 0 | 0 | 0
Tech | Grocery | Space Heating | Forced air furnace | TRC | Existing | NE4262 | Warehouse Loading Dock Seals | Warehouse Loading Dock Seals | NonEquip | 18 |  | 0% | Tech/Econ | 0.9534% | 0 | 0 | 0
Tech | Grocery | Space Heating | Forced air furnace | TRC | Existing | NE4236 | Wall Insulation | Wall Insulation | NonEquip | 20 |  | 0% | Tech/Econ | 0.8971% | 0 | 0 | 0
Tech | Grocery | Space Heating | Forced air furnace | TRC | Existing | NE4158 | Smart Thermostat | Smart Thermostat | NonEquip | 11 |  | 31.48% | Tech/Econ | 10% | 3332.2581 | 0 | -0.0023433
Tech | Grocery | Space Heating | Forced air furnace | TRC | Existing | NE4080 | Roof Insulation | Roof Insulation | NonEquip | 20 |  | 58.5% | Tech/Econ | 1.098% | 653.4856 | 0 | 0.30498
Tech | Grocery | Space Heating | Forced air furnace | TRC | Existing | NE4054 | Programmable Thermostat | Programmable Thermostat | NonEquip | 11 |  | 0% | Tech/Econ | 3.6% | 0 | 0 | 0
Tech | Grocery | Space Heating | Forced air furnace | TRC | Existing | NE4002 | Low U-Value Windows | Low U-Value Windows | NonEquip | 20 |  | 8.361% | Tech/Econ | 46% | 4452.9734 | 0 | 0.018507
Tech | Grocery | Space Heating | Forced air furnace | TRC | Existing | NE3924 | Infiltration Reduction - Air Sealing | Infiltration Reduction - Air Sealing | NonEquip | 11 |  | 0% | Tech/Econ | 0.4767% | 0 | 0 | 0
Tech | Grocery | Space Heating | Forced air furnace | TRC | Existing | NE3846 | Hotel Card Energy Control Systems | Hotel Card Energy Control Systems | NonEquip | 15 |  | 0% | Tech/Econ | 0% | 0 | 0 | 0
Tech | Grocery | Space Heating | Forced air furnace | TRC | Existing | NE3768 | Green Roof | Green Roof | NonEquip | 15 |  | 0.098% | Tech/Econ | 0.8488% | 0.84049 | 0 | 0
Tech | Grocery | Space Heating | Forced air furnace | TRC | Existing | NE3716 | Floor Insulation | Floor Insulation | NonEquip | 20 |  | 19.95% | Tech/Econ | 0.2882% | 58.0165 | 0 | 0.027076
Tech | Grocery | Space Heating | Forced air furnace | TRC | Existing | NE3638 | Facility Energy Management System | Facility Energy Management System | NonEquip | 15 |  | 7.167% | Tech/Econ | 20% | 1595.6654 | 0 | 0.19146
Tech | Grocery | Space Heating | Forced air furnace | TRC | Existing | NE3560 | ECM Motors on Furnaces | ECM Motors on Furnaces | NonEquip | 15 | Forced air furnace | 47.78% | Tech/Econ | 1.706% | 835.9552 | 0 | 0.095429
Tech | Grocery | Space Heating | Forced air furnace | TRC | Existing | NE3534 | Duct Sealing Repair | Duct Sealing Repair | NonEquip | 15 |  | 0% | Tech/Econ | 12% | 0 | 0 | 0
Tech | Grocery | Space Heating | Forced air furnace | TRC | Existing | NE3482 | Duct Insulation | Duct Insulation | NonEquip | 15 |  | 0% | Tech/Econ | 2.045% | 0 | 0 | 0
Tech | Grocery | Space Heating | Forced air furnace | TRC | Existing | NE3430 | Destratification Fans | Destratification Fans | NonEquip | 10 |  | 0% | Tech/Econ | 12.54% | 0 | 0 | 0
Tech | Grocery | Space Heating | Forced air furnace | TRC | Existing | NE3378 | Dedicated Outdoor Air System on VRF unit | Dedicated Outdoor Air System on VRF unit | NonEquip | 15 | Residential/split system heat pump | 0% | Tech/Econ | 10% | 0 | 0 | 0
Tech | Grocery | Space Heating | Forced air furnace | TRC | Existing | NE3326 | Cool Roof | Cool Roof | NonEquip | 15 |  | 72.71% | Tech/Econ | 0.09584% | 70.285 | 0 | 0
Tech | Grocery | Space Heating | Forced air furnace | TRC | Existing | NE3222 | Ceiling Insulation(R30 to R38) | Ceiling Insulation(R30 to R38) | NonEquip | 20 |  | 0% | Tech/Econ | 0.111% | 0 | 0 | 0
Tech | Grocery | Space Heating | Forced air furnace | TRC | Existing | NE3170 | Ceiling Insulation(R2 to R38) | Ceiling Insulation(R2 to R38) | NonEquip | 20 |  | 0% | Tech/Econ | 7.493% | 0 | 0 | 0
Tech | Grocery | Space Heating | Forced air furnace | TRC | Existing | NE3118 | Ceiling Insulation(R19 to R38) | Ceiling Insulation(R19 to R38) | NonEquip | 20 |  | 0% | Tech/Econ | 0.4163% | 0 | 0 | 0
Tech | Grocery | Space Heating | Forced air furnace | TRC | Existing | NE3066 | Ceiling Insulation(R12 to R38) | Ceiling Insulation(R12 to R38) | NonEquip | 20 |  | 0% | Tech/Econ | 0.9019% | 0 | 0 | 0
Tech | Grocery | Space Heating | Forced air furnace | TRC | Existing | NE2988 | Air Curtains | Air Curtains | NonEquip | 8 |  | 28.17% | Tech/Econ | 0.4308% | 122.6143 | 0 | 0.0048823
Tech | Grocery | Exterior Lighting | Exterior parking/lot lighting | TRC | New | NN5289 | Retro-Commissioning | Retro-Commissioning | NonEquip | 5 |  | 0% | Tech/Econ | 16% | 0 | 0 | 0
Tech | Grocery | Exterior Lighting | Exterior parking/lot lighting | TRC | New | NN2975 | Outdoor Lighting Controls | Outdoor Lighting Controls | NonEquip | 8 | Exterior parking/lot lighting | 30.95% | Tech/Econ | 28% | 0 | 0 | 0
Tech | Grocery | Exterior Lighting | Exterior parking/lot lighting | TRC | New | NN2949 | Bi-Level Lighting Control (Exterior) | Bi-Level Lighting Control (Exterior) | NonEquip | 9 | Exterior parking/lot lighting | 8.579% | Tech/Econ | 31% | 2336.0873 | 0 | 0
Tech | Grocery | Exterior Lighting | Exterior parking/lot lighting | TRC | Existing | NE5276 | Retro-Commissioning | Retro-Commissioning | NonEquip | 5 |  | 21.99% | Tech/Econ | 16% | 1203597.966 | 0 | 720.0259
Tech | Grocery | Exterior Lighting | Exterior parking/lot lighting | TRC | Existing | NE2962 | Outdoor Lighting Controls | Outdoor Lighting Controls | NonEquip | 8 | Exterior parking/lot lighting | 30.95% | Tech/Econ | 28% | 3245456.05 | 0 | 0
Tech | Grocery | Exterior Lighting | Exterior parking/lot lighting | TRC | Existing | NE2936 | Bi-Level Lighting Control (Exterior) | Bi-Level Lighting Control (Exterior) | NonEquip | 9 | Exterior parking/lot lighting | 8.579% | Tech/Econ | 31% | 1023325.32 | 0 | 0
Tech | Grocery | Exterior Lighting | Exterior parking/lot lighting | TRC | Turnover | ET706 | LED Parking Lighting | LED Parking Lighting | Equip | 18 | Exterior parking/lot lighting | 6.728% | Tech/Econ | 84% | 2304834.544 | 0 | 0
Tech | Grocery | Exterior Lighting | Exterior parking/lot lighting | TRC | Turnover | ET511 | High Efficiency HID Lighting | High Efficiency HID Lighting | Equip | 13 | Exterior parking/lot lighting | 0% | Tech/Econ | 34.18% | 0 | 0 | 0
Tech | Grocery | Exterior Lighting | Exterior parking/lot lighting | TRC | New | EN732 | LED Parking Lighting | LED Parking Lighting | Equip | 18 | Exterior parking/lot lighting | 94.94% | Tech/Econ | 84% | 586039.0625 | 0 | 0
Tech | Grocery | Exterior Lighting | Exterior parking/lot lighting | TRC | New | EN537 | High Efficiency HID Lighting | High Efficiency HID Lighting | Equip | 13 | Exterior parking/lot lighting | 0% | Tech/Econ | 34.18% | 0 | 0 | 0
Tech | Grocery | Exterior Lighting | Exterior marquis | TRC | New | NN5289 | Retro-Commissioning | Retro-Commissioning | NonEquip | 5 |  | 0% | Tech/Econ | 16% | 0 | 0 | 0
Tech | Grocery | Exterior Lighting | Exterior marquis | TRC | New | NN2975 | Outdoor Lighting Controls | Outdoor Lighting Controls | NonEquip | 8 | Exterior parking/lot lighting | 0% | Tech/Econ | 28% | 0 | 0 | 0
Tech | Grocery | Exterior Lighting | Exterior marquis | TRC | New | NN2949 | Bi-Level Lighting Control (Exterior) | Bi-Level Lighting Control (Exterior) | NonEquip | 9 | Exterior parking/lot lighting | 0% | Tech/Econ | 31% | 0 | 0 | 0
Tech | Grocery | Exterior Lighting | Exterior marquis | TRC | Existing | NE5276 | Retro-Commissioning | Retro-Commissioning | NonEquip | 5 |  | 21.99% | Tech/Econ | 16% | 6409.0055 | 0 | 3.834
Tech | Grocery | Exterior Lighting | Exterior marquis | TRC | Existing | NE2962 | Outdoor Lighting Controls | Outdoor Lighting Controls | NonEquip | 8 | Exterior parking/lot lighting | 0% | Tech/Econ | 28% | 0 | 0 | 0
Tech | Grocery | Exterior Lighting | Exterior marquis | TRC | Existing | NE2936 | Bi-Level Lighting Control (Exterior) | Bi-Level Lighting Control (Exterior) | NonEquip | 9 | Exterior parking/lot lighting | 0% | Tech/Econ | 31% | 0 | 0 | 0
Tech | Grocery | Exterior Lighting | Exterior marquis | TRC | Turnover | ET628 | LED Exterior Lighting | LED Exterior Lighting | Equip | 13 | Exterior marquis | 4.268% | Tech/Econ | 60.51% | 4829.3593 | 0 | 0
Tech | Grocery | Exterior Lighting | Exterior marquis | TRC | Turnover | ET589 | LED Display Lighting (Exterior) | LED Display Lighting (Exterior) | Equip | 15 | Exterior marquis | 4.268% | Tech/Econ | 87.04% | 7214.5715 | 0 | 0
Tech | Grocery | Exterior Lighting | Exterior marquis | TRC | New | EN654 | LED Exterior Lighting | LED Exterior Lighting | Equip | 13 | Exterior marquis | 4.624% | Tech/Econ | 60.51% | 93.9685 | 0 | 0
Tech | Grocery | Exterior Lighting | Exterior marquis | TRC | New | EN615 | LED Display Lighting (Exterior) | LED Display Lighting (Exterior) | Equip | 15 | Exterior marquis | 4.624% | Tech/Econ | 87.04% | 140.8321 | 0 | 0
Tech | Grocery | Miscellaneous | Elevators/Escalators | TRC | New | NN5445 | Retro-Commissioning | Retro-Commissioning | NonEquip | 5 |  | 0% | Tech/Econ | 16% | 0 | 0 | 0
Tech | Grocery | Miscellaneous | Elevators/Escalators | TRC | New | NN4535 | VSD Controlled Compressor | VSD Controlled Compressor | NonEquip | 15 | Others | 0% | Tech/Econ | 20.79% | 0 | 0 | 0
Tech | Grocery | Miscellaneous | Elevators/Escalators | TRC | New | NN4509 | Regenerative Drive Elevator Motor | Regenerative Drive Elevator Motor | NonEquip | 13 | Elevators/Escalators | 0% | Tech/Econ | 6.211% | 0 | 0 | 0
Tech | Grocery | Miscellaneous | Elevators/Escalators | TRC | New | NN4483 | Engine Block Timer | Engine Block Timer | NonEquip | 5 | Others | 0% | Tech/Econ | 36% | 0 | 0 | 0
Tech | Grocery | Miscellaneous | Elevators/Escalators | TRC | New | NN4457 | Efficient Motor Belts | Efficient Motor Belts | NonEquip | 10 | Others | 0% | Tech/Econ | 1.105% | 0 | 0 | 0
Tech | Grocery | Miscellaneous | Elevators/Escalators | TRC | Existing | NE5432 | Retro-Commissioning | Retro-Commissioning | NonEquip | 5 |  | 21.99% | Tech/Econ | 16% | 0 | 0 | 0
Tech | Grocery | Miscellaneous | Elevators/Escalators | TRC | Existing | NE4522 | VSD Controlled Compressor | VSD Controlled Compressor | NonEquip | 15 | Others | 0% | Tech/Econ | 20.79% | 0 | 0 | 0
Tech | Grocery | Miscellaneous | Elevators/Escalators | TRC | Existing | NE4496 | Regenerative Drive Elevator Motor | Regenerative Drive Elevator Motor | NonEquip | 13 | Elevators/Escalators | 0% | Tech/Econ | 6.211% | 0 | 0 | 0
Tech | Grocery | Miscellaneous | Elevators/Escalators | TRC | Existing | NE4470 | Engine Block Timer | Engine Block Timer | NonEquip | 5 | Others | 0% | Tech/Econ | 36% | 0 | 0 | 0
Tech | Grocery | Miscellaneous | Elevators/Escalators | TRC | Existing | NE4444 | Efficient Motor Belts | Efficient Motor Belts | NonEquip | 10 | Others | 0% | Tech/Econ | 1.105% | 0 | 0 | 0
Tech | Grocery | Office Equipment | Document production | TRC | New | NN4587 | Smart Strip Plug Outlet | Smart Strip Plug Outlet | NonEquip | 4 |  | 43.9% | Tech/Econ | 1.187% | 608.4833 | 0.090478 | 0.062881
Tech | Grocery | Office Equipment | Document production | TRC | New | NN4561 | Network PC Power Management | Network PC Power Management | NonEquip | 5 | Computers | 0% | Tech/Econ | 56.5% | 0 | 0 | 0
Tech | Grocery | Office Equipment | Document production | TRC | Existing | NE4574 | Smart Strip Plug Outlet | Smart Strip Plug Outlet | NonEquip | 4 |  | 43.9% | Tech/Econ | 1.187% | 33769.1064 | 5.0213 | 3.4897
Tech | Grocery | Office Equipment | Document production | TRC | Existing | NE4548 | Network PC Power Management | Network PC Power Management | NonEquip | 5 | Computers | 0% | Tech/Econ | 56.5% | 0 | 0 | 0
Tech | Grocery | Office Equipment | Document production | TRC | Turnover | ET2143 | ENERGY STAR Imaging Equipment | ENERGY STAR Imaging Equipment | Equip | 6 | Document production | 17.92% | Tech/Econ | 44.44% | 560767.3043 | 77.7652 | 52.2192
Tech | Grocery | Office Equipment | Document production | TRC | New | EN2169 | ENERGY STAR Imaging Equipment | ENERGY STAR Imaging Equipment | Equip | 6 | Document production | 17.92% | Tech/Econ | 44.44% | 10104.4297 | 1.4012 | 0.94093
Tech | Grocery | Space Cooling | District chilled water piped | TRC | New | NN5367 | Retro-Commissioning | Retro-Commissioning | NonEquip | 5 |  | 0% | Tech/Econ | 16% | 0 | 0 | 0
Tech | Grocery | Space Cooling | District chilled water piped | TRC | New | NN4379 | Window Sun Protection | Window Sun Protection | NonEquip | 10 |  | 15.35% | Tech/Econ | 16% | 0 | 0 | 0
Tech | Grocery | Space Cooling | District chilled water piped | TRC | New | NN4353 | Waterside Economizer | Waterside Economizer | NonEquip | 20 |  | 0% | Tech/Econ | 5.556% | 0 | 0 | 0
Tech | Grocery | Space Cooling | District chilled water piped | TRC | New | NN4301 | Warehouse Loading Dock Seals | Warehouse Loading Dock Seals | NonEquip | 18 |  | 0% | Tech/Econ | 0.6993% | 0 | 0 | 0
Tech | Grocery | Space Cooling | District chilled water piped | TRC | New | NN4145 | Smart Thermostat | Smart Thermostat | NonEquip | 11 |  | 31.48% | Tech/Econ | 10% | 0 | 0 | 0
Tech | Grocery | Space Cooling | District chilled water piped | TRC | New | NN4041 | Programmable Thermostat | Programmable Thermostat | NonEquip | 11 |  | 0% | Tech/Econ | 3.6% | 0 | 0 | 0
Tech | Grocery | Space Cooling | District chilled water piped | TRC | New | NN3989 | Low U-Value Windows | Low U-Value Windows | NonEquip | 20 |  | 20.9% | Tech/Econ | 10% | 0 | 0 | 0
Tech | Grocery | Space Cooling | District chilled water piped | TRC | New | NN3911 | HVAC tune-up_RTU | HVAC tune-up_RTU | NonEquip | 5 | Packaged air conditioning units (RTUs) | 0% | Tech/Econ | 5% | 0 | 0 | 0
Tech | Grocery | Space Cooling | District chilled water piped | TRC | New | NN3885 | HVAC tune-up | HVAC tune-up | NonEquip | 5 | Residential-type central air conditioners | 0% | Tech/Econ | 5% | 0 | 0 | 0
Tech | Grocery | Space Cooling | District chilled water piped | TRC | New | NN3807 | Green Roof | Green Roof | NonEquip | 15 |  | 0.49% | Tech/Econ | 0.4669% | 0 | 0 | 0
Tech | Grocery | Space Cooling | District chilled water piped | TRC | New | NN3677 | Facility Energy Management System | Facility Energy Management System | NonEquip | 15 |  | 4.276% | Tech/Econ | 20% | 0 | 0 | 0
Tech | Grocery | Space Cooling | District chilled water piped | TRC | New | NN3625 | Facility Commissioning | Facility Commissioning | NonEquip | 10 |  | 53.41% | Tech/Econ | 16% | 0 | 0 | 0
Tech | Grocery | Space Cooling | District chilled water piped | TRC | New | NN3599 | Energy Recovery Ventilation System (ERV) | Energy Recovery Ventilation System (ERV) | NonEquip | 15 | Packaged air conditioning units (RTUs) | 0% | Tech/Econ | 9.935% | 0 | 0 | 0
Tech | Grocery | Space Cooling | District chilled water piped | TRC | New | NN3521 | Duct Sealing Repair | Duct Sealing Repair | NonEquip | 15 |  | 0% | Tech/Econ | 12% | 0 | 0 | 0
Tech | Grocery | Space Cooling | District chilled water piped | TRC | New | NN3469 | Duct Insulation | Duct Insulation | NonEquip | 15 |  | 0% | Tech/Econ | 2.045% | 0 | 0 | 0
Tech | Grocery | Space Cooling | District chilled water piped | TRC | New | NN3417 | Dedicated Outdoor Air System on VRF unit | Dedicated Outdoor Air System on VRF unit | NonEquip | 15 | Residential-type central air conditioners | 0% | Tech/Econ | 17.5% | 0 | 0 | 0
Tech | Grocery | Space Cooling | District chilled water piped | TRC | New | NN3365 | Cool Roof | Cool Roof | NonEquip | 15 |  | 72.32% | Tech/Econ | 0.6634% | 0 | 0 | 0
Tech | Grocery | Space Cooling | District chilled water piped | TRC | New | NN3313 | Chilled Water System - Variable Speed Drives | Chilled Water System - Variable Speed Drives | NonEquip | 13 | Central chillers inside | 0% | Tech/Econ | 24.74% | 0 | 0 | 0
Tech | Grocery | Space Cooling | District chilled water piped | TRC | New | NN3209 | Ceiling Insulation(R2 to R38) | Ceiling Insulation(R2 to R38) | NonEquip | 20 |  | 0% | Tech/Econ | 5.495% | 0 | 0 | 0
Tech | Grocery | Space Cooling | District chilled water piped | TRC | New | NN3105 | Ceiling Insulation(R12 to R38) | Ceiling Insulation(R12 to R38) | NonEquip | 20 |  | 0% | Tech/Econ | 0.6614% | 0 | 0 | 0
Tech | Grocery | Space Cooling | District chilled water piped | TRC | New | NN3053 | Airside Economizer | Airside Economizer | NonEquip | 10 | Packaged air conditioning units (RTUs) | 0% | Tech/Econ | 5.556% | 0 | 0 | 0
Tech | Grocery | Space Cooling | District chilled water piped | TRC | Existing | NE5354 | Retro-Commissioning | Retro-Commissioning | NonEquip | 5 |  | 21.99% | Tech/Econ | 16% | 0 | 0 | 0
Tech | Grocery | Space Cooling | District chilled water piped | TRC | Existing | NE4366 | Window Sun Protection | Window Sun Protection | NonEquip | 10 |  | 12.19% | Tech/Econ | 16% | 0 | 0 | 0
Tech | Grocery | Space Cooling | District chilled water piped | TRC | Existing | NE4340 | Waterside Economizer | Waterside Economizer | NonEquip | 20 |  | 0% | Tech/Econ | 5.556% | 0 | 0 | 0
Tech | Grocery | Space Cooling | District chilled water piped | TRC | Existing | NE4288 | Warehouse Loading Dock Seals | Warehouse Loading Dock Seals | NonEquip | 18 |  | 0% | Tech/Econ | 0.6993% | 0 | 0 | 0
Tech | Grocery | Space Cooling | District chilled water piped | TRC | Existing | NE4210 | Wall Insulation | Wall Insulation | NonEquip | 20 |  | 0% | Tech/Econ | 4.506% | 0 | 0 | 0
Tech | Grocery | Space Cooling | District chilled water piped | TRC | Existing | NE4132 | Smart Thermostat | Smart Thermostat | NonEquip | 11 |  | 31.48% | Tech/Econ | 10% | 0 | 0 | 0
Tech | Grocery | Space Cooling | District chilled water piped | TRC | Existing | NE4106 | Roof Insulation | Roof Insulation | NonEquip | 20 |  | 58.5% | Tech/Econ | 0.8056% | 0 | 0 | 0
Tech | Grocery | Space Cooling | District chilled water piped | TRC | Existing | NE4028 | Programmable Thermostat | Programmable Thermostat | NonEquip | 11 |  | 0% | Tech/Econ | 3.6% | 0 | 0 | 0
Tech | Grocery | Space Cooling | District chilled water piped | TRC | Existing | NE3976 | Low U-Value Windows | Low U-Value Windows | NonEquip | 20 |  | 8.361% | Tech/Econ | 46% | 0 | 0 | 0
Tech | Grocery | Space Cooling | District chilled water piped | TRC | Existing | NE3950 | Infiltration Reduction - Air Sealing | Infiltration Reduction - Air Sealing | NonEquip | 11 |  | 0% | Tech/Econ | 0.3496% | 0 | 0 | 0
Tech | Grocery | Space Cooling | District chilled water piped | TRC | Existing | NE3898 | HVAC tune-up_RTU | HVAC tune-up_RTU | NonEquip | 5 | Packaged air conditioning units (RTUs) | 0% | Tech/Econ | 5% | 0 | 0 | 0
Tech | Grocery | Space Cooling | District chilled water piped | TRC | Existing | NE3872 | HVAC tune-up | HVAC tune-up | NonEquip | 5 | Residential-type central air conditioners | 0% | Tech/Econ | 5% | 0 | 0 | 0
Tech | Grocery | Space Cooling | District chilled water piped | TRC | Existing | NE3794 | Green Roof | Green Roof | NonEquip | 15 |  | 0.098% | Tech/Econ | 0.4669% | 0 | 0 | 0
Tech | Grocery | Space Cooling | District chilled water piped | TRC | Existing | NE3664 | Facility Energy Management System | Facility Energy Management System | NonEquip | 15 |  | 7.167% | Tech/Econ | 20% | 0 | 0 | 0
Tech | Grocery | Space Cooling | District chilled water piped | TRC | Existing | NE3586 | Energy Recovery Ventilation System (ERV) | Energy Recovery Ventilation System (ERV) | NonEquip | 15 | Packaged air conditioning units (RTUs) | 0% | Tech/Econ | 9.935% | 0 | 0 | 0
Tech | Grocery | Space Cooling | District chilled water piped | TRC | Existing | NE3508 | Duct Sealing Repair | Duct Sealing Repair | NonEquip | 15 |  | 0% | Tech/Econ | 12% | 0 | 0 | 0
Tech | Grocery | Space Cooling | District chilled water piped | TRC | Existing | NE3456 | Duct Insulation | Duct Insulation | NonEquip | 15 |  | 0% | Tech/Econ | 2.045% | 0 | 0 | 0
Tech | Grocery | Space Cooling | District chilled water piped | TRC | Existing | NE3404 | Dedicated Outdoor Air System on VRF unit | Dedicated Outdoor Air System on VRF unit | NonEquip | 15 | Residential-type central air conditioners | 0% | Tech/Econ | 17.5% | 0 | 0 | 0
Tech | Grocery | Space Cooling | District chilled water piped | TRC | Existing | NE3352 | Cool Roof | Cool Roof | NonEquip | 15 |  | 72.71% | Tech/Econ | 0.6634% | 0 | 0 | 0
Tech | Grocery | Space Cooling | District chilled water piped | TRC | Existing | NE3300 | Chilled Water System - Variable Speed Drives | Chilled Water System - Variable Speed Drives | NonEquip | 13 | Central chillers inside | 0% | Tech/Econ | 24.74% | 0 | 0 | 0
Tech | Grocery | Space Cooling | District chilled water piped | TRC | Existing | NE3196 | Ceiling Insulation(R2 to R38) | Ceiling Insulation(R2 to R38) | NonEquip | 20 |  | 0% | Tech/Econ | 5.495% | 0 | 0 | 0
Tech | Grocery | Space Cooling | District chilled water piped | TRC | Existing | NE3144 | Ceiling Insulation(R19 to R38) | Ceiling Insulation(R19 to R38) | NonEquip | 20 |  | 0% | Tech/Econ | 0.3053% | 0 | 0 | 0
Tech | Grocery | Space Cooling | District chilled water piped | TRC | Existing | NE3092 | Ceiling Insulation(R12 to R38) | Ceiling Insulation(R12 to R38) | NonEquip | 20 |  | 0% | Tech/Econ | 0.6614% | 0 | 0 | 0
Tech | Grocery | Space Cooling | District chilled water piped | TRC | Existing | NE3040 | Airside Economizer | Airside Economizer | NonEquip | 10 | Packaged air conditioning units (RTUs) | 0% | Tech/Econ | 5.556% | 0 | 0 | 0
Tech | Grocery | Space Cooling | District chilled water piped | TRC | Turnover | ET940 | High Efficiency Chiller (Air Cooled, 50 tons) | High Efficiency Chiller (Air Cooled, 50 tons) | Equip | 20 | District chilled water piped | 28.37% | Tech/Econ | 8.759% | 0 | 0 | 0
Tech | Grocery | Space Cooling | District chilled water piped | TRC | Turnover | ET1096 | High Efficiency Chiller (Water cooled-positive displacement, 100 tons) | High Efficiency Chiller (Water cooled-positive displacement, 100 tons) | Equip | 20 | District chilled water piped | 28.37% | Tech/Econ | 2.683% | 0 | 0 | 0
Tech | Grocery | Space Cooling | District chilled water piped | TRC | Turnover | ET1018 | High Efficiency Chiller (Water cooled-centrifugal, 200 tons) | High Efficiency Chiller (Water cooled-centrifugal, 200 tons) | Equip | 20 | District chilled water piped | 28.37% | Tech/Econ | 4.362% | 0 | 0 | 0
Tech | Grocery | Space Cooling | District chilled water piped | TRC | New | EN966 | High Efficiency Chiller (Air Cooled, 50 tons) | High Efficiency Chiller (Air Cooled, 50 tons) | Equip | 20 | District chilled water piped | 28.37% | Tech/Econ | 8.759% | 0 | 0 | 0
Tech | Grocery | Space Cooling | District chilled water piped | TRC | New | EN1122 | High Efficiency Chiller (Water cooled-positive displacement, 100 tons) | High Efficiency Chiller (Water cooled-positive displacement, 100 tons) | Equip | 20 | District chilled water piped | 28.37% | Tech/Econ | 2.683% | 0 | 0 | 0
Tech | Grocery | Space Cooling | District chilled water piped | TRC | New | EN1044 | High Efficiency Chiller (Water cooled-centrifugal, 200 tons) | High Efficiency Chiller (Water cooled-centrifugal, 200 tons) | Equip | 20 | District chilled water piped | 28.37% | Tech/Econ | 4.362% | 0 | 0 | 0
Tech | Grocery | Refrigeration | Display cases | TRC | New | NN5315 | Retro-Commissioning | Retro-Commissioning | NonEquip | 5 |  | 0% | Tech/Econ | 16% | 0 | 0 | 0
Tech | Grocery | Refrigeration | Display cases | TRC | New | NN4899 | Strip Curtains for Walk-ins | Strip Curtains for Walk-ins | NonEquip | 4 | Walk-in cooler | 0% | Tech/Econ | 2.115% | 0 | 0 | 0
Tech | Grocery | Refrigeration | Display cases | TRC | New | NN4873 | Refrigerated Display Case Lighting Controls | Refrigerated Display Case Lighting Controls | NonEquip | 8 | Display cases | 50% | Tech/Econ | 0.9365% | 0 | 0 | 0
Tech | Grocery | Refrigeration | Display cases | TRC | New | NN4847 | PSC to ECM Evaporator Fan Motor (Walk-In, Refrigerator) | PSC to ECM Evaporator Fan Motor (Walk-In, Refrigerator) | NonEquip | 15 | Walk-in cooler | 0% | Tech/Econ | 37.5% | 0 | 0 | 0
Tech | Grocery | Refrigeration | Display cases | TRC | New | NN4821 | PSC to ECM Evaporator Fan Motor (Reach-In) | PSC to ECM Evaporator Fan Motor (Reach-In) | NonEquip | 15 | Display cases | 68.68% | Tech/Econ | 37.5% | 0 | 0 | 0
Tech | Grocery | Refrigeration | Display cases | TRC | New | NN4795 | Night Covers for Display Cases | Night Covers for Display Cases | NonEquip | 5 | Display cases | 33.84% | Tech/Econ | 1.877% | 0 | 0 | 0
Tech | Grocery | Refrigeration | Display cases | TRC | New | NN4769 | High R-Value Glass Doors | High R-Value Glass Doors | NonEquip | 12 | Display cases | 76.15% | Tech/Econ | 0% | 0 | 0 | 0
Tech | Grocery | Refrigeration | Display cases | TRC | New | NN4743 | High Efficiency Refrigeration Compressor | High Efficiency Refrigeration Compressor | NonEquip | 13 | Display cases | 37.79% | Tech/Econ | 6.922% | 0 | 0 | 0
Tech | Grocery | Refrigeration | Display cases | TRC | New | NN4717 | Freezer-Cooler Replacement Gaskets | Freezer-Cooler Replacement Gaskets | NonEquip | 4 | Display cases | 0% | Tech/Econ | 0% | 0 | 0 | 0
Tech | Grocery | Refrigeration | Display cases | TRC | New | NN4691 | Floating Head Pressure Controls | Floating Head Pressure Controls | NonEquip | 15 |  | 0% | Tech/Econ | 6.05% | 0 | 0 | 0
Tech | Grocery | Refrigeration | Display cases | TRC | New | NN4665 | Demand Defrost | Demand Defrost | NonEquip | 10 | Walk-in cooler | 0% | Tech/Econ | 30% | 0 | 0 | 0
Tech | Grocery | Refrigeration | Display cases | TRC | New | NN4639 | Automatic Door Closer for Walk-in Coolers and Freezers | Automatic Door Closer for Walk-in Coolers and Freezers | NonEquip | 8 | Walk-in cooler | 0% | Tech/Econ | 3.131% | 0 | 0 | 0
Tech | Grocery | Refrigeration | Display cases | TRC | New | NN4613 | Anti-Sweat Controls | Anti-Sweat Controls | NonEquip | 8 | Display cases | 0% | Tech/Econ | 85% | 0 | 0 | 0
Tech | Grocery | Refrigeration | Display cases | TRC | Existing | NE5302 | Retro-Commissioning | Retro-Commissioning | NonEquip | 5 |  | 21.99% | Tech/Econ | 16% | 2600026.987 | 802.7493 | 1555.4088
Tech | Grocery | Refrigeration | Display cases | TRC | Existing | NE4886 | Strip Curtains for Walk-ins | Strip Curtains for Walk-ins | NonEquip | 4 | Walk-in cooler | 0% | Tech/Econ | 2.115% | 0 | 0 | 0
Tech | Grocery | Refrigeration | Display cases | TRC | Existing | NE4860 | Refrigerated Display Case Lighting Controls | Refrigerated Display Case Lighting Controls | NonEquip | 8 | Display cases | 50% | Tech/Econ | 2.524% | 835268.5954 | 114.7368 | 107.214
Tech | Grocery | Refrigeration | Display cases | TRC | Existing | NE4834 | PSC to ECM Evaporator Fan Motor (Walk-In, Refrigerator) | PSC to ECM Evaporator Fan Motor (Walk-In, Refrigerator) | NonEquip | 15 | Walk-in cooler | 0% | Tech/Econ | 37.5% | 0 | 0 | 0
Tech | Grocery | Refrigeration | Display cases | TRC | Existing | NE4808 | PSC to ECM Evaporator Fan Motor (Reach-In) | PSC to ECM Evaporator Fan Motor (Reach-In) | NonEquip | 15 | Display cases | 17.17% | Tech/Econ | 37.5% | 6212230.745 | 864.6366 | 79.2076
Tech | Grocery | Refrigeration | Display cases | TRC | Existing | NE4782 | Night Covers for Display Cases | Night Covers for Display Cases | NonEquip | 5 | Display cases | 42.3% | Tech/Econ | 1.877% | 518894.4533 | 77.9412 | 34.8334
Tech | Grocery | Refrigeration | Display cases | TRC | Existing | NE4756 | High R-Value Glass Doors | High R-Value Glass Doors | NonEquip | 12 | Display cases | 76.15% | Tech/Econ | 23.81% | 16365687.48 | 2390.0566 | 822.0545
Tech | Grocery | Refrigeration | Display cases | TRC | Existing | NE4730 | High Efficiency Refrigeration Compressor | High Efficiency Refrigeration Compressor | NonEquip | 13 | Display cases | 74.65% | Tech/Econ | 6.922% | 3684580.854 | 555.5761 | 260.0327
Tech | Grocery | Refrigeration | Display cases | TRC | Existing | NE4704 | Freezer-Cooler Replacement Gaskets | Freezer-Cooler Replacement Gaskets | NonEquip | 4 | Display cases | 66.96% | Tech/Econ | 3.131% | 1417420.209 | 206.42 | 67.207
Tech | Grocery | Refrigeration | Display cases | TRC | Existing | NE4678 | Floating Head Pressure Controls | Floating Head Pressure Controls | NonEquip | 15 |  | 0% | Tech/Econ | 6.05% | 0 | 0 | 0
Tech | Grocery | Refrigeration | Display cases | TRC | Existing | NE4652 | Demand Defrost | Demand Defrost | NonEquip | 10 | Walk-in cooler | 0% | Tech/Econ | 30% | 0 | 0 | 0
Tech | Grocery | Refrigeration | Display cases | TRC | Existing | NE4626 | Automatic Door Closer for Walk-in Coolers and Freezers | Automatic Door Closer for Walk-in Coolers and Freezers | NonEquip | 8 | Walk-in cooler | 0% | Tech/Econ | 3.131% | 0 | 0 | 0
Tech | Grocery | Refrigeration | Display cases | TRC | Existing | NE4600 | Anti-Sweat Controls | Anti-Sweat Controls | NonEquip | 8 | Display cases | 13.66% | Tech/Econ | 85% | 26485479.44 | 2116.6819 | 2128.074
Tech | Grocery | Refrigeration | Display cases | TRC | Turnover | ET2455 | Energy Star Commercial Solid Door Refrigerator | Energy Star Commercial Solid Door Refrigerator | Equip | 12 | Display cases | 66.59% | Tech/Econ | 50.28% | 67485740.73 | 10079.8332 | 4504.2862
Tech | Grocery | Refrigeration | Display cases | TRC | Turnover | ET2416 | Energy Star Commercial Solid Door Freezer | Energy Star Commercial Solid Door Freezer | Equip | 12 | Display cases | 66.59% | Tech/Econ | 42.11% | 37599885.44 | 5616.0097 | 2509.5767
Tech | Grocery | Refrigeration | Display cases | TRC | New | EN2481 | Energy Star Commercial Solid Door Refrigerator | Energy Star Commercial Solid Door Refrigerator | Equip | 12 | Display cases | 66.59% | Tech/Econ | 50.28% | 1375806.225 | 205.4937 | 91.8272
Tech | Grocery | Refrigeration | Display cases | TRC | New | EN2442 | Energy Star Commercial Solid Door Freezer | Energy Star Commercial Solid Door Freezer | Equip | 12 | Display cases | 66.59% | Tech/Econ | 42.11% | 384531.9745 | 57.4346 | 25.6653
Tech | Grocery | Cooking | Cooking Other | TRC | Turnover | ET4 | Efficient Exhaust Hood | Efficient Exhaust Hood | Equip | 15 | Cooking Other | 0% | Tech/Econ | 42.5% | 0 | 0 | 0
Tech | Grocery | Cooking | Cooking Other | TRC | Turnover | ET238 | Induction Cooktops | Induction Cooktops | Equip | 10 | Cooking Other | 0% | Tech/Econ | 18.82% | 0 | 0 | 0
Tech | Grocery | Cooking | Cooking Other | TRC | Turnover | ET160 | Energy Star Hot Food Holding Cabinet | Energy Star Hot Food Holding Cabinet | Equip | 12 | Cooking Other | 0% | Tech/Econ | 52.67% | 0 | 0 | 0
Tech | Grocery | Cooking | Cooking Other | TRC | Turnover | ET121 | Energy Star Griddle | Energy Star Griddle | Equip | 12 | Cooking Other | 0% | Tech/Econ | 12.08% | 0 | 0 | 0
Tech | Grocery | Cooking | Cooking Other | TRC | New | EN30 | Efficient Exhaust Hood | Efficient Exhaust Hood | Equip | 15 | Cooking Other | 0% | Tech/Econ | 42.5% | 0 | 0 | 0
Tech | Grocery | Cooking | Cooking Other | TRC | New | EN264 | Induction Cooktops | Induction Cooktops | Equip | 10 | Cooking Other | 0% | Tech/Econ | 18.82% | 0 | 0 | 0
Tech | Grocery | Cooking | Cooking Other | TRC | New | EN186 | Energy Star Hot Food Holding Cabinet | Energy Star Hot Food Holding Cabinet | Equip | 12 | Cooking Other | 0% | Tech/Econ | 52.67% | 0 | 0 | 0
Tech | Grocery | Cooking | Cooking Other | TRC | New | EN147 | Energy Star Griddle | Energy Star Griddle | Equip | 12 | Cooking Other | 0% | Tech/Econ | 12.08% | 0 | 0 | 0
Tech | Grocery | Office Equipment | Computers | TRC | New | NN4587 | Smart Strip Plug Outlet | Smart Strip Plug Outlet | NonEquip | 4 |  | 43.9% | Tech/Econ | 1.187% | 365.6908 | 0.054376 | 0.037791
Tech | Grocery | Office Equipment | Computers | TRC | New | NN4561 | Network PC Power Management | Network PC Power Management | NonEquip | 5 | Computers | 0% | Tech/Econ | 56.5% | 0 | 0 | 0
Tech | Grocery | Office Equipment | Computers | TRC | Existing | NE4574 | Smart Strip Plug Outlet | Smart Strip Plug Outlet | NonEquip | 4 |  | 43.9% | Tech/Econ | 1.187% | 20294.8044 | 3.0177 | 2.0973
Tech | Grocery | Office Equipment | Computers | TRC | Existing | NE4548 | Network PC Power Management | Network PC Power Management | NonEquip | 5 | Computers | 0% | Tech/Econ | 56.5% | 0 | 0 | 0
Tech | Grocery | Office Equipment | Computers | TRC | Turnover | ET2182 | Energy Star PCs | Energy Star PCs | Equip | 4 | Computers | 35% | Tech/Econ | 43.34% | 696509.8629 | 99.1958 | 38.4758
Tech | Grocery | Office Equipment | Computers | TRC | New | EN2208 | Energy Star PCs | Energy Star PCs | Equip | 4 | Computers | 35% | Tech/Econ | 43.34% | 12550.366 | 1.7874 | 0.69329
Tech | Grocery | Domestic Hot Water | Centralized water heaters | TRC | New | NN5419 | Retro-Commissioning | Retro-Commissioning | NonEquip | 5 |  | 0% | Tech/Econ | 16% | 0 | 0 | 0
Tech | Grocery | Domestic Hot Water | Centralized water heaters | TRC | New | NN2923 | Thermostatic Shower Restriction Valve | Thermostatic Shower Restriction Valve | NonEquip | 10 | Centralized water heaters | 0% | Tech/Econ | 5.962% | 0 | 0 | 0
Tech | Grocery | Domestic Hot Water | Centralized water heaters | TRC | New | NN2897 | Tank Wrap on Water Heater | Tank Wrap on Water Heater | NonEquip | 7 | Centralized water heaters | 55.99% | Tech/Econ | 1.755% | 0 | 0 | 0
Tech | Grocery | Domestic Hot Water | Centralized water heaters | TRC | New | NN2871 | Low-Flow Pre-Rinse Sprayers | Low-Flow Pre-Rinse Sprayers | NonEquip | 5 | Centralized water heaters | 27.37% | Tech/Econ | 15.77% | 2091.3587 | 0.1928 | 0.50401
Tech | Grocery | Domestic Hot Water | Centralized water heaters | TRC | New | NN2845 | Low Flow Shower Head | Low Flow Shower Head | NonEquip | 10 | Centralized water heaters | 0% | Tech/Econ | 1.208% | 0 | 0 | 0
Tech | Grocery | Domestic Hot Water | Centralized water heaters | TRC | New | NN2819 | Hot Water Pipe Insulation | Hot Water Pipe Insulation | NonEquip | 13 | Centralized water heaters | 22.45% | Tech/Econ | 9.424% | 135.5698 | 0.010668 | 0.018443
Tech | Grocery | Domestic Hot Water | Centralized water heaters | TRC | New | NN2793 | Hot Water Circulation Pump Control | Hot Water Circulation Pump Control | NonEquip | 15 | Centralized water heaters | 0% | Tech/Econ | 4.526% | 0 | 0 | 0
Tech | Grocery | Domestic Hot Water | Centralized water heaters | TRC | New | NN2767 | Faucet Aerator | Faucet Aerator | NonEquip | 10 | Centralized water heaters | 23.64% | Tech/Econ | 1.707% | 0 | 0 | 0
Tech | Grocery | Domestic Hot Water | Centralized water heaters | TRC | New | NN2741 | Drain Water Heat Recovery | Drain Water Heat Recovery | NonEquip | 15 | Centralized water heaters | 22.45% | Tech/Econ | 12.27% | 1277.0634 | 0.077185 | 0.53606
Tech | Grocery | Domestic Hot Water | Centralized water heaters | TRC | Existing | NE5406 | Retro-Commissioning | Retro-Commissioning | NonEquip | 5 |  | 21.99% | Tech/Econ | 16% | 94568.2579 | 29.1976 | 56.5734
Tech | Grocery | Domestic Hot Water | Centralized water heaters | TRC | Existing | NE2910 | Thermostatic Shower Restriction Valve | Thermostatic Shower Restriction Valve | NonEquip | 10 | Centralized water heaters | 0% | Tech/Econ | 5.703% | 0 | 0 | 0
Tech | Grocery | Domestic Hot Water | Centralized water heaters | TRC | Existing | NE2884 | Tank Wrap on Water Heater | Tank Wrap on Water Heater | NonEquip | 7 | Centralized water heaters | 55.99% | Tech/Econ | 1.755% | 23526.111 | 2.3566 | 2.4044
Tech | Grocery | Domestic Hot Water | Centralized water heaters | TRC | Existing | NE2858 | Low-Flow Pre-Rinse Sprayers | Low-Flow Pre-Rinse Sprayers | NonEquip | 5 | Centralized water heaters | 27.37% | Tech/Econ | 15.04% | 106783.5907 | 9.8445 | 25.7343
Tech | Grocery | Domestic Hot Water | Centralized water heaters | TRC | Existing | NE2832 | Low Flow Shower Head | Low Flow Shower Head | NonEquip | 10 | Centralized water heaters | 0% | Tech/Econ | 1.156% | 0 | 0 | 0
Tech | Grocery | Domestic Hot Water | Centralized water heaters | TRC | Existing | NE2806 | Hot Water Pipe Insulation | Hot Water Pipe Insulation | NonEquip | 13 | Centralized water heaters | 4.299% | Tech/Econ | 9.015% | 9604.817 | 0.75582 | 1.3066
Tech | Grocery | Domestic Hot Water | Centralized water heaters | TRC | Existing | NE2780 | Hot Water Circulation Pump Control | Hot Water Circulation Pump Control | NonEquip | 15 | Centralized water heaters | 70.18% | Tech/Econ | 4.329% | 75003.4775 | 0 | 0
Tech | Grocery | Domestic Hot Water | Centralized water heaters | TRC | Existing | NE2754 | Faucet Aerator | Faucet Aerator | NonEquip | 10 | Centralized water heaters | 23.64% | Tech/Econ | 1.633% | 9150.664 | 0.48564 | 4.144
Tech | Grocery | Domestic Hot Water | Centralized water heaters | TRC | Existing | NE2728 | Drain Water Heat Recovery | Drain Water Heat Recovery | NonEquip | 15 | Centralized water heaters | 2.67% | Tech/Econ | 12.27% | 8147.9916 | 0.49246 | 3.4202
Tech | Grocery | Domestic Hot Water | Centralized water heaters | TRC | Turnover | ET433 | Solar Water Heater | Solar Water Heater | Equip | 15 | Centralized water heaters | 28.37% | Tech/Econ | 76.67% | 850489.0975 | 63.5672 | 8.9245
Tech | Grocery | Domestic Hot Water | Centralized water heaters | TRC | Turnover | ET355 | Heat Pump Water Heater | Heat Pump Water Heater | Equip | 10 | Centralized water heaters | 18.61% | Tech/Econ | 65.32% | 371991.1592 | 26.0987 | 136.9195
Tech | Grocery | Domestic Hot Water | Centralized water heaters | TRC | Turnover | ET277 | Energy Star Commercial Dishwasher | Energy Star Commercial Dishwasher | Equip | 15 | Centralized water heaters | 0% | Tech/Econ | 29.58% | 0 | 0 | 0
Tech | Grocery | Domestic Hot Water | Centralized water heaters | TRC | New | EN459 | Solar Water Heater | Solar Water Heater | Equip | 15 | Centralized water heaters | 28.37% | Tech/Econ | 76.67% | 15324.9079 | 1.1454 | 0.16081
Tech | Grocery | Domestic Hot Water | Centralized water heaters | TRC | New | EN381 | Heat Pump Water Heater | Heat Pump Water Heater | Equip | 10 | Centralized water heaters | 18.61% | Tech/Econ | 65.32% | 6702.8846 | 0.47027 | 2.4671
Tech | Grocery | Domestic Hot Water | Centralized water heaters | TRC | New | EN303 | Energy Star Commercial Dishwasher | Energy Star Commercial Dishwasher | Equip | 15 | Centralized water heaters | 0% | Tech/Econ | 29.58% | 0 | 0 | 0
Tech | Grocery | Space Cooling | Central chillers inside | TRC | New | NN5367 | Retro-Commissioning | Retro-Commissioning | NonEquip | 5 |  | 0% | Tech/Econ | 16% | 0 | 0 | 0
Tech | Grocery | Space Cooling | Central chillers inside | TRC | New | NN4379 | Window Sun Protection | Window Sun Protection | NonEquip | 10 |  | 15.35% | Tech/Econ | 16% | 0 | 0 | 0
Tech | Grocery | Space Cooling | Central chillers inside | TRC | New | NN4353 | Waterside Economizer | Waterside Economizer | NonEquip | 20 |  | 0% | Tech/Econ | 5.556% | 0 | 0 | 0
Tech | Grocery | Space Cooling | Central chillers inside | TRC | New | NN4301 | Warehouse Loading Dock Seals | Warehouse Loading Dock Seals | NonEquip | 18 |  | 0% | Tech/Econ | 0.6993% | 0 | 0 | 0
Tech | Grocery | Space Cooling | Central chillers inside | TRC | New | NN4145 | Smart Thermostat | Smart Thermostat | NonEquip | 11 |  | 31.48% | Tech/Econ | 10% | 0 | 0 | 0
Tech | Grocery | Space Cooling | Central chillers inside | TRC | New | NN4041 | Programmable Thermostat | Programmable Thermostat | NonEquip | 11 |  | 0% | Tech/Econ | 3.6% | 0 | 0 | 0
Tech | Grocery | Space Cooling | Central chillers inside | TRC | New | NN3989 | Low U-Value Windows | Low U-Value Windows | NonEquip | 20 |  | 20.9% | Tech/Econ | 10% | 0 | 0 | 0
Tech | Grocery | Space Cooling | Central chillers inside | TRC | New | NN3911 | HVAC tune-up_RTU | HVAC tune-up_RTU | NonEquip | 5 | Packaged air conditioning units (RTUs) | 0% | Tech/Econ | 5% | 0 | 0 | 0
Tech | Grocery | Space Cooling | Central chillers inside | TRC | New | NN3885 | HVAC tune-up | HVAC tune-up | NonEquip | 5 | Residential-type central air conditioners | 0% | Tech/Econ | 5% | 0 | 0 | 0
Tech | Grocery | Space Cooling | Central chillers inside | TRC | New | NN3807 | Green Roof | Green Roof | NonEquip | 15 |  | 0.49% | Tech/Econ | 0.4669% | 0 | 0 | 0
Tech | Grocery | Space Cooling | Central chillers inside | TRC | New | NN3677 | Facility Energy Management System | Facility Energy Management System | NonEquip | 15 |  | 4.276% | Tech/Econ | 20% | 0 | 0 | 0
Tech | Grocery | Space Cooling | Central chillers inside | TRC | New | NN3625 | Facility Commissioning | Facility Commissioning | NonEquip | 10 |  | 53.41% | Tech/Econ | 16% | 0 | 0 | 0
Tech | Grocery | Space Cooling | Central chillers inside | TRC | New | NN3599 | Energy Recovery Ventilation System (ERV) | Energy Recovery Ventilation System (ERV) | NonEquip | 15 | Packaged air conditioning units (RTUs) | 0% | Tech/Econ | 9.935% | 0 | 0 | 0
Tech | Grocery | Space Cooling | Central chillers inside | TRC | New | NN3521 | Duct Sealing Repair | Duct Sealing Repair | NonEquip | 15 |  | 0% | Tech/Econ | 12% | 0 | 0 | 0
Tech | Grocery | Space Cooling | Central chillers inside | TRC | New | NN3469 | Duct Insulation | Duct Insulation | NonEquip | 15 |  | 0% | Tech/Econ | 2.045% | 0 | 0 | 0
Tech | Grocery | Space Cooling | Central chillers inside | TRC | New | NN3417 | Dedicated Outdoor Air System on VRF unit | Dedicated Outdoor Air System on VRF unit | NonEquip | 15 | Residential-type central air conditioners | 0% | Tech/Econ | 17.5% | 0 | 0 | 0
Tech | Grocery | Space Cooling | Central chillers inside | TRC | New | NN3365 | Cool Roof | Cool Roof | NonEquip | 15 |  | 72.32% | Tech/Econ | 0.6634% | 0 | 0 | 0
Tech | Grocery | Space Cooling | Central chillers inside | TRC | New | NN3313 | Chilled Water System - Variable Speed Drives | Chilled Water System - Variable Speed Drives | NonEquip | 13 | Central chillers inside | 74.38% | Tech/Econ | 24.74% | 0 | 0 | 0
Tech | Grocery | Space Cooling | Central chillers inside | TRC | New | NN3209 | Ceiling Insulation(R2 to R38) | Ceiling Insulation(R2 to R38) | NonEquip | 20 |  | 0% | Tech/Econ | 5.495% | 0 | 0 | 0
Tech | Grocery | Space Cooling | Central chillers inside | TRC | New | NN3105 | Ceiling Insulation(R12 to R38) | Ceiling Insulation(R12 to R38) | NonEquip | 20 |  | 0% | Tech/Econ | 0.6614% | 0 | 0 | 0
Tech | Grocery | Space Cooling | Central chillers inside | TRC | New | NN3053 | Airside Economizer | Airside Economizer | NonEquip | 10 | Packaged air conditioning units (RTUs) | 0% | Tech/Econ | 5.556% | 0 | 0 | 0
Tech | Grocery | Space Cooling | Central chillers inside | TRC | Existing | NE5354 | Retro-Commissioning | Retro-Commissioning | NonEquip | 5 |  | 21.99% | Tech/Econ | 16% | 0 | 0 | 0
Tech | Grocery | Space Cooling | Central chillers inside | TRC | Existing | NE4366 | Window Sun Protection | Window Sun Protection | NonEquip | 10 |  | 12.19% | Tech/Econ | 16% | 0 | 0 | 0
Tech | Grocery | Space Cooling | Central chillers inside | TRC | Existing | NE4340 | Waterside Economizer | Waterside Economizer | NonEquip | 20 |  | 0% | Tech/Econ | 5.556% | 0 | 0 | 0
Tech | Grocery | Space Cooling | Central chillers inside | TRC | Existing | NE4288 | Warehouse Loading Dock Seals | Warehouse Loading Dock Seals | NonEquip | 18 |  | 0% | Tech/Econ | 0.6993% | 0 | 0 | 0
Tech | Grocery | Space Cooling | Central chillers inside | TRC | Existing | NE4210 | Wall Insulation | Wall Insulation | NonEquip | 20 |  | 0% | Tech/Econ | 4.506% | 0 | 0 | 0
Tech | Grocery | Space Cooling | Central chillers inside | TRC | Existing | NE4132 | Smart Thermostat | Smart Thermostat | NonEquip | 11 |  | 31.48% | Tech/Econ | 10% | 0 | 0 | 0
Tech | Grocery | Space Cooling | Central chillers inside | TRC | Existing | NE4106 | Roof Insulation | Roof Insulation | NonEquip | 20 |  | 58.5% | Tech/Econ | 0.8056% | 0 | 0 | 0
Tech | Grocery | Space Cooling | Central chillers inside | TRC | Existing | NE4028 | Programmable Thermostat | Programmable Thermostat | NonEquip | 11 |  | 0% | Tech/Econ | 3.6% | 0 | 0 | 0
Tech | Grocery | Space Cooling | Central chillers inside | TRC | Existing | NE3976 | Low U-Value Windows | Low U-Value Windows | NonEquip | 20 |  | 8.361% | Tech/Econ | 46% | 0 | 0 | 0
Tech | Grocery | Space Cooling | Central chillers inside | TRC | Existing | NE3950 | Infiltration Reduction - Air Sealing | Infiltration Reduction - Air Sealing | NonEquip | 11 |  | 0% | Tech/Econ | 0.3496% | 0 | 0 | 0
Tech | Grocery | Space Cooling | Central chillers inside | TRC | Existing | NE3898 | HVAC tune-up_RTU | HVAC tune-up_RTU | NonEquip | 5 | Packaged air conditioning units (RTUs) | 0% | Tech/Econ | 5% | 0 | 0 | 0
Tech | Grocery | Space Cooling | Central chillers inside | TRC | Existing | NE3872 | HVAC tune-up | HVAC tune-up | NonEquip | 5 | Residential-type central air conditioners | 0% | Tech/Econ | 5% | 0 | 0 | 0
Tech | Grocery | Space Cooling | Central chillers inside | TRC | Existing | NE3794 | Green Roof | Green Roof | NonEquip | 15 |  | 0.098% | Tech/Econ | 0.4669% | 0 | 0 | 0
Tech | Grocery | Space Cooling | Central chillers inside | TRC | Existing | NE3664 | Facility Energy Management System | Facility Energy Management System | NonEquip | 15 |  | 7.167% | Tech/Econ | 20% | 0 | 0 | 0
Tech | Grocery | Space Cooling | Central chillers inside | TRC | Existing | NE3586 | Energy Recovery Ventilation System (ERV) | Energy Recovery Ventilation System (ERV) | NonEquip | 15 | Packaged air conditioning units (RTUs) | 0% | Tech/Econ | 9.935% | 0 | 0 | 0
Tech | Grocery | Space Cooling | Central chillers inside | TRC | Existing | NE3508 | Duct Sealing Repair | Duct Sealing Repair | NonEquip | 15 |  | 0% | Tech/Econ | 12% | 0 | 0 | 0
Tech | Grocery | Space Cooling | Central chillers inside | TRC | Existing | NE3456 | Duct Insulation | Duct Insulation | NonEquip | 15 |  | 0% | Tech/Econ | 2.045% | 0 | 0 | 0
Tech | Grocery | Space Cooling | Central chillers inside | TRC | Existing | NE3404 | Dedicated Outdoor Air System on VRF unit | Dedicated Outdoor Air System on VRF unit | NonEquip | 15 | Residential-type central air conditioners | 0% | Tech/Econ | 17.5% | 0 | 0 | 0
Tech | Grocery | Space Cooling | Central chillers inside | TRC | Existing | NE3352 | Cool Roof | Cool Roof | NonEquip | 15 |  | 72.71% | Tech/Econ | 0.6634% | 0 | 0 | 0
Tech | Grocery | Space Cooling | Central chillers inside | TRC | Existing | NE3300 | Chilled Water System - Variable Speed Drives | Chilled Water System - Variable Speed Drives | NonEquip | 13 | Central chillers inside | 74.38% | Tech/Econ | 24.74% | 0 | 0 | 0
Tech | Grocery | Space Cooling | Central chillers inside | TRC | Existing | NE3196 | Ceiling Insulation(R2 to R38) | Ceiling Insulation(R2 to R38) | NonEquip | 20 |  | 0% | Tech/Econ | 5.495% | 0 | 0 | 0
Tech | Grocery | Space Cooling | Central chillers inside | TRC | Existing | NE3144 | Ceiling Insulation(R19 to R38) | Ceiling Insulation(R19 to R38) | NonEquip | 20 |  | 0% | Tech/Econ | 0.3053% | 0 | 0 | 0
Tech | Grocery | Space Cooling | Central chillers inside | TRC | Existing | NE3092 | Ceiling Insulation(R12 to R38) | Ceiling Insulation(R12 to R38) | NonEquip | 20 |  | 0% | Tech/Econ | 0.6614% | 0 | 0 | 0
Tech | Grocery | Space Cooling | Central chillers inside | TRC | Existing | NE3040 | Airside Economizer | Airside Economizer | NonEquip | 10 | Packaged air conditioning units (RTUs) | 0% | Tech/Econ | 5.556% | 0 | 0 | 0
Tech | Grocery | Space Cooling | Central chillers inside | TRC | Turnover | ET979 | High Efficiency Chiller (Water cooled-centrifugal, 200 tons) | High Efficiency Chiller (Water cooled-centrifugal, 200 tons) | Equip | 20 | Central chillers inside | 28.37% | Tech/Econ | 4.362% | 0 | 0 | 0
Tech | Grocery | Space Cooling | Central chillers inside | TRC | Turnover | ET901 | High Efficiency Chiller (Air Cooled, 50 tons) | High Efficiency Chiller (Air Cooled, 50 tons) | Equip | 20 | Central chillers inside | 28.37% | Tech/Econ | 8.759% | 0 | 0 | 0
Tech | Grocery | Space Cooling | Central chillers inside | TRC | Turnover | ET1057 | High Efficiency Chiller (Water cooled-positive displacement, 100 tons) | High Efficiency Chiller (Water cooled-positive displacement, 100 tons) | Equip | 20 | Central chillers inside | 28.37% | Tech/Econ | 2.683% | 0 | 0 | 0
Tech | Grocery | Space Cooling | Central chillers inside | TRC | New | EN927 | High Efficiency Chiller (Air Cooled, 50 tons) | High Efficiency Chiller (Air Cooled, 50 tons) | Equip | 20 | Central chillers inside | 28.37% | Tech/Econ | 8.759% | 0 | 0 | 0
Tech | Grocery | Space Cooling | Central chillers inside | TRC | New | EN1083 | High Efficiency Chiller (Water cooled-positive displacement, 100 tons) | High Efficiency Chiller (Water cooled-positive displacement, 100 tons) | Equip | 20 | Central chillers inside | 28.37% | Tech/Econ | 2.683% | 0 | 0 | 0
Tech | Grocery | Space Cooling | Central chillers inside | TRC | New | EN1005 | High Efficiency Chiller (Water cooled-centrifugal, 200 tons) | High Efficiency Chiller (Water cooled-centrifugal, 200 tons) | Equip | 20 | Central chillers inside | 28.37% | Tech/Econ | 4.362% | 0 | 0 | 0
Tech | Grocery | Ventilation and Circulation | Central air-handling unit | TRC | New | NN5393 | Retro-Commissioning | Retro-Commissioning | NonEquip | 5 |  | 0% | Tech/Econ | 16% | 0 | 0 | 0
Tech | Grocery | Ventilation and Circulation | Central air-handling unit | TRC | New | NN4977 | VAV System | VAV System | NonEquip | 10 |  | 0% | Tech/Econ | 30% | 0 | 0 | 0
Tech | Grocery | Ventilation and Circulation | Central air-handling unit | TRC | New | NN4951 | Demand Controlled Ventilation | Demand Controlled Ventilation | NonEquip | 10 |  | 23.39% | Tech/Econ | 9.434% | 20339.1916 | 2.1176 | 11.9221
Tech | Grocery | Ventilation and Circulation | Central air-handling unit | TRC | New | NN4925 | CO Sensors for Parking Garage Exhaust | CO Sensors for Parking Garage Exhaust | NonEquip | 15 | Motor/Fan | 0% | Tech/Econ | 33% | 0 | 0 | 0
Tech | Grocery | Ventilation and Circulation | Central air-handling unit | TRC | Existing | NE5380 | Retro-Commissioning | Retro-Commissioning | NonEquip | 5 |  | 21.99% | Tech/Econ | 16% | 1799616.18 | 555.6253 | 1076.5807
Tech | Grocery | Ventilation and Circulation | Central air-handling unit | TRC | Existing | NE4964 | VAV System | VAV System | NonEquip | 10 |  | 0% | Tech/Econ | 30% | 0 | 0 | 0
Tech | Grocery | Ventilation and Circulation | Central air-handling unit | TRC | Existing | NE4938 | Demand Controlled Ventilation | Demand Controlled Ventilation | NonEquip | 10 |  | 23.39% | Tech/Econ | 9.434% | 1089054.424 | 113.3865 | 638.3662
Tech | Grocery | Ventilation and Circulation | Central air-handling unit | TRC | Existing | NE4912 | CO Sensors for Parking Garage Exhaust | CO Sensors for Parking Garage Exhaust | NonEquip | 15 | Motor/Fan | 0% | Tech/Econ | 33% | 0 | 0 | 0
Tech | Grocery | Interior Lighting | case lighting | TRC | New | NN5263 | Retro-Commissioning | Retro-Commissioning | NonEquip | 5 |  | 0% | Tech/Econ | 16% | 0 | 0 | 0
Tech | Grocery | Interior Lighting | case lighting | TRC | New | NN4431 | Interior Lighting Controls | Interior Lighting Controls | NonEquip | 8 | Overhead (fluorescent/LED/CFL U-shape) | 0% | Tech/Econ | 28% | 0 | 0 | 0
Tech | Grocery | Interior Lighting | case lighting | TRC | New | NN4405 | Bi-Level Lighting Control (Interior) | Bi-Level Lighting Control (Interior) | NonEquip | 8 | Overhead (fluorescent/LED/CFL U-shape) | 0% | Tech/Econ | 31% | 0 | 0 | 0
Tech | Grocery | Interior Lighting | case lighting | TRC | New | NN3703 | Facility Energy Management System | Facility Energy Management System | NonEquip | 15 |  | 4.276% | Tech/Econ | 24% | 1.5446 | 0.00040307 | 0.00018533
Tech | Grocery | Interior Lighting | case lighting | TRC | Existing | NE5250 | Retro-Commissioning | Retro-Commissioning | NonEquip | 5 |  | 21.99% | Tech/Econ | 16% | 288.8232 | 0.089173 | 0.17278
Tech | Grocery | Interior Lighting | case lighting | TRC | Existing | NE4418 | Interior Lighting Controls | Interior Lighting Controls | NonEquip | 8 | Overhead (fluorescent/LED/CFL U-shape) | 0% | Tech/Econ | 28% | 0 | 0 | 0
Tech | Grocery | Interior Lighting | case lighting | TRC | Existing | NE4392 | Bi-Level Lighting Control (Interior) | Bi-Level Lighting Control (Interior) | NonEquip | 8 | Overhead (fluorescent/LED/CFL U-shape) | 0% | Tech/Econ | 31% | 0 | 0 | 0
Tech | Grocery | Interior Lighting | case lighting | TRC | Existing | NE3690 | Facility Energy Management System | Facility Energy Management System | NonEquip | 15 |  | 7.167% | Tech/Econ | 24% | 143.6737 | 0.037493 | 0.017239
Tech | Grocery | Space Heating | Boilers | TRC | New | NN5341 | Retro-Commissioning | Retro-Commissioning | NonEquip | 5 |  | 0% | Tech/Econ | 16% | 0 | 0 | 0
Tech | Grocery | Space Heating | Boilers | TRC | New | NN4327 | Water Cooled Refrigeration Heat Recovery | Water Cooled Refrigeration Heat Recovery | NonEquip | 20 |  | 0% | Tech/Econ | 10% | 0 | 0 | 0
Tech | Grocery | Space Heating | Boilers | TRC | New | NN4275 | Warehouse Loading Dock Seals | Warehouse Loading Dock Seals | NonEquip | 18 |  | 0% | Tech/Econ | 0.864% | 0 | 0 | 0
Tech | Grocery | Space Heating | Boilers | TRC | New | NN4249 | Wall Insulation | Wall Insulation | NonEquip | 20 |  | 0% | Tech/Econ | 0% | 0 | 0 | 0
Tech | Grocery | Space Heating | Boilers | TRC | New | NN4171 | Smart Thermostat | Smart Thermostat | NonEquip | 11 |  | 31.48% | Tech/Econ | 10% | 0 | 0 | 0
Tech | Grocery | Space Heating | Boilers | TRC | New | NN4093 | Roof Insulation | Roof Insulation | NonEquip | 20 |  | 58.5% | Tech/Econ | 0.4977% | 0 | 0 | 0
Tech | Grocery | Space Heating | Boilers | TRC | New | NN4067 | Programmable Thermostat | Programmable Thermostat | NonEquip | 11 |  | 0% | Tech/Econ | 3.6% | 0 | 0 | 0
Tech | Grocery | Space Heating | Boilers | TRC | New | NN4015 | Low U-Value Windows | Low U-Value Windows | NonEquip | 20 |  | 20.9% | Tech/Econ | 10% | 0 | 0 | 0
Tech | Grocery | Space Heating | Boilers | TRC | New | NN3937 | Infiltration Reduction - Air Sealing | Infiltration Reduction - Air Sealing | NonEquip | 11 |  | 0% | Tech/Econ | 0.432% | 0 | 0 | 0
Tech | Grocery | Space Heating | Boilers | TRC | New | NN3859 | Hotel Card Energy Control Systems | Hotel Card Energy Control Systems | NonEquip | 15 |  | 0% | Tech/Econ | 0% | 0 | 0 | 0
Tech | Grocery | Space Heating | Boilers | TRC | New | NN3781 | Green Roof | Green Roof | NonEquip | 15 |  | 0.49% | Tech/Econ | 0.7692% | 0 | 0 | 0
Tech | Grocery | Space Heating | Boilers | TRC | New | NN3729 | Floor Insulation | Floor Insulation | NonEquip | 20 |  | 49.87% | Tech/Econ | 0.2612% | 0 | 0 | 0
Tech | Grocery | Space Heating | Boilers | TRC | New | NN3651 | Facility Energy Management System | Facility Energy Management System | NonEquip | 15 |  | 4.276% | Tech/Econ | 20% | 0 | 0 | 0
Tech | Grocery | Space Heating | Boilers | TRC | New | NN3573 | ECM Motors on Furnaces | ECM Motors on Furnaces | NonEquip | 15 | Forced air furnace | 0% | Tech/Econ | 1.706% | 0 | 0 | 0
Tech | Grocery | Space Heating | Boilers | TRC | New | NN3547 | Duct Sealing Repair | Duct Sealing Repair | NonEquip | 15 |  | 0% | Tech/Econ | 12% | 0 | 0 | 0
Tech | Grocery | Space Heating | Boilers | TRC | New | NN3495 | Duct Insulation | Duct Insulation | NonEquip | 15 |  | 0% | Tech/Econ | 2.045% | 0 | 0 | 0
Tech | Grocery | Space Heating | Boilers | TRC | New | NN3443 | Destratification Fans | Destratification Fans | NonEquip | 10 |  | 0% | Tech/Econ | 12.54% | 0 | 0 | 0
Tech | Grocery | Space Heating | Boilers | TRC | New | NN3391 | Dedicated Outdoor Air System on VRF unit | Dedicated Outdoor Air System on VRF unit | NonEquip | 15 | Residential/split system heat pump | 0% | Tech/Econ | 10% | 0 | 0 | 0
Tech | Grocery | Space Heating | Boilers | TRC | New | NN3339 | Cool Roof | Cool Roof | NonEquip | 15 |  | 72.32% | Tech/Econ | 0.08686% | 0 | 0 | 0
Tech | Grocery | Space Heating | Boilers | TRC | New | NN3235 | Ceiling Insulation(R30 to R38) | Ceiling Insulation(R30 to R38) | NonEquip | 20 |  | 0% | Tech/Econ | 0.1006% | 0 | 0 | 0
Tech | Grocery | Space Heating | Boilers | TRC | New | NN3183 | Ceiling Insulation(R2 to R38) | Ceiling Insulation(R2 to R38) | NonEquip | 20 |  | 0% | Tech/Econ | 6.79% | 0 | 0 | 0
Tech | Grocery | Space Heating | Boilers | TRC | New | NN3131 | Ceiling Insulation(R19 to R38) | Ceiling Insulation(R19 to R38) | NonEquip | 20 |  | 0% | Tech/Econ | 0.3772% | 0 | 0 | 0
Tech | Grocery | Space Heating | Boilers | TRC | New | NN3079 | Ceiling Insulation(R12 to R38) | Ceiling Insulation(R12 to R38) | NonEquip | 20 |  | 0% | Tech/Econ | 0.8173% | 0 | 0 | 0
Tech | Grocery | Space Heating | Boilers | TRC | New | NN3001 | Air Curtains | Air Curtains | NonEquip | 8 |  | 47.78% | Tech/Econ | 0.4308% | 0 | 0 | 0
Tech | Grocery | Space Heating | Boilers | TRC | Existing | NE5328 | Retro-Commissioning | Retro-Commissioning | NonEquip | 5 |  | 21.99% | Tech/Econ | 16% | 0 | 0 | 0
Tech | Grocery | Space Heating | Boilers | TRC | Existing | NE4314 | Water Cooled Refrigeration Heat Recovery | Water Cooled Refrigeration Heat Recovery | NonEquip | 20 |  | 0% | Tech/Econ | 10% | 0 | 0 | 0
Tech | Grocery | Space Heating | Boilers | TRC | Existing | NE4262 | Warehouse Loading Dock Seals | Warehouse Loading Dock Seals | NonEquip | 18 |  | 0% | Tech/Econ | 0.9534% | 0 | 0 | 0
Tech | Grocery | Space Heating | Boilers | TRC | Existing | NE4236 | Wall Insulation | Wall Insulation | NonEquip | 20 |  | 0% | Tech/Econ | 0.8971% | 0 | 0 | 0
Tech | Grocery | Space Heating | Boilers | TRC | Existing | NE4158 | Smart Thermostat | Smart Thermostat | NonEquip | 11 |  | 31.48% | Tech/Econ | 10% | 0 | 0 | 0
Tech | Grocery | Space Heating | Boilers | TRC | Existing | NE4080 | Roof Insulation | Roof Insulation | NonEquip | 20 |  | 58.5% | Tech/Econ | 1.098% | 0 | 0 | 0
Tech | Grocery | Space Heating | Boilers | TRC | Existing | NE4054 | Programmable Thermostat | Programmable Thermostat | NonEquip | 11 |  | 0% | Tech/Econ | 3.6% | 0 | 0 | 0
Tech | Grocery | Space Heating | Boilers | TRC | Existing | NE4002 | Low U-Value Windows | Low U-Value Windows | NonEquip | 20 |  | 8.361% | Tech/Econ | 46% | 0 | 0 | 0
Tech | Grocery | Space Heating | Boilers | TRC | Existing | NE3924 | Infiltration Reduction - Air Sealing | Infiltration Reduction - Air Sealing | NonEquip | 11 |  | 0% | Tech/Econ | 0.4767% | 0 | 0 | 0
Tech | Grocery | Space Heating | Boilers | TRC | Existing | NE3846 | Hotel Card Energy Control Systems | Hotel Card Energy Control Systems | NonEquip | 15 |  | 0% | Tech/Econ | 0% | 0 | 0 | 0
Tech | Grocery | Space Heating | Boilers | TRC | Existing | NE3768 | Green Roof | Green Roof | NonEquip | 15 |  | 0.098% | Tech/Econ | 0.8488% | 0 | 0 | 0
Tech | Grocery | Space Heating | Boilers | TRC | Existing | NE3716 | Floor Insulation | Floor Insulation | NonEquip | 20 |  | 19.95% | Tech/Econ | 0.2882% | 0 | 0 | 0
Tech | Grocery | Space Heating | Boilers | TRC | Existing | NE3638 | Facility Energy Management System | Facility Energy Management System | NonEquip | 15 |  | 7.167% | Tech/Econ | 20% | 0 | 0 | 0
Tech | Grocery | Space Heating | Boilers | TRC | Existing | NE3560 | ECM Motors on Furnaces | ECM Motors on Furnaces | NonEquip | 15 | Forced air furnace | 0% | Tech/Econ | 1.706% | 0 | 0 | 0
Tech | Grocery | Space Heating | Boilers | TRC | Existing | NE3534 | Duct Sealing Repair | Duct Sealing Repair | NonEquip | 15 |  | 0% | Tech/Econ | 12% | 0 | 0 | 0
Tech | Grocery | Space Heating | Boilers | TRC | Existing | NE3482 | Duct Insulation | Duct Insulation | NonEquip | 15 |  | 0% | Tech/Econ | 2.045% | 0 | 0 | 0
Tech | Grocery | Space Heating | Boilers | TRC | Existing | NE3430 | Destratification Fans | Destratification Fans | NonEquip | 10 |  | 0% | Tech/Econ | 12.54% | 0 | 0 | 0
Tech | Grocery | Space Heating | Boilers | TRC | Existing | NE3378 | Dedicated Outdoor Air System on VRF unit | Dedicated Outdoor Air System on VRF unit | NonEquip | 15 | Residential/split system heat pump | 0% | Tech/Econ | 10% | 0 | 0 | 0
Tech | Grocery | Space Heating | Boilers | TRC | Existing | NE3326 | Cool Roof | Cool Roof | NonEquip | 15 |  | 72.71% | Tech/Econ | 0.09584% | 0 | 0 | 0
Tech | Grocery | Space Heating | Boilers | TRC | Existing | NE3222 | Ceiling Insulation(R30 to R38) | Ceiling Insulation(R30 to R38) | NonEquip | 20 |  | 0% | Tech/Econ | 0.111% | 0 | 0 | 0
Tech | Grocery | Space Heating | Boilers | TRC | Existing | NE3170 | Ceiling Insulation(R2 to R38) | Ceiling Insulation(R2 to R38) | NonEquip | 20 |  | 0% | Tech/Econ | 7.493% | 0 | 0 | 0
Tech | Grocery | Space Heating | Boilers | TRC | Existing | NE3118 | Ceiling Insulation(R19 to R38) | Ceiling Insulation(R19 to R38) | NonEquip | 20 |  | 0% | Tech/Econ | 0.4163% | 0 | 0 | 0
Tech | Grocery | Space Heating | Boilers | TRC | Existing | NE3066 | Ceiling Insulation(R12 to R38) | Ceiling Insulation(R12 to R38) | NonEquip | 20 |  | 0% | Tech/Econ | 0.9019% | 0 | 0 | 0
Tech | Grocery | Space Heating | Boilers | TRC | Existing | NE2988 | Air Curtains | Air Curtains | NonEquip | 8 |  | 28.17% | Tech/Econ | 0.4308% | 0 | 0 | 0
Tech | Grocery | Domestic Hot Water | "Point-of-Use" water heaters | TRC | New | NN5419 | Retro-Commissioning | Retro-Commissioning | NonEquip | 5 |  | 0% | Tech/Econ | 16% | 0 | 0 | 0
Tech | Grocery | Domestic Hot Water | "Point-of-Use" water heaters | TRC | New | NN2923 | Thermostatic Shower Restriction Valve | Thermostatic Shower Restriction Valve | NonEquip | 10 | Centralized water heaters | 0% | Tech/Econ | 5.962% | 0 | 0 | 0
Tech | Grocery | Domestic Hot Water | "Point-of-Use" water heaters | TRC | New | NN2897 | Tank Wrap on Water Heater | Tank Wrap on Water Heater | NonEquip | 7 | Centralized water heaters | 0% | Tech/Econ | 1.755% | 0 | 0 | 0
Tech | Grocery | Domestic Hot Water | "Point-of-Use" water heaters | TRC | New | NN2871 | Low-Flow Pre-Rinse Sprayers | Low-Flow Pre-Rinse Sprayers | NonEquip | 5 | Centralized water heaters | 0% | Tech/Econ | 15.77% | 0 | 0 | 0
Tech | Grocery | Domestic Hot Water | "Point-of-Use" water heaters | TRC | New | NN2845 | Low Flow Shower Head | Low Flow Shower Head | NonEquip | 10 | Centralized water heaters | 0% | Tech/Econ | 1.208% | 0 | 0 | 0
Tech | Grocery | Domestic Hot Water | "Point-of-Use" water heaters | TRC | New | NN2819 | Hot Water Pipe Insulation | Hot Water Pipe Insulation | NonEquip | 13 | Centralized water heaters | 0% | Tech/Econ | 9.424% | 0 | 0 | 0
Tech | Grocery | Domestic Hot Water | "Point-of-Use" water heaters | TRC | New | NN2793 | Hot Water Circulation Pump Control | Hot Water Circulation Pump Control | NonEquip | 15 | Centralized water heaters | 0% | Tech/Econ | 4.526% | 0 | 0 | 0
Tech | Grocery | Domestic Hot Water | "Point-of-Use" water heaters | TRC | New | NN2767 | Faucet Aerator | Faucet Aerator | NonEquip | 10 | Centralized water heaters | 0% | Tech/Econ | 1.707% | 0 | 0 | 0
Tech | Grocery | Domestic Hot Water | "Point-of-Use" water heaters | TRC | New | NN2741 | Drain Water Heat Recovery | Drain Water Heat Recovery | NonEquip | 15 | Centralized water heaters | 0% | Tech/Econ | 12.27% | 0 | 0 | 0
Tech | Grocery | Domestic Hot Water | "Point-of-Use" water heaters | TRC | Existing | NE5406 | Retro-Commissioning | Retro-Commissioning | NonEquip | 5 |  | 21.99% | Tech/Econ | 16% | 4067.4029 | 1.2558 | 2.4332
Tech | Grocery | Domestic Hot Water | "Point-of-Use" water heaters | TRC | Existing | NE2910 | Thermostatic Shower Restriction Valve | Thermostatic Shower Restriction Valve | NonEquip | 10 | Centralized water heaters | 0% | Tech/Econ | 5.703% | 0 | 0 | 0
Tech | Grocery | Domestic Hot Water | "Point-of-Use" water heaters | TRC | Existing | NE2884 | Tank Wrap on Water Heater | Tank Wrap on Water Heater | NonEquip | 7 | Centralized water heaters | 0% | Tech/Econ | 1.755% | 0 | 0 | 0
Tech | Grocery | Domestic Hot Water | "Point-of-Use" water heaters | TRC | Existing | NE2858 | Low-Flow Pre-Rinse Sprayers | Low-Flow Pre-Rinse Sprayers | NonEquip | 5 | Centralized water heaters | 0% | Tech/Econ | 15.04% | 0 | 0 | 0
Tech | Grocery | Domestic Hot Water | "Point-of-Use" water heaters | TRC | Existing | NE2832 | Low Flow Shower Head | Low Flow Shower Head | NonEquip | 10 | Centralized water heaters | 0% | Tech/Econ | 1.156% | 0 | 0 | 0
Tech | Grocery | Domestic Hot Water | "Point-of-Use" water heaters | TRC | Existing | NE2806 | Hot Water Pipe Insulation | Hot Water Pipe Insulation | NonEquip | 13 | Centralized water heaters | 0% | Tech/Econ | 9.015% | 0 | 0 | 0
Tech | Grocery | Domestic Hot Water | "Point-of-Use" water heaters | TRC | Existing | NE2780 | Hot Water Circulation Pump Control | Hot Water Circulation Pump Control | NonEquip | 15 | Centralized water heaters | 0% | Tech/Econ | 4.329% | 0 | 0 | 0
Tech | Grocery | Domestic Hot Water | "Point-of-Use" water heaters | TRC | Existing | NE2754 | Faucet Aerator | Faucet Aerator | NonEquip | 10 | Centralized water heaters | 0% | Tech/Econ | 1.633% | 0 | 0 | 0
Tech | Grocery | Domestic Hot Water | "Point-of-Use" water heaters | TRC | Existing | NE2728 | Drain Water Heat Recovery | Drain Water Heat Recovery | NonEquip | 15 | Centralized water heaters | 0% | Tech/Econ | 12.27% | 0 | 0 | 0
Tech | Grocery | Domestic Hot Water | "Point-of-Use" water heaters | TRC | Turnover | ET394 | Instantaneous Hot Water System | Instantaneous Hot Water System | Equip | 20 | "Point-of-Use" water heaters | 94.56% | Tech/Econ | 5.847% | 6766.0849 | 0.75271 | 0.78541
Tech | Grocery | Domestic Hot Water | "Point-of-Use" water heaters | TRC | Turnover | ET316 | Energy Star Commercial Dishwasher | Energy Star Commercial Dishwasher | Equip | 15 | "Point-of-Use" water heaters | 0% | Tech/Econ | 29.42% | 0 | 0 | 0
Tech | Grocery | Domestic Hot Water | "Point-of-Use" water heaters | TRC | New | EN420 | Instantaneous Hot Water System | Instantaneous Hot Water System | Equip | 20 | "Point-of-Use" water heaters | 94.56% | Tech/Econ | 5.847% | 121.9176 | 0.013563 | 0.014152
Tech | Grocery | Domestic Hot Water | "Point-of-Use" water heaters | TRC | New | EN342 | Energy Star Commercial Dishwasher | Energy Star Commercial Dishwasher | Equip | 15 | "Point-of-Use" water heaters | 0% | Tech/Econ | 29.42% | 0 | 0 | 0
Tech | Healthcare | Refrigeration | Walk-in cooler | TRC | New | NN5316 | Retro-Commissioning | Retro-Commissioning | NonEquip | 5 |  | 0% | Tech/Econ | 16% | 0 | 0 | 0
Tech | Healthcare | Refrigeration | Walk-in cooler | TRC | New | NN4900 | Strip Curtains for Walk-ins | Strip Curtains for Walk-ins | NonEquip | 4 | Walk-in cooler | 3.76% | Tech/Econ | 2.115% | 0 | 0 | 0
Tech | Healthcare | Refrigeration | Walk-in cooler | TRC | New | NN4874 | Refrigerated Display Case Lighting Controls | Refrigerated Display Case Lighting Controls | NonEquip | 8 | Display cases | 0% | Tech/Econ | 0.9365% | 0 | 0 | 0
Tech | Healthcare | Refrigeration | Walk-in cooler | TRC | New | NN4848 | PSC to ECM Evaporator Fan Motor (Walk-In, Refrigerator) | PSC to ECM Evaporator Fan Motor (Walk-In, Refrigerator) | NonEquip | 15 | Walk-in cooler | 68.68% | Tech/Econ | 37.5% | 0 | 0 | 0
Tech | Healthcare | Refrigeration | Walk-in cooler | TRC | New | NN4822 | PSC to ECM Evaporator Fan Motor (Reach-In) | PSC to ECM Evaporator Fan Motor (Reach-In) | NonEquip | 15 | Display cases | 0% | Tech/Econ | 37.5% | 0 | 0 | 0
Tech | Healthcare | Refrigeration | Walk-in cooler | TRC | New | NN4796 | Night Covers for Display Cases | Night Covers for Display Cases | NonEquip | 5 | Display cases | 0% | Tech/Econ | 1.877% | 0 | 0 | 0
Tech | Healthcare | Refrigeration | Walk-in cooler | TRC | New | NN4770 | High R-Value Glass Doors | High R-Value Glass Doors | NonEquip | 12 | Display cases | 0% | Tech/Econ | 0% | 0 | 0 | 0
Tech | Healthcare | Refrigeration | Walk-in cooler | TRC | New | NN4744 | High Efficiency Refrigeration Compressor | High Efficiency Refrigeration Compressor | NonEquip | 13 | Display cases | 0% | Tech/Econ | 6.922% | 0 | 0 | 0
Tech | Healthcare | Refrigeration | Walk-in cooler | TRC | New | NN4718 | Freezer-Cooler Replacement Gaskets | Freezer-Cooler Replacement Gaskets | NonEquip | 4 | Display cases | 0% | Tech/Econ | 0% | 0 | 0 | 0
Tech | Healthcare | Refrigeration | Walk-in cooler | TRC | New | NN4692 | Floating Head Pressure Controls | Floating Head Pressure Controls | NonEquip | 15 |  | 26.46% | Tech/Econ | 6.05% | 0 | 0 | 0
Tech | Healthcare | Refrigeration | Walk-in cooler | TRC | New | NN4666 | Demand Defrost | Demand Defrost | NonEquip | 10 | Walk-in cooler | 0% | Tech/Econ | 30% | 0 | 0 | 0
Tech | Healthcare | Refrigeration | Walk-in cooler | TRC | New | NN4640 | Automatic Door Closer for Walk-in Coolers and Freezers | Automatic Door Closer for Walk-in Coolers and Freezers | NonEquip | 8 | Walk-in cooler | 55.99% | Tech/Econ | 3.131% | 0 | 0 | 0
Tech | Healthcare | Refrigeration | Walk-in cooler | TRC | New | NN4614 | Anti-Sweat Controls | Anti-Sweat Controls | NonEquip | 8 | Display cases | 0% | Tech/Econ | 85% | 0 | 0 | 0
Tech | Healthcare | Refrigeration | Walk-in cooler | TRC | Existing | NE5303 | Retro-Commissioning | Retro-Commissioning | NonEquip | 5 |  | 21.99% | Tech/Econ | 16% | 0 | 0 | 0
Tech | Healthcare | Refrigeration | Walk-in cooler | TRC | Existing | NE4887 | Strip Curtains for Walk-ins | Strip Curtains for Walk-ins | NonEquip | 4 | Walk-in cooler | 3.76% | Tech/Econ | 2.115% | 0 | 0 | 0
Tech | Healthcare | Refrigeration | Walk-in cooler | TRC | Existing | NE4861 | Refrigerated Display Case Lighting Controls | Refrigerated Display Case Lighting Controls | NonEquip | 8 | Display cases | 0% | Tech/Econ | 2.524% | 0 | 0 | 0
Tech | Healthcare | Refrigeration | Walk-in cooler | TRC | Existing | NE4835 | PSC to ECM Evaporator Fan Motor (Walk-In, Refrigerator) | PSC to ECM Evaporator Fan Motor (Walk-In, Refrigerator) | NonEquip | 15 | Walk-in cooler | 17.17% | Tech/Econ | 37.5% | 0 | 0 | 0
Tech | Healthcare | Refrigeration | Walk-in cooler | TRC | Existing | NE4809 | PSC to ECM Evaporator Fan Motor (Reach-In) | PSC to ECM Evaporator Fan Motor (Reach-In) | NonEquip | 15 | Display cases | 0% | Tech/Econ | 37.5% | 0 | 0 | 0
Tech | Healthcare | Refrigeration | Walk-in cooler | TRC | Existing | NE4783 | Night Covers for Display Cases | Night Covers for Display Cases | NonEquip | 5 | Display cases | 0% | Tech/Econ | 1.877% | 0 | 0 | 0
Tech | Healthcare | Refrigeration | Walk-in cooler | TRC | Existing | NE4757 | High R-Value Glass Doors | High R-Value Glass Doors | NonEquip | 12 | Display cases | 0% | Tech/Econ | 23.81% | 0 | 0 | 0
Tech | Healthcare | Refrigeration | Walk-in cooler | TRC | Existing | NE4731 | High Efficiency Refrigeration Compressor | High Efficiency Refrigeration Compressor | NonEquip | 13 | Display cases | 0% | Tech/Econ | 6.922% | 0 | 0 | 0
Tech | Healthcare | Refrigeration | Walk-in cooler | TRC | Existing | NE4705 | Freezer-Cooler Replacement Gaskets | Freezer-Cooler Replacement Gaskets | NonEquip | 4 | Display cases | 0% | Tech/Econ | 3.131% | 0 | 0 | 0
Tech | Healthcare | Refrigeration | Walk-in cooler | TRC | Existing | NE4679 | Floating Head Pressure Controls | Floating Head Pressure Controls | NonEquip | 15 |  | 26.46% | Tech/Econ | 6.05% | 0 | 0 | 0
Tech | Healthcare | Refrigeration | Walk-in cooler | TRC | Existing | NE4653 | Demand Defrost | Demand Defrost | NonEquip | 10 | Walk-in cooler | 63.61% | Tech/Econ | 30% | 0 | 0 | 0
Tech | Healthcare | Refrigeration | Walk-in cooler | TRC | Existing | NE4627 | Automatic Door Closer for Walk-in Coolers and Freezers | Automatic Door Closer for Walk-in Coolers and Freezers | NonEquip | 8 | Walk-in cooler | 55.99% | Tech/Econ | 3.131% | 0 | 0 | 0
Tech | Healthcare | Refrigeration | Walk-in cooler | TRC | Existing | NE4601 | Anti-Sweat Controls | Anti-Sweat Controls | NonEquip | 8 | Display cases | 0% | Tech/Econ | 85% | 0 | 0 | 0
Tech | Healthcare | Refrigeration | Vending and ice makers | TRC | New | NN5316 | Retro-Commissioning | Retro-Commissioning | NonEquip | 5 |  | 0% | Tech/Econ | 16% | 0 | 0 | 0
Tech | Healthcare | Refrigeration | Vending and ice makers | TRC | New | NN4900 | Strip Curtains for Walk-ins | Strip Curtains for Walk-ins | NonEquip | 4 | Walk-in cooler | 0% | Tech/Econ | 2.115% | 0 | 0 | 0
Tech | Healthcare | Refrigeration | Vending and ice makers | TRC | New | NN4874 | Refrigerated Display Case Lighting Controls | Refrigerated Display Case Lighting Controls | NonEquip | 8 | Display cases | 0% | Tech/Econ | 0.9365% | 0 | 0 | 0
Tech | Healthcare | Refrigeration | Vending and ice makers | TRC | New | NN4848 | PSC to ECM Evaporator Fan Motor (Walk-In, Refrigerator) | PSC to ECM Evaporator Fan Motor (Walk-In, Refrigerator) | NonEquip | 15 | Walk-in cooler | 0% | Tech/Econ | 37.5% | 0 | 0 | 0
Tech | Healthcare | Refrigeration | Vending and ice makers | TRC | New | NN4822 | PSC to ECM Evaporator Fan Motor (Reach-In) | PSC to ECM Evaporator Fan Motor (Reach-In) | NonEquip | 15 | Display cases | 0% | Tech/Econ | 37.5% | 0 | 0 | 0
Tech | Healthcare | Refrigeration | Vending and ice makers | TRC | New | NN4796 | Night Covers for Display Cases | Night Covers for Display Cases | NonEquip | 5 | Display cases | 0% | Tech/Econ | 1.877% | 0 | 0 | 0
Tech | Healthcare | Refrigeration | Vending and ice makers | TRC | New | NN4770 | High R-Value Glass Doors | High R-Value Glass Doors | NonEquip | 12 | Display cases | 0% | Tech/Econ | 0% | 0 | 0 | 0
Tech | Healthcare | Refrigeration | Vending and ice makers | TRC | New | NN4744 | High Efficiency Refrigeration Compressor | High Efficiency Refrigeration Compressor | NonEquip | 13 | Display cases | 0% | Tech/Econ | 6.922% | 0 | 0 | 0
Tech | Healthcare | Refrigeration | Vending and ice makers | TRC | New | NN4718 | Freezer-Cooler Replacement Gaskets | Freezer-Cooler Replacement Gaskets | NonEquip | 4 | Display cases | 0% | Tech/Econ | 0% | 0 | 0 | 0
Tech | Healthcare | Refrigeration | Vending and ice makers | TRC | New | NN4692 | Floating Head Pressure Controls | Floating Head Pressure Controls | NonEquip | 15 |  | 26.46% | Tech/Econ | 6.05% | 912.679 | 0.11833 | 0.099119
Tech | Healthcare | Refrigeration | Vending and ice makers | TRC | New | NN4666 | Demand Defrost | Demand Defrost | NonEquip | 10 | Walk-in cooler | 0% | Tech/Econ | 30% | 0 | 0 | 0
Tech | Healthcare | Refrigeration | Vending and ice makers | TRC | New | NN4640 | Automatic Door Closer for Walk-in Coolers and Freezers | Automatic Door Closer for Walk-in Coolers and Freezers | NonEquip | 8 | Walk-in cooler | 0% | Tech/Econ | 3.131% | 0 | 0 | 0
Tech | Healthcare | Refrigeration | Vending and ice makers | TRC | New | NN4614 | Anti-Sweat Controls | Anti-Sweat Controls | NonEquip | 8 | Display cases | 0% | Tech/Econ | 85% | 0 | 0 | 0
Tech | Healthcare | Refrigeration | Vending and ice makers | TRC | Existing | NE5303 | Retro-Commissioning | Retro-Commissioning | NonEquip | 5 |  | 21.99% | Tech/Econ | 16% | 111313.3501 | 18.6096 | 57.697
Tech | Healthcare | Refrigeration | Vending and ice makers | TRC | Existing | NE4887 | Strip Curtains for Walk-ins | Strip Curtains for Walk-ins | NonEquip | 4 | Walk-in cooler | 0% | Tech/Econ | 2.115% | 0 | 0 | 0
Tech | Healthcare | Refrigeration | Vending and ice makers | TRC | Existing | NE4861 | Refrigerated Display Case Lighting Controls | Refrigerated Display Case Lighting Controls | NonEquip | 8 | Display cases | 0% | Tech/Econ | 2.524% | 0 | 0 | 0
Tech | Healthcare | Refrigeration | Vending and ice makers | TRC | Existing | NE4835 | PSC to ECM Evaporator Fan Motor (Walk-In, Refrigerator) | PSC to ECM Evaporator Fan Motor (Walk-In, Refrigerator) | NonEquip | 15 | Walk-in cooler | 0% | Tech/Econ | 37.5% | 0 | 0 | 0
Tech | Healthcare | Refrigeration | Vending and ice makers | TRC | Existing | NE4809 | PSC to ECM Evaporator Fan Motor (Reach-In) | PSC to ECM Evaporator Fan Motor (Reach-In) | NonEquip | 15 | Display cases | 0% | Tech/Econ | 37.5% | 0 | 0 | 0
Tech | Healthcare | Refrigeration | Vending and ice makers | TRC | Existing | NE4783 | Night Covers for Display Cases | Night Covers for Display Cases | NonEquip | 5 | Display cases | 0% | Tech/Econ | 1.877% | 0 | 0 | 0
Tech | Healthcare | Refrigeration | Vending and ice makers | TRC | Existing | NE4757 | High R-Value Glass Doors | High R-Value Glass Doors | NonEquip | 12 | Display cases | 0% | Tech/Econ | 23.81% | 0 | 0 | 0
Tech | Healthcare | Refrigeration | Vending and ice makers | TRC | Existing | NE4731 | High Efficiency Refrigeration Compressor | High Efficiency Refrigeration Compressor | NonEquip | 13 | Display cases | 0% | Tech/Econ | 6.922% | 0 | 0 | 0
Tech | Healthcare | Refrigeration | Vending and ice makers | TRC | Existing | NE4705 | Freezer-Cooler Replacement Gaskets | Freezer-Cooler Replacement Gaskets | NonEquip | 4 | Display cases | 0% | Tech/Econ | 3.131% | 0 | 0 | 0
Tech | Healthcare | Refrigeration | Vending and ice makers | TRC | Existing | NE4679 | Floating Head Pressure Controls | Floating Head Pressure Controls | NonEquip | 15 |  | 26.46% | Tech/Econ | 6.05% | 48869.0579 | 6.3361 | 5.3073
Tech | Healthcare | Refrigeration | Vending and ice makers | TRC | Existing | NE4653 | Demand Defrost | Demand Defrost | NonEquip | 10 | Walk-in cooler | 0% | Tech/Econ | 30% | 0 | 0 | 0
Tech | Healthcare | Refrigeration | Vending and ice makers | TRC | Existing | NE4627 | Automatic Door Closer for Walk-in Coolers and Freezers | Automatic Door Closer for Walk-in Coolers and Freezers | NonEquip | 8 | Walk-in cooler | 0% | Tech/Econ | 3.131% | 0 | 0 | 0
Tech | Healthcare | Refrigeration | Vending and ice makers | TRC | Existing | NE4601 | Anti-Sweat Controls | Anti-Sweat Controls | NonEquip | 8 | Display cases | 0% | Tech/Econ | 85% | 0 | 0 | 0
Tech | Healthcare | Refrigeration | Vending and ice makers | TRC | Turnover | ET2573 | Energy Star Vending Machine | Energy Star Vending Machine | Equip | 14 | Vending and ice makers | 4.15% | Tech/Econ | 36% | 49840.0542 | 7.8215 | 4.8612
Tech | Healthcare | Refrigeration | Vending and ice makers | TRC | Turnover | ET2495 | Energy Star Ice Maker | Energy Star Ice Maker | Equip | 8 | Vending and ice makers | 32.68% | Tech/Econ | 11.39% | 122321.8193 | 15.8597 | 13.2844
Tech | Healthcare | Refrigeration | Vending and ice makers | TRC | New | EN2599 | Energy Star Vending Machine | Energy Star Vending Machine | Equip | 14 | Vending and ice makers | 4.15% | Tech/Econ | 36% | 898.0647 | 0.14093 | 0.087593
Tech | Healthcare | Refrigeration | Vending and ice makers | TRC | New | EN2521 | Energy Star Ice Maker | Energy Star Ice Maker | Equip | 8 | Vending and ice makers | 32.68% | Tech/Econ | 11.39% | 2204.1089 | 0.28577 | 0.23937
Tech | Healthcare | Exterior Lighting | Street lighting | TRC | New | NN5290 | Retro-Commissioning | Retro-Commissioning | NonEquip | 5 |  | 0% | Tech/Econ | 16% | 0 | 0 | 0
Tech | Healthcare | Exterior Lighting | Street lighting | TRC | New | NN2976 | Outdoor Lighting Controls | Outdoor Lighting Controls | NonEquip | 8 | Exterior parking/lot lighting | 0% | Tech/Econ | 28% | 0 | 0 | 0
Tech | Healthcare | Exterior Lighting | Street lighting | TRC | New | NN2950 | Bi-Level Lighting Control (Exterior) | Bi-Level Lighting Control (Exterior) | NonEquip | 9 | Exterior parking/lot lighting | 0% | Tech/Econ | 31% | 0 | 0 | 0
Tech | Healthcare | Exterior Lighting | Street lighting | TRC | Existing | NE5277 | Retro-Commissioning | Retro-Commissioning | NonEquip | 5 |  | 21.99% | Tech/Econ | 16% | 4342.8958 | 0 | 2.2511
Tech | Healthcare | Exterior Lighting | Street lighting | TRC | Existing | NE2963 | Outdoor Lighting Controls | Outdoor Lighting Controls | NonEquip | 8 | Exterior parking/lot lighting | 0% | Tech/Econ | 28% | 0 | 0 | 0
Tech | Healthcare | Exterior Lighting | Street lighting | TRC | Existing | NE2937 | Bi-Level Lighting Control (Exterior) | Bi-Level Lighting Control (Exterior) | NonEquip | 9 | Exterior parking/lot lighting | 0% | Tech/Econ | 31% | 0 | 0 | 0
Tech | Healthcare | Exterior Lighting | Street lighting | TRC | Turnover | ET785 | LED Traffic and Crosswalk Lighting | LED Traffic and Crosswalk Lighting | Equip | 10 | Street lighting | 0% | Tech/Econ | 37.14% | 0 | 0 | 0
Tech | Healthcare | Exterior Lighting | Street lighting | TRC | Turnover | ET746 | LED Street Lights | LED Street Lights | Equip | 18 | Street lighting | 0% | Tech/Econ | 66.53% | 0 | 0 | 0
Tech | Healthcare | Exterior Lighting | Street lighting | TRC | New | EN811 | LED Traffic and Crosswalk Lighting | LED Traffic and Crosswalk Lighting | Equip | 10 | Street lighting | 0% | Tech/Econ | 37.14% | 0 | 0 | 0
Tech | Healthcare | Exterior Lighting | Street lighting | TRC | New | EN772 | LED Street Lights | LED Street Lights | Equip | 18 | Street lighting | 0% | Tech/Econ | 66.53% | 0 | 0 | 0
Tech | Healthcare | Cooking | Steamer | TRC | Turnover | ET200 | Energy Star Steamer | Energy Star Steamer | Equip | 12 | Steamer | 11.72% | Tech/Econ | 56.63% | 2093.7186 | 0.30765 | 0.17863
Tech | Healthcare | Cooking | Steamer | TRC | New | EN226 | Energy Star Steamer | Energy Star Steamer | Equip | 12 | Steamer | 11.72% | Tech/Econ | 56.63% | 37.7266 | 0.0055435 | 0.0032188
Tech | Healthcare | Exterior Lighting | Spot lighting/Security/Flood | TRC | New | NN5290 | Retro-Commissioning | Retro-Commissioning | NonEquip | 5 |  | 0% | Tech/Econ | 16% | 0 | 0 | 0
Tech | Healthcare | Exterior Lighting | Spot lighting/Security/Flood | TRC | New | NN2976 | Outdoor Lighting Controls | Outdoor Lighting Controls | NonEquip | 8 | Exterior parking/lot lighting | 0% | Tech/Econ | 28% | 0 | 0 | 0
Tech | Healthcare | Exterior Lighting | Spot lighting/Security/Flood | TRC | New | NN2950 | Bi-Level Lighting Control (Exterior) | Bi-Level Lighting Control (Exterior) | NonEquip | 9 | Exterior parking/lot lighting | 0% | Tech/Econ | 31% | 0 | 0 | 0
Tech | Healthcare | Exterior Lighting | Spot lighting/Security/Flood | TRC | Existing | NE5277 | Retro-Commissioning | Retro-Commissioning | NonEquip | 5 |  | 21.99% | Tech/Econ | 16% | 3737.3942 | 0 | 1.9372
Tech | Healthcare | Exterior Lighting | Spot lighting/Security/Flood | TRC | Existing | NE2963 | Outdoor Lighting Controls | Outdoor Lighting Controls | NonEquip | 8 | Exterior parking/lot lighting | 0% | Tech/Econ | 28% | 0 | 0 | 0
Tech | Healthcare | Exterior Lighting | Spot lighting/Security/Flood | TRC | Existing | NE2937 | Bi-Level Lighting Control (Exterior) | Bi-Level Lighting Control (Exterior) | NonEquip | 9 | Exterior parking/lot lighting | 0% | Tech/Econ | 31% | 0 | 0 | 0
Tech | Healthcare | Exterior Lighting | Spot lighting/Security/Flood | TRC | Turnover | ET668 | LED Exterior Lighting | LED Exterior Lighting | Equip | 13 | Spot lighting/Security/Flood | 4.624% | Tech/Econ | 60.51% | 3057.6687 | 0 | 0
Tech | Healthcare | Exterior Lighting | Spot lighting/Security/Flood | TRC | Turnover | ET551 | LED - 9W Flood | LED - 9W Flood | Equip | 15 | Spot lighting/Security/Flood | 13.31% | Tech/Econ | 86.15% | 14152.4643 | 0 | 0
Tech | Healthcare | Exterior Lighting | Spot lighting/Security/Flood | TRC | Turnover | ET473 | CFL - 15W Flood | CFL - 15W Flood | Equip | 7.8 | Spot lighting/Security/Flood | 0% | Tech/Econ | 76.92% | 0 | 0 | 0
Tech | Healthcare | Exterior Lighting | Spot lighting/Security/Flood | TRC | New | EN694 | LED Exterior Lighting | LED Exterior Lighting | Equip | 13 | Spot lighting/Security/Flood | 4.624% | Tech/Econ | 60.51% | 15.8995 | 0 | 0
Tech | Healthcare | Exterior Lighting | Spot lighting/Security/Flood | TRC | New | EN577 | LED - 9W Flood | LED - 9W Flood | Equip | 15 | Spot lighting/Security/Flood | 86.42% | Tech/Econ | 86.15% | 1655.9485 | 0 | 0
Tech | Healthcare | Exterior Lighting | Spot lighting/Security/Flood | TRC | New | EN499 | CFL - 15W Flood | CFL - 15W Flood | Equip | 7.8 | Spot lighting/Security/Flood | 0% | Tech/Econ | 76.92% | 0 | 0 | 0
Tech | Healthcare | Interior Lighting | Spot lighting | TRC | New | NN5264 | Retro-Commissioning | Retro-Commissioning | NonEquip | 5 |  | 0% | Tech/Econ | 16% | 0 | 0 | 0
Tech | Healthcare | Interior Lighting | Spot lighting | TRC | New | NN4432 | Interior Lighting Controls | Interior Lighting Controls | NonEquip | 8 | Overhead (fluorescent/LED/CFL U-shape) | 0% | Tech/Econ | 28% | 0 | 0 | 0
Tech | Healthcare | Interior Lighting | Spot lighting | TRC | New | NN4406 | Bi-Level Lighting Control (Interior) | Bi-Level Lighting Control (Interior) | NonEquip | 8 | Overhead (fluorescent/LED/CFL U-shape) | 0% | Tech/Econ | 31% | 0 | 0 | 0
Tech | Healthcare | Interior Lighting | Spot lighting | TRC | New | NN3704 | Facility Energy Management System | Facility Energy Management System | NonEquip | 15 |  | 4.276% | Tech/Econ | 24% | 30.7962 | 0.0064547 | 0.00055505
Tech | Healthcare | Interior Lighting | Spot lighting | TRC | Existing | NE5251 | Retro-Commissioning | Retro-Commissioning | NonEquip | 5 |  | 21.99% | Tech/Econ | 16% | 3096.6141 | 0.5177 | 1.6051
Tech | Healthcare | Interior Lighting | Spot lighting | TRC | Existing | NE4419 | Interior Lighting Controls | Interior Lighting Controls | NonEquip | 8 | Overhead (fluorescent/LED/CFL U-shape) | 0% | Tech/Econ | 28% | 0 | 0 | 0
Tech | Healthcare | Interior Lighting | Spot lighting | TRC | Existing | NE4393 | Bi-Level Lighting Control (Interior) | Bi-Level Lighting Control (Interior) | NonEquip | 8 | Overhead (fluorescent/LED/CFL U-shape) | 0% | Tech/Econ | 31% | 0 | 0 | 0
Tech | Healthcare | Interior Lighting | Spot lighting | TRC | Existing | NE3691 | Facility Energy Management System | Facility Energy Management System | NonEquip | 15 |  | 0.5043% | Tech/Econ | 24% | 106.6628 | 0.022356 | 0.0019224
Tech | Healthcare | Interior Lighting | Spot lighting | TRC | Turnover | ET1604 | LED Display Lighting (Interior) | LED Display Lighting (Interior) | Equip | 15 | Spot lighting | 2.129% | Tech/Econ | 87.04% | 3085.7039 | 0.75775 | 0.17118
Tech | Healthcare | Interior Lighting | Spot lighting | TRC | Turnover | ET1565 | LED - 14W | LED - 14W | Equip | 15 | Spot lighting | 86.42% | Tech/Econ | 53.33% | 75334.6409 | 18.0755 | 4.1792
Tech | Healthcare | Interior Lighting | Spot lighting | TRC | Turnover | ET1448 | CFL-23W | CFL-23W | Equip | 7.8 | Spot lighting | 0% | Tech/Econ | 23.33% | 0 | 0 | 0
Tech | Healthcare | Interior Lighting | Spot lighting | TRC | New | EN1630 | LED Display Lighting (Interior) | LED Display Lighting (Interior) | Equip | 15 | Spot lighting | 0% | Tech/Econ | 87.04% | 0 | 0 | 0
Tech | Healthcare | Interior Lighting | Spot lighting | TRC | New | EN1591 | LED - 14W | LED - 14W | Equip | 15 | Spot lighting | 0% | Tech/Econ | 53.33% | 0 | 0 | 0
Tech | Healthcare | Interior Lighting | Spot lighting | TRC | New | EN1474 | CFL-23W | CFL-23W | Equip | 7.8 | Spot lighting | 0% | Tech/Econ | 23.33% | 0 | 0 | 0
Tech | Healthcare | Office Equipment | Servers | TRC | New | NN4588 | Smart Strip Plug Outlet | Smart Strip Plug Outlet | NonEquip | 4 |  | 43.9% | Tech/Econ | 1.187% | 42.7824 | 0.0063615 | 0.0044211
Tech | Healthcare | Office Equipment | Servers | TRC | New | NN4562 | Network PC Power Management | Network PC Power Management | NonEquip | 5 | Computers | 0% | Tech/Econ | 56.5% | 0 | 0 | 0
Tech | Healthcare | Office Equipment | Servers | TRC | Existing | NE4575 | Smart Strip Plug Outlet | Smart Strip Plug Outlet | NonEquip | 4 |  | 43.9% | Tech/Econ | 1.187% | 2411.3388 | 0.35855 | 0.24919
Tech | Healthcare | Office Equipment | Servers | TRC | Existing | NE4549 | Network PC Power Management | Network PC Power Management | NonEquip | 5 | Computers | 0% | Tech/Econ | 56.5% | 0 | 0 | 0
Tech | Healthcare | Office Equipment | Servers | TRC | Turnover | ET2300 | Server Virtualization | Server Virtualization | Equip | 3 | Servers | 37.33% | Tech/Econ | 85.71% | 254515.0119 | 37.8819 | 26.3477
Tech | Healthcare | Office Equipment | Servers | TRC | Turnover | ET2222 | Energy Star Servers | Energy Star Servers | Equip | 4 | Servers | 47.28% | Tech/Econ | 23.08% | 56681.438 | 8.4364 | 5.8677
Tech | Healthcare | Office Equipment | Servers | TRC | Turnover | ET1136 | High Efficiency Data Center Cooling | High Efficiency Data Center Cooling | Equip | 20 | Servers | 14.18% | Tech/Econ | 28% | 21485.3657 | 4.9257 | 2.8449
Tech | Healthcare | Office Equipment | Servers | TRC | New | EN2326 | Server Virtualization | Server Virtualization | Equip | 3 | Servers | 38.55% | Tech/Econ | 85.71% | 4736.1797 | 0.70493 | 0.4903
Tech | Healthcare | Office Equipment | Servers | TRC | New | EN2248 | Energy Star Servers | Energy Star Servers | Equip | 4 | Servers | 47.28% | Tech/Econ | 23.08% | 1005.2933 | 0.14963 | 0.10407
Tech | Healthcare | Office Equipment | Servers | TRC | New | EN1162 | High Efficiency Data Center Cooling | High Efficiency Data Center Cooling | Equip | 20 | Servers | 14.18% | Tech/Econ | 28% | 381.1824 | 0.087388 | 0.050474
Tech | Healthcare | Space Cooling | Residential-type central air conditioners | TRC | New | NN5368 | Retro-Commissioning | Retro-Commissioning | NonEquip | 5 |  | 0% | Tech/Econ | 16% | 0 | 0 | 0
Tech | Healthcare | Space Cooling | Residential-type central air conditioners | TRC | New | NN4380 | Window Sun Protection | Window Sun Protection | NonEquip | 10 |  | 15.35% | Tech/Econ | 16% | 791.336 | 0.28942 | -0.0032172
Tech | Healthcare | Space Cooling | Residential-type central air conditioners | TRC | New | NN4354 | Waterside Economizer | Waterside Economizer | NonEquip | 20 |  | 0% | Tech/Econ | 5.556% | 0 | 0 | 0
Tech | Healthcare | Space Cooling | Residential-type central air conditioners | TRC | New | NN4146 | Smart Thermostat | Smart Thermostat | NonEquip | 11 |  | 45.33% | Tech/Econ | 10% | 0 | 0 | 0
Tech | Healthcare | Space Cooling | Residential-type central air conditioners | TRC | New | NN4042 | Programmable Thermostat | Programmable Thermostat | NonEquip | 11 |  | 0% | Tech/Econ | 3.6% | 0 | 0 | 0
Tech | Healthcare | Space Cooling | Residential-type central air conditioners | TRC | New | NN3990 | Low U-Value Windows | Low U-Value Windows | NonEquip | 20 |  | 20.9% | Tech/Econ | 10% | 273.7275 | 0.10175 | 0
Tech | Healthcare | Space Cooling | Residential-type central air conditioners | TRC | New | NN3912 | HVAC tune-up_RTU | HVAC tune-up_RTU | NonEquip | 5 | Packaged air conditioning units (RTUs) | 0% | Tech/Econ | 5% | 0 | 0 | 0
Tech | Healthcare | Space Cooling | Residential-type central air conditioners | TRC | New | NN3886 | HVAC tune-up | HVAC tune-up | NonEquip | 5 | Residential-type central air conditioners | 0% | Tech/Econ | 5% | 0 | 0 | 0
Tech | Healthcare | Space Cooling | Residential-type central air conditioners | TRC | New | NN3678 | Facility Energy Management System | Facility Energy Management System | NonEquip | 15 |  | 4.276% | Tech/Econ | 20% | 325.6023 | 0.068244 | 0
Tech | Healthcare | Space Cooling | Residential-type central air conditioners | TRC | New | NN3626 | Facility Commissioning | Facility Commissioning | NonEquip | 10 |  | 71.67% | Tech/Econ | 16% | 4173.9787 | 0.8584 | 0.0038639
Tech | Healthcare | Space Cooling | Residential-type central air conditioners | TRC | New | NN3600 | Energy Recovery Ventilation System (ERV) | Energy Recovery Ventilation System (ERV) | NonEquip | 15 | Packaged air conditioning units (RTUs) | 0% | Tech/Econ | 9.935% | 0 | 0 | 0
Tech | Healthcare | Space Cooling | Residential-type central air conditioners | TRC | New | NN3522 | Duct Sealing Repair | Duct Sealing Repair | NonEquip | 15 |  | 0% | Tech/Econ | 12% | 0 | 0 | 0
Tech | Healthcare | Space Cooling | Residential-type central air conditioners | TRC | New | NN3470 | Duct Insulation | Duct Insulation | NonEquip | 15 |  | 0% | Tech/Econ | 2.045% | 0 | 0 | 0
Tech | Healthcare | Space Cooling | Residential-type central air conditioners | TRC | New | NN3418 | Dedicated Outdoor Air System on VRF unit | Dedicated Outdoor Air System on VRF unit | NonEquip | 15 | Residential-type central air conditioners | 58.91% | Tech/Econ | 17.5% | 1348.0807 | 0.41021 | 0
Tech | Healthcare | Space Cooling | Residential-type central air conditioners | TRC | New | NN3366 | Cool Roof | Cool Roof | NonEquip | 15 |  | 72.32% | Tech/Econ | 1.364% | 0 | 0 | 0
Tech | Healthcare | Space Cooling | Residential-type central air conditioners | TRC | New | NN3314 | Chilled Water System - Variable Speed Drives | Chilled Water System - Variable Speed Drives | NonEquip | 13 | Central chillers inside | 0% | Tech/Econ | 24.74% | 0 | 0 | 0
Tech | Healthcare | Space Cooling | Residential-type central air conditioners | TRC | New | NN3288 | Chilled Water Controls Optimization | Chilled Water Controls Optimization | NonEquip | 10 | Central chillers inside | 0% | Tech/Econ | 12.5% | 0 | 0 | 0
Tech | Healthcare | Space Cooling | Residential-type central air conditioners | TRC | New | NN3210 | Ceiling Insulation(R2 to R38) | Ceiling Insulation(R2 to R38) | NonEquip | 20 |  | 0% | Tech/Econ | 11.3% | 0 | 0 | 0
Tech | Healthcare | Space Cooling | Residential-type central air conditioners | TRC | New | NN3106 | Ceiling Insulation(R12 to R38) | Ceiling Insulation(R12 to R38) | NonEquip | 20 |  | 0% | Tech/Econ | 1.36% | 0 | 0 | 0
Tech | Healthcare | Space Cooling | Residential-type central air conditioners | TRC | New | NN3054 | Airside Economizer | Airside Economizer | NonEquip | 10 | Packaged air conditioning units (RTUs) | 0% | Tech/Econ | 5.556% | 0 | 0 | 0
Tech | Healthcare | Space Cooling | Residential-type central air conditioners | TRC | Existing | NE5355 | Retro-Commissioning | Retro-Commissioning | NonEquip | 5 |  | 21.99% | Tech/Econ | 16% | 64046.911 | 10.7075 | 0
Tech | Healthcare | Space Cooling | Residential-type central air conditioners | TRC | Existing | NE4367 | Window Sun Protection | Window Sun Protection | NonEquip | 10 |  | 12.19% | Tech/Econ | 16% | 34266.1807 | 12.5325 | -0.13931
Tech | Healthcare | Space Cooling | Residential-type central air conditioners | TRC | Existing | NE4341 | Waterside Economizer | Waterside Economizer | NonEquip | 20 |  | 0% | Tech/Econ | 5.556% | 0 | 0 | 0
Tech | Healthcare | Space Cooling | Residential-type central air conditioners | TRC | Existing | NE4211 | Wall Insulation | Wall Insulation | NonEquip | 20 |  | 26.6% | Tech/Econ | 6.167% | 25580.0881 | 0.51187 | 0
Tech | Healthcare | Space Cooling | Residential-type central air conditioners | TRC | Existing | NE4133 | Smart Thermostat | Smart Thermostat | NonEquip | 11 |  | 45.33% | Tech/Econ | 10% | 74035.6258 | 0.87909 | 0
Tech | Healthcare | Space Cooling | Residential-type central air conditioners | TRC | Existing | NE4107 | Roof Insulation | Roof Insulation | NonEquip | 20 |  | 37.5% | Tech/Econ | 1.656% | 9526.2143 | 0.19062 | 0
Tech | Healthcare | Space Cooling | Residential-type central air conditioners | TRC | Existing | NE4029 | Programmable Thermostat | Programmable Thermostat | NonEquip | 11 |  | 0% | Tech/Econ | 3.6% | 0 | 0 | 0
Tech | Healthcare | Space Cooling | Residential-type central air conditioners | TRC | Existing | NE3977 | Low U-Value Windows | Low U-Value Windows | NonEquip | 20 |  | 8.361% | Tech/Econ | 46% | 106086.5486 | 39.4327 | 0
Tech | Healthcare | Space Cooling | Residential-type central air conditioners | TRC | Existing | NE3899 | HVAC tune-up_RTU | HVAC tune-up_RTU | NonEquip | 5 | Packaged air conditioning units (RTUs) | 0% | Tech/Econ | 5% | 0 | 0 | 0
Tech | Healthcare | Space Cooling | Residential-type central air conditioners | TRC | Existing | NE3873 | HVAC tune-up | HVAC tune-up | NonEquip | 5 | Residential-type central air conditioners | 0% | Tech/Econ | 5% | 0 | 0 | 0
Tech | Healthcare | Space Cooling | Residential-type central air conditioners | TRC | Existing | NE3795 | Green Roof | Green Roof | NonEquip | 15 |  | 0.098% | Tech/Econ | 0.9599% | 14.1303 | 0.0060028 | 0
Tech | Healthcare | Space Cooling | Residential-type central air conditioners | TRC | Existing | NE3743 | Floor Insulation | Floor Insulation | NonEquip | 20 |  | 5.25% | Tech/Econ | 0.4345% | 342.1468 | 0.0068465 | 0
Tech | Healthcare | Space Cooling | Residential-type central air conditioners | TRC | Existing | NE3665 | Facility Energy Management System | Facility Energy Management System | NonEquip | 15 |  | 0.5043% | Tech/Econ | 20% | 2049.3251 | 0.42953 | 0
Tech | Healthcare | Space Cooling | Residential-type central air conditioners | TRC | Existing | NE3587 | Energy Recovery Ventilation System (ERV) | Energy Recovery Ventilation System (ERV) | NonEquip | 15 | Packaged air conditioning units (RTUs) | 0% | Tech/Econ | 9.935% | 0 | 0 | 0
Tech | Healthcare | Space Cooling | Residential-type central air conditioners | TRC | Existing | NE3509 | Duct Sealing Repair | Duct Sealing Repair | NonEquip | 15 |  | 0% | Tech/Econ | 12% | 0 | 0 | 0
Tech | Healthcare | Space Cooling | Residential-type central air conditioners | TRC | Existing | NE3457 | Duct Insulation | Duct Insulation | NonEquip | 15 |  | 0% | Tech/Econ | 2.045% | 0 | 0 | 0
Tech | Healthcare | Space Cooling | Residential-type central air conditioners | TRC | Existing | NE3405 | Dedicated Outdoor Air System on VRF unit | Dedicated Outdoor Air System on VRF unit | NonEquip | 15 | Residential-type central air conditioners | 58.91% | Tech/Econ | 17.5% | 209256.2231 | 63.6749 | 0
Tech | Healthcare | Space Cooling | Residential-type central air conditioners | TRC | Existing | NE3353 | Cool Roof | Cool Roof | NonEquip | 15 |  | 72.71% | Tech/Econ | 1.364% | 15115.1213 | 6.4212 | 0
Tech | Healthcare | Space Cooling | Residential-type central air conditioners | TRC | Existing | NE3301 | Chilled Water System - Variable Speed Drives | Chilled Water System - Variable Speed Drives | NonEquip | 13 | Central chillers inside | 0% | Tech/Econ | 24.74% | 0 | 0 | 0
Tech | Healthcare | Space Cooling | Residential-type central air conditioners | TRC | Existing | NE3275 | Chilled Water Controls Optimization | Chilled Water Controls Optimization | NonEquip | 10 | Central chillers inside | 0% | Tech/Econ | 12.5% | 0 | 0 | 0
Tech | Healthcare | Space Cooling | Residential-type central air conditioners | TRC | Existing | NE3197 | Ceiling Insulation(R2 to R38) | Ceiling Insulation(R2 to R38) | NonEquip | 20 |  | 45.6% | Tech/Econ | 11.3% | 88718.0992 | 1.7753 | 0
Tech | Healthcare | Space Cooling | Residential-type central air conditioners | TRC | Existing | NE3145 | Ceiling Insulation(R19 to R38) | Ceiling Insulation(R19 to R38) | NonEquip | 20 |  | 22.8% | Tech/Econ | 0.6277% | 2149.5498 | 0.043013 | 0
Tech | Healthcare | Space Cooling | Residential-type central air conditioners | TRC | Existing | NE3093 | Ceiling Insulation(R12 to R38) | Ceiling Insulation(R12 to R38) | NonEquip | 20 |  | 34.2% | Tech/Econ | 1.36% | 7018.7456 | 0.14045 | 0
Tech | Healthcare | Space Cooling | Residential-type central air conditioners | TRC | Existing | NE3041 | Airside Economizer | Airside Economizer | NonEquip | 10 | Packaged air conditioning units (RTUs) | 0% | Tech/Econ | 5.556% | 0 | 0 | 0
Tech | Healthcare | Space Cooling | Residential-type central air conditioners | TRC | Turnover | ET824 | Geothermal Heat Pump | Geothermal Heat Pump | Equip | 15 | Residential-type central air conditioners | 30.5% | Tech/Econ | 21.18% | 140274.7129 | 60.3245 | 0
Tech | Healthcare | Space Cooling | Residential-type central air conditioners | TRC | Turnover | ET1370 | Variable Refrigerant Flow (VRF) HVAC Systems | Variable Refrigerant Flow (VRF) HVAC Systems | Equip | 15 | Residential-type central air conditioners | 49.09% | Tech/Econ | 36.88% | 480131.7481 | 146.1001 | 0
Tech | Healthcare | Space Cooling | Residential-type central air conditioners | TRC | Turnover | ET1292 | High Efficiency PTHP | High Efficiency PTHP | Equip | 15 | Residential-type central air conditioners | 0% | Tech/Econ | 23.64% | 0 | 0 | 0
Tech | Healthcare | Space Cooling | Residential-type central air conditioners | TRC | Turnover | ET1253 | High Efficiency PTAC | High Efficiency PTAC | Equip | 15 | Residential-type central air conditioners | 0% | Tech/Econ | 23.64% | 0 | 0 | 0
Tech | Healthcare | Space Cooling | Residential-type central air conditioners | TRC | New | EN850 | Geothermal Heat Pump | Geothermal Heat Pump | Equip | 15 | Residential-type central air conditioners | 30.5% | Tech/Econ | 21.18% | 2628.7069 | 1.1305 | 0
Tech | Healthcare | Space Cooling | Residential-type central air conditioners | TRC | New | EN1396 | Variable Refrigerant Flow (VRF) HVAC Systems | Variable Refrigerant Flow (VRF) HVAC Systems | Equip | 15 | Residential-type central air conditioners | 49.09% | Tech/Econ | 36.88% | 8997.5279 | 2.7379 | 0
Tech | Healthcare | Space Cooling | Residential-type central air conditioners | TRC | New | EN1318 | High Efficiency PTHP | High Efficiency PTHP | Equip | 15 | Residential-type central air conditioners | 0% | Tech/Econ | 23.64% | 0 | 0 | 0
Tech | Healthcare | Space Cooling | Residential-type central air conditioners | TRC | New | EN1279 | High Efficiency PTAC | High Efficiency PTAC | Equip | 15 | Residential-type central air conditioners | 0% | Tech/Econ | 23.64% | 0 | 0 | 0
Tech | Healthcare | Space Heating | Residential/split system heat pump | TRC | New | NN5342 | Retro-Commissioning | Retro-Commissioning | NonEquip | 5 |  | 0% | Tech/Econ | 16% | 0 | 0 | 0
Tech | Healthcare | Space Heating | Residential/split system heat pump | TRC | New | NN4328 | Water Cooled Refrigeration Heat Recovery | Water Cooled Refrigeration Heat Recovery | NonEquip | 20 |  | 0% | Tech/Econ | 10% | 0 | 0 | 0
Tech | Healthcare | Space Heating | Residential/split system heat pump | TRC | New | NN4276 | Warehouse Loading Dock Seals | Warehouse Loading Dock Seals | NonEquip | 18 |  | 0% | Tech/Econ | 0.495% | 0 | 0 | 0
Tech | Healthcare | Space Heating | Residential/split system heat pump | TRC | New | NN4172 | Smart Thermostat | Smart Thermostat | NonEquip | 11 |  | 45.33% | Tech/Econ | 10% | 331.9429 | 0 | -0.054543
Tech | Healthcare | Space Heating | Residential/split system heat pump | TRC | New | NN4094 | Roof Insulation | Roof Insulation | NonEquip | 20 |  | 37.5% | Tech/Econ | 1.023% | 19.2817 | 0 | 0.0086975
Tech | Healthcare | Space Heating | Residential/split system heat pump | TRC | New | NN4068 | Programmable Thermostat | Programmable Thermostat | NonEquip | 11 |  | 0% | Tech/Econ | 3.6% | 0 | 0 | 0
Tech | Healthcare | Space Heating | Residential/split system heat pump | TRC | New | NN4016 | Low U-Value Windows | Low U-Value Windows | NonEquip | 20 |  | 20.9% | Tech/Econ | 10% | 138.7038 | 0 | 0.00057646
Tech | Healthcare | Space Heating | Residential/split system heat pump | TRC | New | NN3938 | Infiltration Reduction - Air Sealing | Infiltration Reduction - Air Sealing | NonEquip | 11 |  | 0% | Tech/Econ | 0.2475% | 0 | 0 | 0
Tech | Healthcare | Space Heating | Residential/split system heat pump | TRC | New | NN3782 | Green Roof | Green Roof | NonEquip | 15 |  | 0.49% | Tech/Econ | 1.581% | 0.50345 | 0 | 0
Tech | Healthcare | Space Heating | Residential/split system heat pump | TRC | New | NN3730 | Floor Insulation | Floor Insulation | NonEquip | 20 |  | 13.12% | Tech/Econ | 0.537% | 0 | 0 | 0
Tech | Healthcare | Space Heating | Residential/split system heat pump | TRC | New | NN3652 | Facility Energy Management System | Facility Energy Management System | NonEquip | 15 |  | 4.276% | Tech/Econ | 20% | 63.1686 | 0 | 0.0011385
Tech | Healthcare | Space Heating | Residential/split system heat pump | TRC | New | NN3574 | ECM Motors on Furnaces | ECM Motors on Furnaces | NonEquip | 15 | Forced air furnace | 0% | Tech/Econ | 1.706% | 0 | 0 | 0
Tech | Healthcare | Space Heating | Residential/split system heat pump | TRC | New | NN3548 | Duct Sealing Repair | Duct Sealing Repair | NonEquip | 15 |  | 0% | Tech/Econ | 12% | 0 | 0 | 0
Tech | Healthcare | Space Heating | Residential/split system heat pump | TRC | New | NN3496 | Duct Insulation | Duct Insulation | NonEquip | 15 |  | 0% | Tech/Econ | 2.045% | 0 | 0 | 0
Tech | Healthcare | Space Heating | Residential/split system heat pump | TRC | New | NN3444 | Destratification Fans | Destratification Fans | NonEquip | 10 |  | 0% | Tech/Econ | 14.56% | 0 | 0 | 0
Tech | Healthcare | Space Heating | Residential/split system heat pump | TRC | New | NN3392 | Dedicated Outdoor Air System on VRF unit | Dedicated Outdoor Air System on VRF unit | NonEquip | 15 | Residential/split system heat pump | 58.91% | Tech/Econ | 10% | 355.8962 | 0 | 0.10946
Tech | Healthcare | Space Heating | Residential/split system heat pump | TRC | New | NN3236 | Ceiling Insulation(R30 to R38) | Ceiling Insulation(R30 to R38) | NonEquip | 20 |  | 0% | Tech/Econ | 0.2068% | 0 | 0 | 0
Tech | Healthcare | Space Heating | Residential/split system heat pump | TRC | New | NN3184 | Ceiling Insulation(R2 to R38) | Ceiling Insulation(R2 to R38) | NonEquip | 20 |  | 0% | Tech/Econ | 13.96% | 0 | 0 | 0
Tech | Healthcare | Space Heating | Residential/split system heat pump | TRC | New | NN3132 | Ceiling Insulation(R19 to R38) | Ceiling Insulation(R19 to R38) | NonEquip | 20 |  | 0% | Tech/Econ | 0.7756% | 0 | 0 | 0
Tech | Healthcare | Space Heating | Residential/split system heat pump | TRC | New | NN3080 | Ceiling Insulation(R12 to R38) | Ceiling Insulation(R12 to R38) | NonEquip | 20 |  | 0% | Tech/Econ | 1.68% | 0 | 0 | 0
Tech | Healthcare | Space Heating | Residential/split system heat pump | TRC | New | NN3002 | Air Curtains | Air Curtains | NonEquip | 8 |  | 28.37% | Tech/Econ | 0.2468% | 0 | 0 | 0
Tech | Healthcare | Space Heating | Residential/split system heat pump | TRC | Existing | NE5329 | Retro-Commissioning | Retro-Commissioning | NonEquip | 5 |  | 21.99% | Tech/Econ | 16% | 11468.4829 | 0 | 5.9445
Tech | Healthcare | Space Heating | Residential/split system heat pump | TRC | Existing | NE4315 | Water Cooled Refrigeration Heat Recovery | Water Cooled Refrigeration Heat Recovery | NonEquip | 20 |  | 0% | Tech/Econ | 10% | 0 | 0 | 0
Tech | Healthcare | Space Heating | Residential/split system heat pump | TRC | Existing | NE4263 | Warehouse Loading Dock Seals | Warehouse Loading Dock Seals | NonEquip | 18 |  | 0% | Tech/Econ | 0.5462% | 0 | 0 | 0
Tech | Healthcare | Space Heating | Residential/split system heat pump | TRC | Existing | NE4237 | Wall Insulation | Wall Insulation | NonEquip | 20 |  | 26.6% | Tech/Econ | 1.228% | 1012.0014 | 0 | 0.45649
Tech | Healthcare | Space Heating | Residential/split system heat pump | TRC | Existing | NE4159 | Smart Thermostat | Smart Thermostat | NonEquip | 11 |  | 45.33% | Tech/Econ | 10% | 16594.3481 | 0 | -2.7267
Tech | Healthcare | Space Heating | Residential/split system heat pump | TRC | Existing | NE4081 | Roof Insulation | Roof Insulation | NonEquip | 20 |  | 37.5% | Tech/Econ | 2.258% | 2663.4995 | 0 | 1.2014
Tech | Healthcare | Space Heating | Residential/split system heat pump | TRC | Existing | NE4055 | Programmable Thermostat | Programmable Thermostat | NonEquip | 11 |  | 0% | Tech/Econ | 3.6% | 0 | 0 | 0
Tech | Healthcare | Space Heating | Residential/split system heat pump | TRC | Existing | NE4003 | Low U-Value Windows | Low U-Value Windows | NonEquip | 20 |  | 8.361% | Tech/Econ | 46% | 18624.1119 | 0 | 0.077403
Tech | Healthcare | Space Heating | Residential/split system heat pump | TRC | Existing | NE3925 | Infiltration Reduction - Air Sealing | Infiltration Reduction - Air Sealing | NonEquip | 11 |  | 44.79% | Tech/Econ | 0.2731% | 376.9644 | 0 | 0.2476
Tech | Healthcare | Space Heating | Residential/split system heat pump | TRC | Existing | NE3847 | Hotel Card Energy Control Systems | Hotel Card Energy Control Systems | NonEquip | 15 |  | 0% | Tech/Econ | 0% | 0 | 0 | 0
Tech | Healthcare | Space Heating | Residential/split system heat pump | TRC | Existing | NE3769 | Green Roof | Green Roof | NonEquip | 15 |  | 0.098% | Tech/Econ | 1.745% | 5.2992 | 0 | 0
Tech | Healthcare | Space Heating | Residential/split system heat pump | TRC | Existing | NE3717 | Floor Insulation | Floor Insulation | NonEquip | 20 |  | 5.25% | Tech/Econ | 0.5925% | 95.873 | 0 | 0.043246
Tech | Healthcare | Space Heating | Residential/split system heat pump | TRC | Existing | NE3639 | Facility Energy Management System | Facility Energy Management System | NonEquip | 15 |  | 0.5043% | Tech/Econ | 20% | 397.5798 | 0 | 0.0071657
Tech | Healthcare | Space Heating | Residential/split system heat pump | TRC | Existing | NE3561 | ECM Motors on Furnaces | ECM Motors on Furnaces | NonEquip | 15 | Forced air furnace | 0% | Tech/Econ | 1.706% | 0 | 0 | 0
Tech | Healthcare | Space Heating | Residential/split system heat pump | TRC | Existing | NE3535 | Duct Sealing Repair | Duct Sealing Repair | NonEquip | 15 |  | 0% | Tech/Econ | 12% | 0 | 0 | 0
Tech | Healthcare | Space Heating | Residential/split system heat pump | TRC | Existing | NE3483 | Duct Insulation | Duct Insulation | NonEquip | 15 |  | 0% | Tech/Econ | 2.045% | 0 | 0 | 0
Tech | Healthcare | Space Heating | Residential/split system heat pump | TRC | Existing | NE3431 | Destratification Fans | Destratification Fans | NonEquip | 10 |  | 0% | Tech/Econ | 14.56% | 0 | 0 | 0
Tech | Healthcare | Space Heating | Residential/split system heat pump | TRC | Existing | NE3379 | Dedicated Outdoor Air System on VRF unit | Dedicated Outdoor Air System on VRF unit | NonEquip | 15 | Residential/split system heat pump | 58.91% | Tech/Econ | 10% | 20590.9463 | 0 | 6.3329
Tech | Healthcare | Space Heating | Residential/split system heat pump | TRC | Existing | NE3327 | Cool Roof | Cool Roof | NonEquip | 15 |  | 72.71% | Tech/Econ | 0.197% | 440.4553 | 0 | 0
Tech | Healthcare | Space Heating | Residential/split system heat pump | TRC | Existing | NE3223 | Ceiling Insulation(R30 to R38) | Ceiling Insulation(R30 to R38) | NonEquip | 20 |  | 11.4% | Tech/Econ | 0.2282% | 80.0061 | 0 | 0.036089
Tech | Healthcare | Space Heating | Residential/split system heat pump | TRC | Existing | NE3171 | Ceiling Insulation(R2 to R38) | Ceiling Insulation(R2 to R38) | NonEquip | 20 |  | 45.6% | Tech/Econ | 15.4% | 27660.5784 | 0 | 12.4771
Tech | Healthcare | Space Heating | Residential/split system heat pump | TRC | Existing | NE3119 | Ceiling Insulation(R19 to R38) | Ceiling Insulation(R19 to R38) | NonEquip | 20 |  | 22.8% | Tech/Econ | 0.8558% | 602.6396 | 0 | 0.27184
Tech | Healthcare | Space Heating | Residential/split system heat pump | TRC | Existing | NE3067 | Ceiling Insulation(R12 to R38) | Ceiling Insulation(R12 to R38) | NonEquip | 20 |  | 34.2% | Tech/Econ | 1.854% | 1977.5711 | 0 | 0.89204
Tech | Healthcare | Space Heating | Residential/split system heat pump | TRC | Existing | NE2989 | Air Curtains | Air Curtains | NonEquip | 8 |  | 33.45% | Tech/Econ | 0.2468% | 254.077 | 0 | 0.027593
Tech | Healthcare | Space Heating | Residential/split system heat pump | TRC | Turnover | ET863 | Geothermal Heat Pump | Geothermal Heat Pump | Equip | 15 | Residential/split system heat pump | 30.5% | Tech/Econ | 2.941% | 2950.3863 | 0 | 0.97454
Tech | Healthcare | Space Heating | Residential/split system heat pump | TRC | Turnover | ET1409 | Variable Refrigerant Flow (VRF) HVAC Systems | Variable Refrigerant Flow (VRF) HVAC Systems | Equip | 15 | Residential/split system heat pump | 49.09% | Tech/Econ | 31.25% | 71432.1411 | 0 | 21.9696
Tech | Healthcare | Space Heating | Residential/split system heat pump | TRC | Turnover | ET1331 | High Efficiency PTHP | High Efficiency PTHP | Equip | 15 | Residential/split system heat pump | 0% | Tech/Econ | 9.375% | 0 | 0 | 0
Tech | Healthcare | Space Heating | Residential/split system heat pump | TRC | New | EN889 | Geothermal Heat Pump | Geothermal Heat Pump | Equip | 15 | Residential/split system heat pump | 30.5% | Tech/Econ | 2.941% | 0 | 0 | 0
Tech | Healthcare | Space Heating | Residential/split system heat pump | TRC | New | EN1435 | Variable Refrigerant Flow (VRF) HVAC Systems | Variable Refrigerant Flow (VRF) HVAC Systems | Equip | 15 | Residential/split system heat pump | 49.09% | Tech/Econ | 31.25% | 1338.6173 | 0 | 0.4117
Tech | Healthcare | Space Heating | Residential/split system heat pump | TRC | New | EN1357 | High Efficiency PTHP | High Efficiency PTHP | Equip | 15 | Residential/split system heat pump | 0% | Tech/Econ | 9.375% | 0 | 0 | 0
Tech | Healthcare | Refrigeration | Residential style | TRC | New | NN5316 | Retro-Commissioning | Retro-Commissioning | NonEquip | 5 |  | 0% | Tech/Econ | 16% | 0 | 0 | 0
Tech | Healthcare | Refrigeration | Residential style | TRC | New | NN4900 | Strip Curtains for Walk-ins | Strip Curtains for Walk-ins | NonEquip | 4 | Walk-in cooler | 0% | Tech/Econ | 2.115% | 0 | 0 | 0
Tech | Healthcare | Refrigeration | Residential style | TRC | New | NN4874 | Refrigerated Display Case Lighting Controls | Refrigerated Display Case Lighting Controls | NonEquip | 8 | Display cases | 0% | Tech/Econ | 0.9365% | 0 | 0 | 0
Tech | Healthcare | Refrigeration | Residential style | TRC | New | NN4848 | PSC to ECM Evaporator Fan Motor (Walk-In, Refrigerator) | PSC to ECM Evaporator Fan Motor (Walk-In, Refrigerator) | NonEquip | 15 | Walk-in cooler | 0% | Tech/Econ | 37.5% | 0 | 0 | 0
Tech | Healthcare | Refrigeration | Residential style | TRC | New | NN4822 | PSC to ECM Evaporator Fan Motor (Reach-In) | PSC to ECM Evaporator Fan Motor (Reach-In) | NonEquip | 15 | Display cases | 0% | Tech/Econ | 37.5% | 0 | 0 | 0
Tech | Healthcare | Refrigeration | Residential style | TRC | New | NN4796 | Night Covers for Display Cases | Night Covers for Display Cases | NonEquip | 5 | Display cases | 0% | Tech/Econ | 1.877% | 0 | 0 | 0
Tech | Healthcare | Refrigeration | Residential style | TRC | New | NN4770 | High R-Value Glass Doors | High R-Value Glass Doors | NonEquip | 12 | Display cases | 0% | Tech/Econ | 0% | 0 | 0 | 0
Tech | Healthcare | Refrigeration | Residential style | TRC | New | NN4744 | High Efficiency Refrigeration Compressor | High Efficiency Refrigeration Compressor | NonEquip | 13 | Display cases | 0% | Tech/Econ | 6.922% | 0 | 0 | 0
Tech | Healthcare | Refrigeration | Residential style | TRC | New | NN4718 | Freezer-Cooler Replacement Gaskets | Freezer-Cooler Replacement Gaskets | NonEquip | 4 | Display cases | 0% | Tech/Econ | 0% | 0 | 0 | 0
Tech | Healthcare | Refrigeration | Residential style | TRC | New | NN4692 | Floating Head Pressure Controls | Floating Head Pressure Controls | NonEquip | 15 |  | 26.46% | Tech/Econ | 6.05% | 1965.2965 | 0.25481 | 0.21344
Tech | Healthcare | Refrigeration | Residential style | TRC | New | NN4666 | Demand Defrost | Demand Defrost | NonEquip | 10 | Walk-in cooler | 0% | Tech/Econ | 30% | 0 | 0 | 0
Tech | Healthcare | Refrigeration | Residential style | TRC | New | NN4640 | Automatic Door Closer for Walk-in Coolers and Freezers | Automatic Door Closer for Walk-in Coolers and Freezers | NonEquip | 8 | Walk-in cooler | 0% | Tech/Econ | 3.131% | 0 | 0 | 0
Tech | Healthcare | Refrigeration | Residential style | TRC | New | NN4614 | Anti-Sweat Controls | Anti-Sweat Controls | NonEquip | 8 | Display cases | 0% | Tech/Econ | 85% | 0 | 0 | 0
Tech | Healthcare | Refrigeration | Residential style | TRC | Existing | NE5303 | Retro-Commissioning | Retro-Commissioning | NonEquip | 5 |  | 21.99% | Tech/Econ | 16% | 239694.0504 | 40.0725 | 124.2405
Tech | Healthcare | Refrigeration | Residential style | TRC | Existing | NE4887 | Strip Curtains for Walk-ins | Strip Curtains for Walk-ins | NonEquip | 4 | Walk-in cooler | 0% | Tech/Econ | 2.115% | 0 | 0 | 0
Tech | Healthcare | Refrigeration | Residential style | TRC | Existing | NE4861 | Refrigerated Display Case Lighting Controls | Refrigerated Display Case Lighting Controls | NonEquip | 8 | Display cases | 0% | Tech/Econ | 2.524% | 0 | 0 | 0
Tech | Healthcare | Refrigeration | Residential style | TRC | Existing | NE4835 | PSC to ECM Evaporator Fan Motor (Walk-In, Refrigerator) | PSC to ECM Evaporator Fan Motor (Walk-In, Refrigerator) | NonEquip | 15 | Walk-in cooler | 0% | Tech/Econ | 37.5% | 0 | 0 | 0
Tech | Healthcare | Refrigeration | Residential style | TRC | Existing | NE4809 | PSC to ECM Evaporator Fan Motor (Reach-In) | PSC to ECM Evaporator Fan Motor (Reach-In) | NonEquip | 15 | Display cases | 0% | Tech/Econ | 37.5% | 0 | 0 | 0
Tech | Healthcare | Refrigeration | Residential style | TRC | Existing | NE4783 | Night Covers for Display Cases | Night Covers for Display Cases | NonEquip | 5 | Display cases | 0% | Tech/Econ | 1.877% | 0 | 0 | 0
Tech | Healthcare | Refrigeration | Residential style | TRC | Existing | NE4757 | High R-Value Glass Doors | High R-Value Glass Doors | NonEquip | 12 | Display cases | 0% | Tech/Econ | 23.81% | 0 | 0 | 0
Tech | Healthcare | Refrigeration | Residential style | TRC | Existing | NE4731 | High Efficiency Refrigeration Compressor | High Efficiency Refrigeration Compressor | NonEquip | 13 | Display cases | 0% | Tech/Econ | 6.922% | 0 | 0 | 0
Tech | Healthcare | Refrigeration | Residential style | TRC | Existing | NE4705 | Freezer-Cooler Replacement Gaskets | Freezer-Cooler Replacement Gaskets | NonEquip | 4 | Display cases | 0% | Tech/Econ | 3.131% | 0 | 0 | 0
Tech | Healthcare | Refrigeration | Residential style | TRC | Existing | NE4679 | Floating Head Pressure Controls | Floating Head Pressure Controls | NonEquip | 15 |  | 26.46% | Tech/Econ | 6.05% | 105231.0654 | 13.6437 | 11.4283
Tech | Healthcare | Refrigeration | Residential style | TRC | Existing | NE4653 | Demand Defrost | Demand Defrost | NonEquip | 10 | Walk-in cooler | 0% | Tech/Econ | 30% | 0 | 0 | 0
Tech | Healthcare | Refrigeration | Residential style | TRC | Existing | NE4627 | Automatic Door Closer for Walk-in Coolers and Freezers | Automatic Door Closer for Walk-in Coolers and Freezers | NonEquip | 8 | Walk-in cooler | 0% | Tech/Econ | 3.131% | 0 | 0 | 0
Tech | Healthcare | Refrigeration | Residential style | TRC | Existing | NE4601 | Anti-Sweat Controls | Anti-Sweat Controls | NonEquip | 8 | Display cases | 0% | Tech/Econ | 85% | 0 | 0 | 0
Tech | Healthcare | Refrigeration | Residential style | TRC | Turnover | ET2534 | Energy Star Refrigerator | Energy Star Refrigerator | Equip | 12 | Residential style | 35.47% | Tech/Econ | 21.99% | 576247.34 | 75.8687 | 59.698
Tech | Healthcare | Refrigeration | Residential style | TRC | New | EN2560 | Energy Star Refrigerator | Energy Star Refrigerator | Equip | 12 | Residential style | 35.47% | Tech/Econ | 21.99% | 10383.3634 | 1.3671 | 1.0757
Tech | Healthcare | Miscellaneous | Pool pump | TRC | New | NN5446 | Retro-Commissioning | Retro-Commissioning | NonEquip | 5 |  | 0% | Tech/Econ | 16% | 0 | 0 | 0
Tech | Healthcare | Miscellaneous | Pool pump | TRC | New | NN4536 | VSD Controlled Compressor | VSD Controlled Compressor | NonEquip | 15 | Others | 0% | Tech/Econ | 20.79% | 0 | 0 | 0
Tech | Healthcare | Miscellaneous | Pool pump | TRC | New | NN4510 | Regenerative Drive Elevator Motor | Regenerative Drive Elevator Motor | NonEquip | 13 | Elevators/Escalators | 0% | Tech/Econ | 6.211% | 0 | 0 | 0
Tech | Healthcare | Miscellaneous | Pool pump | TRC | New | NN4484 | Engine Block Timer | Engine Block Timer | NonEquip | 5 | Others | 0% | Tech/Econ | 36% | 0 | 0 | 0
Tech | Healthcare | Miscellaneous | Pool pump | TRC | New | NN4458 | Efficient Motor Belts | Efficient Motor Belts | NonEquip | 10 | Others | 0% | Tech/Econ | 1.105% | 0 | 0 | 0
Tech | Healthcare | Miscellaneous | Pool pump | TRC | Existing | NE5433 | Retro-Commissioning | Retro-Commissioning | NonEquip | 5 |  | 21.99% | Tech/Econ | 16% | 0 | 0 | 0
Tech | Healthcare | Miscellaneous | Pool pump | TRC | Existing | NE4523 | VSD Controlled Compressor | VSD Controlled Compressor | NonEquip | 15 | Others | 0% | Tech/Econ | 20.79% | 0 | 0 | 0
Tech | Healthcare | Miscellaneous | Pool pump | TRC | Existing | NE4497 | Regenerative Drive Elevator Motor | Regenerative Drive Elevator Motor | NonEquip | 13 | Elevators/Escalators | 0% | Tech/Econ | 6.211% | 0 | 0 | 0
Tech | Healthcare | Miscellaneous | Pool pump | TRC | Existing | NE4471 | Engine Block Timer | Engine Block Timer | NonEquip | 5 | Others | 0% | Tech/Econ | 36% | 0 | 0 | 0
Tech | Healthcare | Miscellaneous | Pool pump | TRC | Existing | NE4445 | Efficient Motor Belts | Efficient Motor Belts | NonEquip | 10 | Others | 0% | Tech/Econ | 1.105% | 0 | 0 | 0
Tech | Healthcare | Miscellaneous | Pool pump | TRC | Turnover | ET2108 | Variable Speed Pool Pump | Variable Speed Pool Pump | Equip | 10 | Pool pump | 0% | Tech/Econ | 64.36% | 0 | 0 | 0
Tech | Healthcare | Miscellaneous | Pool pump | TRC | Turnover | ET2069 | Two Speed Pool Pump | Two Speed Pool Pump | Equip | 10 | Pool pump | 0% | Tech/Econ | 61.79% | 0 | 0 | 0
Tech | Healthcare | Miscellaneous | Pool pump | TRC | Turnover | ET2033 | Solar Powered Pool Pump | Solar Powered Pool Pump | Equip | 10 | Pool pump | 0% | Tech/Econ | 81% | 0 | 0 | 0
Tech | Healthcare | Miscellaneous | Pool pump | TRC | Turnover | ET1994 | Solar Pool Heater | Solar Pool Heater | Equip | 15 | Pool pump | 0% | Tech/Econ | 86.11% | 0 | 0 | 0
Tech | Healthcare | Miscellaneous | Pool pump | TRC | Turnover | ET1955 | Heat Pump Pool Heater | Heat Pump Pool Heater | Equip | 15 | Pool pump | 0% | Tech/Econ | 80% | 0 | 0 | 0
Tech | Healthcare | Miscellaneous | Pool pump | TRC | New | EN2132 | Variable Speed Pool Pump | Variable Speed Pool Pump | Equip | 10 | Pool pump | 0% | Tech/Econ | 64.36% | 0 | 0 | 0
Tech | Healthcare | Miscellaneous | Pool pump | TRC | New | EN2095 | Two Speed Pool Pump | Two Speed Pool Pump | Equip | 10 | Pool pump | 0% | Tech/Econ | 61.79% | 0 | 0 | 0
Tech | Healthcare | Miscellaneous | Pool pump | TRC | New | EN2057 | Solar Powered Pool Pump | Solar Powered Pool Pump | Equip | 10 | Pool pump | 0% | Tech/Econ | 81% | 0 | 0 | 0
Tech | Healthcare | Miscellaneous | Pool pump | TRC | New | EN2020 | Solar Pool Heater | Solar Pool Heater | Equip | 15 | Pool pump | 0% | Tech/Econ | 86.11% | 0 | 0 | 0
Tech | Healthcare | Miscellaneous | Pool pump | TRC | New | EN1981 | Heat Pump Pool Heater | Heat Pump Pool Heater | Equip | 15 | Pool pump | 0% | Tech/Econ | 80% | 0 | 0 | 0
Tech | Healthcare | Space Heating | Packaged central unit | TRC | New | NN5342 | Retro-Commissioning | Retro-Commissioning | NonEquip | 5 |  | 0% | Tech/Econ | 16% | 0 | 0 | 0
Tech | Healthcare | Space Heating | Packaged central unit | TRC | New | NN4328 | Water Cooled Refrigeration Heat Recovery | Water Cooled Refrigeration Heat Recovery | NonEquip | 20 |  | 0% | Tech/Econ | 10% | 0 | 0 | 0
Tech | Healthcare | Space Heating | Packaged central unit | TRC | New | NN4276 | Warehouse Loading Dock Seals | Warehouse Loading Dock Seals | NonEquip | 18 |  | 0% | Tech/Econ | 0.495% | 0 | 0 | 0
Tech | Healthcare | Space Heating | Packaged central unit | TRC | New | NN4172 | Smart Thermostat | Smart Thermostat | NonEquip | 11 |  | 45.33% | Tech/Econ | 10% | 1051.8559 | 0 | -0.17283
Tech | Healthcare | Space Heating | Packaged central unit | TRC | New | NN4094 | Roof Insulation | Roof Insulation | NonEquip | 20 |  | 37.5% | Tech/Econ | 1.023% | 62.5318 | 0 | 0.028207
Tech | Healthcare | Space Heating | Packaged central unit | TRC | New | NN4068 | Programmable Thermostat | Programmable Thermostat | NonEquip | 11 |  | 0% | Tech/Econ | 3.6% | 0 | 0 | 0
Tech | Healthcare | Space Heating | Packaged central unit | TRC | New | NN4016 | Low U-Value Windows | Low U-Value Windows | NonEquip | 20 |  | 20.9% | Tech/Econ | 10% | 463.0966 | 0 | 0.0019247
Tech | Healthcare | Space Heating | Packaged central unit | TRC | New | NN3938 | Infiltration Reduction - Air Sealing | Infiltration Reduction - Air Sealing | NonEquip | 11 |  | 0% | Tech/Econ | 0.2475% | 0 | 0 | 0
Tech | Healthcare | Space Heating | Packaged central unit | TRC | New | NN3860 | Hotel Card Energy Control Systems | Hotel Card Energy Control Systems | NonEquip | 15 |  | 0% | Tech/Econ | 0% | 0 | 0 | 0
Tech | Healthcare | Space Heating | Packaged central unit | TRC | New | NN3782 | Green Roof | Green Roof | NonEquip | 15 |  | 0.49% | Tech/Econ | 1.581% | 1.6327 | 0 | 0
Tech | Healthcare | Space Heating | Packaged central unit | TRC | New | NN3730 | Floor Insulation | Floor Insulation | NonEquip | 20 |  | 13.12% | Tech/Econ | 0.537% | 0 | 0 | 0
Tech | Healthcare | Space Heating | Packaged central unit | TRC | New | NN3652 | Facility Energy Management System | Facility Energy Management System | NonEquip | 15 |  | 4.276% | Tech/Econ | 20% | 200.1676 | 0 | 0.0036077
Tech | Healthcare | Space Heating | Packaged central unit | TRC | New | NN3574 | ECM Motors on Furnaces | ECM Motors on Furnaces | NonEquip | 15 | Forced air furnace | 0% | Tech/Econ | 1.706% | 0 | 0 | 0
Tech | Healthcare | Space Heating | Packaged central unit | TRC | New | NN3548 | Duct Sealing Repair | Duct Sealing Repair | NonEquip | 15 |  | 0% | Tech/Econ | 12% | 0 | 0 | 0
Tech | Healthcare | Space Heating | Packaged central unit | TRC | New | NN3496 | Duct Insulation | Duct Insulation | NonEquip | 15 |  | 0% | Tech/Econ | 2.045% | 0 | 0 | 0
Tech | Healthcare | Space Heating | Packaged central unit | TRC | New | NN3444 | Destratification Fans | Destratification Fans | NonEquip | 10 |  | 0% | Tech/Econ | 14.56% | 0 | 0 | 0
Tech | Healthcare | Space Heating | Packaged central unit | TRC | New | NN3392 | Dedicated Outdoor Air System on VRF unit | Dedicated Outdoor Air System on VRF unit | NonEquip | 15 | Residential/split system heat pump | 0% | Tech/Econ | 10% | 0 | 0 | 0
Tech | Healthcare | Space Heating | Packaged central unit | TRC | New | NN3340 | Cool Roof | Cool Roof | NonEquip | 15 |  | 72.32% | Tech/Econ | 0.1786% | 0 | 0 | 0
Tech | Healthcare | Space Heating | Packaged central unit | TRC | New | NN3236 | Ceiling Insulation(R30 to R38) | Ceiling Insulation(R30 to R38) | NonEquip | 20 |  | 0% | Tech/Econ | 0.2068% | 0 | 0 | 0
Tech | Healthcare | Space Heating | Packaged central unit | TRC | New | NN3184 | Ceiling Insulation(R2 to R38) | Ceiling Insulation(R2 to R38) | NonEquip | 20 |  | 0% | Tech/Econ | 13.96% | 0 | 0 | 0
Tech | Healthcare | Space Heating | Packaged central unit | TRC | New | NN3132 | Ceiling Insulation(R19 to R38) | Ceiling Insulation(R19 to R38) | NonEquip | 20 |  | 0% | Tech/Econ | 0.7756% | 0 | 0 | 0
Tech | Healthcare | Space Heating | Packaged central unit | TRC | New | NN3080 | Ceiling Insulation(R12 to R38) | Ceiling Insulation(R12 to R38) | NonEquip | 20 |  | 0% | Tech/Econ | 1.68% | 0 | 0 | 0
Tech | Healthcare | Space Heating | Packaged central unit | TRC | New | NN3002 | Air Curtains | Air Curtains | NonEquip | 8 |  | 28.37% | Tech/Econ | 0.2468% | 0 | 0 | 0
Tech | Healthcare | Space Heating | Packaged central unit | TRC | Existing | NE5329 | Retro-Commissioning | Retro-Commissioning | NonEquip | 5 |  | 21.99% | Tech/Econ | 16% | 37849.132 | 0 | 19.6183
Tech | Healthcare | Space Heating | Packaged central unit | TRC | Existing | NE4315 | Water Cooled Refrigeration Heat Recovery | Water Cooled Refrigeration Heat Recovery | NonEquip | 20 |  | 0% | Tech/Econ | 10% | 0 | 0 | 0
Tech | Healthcare | Space Heating | Packaged central unit | TRC | Existing | NE4263 | Warehouse Loading Dock Seals | Warehouse Loading Dock Seals | NonEquip | 18 |  | 0% | Tech/Econ | 0.5462% | 0 | 0 | 0
Tech | Healthcare | Space Heating | Packaged central unit | TRC | Existing | NE4237 | Wall Insulation | Wall Insulation | NonEquip | 20 |  | 26.6% | Tech/Econ | 1.228% | 3339.8814 | 0 | 1.5065
Tech | Healthcare | Space Heating | Packaged central unit | TRC | Existing | NE4159 | Smart Thermostat | Smart Thermostat | NonEquip | 11 |  | 45.33% | Tech/Econ | 10% | 52583.9282 | 0 | -8.6403
Tech | Healthcare | Space Heating | Packaged central unit | TRC | Existing | NE4081 | Roof Insulation | Roof Insulation | NonEquip | 20 |  | 37.5% | Tech/Econ | 2.258% | 8790.2771 | 0 | 3.9651
Tech | Healthcare | Space Heating | Packaged central unit | TRC | Existing | NE4055 | Programmable Thermostat | Programmable Thermostat | NonEquip | 11 |  | 0% | Tech/Econ | 3.6% | 0 | 0 | 0
Tech | Healthcare | Space Heating | Packaged central unit | TRC | Existing | NE4003 | Low U-Value Windows | Low U-Value Windows | NonEquip | 20 |  | 8.361% | Tech/Econ | 46% | 49961.517 | 0 | 0.20764
Tech | Healthcare | Space Heating | Packaged central unit | TRC | Existing | NE3925 | Infiltration Reduction - Air Sealing | Infiltration Reduction - Air Sealing | NonEquip | 11 |  | 44.79% | Tech/Econ | 0.2731% | 1244.0858 | 0 | 0.81716
Tech | Healthcare | Space Heating | Packaged central unit | TRC | Existing | NE3847 | Hotel Card Energy Control Systems | Hotel Card Energy Control Systems | NonEquip | 15 |  | 0% | Tech/Econ | 0% | 0 | 0 | 0
Tech | Healthcare | Space Heating | Packaged central unit | TRC | Existing | NE3769 | Green Roof | Green Roof | NonEquip | 15 |  | 0.098% | Tech/Econ | 1.745% | 17.4886 | 0 | 0
Tech | Healthcare | Space Heating | Packaged central unit | TRC | Existing | NE3717 | Floor Insulation | Floor Insulation | NonEquip | 20 |  | 5.25% | Tech/Econ | 0.5925% | 316.4071 | 0 | 0.14272
Tech | Healthcare | Space Heating | Packaged central unit | TRC | Existing | NE3639 | Facility Energy Management System | Facility Energy Management System | NonEquip | 15 |  | 0.5043% | Tech/Econ | 20% | 1259.8452 | 0 | 0.022707
Tech | Healthcare | Space Heating | Packaged central unit | TRC | Existing | NE3561 | ECM Motors on Furnaces | ECM Motors on Furnaces | NonEquip | 15 | Forced air furnace | 0% | Tech/Econ | 1.706% | 0 | 0 | 0
Tech | Healthcare | Space Heating | Packaged central unit | TRC | Existing | NE3535 | Duct Sealing Repair | Duct Sealing Repair | NonEquip | 15 |  | 0% | Tech/Econ | 12% | 0 | 0 | 0
Tech | Healthcare | Space Heating | Packaged central unit | TRC | Existing | NE3483 | Duct Insulation | Duct Insulation | NonEquip | 15 |  | 0% | Tech/Econ | 2.045% | 0 | 0 | 0
Tech | Healthcare | Space Heating | Packaged central unit | TRC | Existing | NE3431 | Destratification Fans | Destratification Fans | NonEquip | 10 |  | 0% | Tech/Econ | 14.56% | 0 | 0 | 0
Tech | Healthcare | Space Heating | Packaged central unit | TRC | Existing | NE3379 | Dedicated Outdoor Air System on VRF unit | Dedicated Outdoor Air System on VRF unit | NonEquip | 15 | Residential/split system heat pump | 0% | Tech/Econ | 10% | 0 | 0 | 0
Tech | Healthcare | Space Heating | Packaged central unit | TRC | Existing | NE3327 | Cool Roof | Cool Roof | NonEquip | 15 |  | 72.71% | Tech/Econ | 0.197% | 1453.6229 | 0 | 0
Tech | Healthcare | Space Heating | Packaged central unit | TRC | Existing | NE3223 | Ceiling Insulation(R30 to R38) | Ceiling Insulation(R30 to R38) | NonEquip | 20 |  | 11.4% | Tech/Econ | 0.2282% | 264.0419 | 0 | 0.1191
Tech | Healthcare | Space Heating | Packaged central unit | TRC | Existing | NE3171 | Ceiling Insulation(R2 to R38) | Ceiling Insulation(R2 to R38) | NonEquip | 20 |  | 45.6% | Tech/Econ | 15.4% | 87650.4373 | 0 | 39.5372
Tech | Healthcare | Space Heating | Packaged central unit | TRC | Existing | NE3119 | Ceiling Insulation(R19 to R38) | Ceiling Insulation(R19 to R38) | NonEquip | 20 |  | 22.8% | Tech/Econ | 0.8558% | 1988.8755 | 0 | 0.89714
Tech | Healthcare | Space Heating | Packaged central unit | TRC | Existing | NE3067 | Ceiling Insulation(R12 to R38) | Ceiling Insulation(R12 to R38) | NonEquip | 20 |  | 34.2% | Tech/Econ | 1.854% | 6526.5258 | 0 | 2.944
Tech | Healthcare | Space Heating | Packaged central unit | TRC | Existing | NE2989 | Air Curtains | Air Curtains | NonEquip | 8 |  | 33.45% | Tech/Econ | 0.2468% | 838.5238 | 0 | 0.091066
Tech | Healthcare | Space Heating | Packaged central unit | TRC | Turnover | ET1214 | High Efficiency DX 135k- less than 240k BTU | High Efficiency DX 135k- less than 240k BTU | Equip | 15 | Packaged central unit | 94.56% | Tech/Econ | 3.03% | 31736.4768 | 0 | 0
Tech | Healthcare | Space Heating | Packaged central unit | TRC | New | EN1240 | High Efficiency DX 135k- less than 240k BTU | High Efficiency DX 135k- less than 240k BTU | Equip | 15 | Packaged central unit | 94.56% | Tech/Econ | 3.03% | 621.5663 | 0 | 0
Tech | Healthcare | Space Cooling | Packaged air conditioning units (RTUs) | TRC | New | NN5368 | Retro-Commissioning | Retro-Commissioning | NonEquip | 5 |  | 0% | Tech/Econ | 16% | 0 | 0 | 0
Tech | Healthcare | Space Cooling | Packaged air conditioning units (RTUs) | TRC | New | NN4380 | Window Sun Protection | Window Sun Protection | NonEquip | 10 |  | 15.35% | Tech/Econ | 16% | 73428.5653 | 26.8557 | -0.29852
Tech | Healthcare | Space Cooling | Packaged air conditioning units (RTUs) | TRC | New | NN4354 | Waterside Economizer | Waterside Economizer | NonEquip | 20 |  | 0% | Tech/Econ | 5.556% | 0 | 0 | 0
Tech | Healthcare | Space Cooling | Packaged air conditioning units (RTUs) | TRC | New | NN4146 | Smart Thermostat | Smart Thermostat | NonEquip | 11 |  | 45.33% | Tech/Econ | 10% | 0 | 0 | 0
Tech | Healthcare | Space Cooling | Packaged air conditioning units (RTUs) | TRC | New | NN4120 | Roof Insulation | Roof Insulation | NonEquip | 20 |  | 37.5% | Tech/Econ | 0.8282% | 0 | 0 | 0
Tech | Healthcare | Space Cooling | Packaged air conditioning units (RTUs) | TRC | New | NN4042 | Programmable Thermostat | Programmable Thermostat | NonEquip | 11 |  | 0% | Tech/Econ | 3.6% | 0 | 0 | 0
Tech | Healthcare | Space Cooling | Packaged air conditioning units (RTUs) | TRC | New | NN3990 | Low U-Value Windows | Low U-Value Windows | NonEquip | 20 |  | 20.9% | Tech/Econ | 10% | 25399.3495 | 9.441 | 0
Tech | Healthcare | Space Cooling | Packaged air conditioning units (RTUs) | TRC | New | NN3912 | HVAC tune-up_RTU | HVAC tune-up_RTU | NonEquip | 5 | Packaged air conditioning units (RTUs) | 0% | Tech/Econ | 5% | 0 | 0 | 0
Tech | Healthcare | Space Cooling | Packaged air conditioning units (RTUs) | TRC | New | NN3886 | HVAC tune-up | HVAC tune-up | NonEquip | 5 | Residential-type central air conditioners | 0% | Tech/Econ | 5% | 0 | 0 | 0
Tech | Healthcare | Space Cooling | Packaged air conditioning units (RTUs) | TRC | New | NN3808 | Green Roof | Green Roof | NonEquip | 15 |  | 0.49% | Tech/Econ | 0.9599% | 0 | 0 | 0
Tech | Healthcare | Space Cooling | Packaged air conditioning units (RTUs) | TRC | New | NN3678 | Facility Energy Management System | Facility Energy Management System | NonEquip | 15 |  | 4.276% | Tech/Econ | 20% | 29133.8636 | 6.1063 | 0
Tech | Healthcare | Space Cooling | Packaged air conditioning units (RTUs) | TRC | New | NN3626 | Facility Commissioning | Facility Commissioning | NonEquip | 10 |  | 71.67% | Tech/Econ | 16% | 387306.0807 | 79.6514 | 0.35853
Tech | Healthcare | Space Cooling | Packaged air conditioning units (RTUs) | TRC | New | NN3600 | Energy Recovery Ventilation System (ERV) | Energy Recovery Ventilation System (ERV) | NonEquip | 15 | Packaged air conditioning units (RTUs) | 34.81% | Tech/Econ | 9.935% | 99986.8285 | 172.2082 | 6.5845
Tech | Healthcare | Space Cooling | Packaged air conditioning units (RTUs) | TRC | New | NN3522 | Duct Sealing Repair | Duct Sealing Repair | NonEquip | 15 |  | 0% | Tech/Econ | 12% | 0 | 0 | 0
Tech | Healthcare | Space Cooling | Packaged air conditioning units (RTUs) | TRC | New | NN3470 | Duct Insulation | Duct Insulation | NonEquip | 15 |  | 0% | Tech/Econ | 2.045% | 0 | 0 | 0
Tech | Healthcare | Space Cooling | Packaged air conditioning units (RTUs) | TRC | New | NN3418 | Dedicated Outdoor Air System on VRF unit | Dedicated Outdoor Air System on VRF unit | NonEquip | 15 | Residential-type central air conditioners | 0% | Tech/Econ | 17.5% | 0 | 0 | 0
Tech | Healthcare | Space Cooling | Packaged air conditioning units (RTUs) | TRC | New | NN3366 | Cool Roof | Cool Roof | NonEquip | 15 |  | 72.32% | Tech/Econ | 1.364% | 0 | 0 | 0
Tech | Healthcare | Space Cooling | Packaged air conditioning units (RTUs) | TRC | New | NN3314 | Chilled Water System - Variable Speed Drives | Chilled Water System - Variable Speed Drives | NonEquip | 13 | Central chillers inside | 0% | Tech/Econ | 24.74% | 0 | 0 | 0
Tech | Healthcare | Space Cooling | Packaged air conditioning units (RTUs) | TRC | New | NN3288 | Chilled Water Controls Optimization | Chilled Water Controls Optimization | NonEquip | 10 | Central chillers inside | 0% | Tech/Econ | 12.5% | 0 | 0 | 0
Tech | Healthcare | Space Cooling | Packaged air conditioning units (RTUs) | TRC | New | NN3210 | Ceiling Insulation(R2 to R38) | Ceiling Insulation(R2 to R38) | NonEquip | 20 |  | 0% | Tech/Econ | 11.3% | 0 | 0 | 0
Tech | Healthcare | Space Cooling | Packaged air conditioning units (RTUs) | TRC | New | NN3158 | Ceiling Insulation(R19 to R38) | Ceiling Insulation(R19 to R38) | NonEquip | 20 |  | 0% | Tech/Econ | 0.6277% | 0 | 0 | 0
Tech | Healthcare | Space Cooling | Packaged air conditioning units (RTUs) | TRC | New | NN3106 | Ceiling Insulation(R12 to R38) | Ceiling Insulation(R12 to R38) | NonEquip | 20 |  | 0% | Tech/Econ | 1.36% | 0 | 0 | 0
Tech | Healthcare | Space Cooling | Packaged air conditioning units (RTUs) | TRC | New | NN3054 | Airside Economizer | Airside Economizer | NonEquip | 10 | Packaged air conditioning units (RTUs) | 4.552% | Tech/Econ | 5.556% | 7060.0328 | -1.3892 | 2.7486e-06
Tech | Healthcare | Space Cooling | Packaged air conditioning units (RTUs) | TRC | Existing | NE5355 | Retro-Commissioning | Retro-Commissioning | NonEquip | 5 |  | 21.99% | Tech/Econ | 16% | 5152182.324 | 861.3511 | 0
Tech | Healthcare | Space Cooling | Packaged air conditioning units (RTUs) | TRC | Existing | NE4367 | Window Sun Protection | Window Sun Protection | NonEquip | 10 |  | 12.19% | Tech/Econ | 16% | 3543128.254 | 1295.8621 | -14.4045
Tech | Healthcare | Space Cooling | Packaged air conditioning units (RTUs) | TRC | Existing | NE4341 | Waterside Economizer | Waterside Economizer | NonEquip | 20 |  | 0% | Tech/Econ | 5.556% | 0 | 0 | 0
Tech | Healthcare | Space Cooling | Packaged air conditioning units (RTUs) | TRC | Existing | NE4211 | Wall Insulation | Wall Insulation | NonEquip | 20 |  | 26.6% | Tech/Econ | 6.167% | 2553520.499 | 51.097 | 0
Tech | Healthcare | Space Cooling | Packaged air conditioning units (RTUs) | TRC | Existing | NE4133 | Smart Thermostat | Smart Thermostat | NonEquip | 11 |  | 45.33% | Tech/Econ | 10% | 7655294.871 | 90.8977 | 0
Tech | Healthcare | Space Cooling | Packaged air conditioning units (RTUs) | TRC | Existing | NE4107 | Roof Insulation | Roof Insulation | NonEquip | 20 |  | 37.5% | Tech/Econ | 1.656% | 877545.6363 | 17.56 | 0
Tech | Healthcare | Space Cooling | Packaged air conditioning units (RTUs) | TRC | Existing | NE4029 | Programmable Thermostat | Programmable Thermostat | NonEquip | 11 |  | 0% | Tech/Econ | 3.6% | 0 | 0 | 0
Tech | Healthcare | Space Cooling | Packaged air conditioning units (RTUs) | TRC | Existing | NE3977 | Low U-Value Windows | Low U-Value Windows | NonEquip | 20 |  | 8.361% | Tech/Econ | 46% | 7271765.354 | 2702.9366 | 0
Tech | Healthcare | Space Cooling | Packaged air conditioning units (RTUs) | TRC | Existing | NE3899 | HVAC tune-up_RTU | HVAC tune-up_RTU | NonEquip | 5 | Packaged air conditioning units (RTUs) | 0% | Tech/Econ | 5% | 0 | 0 | 0
Tech | Healthcare | Space Cooling | Packaged air conditioning units (RTUs) | TRC | Existing | NE3873 | HVAC tune-up | HVAC tune-up | NonEquip | 5 | Residential-type central air conditioners | 0% | Tech/Econ | 5% | 0 | 0 | 0
Tech | Healthcare | Space Cooling | Packaged air conditioning units (RTUs) | TRC | Existing | NE3795 | Green Roof | Green Roof | NonEquip | 15 |  | 0.098% | Tech/Econ | 0.9599% | 1301.6696 | 0.55298 | 0
Tech | Healthcare | Space Cooling | Packaged air conditioning units (RTUs) | TRC | Existing | NE3743 | Floor Insulation | Floor Insulation | NonEquip | 20 |  | 5.25% | Tech/Econ | 0.4345% | 31518.2283 | 0.63069 | 0
Tech | Healthcare | Space Cooling | Packaged air conditioning units (RTUs) | TRC | Existing | NE3665 | Facility Energy Management System | Facility Energy Management System | NonEquip | 15 |  | 0.5043% | Tech/Econ | 20% | 183367.0986 | 38.4326 | 0
Tech | Healthcare | Space Cooling | Packaged air conditioning units (RTUs) | TRC | Existing | NE3587 | Energy Recovery Ventilation System (ERV) | Energy Recovery Ventilation System (ERV) | NonEquip | 15 | Packaged air conditioning units (RTUs) | 34.81% | Tech/Econ | 9.935% | 5575575.017 | 9602.8646 | 367.1704
Tech | Healthcare | Space Cooling | Packaged air conditioning units (RTUs) | TRC | Existing | NE3509 | Duct Sealing Repair | Duct Sealing Repair | NonEquip | 15 |  | 0% | Tech/Econ | 12% | 0 | 0 | 0
Tech | Healthcare | Space Cooling | Packaged air conditioning units (RTUs) | TRC | Existing | NE3457 | Duct Insulation | Duct Insulation | NonEquip | 15 |  | 0% | Tech/Econ | 2.045% | 0 | 0 | 0
Tech | Healthcare | Space Cooling | Packaged air conditioning units (RTUs) | TRC | Existing | NE3405 | Dedicated Outdoor Air System on VRF unit | Dedicated Outdoor Air System on VRF unit | NonEquip | 15 | Residential-type central air conditioners | 0% | Tech/Econ | 17.5% | 0 | 0 | 0
Tech | Healthcare | Space Cooling | Packaged air conditioning units (RTUs) | TRC | Existing | NE3353 | Cool Roof | Cool Roof | NonEquip | 15 |  | 72.71% | Tech/Econ | 1.364% | 1392390.327 | 591.5151 | 0
Tech | Healthcare | Space Cooling | Packaged air conditioning units (RTUs) | TRC | Existing | NE3301 | Chilled Water System - Variable Speed Drives | Chilled Water System - Variable Speed Drives | NonEquip | 13 | Central chillers inside | 0% | Tech/Econ | 24.74% | 0 | 0 | 0
Tech | Healthcare | Space Cooling | Packaged air conditioning units (RTUs) | TRC | Existing | NE3275 | Chilled Water Controls Optimization | Chilled Water Controls Optimization | NonEquip | 10 | Central chillers inside | 0% | Tech/Econ | 12.5% | 0 | 0 | 0
Tech | Healthcare | Space Cooling | Packaged air conditioning units (RTUs) | TRC | Existing | NE3197 | Ceiling Insulation(R2 to R38) | Ceiling Insulation(R2 to R38) | NonEquip | 20 |  | 45.6% | Tech/Econ | 11.3% | 9173464.832 | 183.5647 | 0
Tech | Healthcare | Space Cooling | Packaged air conditioning units (RTUs) | TRC | Existing | NE3145 | Ceiling Insulation(R19 to R38) | Ceiling Insulation(R19 to R38) | NonEquip | 20 |  | 22.8% | Tech/Econ | 0.6277% | 198014.4496 | 3.9623 | 0
Tech | Healthcare | Space Cooling | Packaged air conditioning units (RTUs) | TRC | Existing | NE3093 | Ceiling Insulation(R12 to R38) | Ceiling Insulation(R12 to R38) | NonEquip | 20 |  | 34.2% | Tech/Econ | 1.36% | 646560.0452 | 12.9379 | 0
Tech | Healthcare | Space Cooling | Packaged air conditioning units (RTUs) | TRC | Existing | NE3041 | Airside Economizer | Airside Economizer | NonEquip | 10 | Packaged air conditioning units (RTUs) | 4.552% | Tech/Econ | 5.556% | 387231.0064 | -76.1942 | 0.00015076
Tech | Healthcare | Space Cooling | Packaged air conditioning units (RTUs) | TRC | Turnover | ET1175 | High Efficiency DX 135k- less than 240k BTU | High Efficiency DX 135k- less than 240k BTU | Equip | 15 | Packaged air conditioning units (RTUs) | 94.56% | Tech/Econ | 4.348% | 6278943.795 | 2596.431 | 0
Tech | Healthcare | Space Cooling | Packaged air conditioning units (RTUs) | TRC | New | EN1201 | High Efficiency DX 135k- less than 240k BTU | High Efficiency DX 135k- less than 240k BTU | Equip | 15 | Packaged air conditioning units (RTUs) | 94.56% | Tech/Econ | 4.348% | 73412.1531 | 30.357 | 0
Tech | Healthcare | Interior Lighting | Overhead (fluorescent/LED/CFL U-shape) | TRC | New | NN5264 | Retro-Commissioning | Retro-Commissioning | NonEquip | 5 |  | 0% | Tech/Econ | 16% | 0 | 0 | 0
Tech | Healthcare | Interior Lighting | Overhead (fluorescent/LED/CFL U-shape) | TRC | New | NN4432 | Interior Lighting Controls | Interior Lighting Controls | NonEquip | 8 | Overhead (fluorescent/LED/CFL U-shape) | 37.72% | Tech/Econ | 28% | 96210.6814 | 0 | 0
Tech | Healthcare | Interior Lighting | Overhead (fluorescent/LED/CFL U-shape) | TRC | New | NN4406 | Bi-Level Lighting Control (Interior) | Bi-Level Lighting Control (Interior) | NonEquip | 8 | Overhead (fluorescent/LED/CFL U-shape) | 36% | Tech/Econ | 31% | 114439.8638 | 0.31464 | 0
Tech | Healthcare | Interior Lighting | Overhead (fluorescent/LED/CFL U-shape) | TRC | New | NN3704 | Facility Energy Management System | Facility Energy Management System | NonEquip | 15 |  | 4.276% | Tech/Econ | 24% | 8361.7504 | 1.7526 | 0.15071
Tech | Healthcare | Interior Lighting | Overhead (fluorescent/LED/CFL U-shape) | TRC | Existing | NE5251 | Retro-Commissioning | Retro-Commissioning | NonEquip | 5 |  | 21.99% | Tech/Econ | 16% | 1317211.799 | 220.2138 | 682.7497
Tech | Healthcare | Interior Lighting | Overhead (fluorescent/LED/CFL U-shape) | TRC | Existing | NE4419 | Interior Lighting Controls | Interior Lighting Controls | NonEquip | 8 | Overhead (fluorescent/LED/CFL U-shape) | 37.72% | Tech/Econ | 28% | 4692345.8 | 0 | 0
Tech | Healthcare | Interior Lighting | Overhead (fluorescent/LED/CFL U-shape) | TRC | Existing | NE4393 | Bi-Level Lighting Control (Interior) | Bi-Level Lighting Control (Interior) | NonEquip | 8 | Overhead (fluorescent/LED/CFL U-shape) | 36% | Tech/Econ | 31% | 5581411.607 | 15.3455 | 0
Tech | Healthcare | Interior Lighting | Overhead (fluorescent/LED/CFL U-shape) | TRC | Existing | NE3691 | Facility Energy Management System | Facility Energy Management System | NonEquip | 15 |  | 0.5043% | Tech/Econ | 24% | 45371.34 | 9.5095 | 0.81774
Tech | Healthcare | Interior Lighting | Overhead (fluorescent/LED/CFL U-shape) | TRC | Turnover | ET1799 | Premium T8 - Lamp Replacement | Premium T8 - Lamp Replacement | Equip | 8 | Overhead (fluorescent/LED/CFL U-shape) | 0% | Tech/Econ | 12.5% | 0 | 0 | 0
Tech | Healthcare | Interior Lighting | Overhead (fluorescent/LED/CFL U-shape) | TRC | Turnover | ET1760 | Premium T8 - Fixture Replacement | Premium T8 - Fixture Replacement | Equip | 8 | Overhead (fluorescent/LED/CFL U-shape) | 0% | Tech/Econ | 12.5% | 0 | 0 | 0
Tech | Healthcare | Interior Lighting | Overhead (fluorescent/LED/CFL U-shape) | TRC | Turnover | ET1721 | LED Linear - Lamp Replacement | LED Linear - Lamp Replacement | Equip | 15 | Overhead (fluorescent/LED/CFL U-shape) | 22.32% | Tech/Econ | 25.43% | 2254787.531 | 544.6611 | 125.0536
Tech | Healthcare | Interior Lighting | Overhead (fluorescent/LED/CFL U-shape) | TRC | Turnover | ET1682 | LED Linear - Fixture Replacement | LED Linear - Fixture Replacement | Equip | 15 | Overhead (fluorescent/LED/CFL U-shape) | 24.1% | Tech/Econ | 50.28% | 6896793.335 | 1671.8102 | 382.4476
Tech | Healthcare | Interior Lighting | Overhead (fluorescent/LED/CFL U-shape) | TRC | New | EN1825 | Premium T8 - Lamp Replacement | Premium T8 - Lamp Replacement | Equip | 8 | Overhead (fluorescent/LED/CFL U-shape) | 0% | Tech/Econ | 12.5% | 0 | 0 | 0
Tech | Healthcare | Interior Lighting | Overhead (fluorescent/LED/CFL U-shape) | TRC | New | EN1786 | Premium T8 - Fixture Replacement | Premium T8 - Fixture Replacement | Equip | 8 | Overhead (fluorescent/LED/CFL U-shape) | 0% | Tech/Econ | 12.5% | 0 | 0 | 0
Tech | Healthcare | Interior Lighting | Overhead (fluorescent/LED/CFL U-shape) | TRC | New | EN1747 | LED Linear - Lamp Replacement | LED Linear - Lamp Replacement | Equip | 15 | Overhead (fluorescent/LED/CFL U-shape) | 0% | Tech/Econ | 25.43% | 0 | 0 | 0
Tech | Healthcare | Interior Lighting | Overhead (fluorescent/LED/CFL U-shape) | TRC | New | EN1708 | LED Linear - Fixture Replacement | LED Linear - Fixture Replacement | Equip | 15 | Overhead (fluorescent/LED/CFL U-shape) | 0% | Tech/Econ | 50.28% | 0 | 0 | 0
Tech | Healthcare | Cooking | Oven | TRC | Turnover | ET44 | Energy Star Commercial Oven | Energy Star Commercial Oven | Equip | 12 | Oven | 22.46% | Tech/Econ | 34.83% | 39465.4071 | 6.4087 | 3.3536
Tech | Healthcare | Cooking | Oven | TRC | New | EN70 | Energy Star Commercial Oven | Energy Star Commercial Oven | Equip | 12 | Oven | 22.46% | Tech/Econ | 34.83% | 711.1246 | 0.11548 | 0.060429
Tech | Healthcare | Miscellaneous | Others | TRC | New | NN5446 | Retro-Commissioning | Retro-Commissioning | NonEquip | 5 |  | 0% | Tech/Econ | 16% | 0 | 0 | 0
Tech | Healthcare | Miscellaneous | Others | TRC | New | NN4536 | VSD Controlled Compressor | VSD Controlled Compressor | NonEquip | 15 | Others | 36.99% | Tech/Econ | 20.79% | 89445.2334 | 11.597 | 9.714
Tech | Healthcare | Miscellaneous | Others | TRC | New | NN4510 | Regenerative Drive Elevator Motor | Regenerative Drive Elevator Motor | NonEquip | 13 | Elevators/Escalators | 0% | Tech/Econ | 6.211% | 0 | 0 | 0
Tech | Healthcare | Miscellaneous | Others | TRC | New | NN4484 | Engine Block Timer | Engine Block Timer | NonEquip | 5 | Others | 4.977% | Tech/Econ | 36% | 22578.4845 | 0 | 0
Tech | Healthcare | Miscellaneous | Others | TRC | New | NN4458 | Efficient Motor Belts | Efficient Motor Belts | NonEquip | 10 | Others | 4.977% | Tech/Econ | 1.105% | 576.0116 | 0.074683 | 0.062556
Tech | Healthcare | Miscellaneous | Others | TRC | Existing | NE5433 | Retro-Commissioning | Retro-Commissioning | NonEquip | 5 |  | 21.99% | Tech/Econ | 16% | 2211240.039 | 369.6791 | 1146.1509
Tech | Healthcare | Miscellaneous | Others | TRC | Existing | NE4523 | VSD Controlled Compressor | VSD Controlled Compressor | NonEquip | 15 | Others | 7.399% | Tech/Econ | 20.79% | 1006375.983 | 130.4818 | 109.2948
Tech | Healthcare | Miscellaneous | Others | TRC | Existing | NE4497 | Regenerative Drive Elevator Motor | Regenerative Drive Elevator Motor | NonEquip | 13 | Elevators/Escalators | 0% | Tech/Econ | 6.211% | 0 | 0 | 0
Tech | Healthcare | Miscellaneous | Others | TRC | Existing | NE4471 | Engine Block Timer | Engine Block Timer | NonEquip | 5 | Others | 1.244% | Tech/Econ | 36% | 313260.5275 | 0 | 0
Tech | Healthcare | Miscellaneous | Others | TRC | Existing | NE4445 | Efficient Motor Belts | Efficient Motor Belts | NonEquip | 10 | Others | 1.244% | Tech/Econ | 1.105% | 8336.9803 | 1.0809 | 0.90542
Tech | Healthcare | Miscellaneous | Others | TRC | Turnover | ET1916 | ENERGY STAR Water Cooler | ENERGY STAR Water Cooler | Equip | 10 | Others | 0% | Tech/Econ | 68.49% | 0 | 0 | 0
Tech | Healthcare | Miscellaneous | Others | TRC | Turnover | ET1877 | ENERGY STAR Commercial Clothes Washer | ENERGY STAR Commercial Clothes Washer | Equip | 7 | Others | 22.05% | Tech/Econ | 27.27% | 4186809.146 | 366.6685 | 265.2608
Tech | Healthcare | Miscellaneous | Others | TRC | Turnover | ET1838 | Efficient Battery Charger | Efficient Battery Charger | Equip | 7 | Others | 17.92% | Tech/Econ | 13.68% | 1578796.391 | 865.0939 | 0
Tech | Healthcare | Miscellaneous | Others | TRC | New | EN1942 | ENERGY STAR Water Cooler | ENERGY STAR Water Cooler | Equip | 10 | Others | 0% | Tech/Econ | 68.49% | 0 | 0 | 0
Tech | Healthcare | Miscellaneous | Others | TRC | New | EN1903 | ENERGY STAR Commercial Clothes Washer | ENERGY STAR Commercial Clothes Washer | Equip | 7 | Others | 22.05% | Tech/Econ | 27.27% | 74423.5013 | 6.5178 | 4.7152
Tech | Healthcare | Miscellaneous | Others | TRC | New | EN1864 | Efficient Battery Charger | Efficient Battery Charger | Equip | 7 | Others | 17.92% | Tech/Econ | 13.68% | 26310.774 | 14.4169 | 0
Tech | Healthcare | Office Equipment | Other office | TRC | New | NN4588 | Smart Strip Plug Outlet | Smart Strip Plug Outlet | NonEquip | 4 |  | 43.9% | Tech/Econ | 1.187% | 1171.5349 | 0.1742 | 0.12107
Tech | Healthcare | Office Equipment | Other office | TRC | New | NN4562 | Network PC Power Management | Network PC Power Management | NonEquip | 5 | Computers | 0% | Tech/Econ | 56.5% | 0 | 0 | 0
Tech | Healthcare | Office Equipment | Other office | TRC | Existing | NE4575 | Smart Strip Plug Outlet | Smart Strip Plug Outlet | NonEquip | 4 |  | 43.9% | Tech/Econ | 1.187% | 65016.8801 | 9.6676 | 6.7189
Tech | Healthcare | Office Equipment | Other office | TRC | Existing | NE4549 | Network PC Power Management | Network PC Power Management | NonEquip | 5 | Computers | 0% | Tech/Econ | 56.5% | 0 | 0 | 0
Tech | Healthcare | Office Equipment | Other office | TRC | Turnover | ET2261 | Energy Star Uninterruptable Power Supply | Energy Star Uninterruptable Power Supply | Equip | 10 | Other office | 22.4% | Tech/Econ | 1.878% | 52707.1369 | 6.0168 | 6.0168
Tech | Healthcare | Office Equipment | Other office | TRC | New | EN2287 | Energy Star Uninterruptable Power Supply | Energy Star Uninterruptable Power Supply | Equip | 10 | Other office | 22.4% | Tech/Econ | 1.878% | 949.7265 | 0.10842 | 0.10842
Tech | Healthcare | Ventilation and Circulation | Motor/Fan | TRC | New | NN5394 | Retro-Commissioning | Retro-Commissioning | NonEquip | 5 |  | 0% | Tech/Econ | 16% | 0 | 0 | 0
Tech | Healthcare | Ventilation and Circulation | Motor/Fan | TRC | New | NN4978 | VAV System | VAV System | NonEquip | 10 |  | 14.18% | Tech/Econ | 30% | 432.6656 | 0.12314 | 0.12497
Tech | Healthcare | Ventilation and Circulation | Motor/Fan | TRC | New | NN4952 | Demand Controlled Ventilation | Demand Controlled Ventilation | NonEquip | 10 |  | 23.39% | Tech/Econ | 23.08% | 525.5758 | 0.05472 | 0.30807
Tech | Healthcare | Ventilation and Circulation | Motor/Fan | TRC | New | NN4926 | CO Sensors for Parking Garage Exhaust | CO Sensors for Parking Garage Exhaust | NonEquip | 15 | Motor/Fan | 59.72% | Tech/Econ | 33% | 2495.8249 | 0.10047 | 0.10047
Tech | Healthcare | Ventilation and Circulation | Motor/Fan | TRC | Existing | NE5381 | Retro-Commissioning | Retro-Commissioning | NonEquip | 5 |  | 21.99% | Tech/Econ | 16% | 17707.8419 | 2.9604 | 9.1785
Tech | Healthcare | Ventilation and Circulation | Motor/Fan | TRC | Existing | NE4965 | VAV System | VAV System | NonEquip | 10 |  | 14.18% | Tech/Econ | 30% | 24011.7196 | 6.8341 | 6.9355
Tech | Healthcare | Ventilation and Circulation | Motor/Fan | TRC | Existing | NE4939 | Demand Controlled Ventilation | Demand Controlled Ventilation | NonEquip | 10 |  | 23.39% | Tech/Econ | 23.08% | 29167.9705 | 3.0368 | 17.0973
Tech | Healthcare | Ventilation and Circulation | Motor/Fan | TRC | Existing | NE4913 | CO Sensors for Parking Garage Exhaust | CO Sensors for Parking Garage Exhaust | NonEquip | 15 | Motor/Fan | 59.72% | Tech/Econ | 33% | 138511.2316 | 5.5755 | 5.5755
Tech | Healthcare | Ventilation and Circulation | Motor/Fan | TRC | Turnover | ET2690 | High Speed Fans | High Speed Fans | Equip | 7 | Motor/Fan | 10.98% | Tech/Econ | 10.99% | 6165.6287 | 0.79941 | 0.6696
Tech | Healthcare | Ventilation and Circulation | Motor/Fan | TRC | Turnover | ET2651 | 10HP Open Drip-Proof(ODP) Motor | 10HP Open Drip-Proof(ODP) Motor | Equip | 15 | Motor/Fan | 29.73% | Tech/Econ | 1.079% | 1619.3255 | 0.20995 | 0.17586
Tech | Healthcare | Ventilation and Circulation | Motor/Fan | TRC | New | EN2716 | High Speed Fans | High Speed Fans | Equip | 7 | Motor/Fan | 10.98% | Tech/Econ | 10.99% | 111.0981 | 0.014404 | 0.012066
Tech | Healthcare | Ventilation and Circulation | Motor/Fan | TRC | New | EN2677 | 10HP Open Drip-Proof(ODP) Motor | 10HP Open Drip-Proof(ODP) Motor | Equip | 15 | Motor/Fan | 37.16% | Tech/Econ | 1.079% | 28.7524 | 0.0037279 | 0.0031226
Tech | Healthcare | Miscellaneous | Medical equipment | TRC | New | NN5446 | Retro-Commissioning | Retro-Commissioning | NonEquip | 5 |  | 0% | Tech/Econ | 16% | 0 | 0 | 0
Tech | Healthcare | Miscellaneous | Medical equipment | TRC | New | NN4536 | VSD Controlled Compressor | VSD Controlled Compressor | NonEquip | 15 | Others | 0% | Tech/Econ | 20.79% | 0 | 0 | 0
Tech | Healthcare | Miscellaneous | Medical equipment | TRC | New | NN4510 | Regenerative Drive Elevator Motor | Regenerative Drive Elevator Motor | NonEquip | 13 | Elevators/Escalators | 0% | Tech/Econ | 6.211% | 0 | 0 | 0
Tech | Healthcare | Miscellaneous | Medical equipment | TRC | New | NN4484 | Engine Block Timer | Engine Block Timer | NonEquip | 5 | Others | 0% | Tech/Econ | 36% | 0 | 0 | 0
Tech | Healthcare | Miscellaneous | Medical equipment | TRC | New | NN4458 | Efficient Motor Belts | Efficient Motor Belts | NonEquip | 10 | Others | 0% | Tech/Econ | 1.105% | 0 | 0 | 0
Tech | Healthcare | Miscellaneous | Medical equipment | TRC | Existing | NE5433 | Retro-Commissioning | Retro-Commissioning | NonEquip | 5 |  | 21.99% | Tech/Econ | 16% | 358962.3687 | 60.012 | 186.0608
Tech | Healthcare | Miscellaneous | Medical equipment | TRC | Existing | NE4523 | VSD Controlled Compressor | VSD Controlled Compressor | NonEquip | 15 | Others | 0% | Tech/Econ | 20.79% | 0 | 0 | 0
Tech | Healthcare | Miscellaneous | Medical equipment | TRC | Existing | NE4497 | Regenerative Drive Elevator Motor | Regenerative Drive Elevator Motor | NonEquip | 13 | Elevators/Escalators | 0% | Tech/Econ | 6.211% | 0 | 0 | 0
Tech | Healthcare | Miscellaneous | Medical equipment | TRC | Existing | NE4471 | Engine Block Timer | Engine Block Timer | NonEquip | 5 | Others | 0% | Tech/Econ | 36% | 0 | 0 | 0
Tech | Healthcare | Miscellaneous | Medical equipment | TRC | Existing | NE4445 | Efficient Motor Belts | Efficient Motor Belts | NonEquip | 10 | Others | 0% | Tech/Econ | 1.105% | 0 | 0 | 0
Tech | Healthcare | Refrigeration | Large cold storage | TRC | New | NN5316 | Retro-Commissioning | Retro-Commissioning | NonEquip | 5 |  | 0% | Tech/Econ | 16% | 0 | 0 | 0
Tech | Healthcare | Refrigeration | Large cold storage | TRC | New | NN4900 | Strip Curtains for Walk-ins | Strip Curtains for Walk-ins | NonEquip | 4 | Walk-in cooler | 0% | Tech/Econ | 2.115% | 0 | 0 | 0
Tech | Healthcare | Refrigeration | Large cold storage | TRC | New | NN4874 | Refrigerated Display Case Lighting Controls | Refrigerated Display Case Lighting Controls | NonEquip | 8 | Display cases | 0% | Tech/Econ | 0.9365% | 0 | 0 | 0
Tech | Healthcare | Refrigeration | Large cold storage | TRC | New | NN4848 | PSC to ECM Evaporator Fan Motor (Walk-In, Refrigerator) | PSC to ECM Evaporator Fan Motor (Walk-In, Refrigerator) | NonEquip | 15 | Walk-in cooler | 0% | Tech/Econ | 37.5% | 0 | 0 | 0
Tech | Healthcare | Refrigeration | Large cold storage | TRC | New | NN4822 | PSC to ECM Evaporator Fan Motor (Reach-In) | PSC to ECM Evaporator Fan Motor (Reach-In) | NonEquip | 15 | Display cases | 0% | Tech/Econ | 37.5% | 0 | 0 | 0
Tech | Healthcare | Refrigeration | Large cold storage | TRC | New | NN4796 | Night Covers for Display Cases | Night Covers for Display Cases | NonEquip | 5 | Display cases | 0% | Tech/Econ | 1.877% | 0 | 0 | 0
Tech | Healthcare | Refrigeration | Large cold storage | TRC | New | NN4770 | High R-Value Glass Doors | High R-Value Glass Doors | NonEquip | 12 | Display cases | 0% | Tech/Econ | 0% | 0 | 0 | 0
Tech | Healthcare | Refrigeration | Large cold storage | TRC | New | NN4744 | High Efficiency Refrigeration Compressor | High Efficiency Refrigeration Compressor | NonEquip | 13 | Display cases | 0% | Tech/Econ | 6.922% | 0 | 0 | 0
Tech | Healthcare | Refrigeration | Large cold storage | TRC | New | NN4718 | Freezer-Cooler Replacement Gaskets | Freezer-Cooler Replacement Gaskets | NonEquip | 4 | Display cases | 0% | Tech/Econ | 0% | 0 | 0 | 0
Tech | Healthcare | Refrigeration | Large cold storage | TRC | New | NN4692 | Floating Head Pressure Controls | Floating Head Pressure Controls | NonEquip | 15 |  | 26.46% | Tech/Econ | 6.05% | 0 | 0 | 0
Tech | Healthcare | Refrigeration | Large cold storage | TRC | New | NN4666 | Demand Defrost | Demand Defrost | NonEquip | 10 | Walk-in cooler | 0% | Tech/Econ | 30% | 0 | 0 | 0
Tech | Healthcare | Refrigeration | Large cold storage | TRC | New | NN4640 | Automatic Door Closer for Walk-in Coolers and Freezers | Automatic Door Closer for Walk-in Coolers and Freezers | NonEquip | 8 | Walk-in cooler | 0% | Tech/Econ | 3.131% | 0 | 0 | 0
Tech | Healthcare | Refrigeration | Large cold storage | TRC | New | NN4614 | Anti-Sweat Controls | Anti-Sweat Controls | NonEquip | 8 | Display cases | 0% | Tech/Econ | 85% | 0 | 0 | 0
Tech | Healthcare | Refrigeration | Large cold storage | TRC | Existing | NE5303 | Retro-Commissioning | Retro-Commissioning | NonEquip | 5 |  | 21.99% | Tech/Econ | 16% | 0 | 0 | 0
Tech | Healthcare | Refrigeration | Large cold storage | TRC | Existing | NE4887 | Strip Curtains for Walk-ins | Strip Curtains for Walk-ins | NonEquip | 4 | Walk-in cooler | 0% | Tech/Econ | 2.115% | 0 | 0 | 0
Tech | Healthcare | Refrigeration | Large cold storage | TRC | Existing | NE4861 | Refrigerated Display Case Lighting Controls | Refrigerated Display Case Lighting Controls | NonEquip | 8 | Display cases | 0% | Tech/Econ | 2.524% | 0 | 0 | 0
Tech | Healthcare | Refrigeration | Large cold storage | TRC | Existing | NE4835 | PSC to ECM Evaporator Fan Motor (Walk-In, Refrigerator) | PSC to ECM Evaporator Fan Motor (Walk-In, Refrigerator) | NonEquip | 15 | Walk-in cooler | 0% | Tech/Econ | 37.5% | 0 | 0 | 0
Tech | Healthcare | Refrigeration | Large cold storage | TRC | Existing | NE4809 | PSC to ECM Evaporator Fan Motor (Reach-In) | PSC to ECM Evaporator Fan Motor (Reach-In) | NonEquip | 15 | Display cases | 0% | Tech/Econ | 37.5% | 0 | 0 | 0
Tech | Healthcare | Refrigeration | Large cold storage | TRC | Existing | NE4783 | Night Covers for Display Cases | Night Covers for Display Cases | NonEquip | 5 | Display cases | 0% | Tech/Econ | 1.877% | 0 | 0 | 0
Tech | Healthcare | Refrigeration | Large cold storage | TRC | Existing | NE4757 | High R-Value Glass Doors | High R-Value Glass Doors | NonEquip | 12 | Display cases | 0% | Tech/Econ | 23.81% | 0 | 0 | 0
Tech | Healthcare | Refrigeration | Large cold storage | TRC | Existing | NE4731 | High Efficiency Refrigeration Compressor | High Efficiency Refrigeration Compressor | NonEquip | 13 | Display cases | 0% | Tech/Econ | 6.922% | 0 | 0 | 0
Tech | Healthcare | Refrigeration | Large cold storage | TRC | Existing | NE4705 | Freezer-Cooler Replacement Gaskets | Freezer-Cooler Replacement Gaskets | NonEquip | 4 | Display cases | 0% | Tech/Econ | 3.131% | 0 | 0 | 0
Tech | Healthcare | Refrigeration | Large cold storage | TRC | Existing | NE4679 | Floating Head Pressure Controls | Floating Head Pressure Controls | NonEquip | 15 |  | 26.46% | Tech/Econ | 6.05% | 0 | 0 | 0
Tech | Healthcare | Refrigeration | Large cold storage | TRC | Existing | NE4653 | Demand Defrost | Demand Defrost | NonEquip | 10 | Walk-in cooler | 0% | Tech/Econ | 30% | 0 | 0 | 0
Tech | Healthcare | Refrigeration | Large cold storage | TRC | Existing | NE4627 | Automatic Door Closer for Walk-in Coolers and Freezers | Automatic Door Closer for Walk-in Coolers and Freezers | NonEquip | 8 | Walk-in cooler | 0% | Tech/Econ | 3.131% | 0 | 0 | 0
Tech | Healthcare | Refrigeration | Large cold storage | TRC | Existing | NE4601 | Anti-Sweat Controls | Anti-Sweat Controls | NonEquip | 8 | Display cases | 0% | Tech/Econ | 85% | 0 | 0 | 0
Tech | Healthcare | Miscellaneous | Laboratory equipment | TRC | New | NN5446 | Retro-Commissioning | Retro-Commissioning | NonEquip | 5 |  | 0% | Tech/Econ | 16% | 0 | 0 | 0
Tech | Healthcare | Miscellaneous | Laboratory equipment | TRC | New | NN4536 | VSD Controlled Compressor | VSD Controlled Compressor | NonEquip | 15 | Others | 0% | Tech/Econ | 20.79% | 0 | 0 | 0
Tech | Healthcare | Miscellaneous | Laboratory equipment | TRC | New | NN4510 | Regenerative Drive Elevator Motor | Regenerative Drive Elevator Motor | NonEquip | 13 | Elevators/Escalators | 0% | Tech/Econ | 6.211% | 0 | 0 | 0
Tech | Healthcare | Miscellaneous | Laboratory equipment | TRC | New | NN4484 | Engine Block Timer | Engine Block Timer | NonEquip | 5 | Others | 0% | Tech/Econ | 36% | 0 | 0 | 0
Tech | Healthcare | Miscellaneous | Laboratory equipment | TRC | New | NN4458 | Efficient Motor Belts | Efficient Motor Belts | NonEquip | 10 | Others | 0% | Tech/Econ | 1.105% | 0 | 0 | 0
Tech | Healthcare | Miscellaneous | Laboratory equipment | TRC | Existing | NE5433 | Retro-Commissioning | Retro-Commissioning | NonEquip | 5 |  | 21.99% | Tech/Econ | 16% | 36976.6146 | 6.1818 | 19.1661
Tech | Healthcare | Miscellaneous | Laboratory equipment | TRC | Existing | NE4523 | VSD Controlled Compressor | VSD Controlled Compressor | NonEquip | 15 | Others | 0% | Tech/Econ | 20.79% | 0 | 0 | 0
Tech | Healthcare | Miscellaneous | Laboratory equipment | TRC | Existing | NE4497 | Regenerative Drive Elevator Motor | Regenerative Drive Elevator Motor | NonEquip | 13 | Elevators/Escalators | 0% | Tech/Econ | 6.211% | 0 | 0 | 0
Tech | Healthcare | Miscellaneous | Laboratory equipment | TRC | Existing | NE4471 | Engine Block Timer | Engine Block Timer | NonEquip | 5 | Others | 0% | Tech/Econ | 36% | 0 | 0 | 0
Tech | Healthcare | Miscellaneous | Laboratory equipment | TRC | Existing | NE4445 | Efficient Motor Belts | Efficient Motor Belts | NonEquip | 10 | Others | 0% | Tech/Econ | 1.105% | 0 | 0 | 0
Tech | Healthcare | Ventilation and Circulation | Individual room ventilation | TRC | New | NN5394 | Retro-Commissioning | Retro-Commissioning | NonEquip | 5 |  | 0% | Tech/Econ | 16% | 0 | 0 | 0
Tech | Healthcare | Ventilation and Circulation | Individual room ventilation | TRC | New | NN4978 | VAV System | VAV System | NonEquip | 10 |  | 14.18% | Tech/Econ | 30% | 38.5534 | 0.010973 | 0.011136
Tech | Healthcare | Ventilation and Circulation | Individual room ventilation | TRC | New | NN4952 | Demand Controlled Ventilation | Demand Controlled Ventilation | NonEquip | 10 |  | 23.39% | Tech/Econ | 23.08% | 46.8323 | 0.0048759 | 0.027451
Tech | Healthcare | Ventilation and Circulation | Individual room ventilation | TRC | New | NN4926 | CO Sensors for Parking Garage Exhaust | CO Sensors for Parking Garage Exhaust | NonEquip | 15 | Motor/Fan | 0% | Tech/Econ | 33% | 0 | 0 | 0
Tech | Healthcare | Ventilation and Circulation | Individual room ventilation | TRC | Existing | NE5381 | Retro-Commissioning | Retro-Commissioning | NonEquip | 5 |  | 21.99% | Tech/Econ | 16% | 1602.2929 | 0.26787 | 0.83052
Tech | Healthcare | Ventilation and Circulation | Individual room ventilation | TRC | Existing | NE4965 | VAV System | VAV System | NonEquip | 10 |  | 14.18% | Tech/Econ | 30% | 2139.6044 | 0.60896 | 0.618
Tech | Healthcare | Ventilation and Circulation | Individual room ventilation | TRC | Existing | NE4939 | Demand Controlled Ventilation | Demand Controlled Ventilation | NonEquip | 10 |  | 23.39% | Tech/Econ | 23.08% | 2599.0607 | 0.2706 | 1.5235
Tech | Healthcare | Ventilation and Circulation | Individual room ventilation | TRC | Existing | NE4913 | CO Sensors for Parking Garage Exhaust | CO Sensors for Parking Garage Exhaust | NonEquip | 15 | Motor/Fan | 0% | Tech/Econ | 33% | 0 | 0 | 0
Tech | Healthcare | Space Heating | Individual room heating | TRC | New | NN5342 | Retro-Commissioning | Retro-Commissioning | NonEquip | 5 |  | 0% | Tech/Econ | 16% | 0 | 0 | 0
Tech | Healthcare | Space Heating | Individual room heating | TRC | New | NN4328 | Water Cooled Refrigeration Heat Recovery | Water Cooled Refrigeration Heat Recovery | NonEquip | 20 |  | 0% | Tech/Econ | 10% | 0 | 0 | 0
Tech | Healthcare | Space Heating | Individual room heating | TRC | New | NN4276 | Warehouse Loading Dock Seals | Warehouse Loading Dock Seals | NonEquip | 18 |  | 0% | Tech/Econ | 0.495% | 0 | 0 | 0
Tech | Healthcare | Space Heating | Individual room heating | TRC | New | NN4250 | Wall Insulation | Wall Insulation | NonEquip | 20 |  | 57% | Tech/Econ | 0% | 0 | 0 | 0
Tech | Healthcare | Space Heating | Individual room heating | TRC | New | NN4172 | Smart Thermostat | Smart Thermostat | NonEquip | 11 |  | 45.33% | Tech/Econ | 10% | 0 | 0 | 0
Tech | Healthcare | Space Heating | Individual room heating | TRC | New | NN4094 | Roof Insulation | Roof Insulation | NonEquip | 20 |  | 37.5% | Tech/Econ | 1.023% | 0 | 0 | 0
Tech | Healthcare | Space Heating | Individual room heating | TRC | New | NN4068 | Programmable Thermostat | Programmable Thermostat | NonEquip | 11 |  | 0% | Tech/Econ | 3.6% | 0 | 0 | 0
Tech | Healthcare | Space Heating | Individual room heating | TRC | New | NN4016 | Low U-Value Windows | Low U-Value Windows | NonEquip | 20 |  | 20.9% | Tech/Econ | 10% | 0 | 0 | 0
Tech | Healthcare | Space Heating | Individual room heating | TRC | New | NN3938 | Infiltration Reduction - Air Sealing | Infiltration Reduction - Air Sealing | NonEquip | 11 |  | 0% | Tech/Econ | 0.2475% | 0 | 0 | 0
Tech | Healthcare | Space Heating | Individual room heating | TRC | New | NN3860 | Hotel Card Energy Control Systems | Hotel Card Energy Control Systems | NonEquip | 15 |  | 0% | Tech/Econ | 0% | 0 | 0 | 0
Tech | Healthcare | Space Heating | Individual room heating | TRC | New | NN3782 | Green Roof | Green Roof | NonEquip | 15 |  | 0.49% | Tech/Econ | 1.581% | 0 | 0 | 0
Tech | Healthcare | Space Heating | Individual room heating | TRC | New | NN3730 | Floor Insulation | Floor Insulation | NonEquip | 20 |  | 13.12% | Tech/Econ | 0.537% | 0 | 0 | 0
Tech | Healthcare | Space Heating | Individual room heating | TRC | New | NN3652 | Facility Energy Management System | Facility Energy Management System | NonEquip | 15 |  | 4.276% | Tech/Econ | 20% | 0 | 0 | 0
Tech | Healthcare | Space Heating | Individual room heating | TRC | New | NN3574 | ECM Motors on Furnaces | ECM Motors on Furnaces | NonEquip | 15 | Forced air furnace | 0% | Tech/Econ | 1.706% | 0 | 0 | 0
Tech | Healthcare | Space Heating | Individual room heating | TRC | New | NN3548 | Duct Sealing Repair | Duct Sealing Repair | NonEquip | 15 |  | 0% | Tech/Econ | 12% | 0 | 0 | 0
Tech | Healthcare | Space Heating | Individual room heating | TRC | New | NN3496 | Duct Insulation | Duct Insulation | NonEquip | 15 |  | 0% | Tech/Econ | 2.045% | 0 | 0 | 0
Tech | Healthcare | Space Heating | Individual room heating | TRC | New | NN3444 | Destratification Fans | Destratification Fans | NonEquip | 10 |  | 0% | Tech/Econ | 14.56% | 0 | 0 | 0
Tech | Healthcare | Space Heating | Individual room heating | TRC | New | NN3392 | Dedicated Outdoor Air System on VRF unit | Dedicated Outdoor Air System on VRF unit | NonEquip | 15 | Residential/split system heat pump | 0% | Tech/Econ | 10% | 0 | 0 | 0
Tech | Healthcare | Space Heating | Individual room heating | TRC | New | NN3340 | Cool Roof | Cool Roof | NonEquip | 15 |  | 72.32% | Tech/Econ | 0.1786% | 0 | 0 | 0
Tech | Healthcare | Space Heating | Individual room heating | TRC | New | NN3236 | Ceiling Insulation(R30 to R38) | Ceiling Insulation(R30 to R38) | NonEquip | 20 |  | 0% | Tech/Econ | 0.2068% | 0 | 0 | 0
Tech | Healthcare | Space Heating | Individual room heating | TRC | New | NN3184 | Ceiling Insulation(R2 to R38) | Ceiling Insulation(R2 to R38) | NonEquip | 20 |  | 0% | Tech/Econ | 13.96% | 0 | 0 | 0
Tech | Healthcare | Space Heating | Individual room heating | TRC | New | NN3132 | Ceiling Insulation(R19 to R38) | Ceiling Insulation(R19 to R38) | NonEquip | 20 |  | 0% | Tech/Econ | 0.7756% | 0 | 0 | 0
Tech | Healthcare | Space Heating | Individual room heating | TRC | New | NN3080 | Ceiling Insulation(R12 to R38) | Ceiling Insulation(R12 to R38) | NonEquip | 20 |  | 0% | Tech/Econ | 1.68% | 0 | 0 | 0
Tech | Healthcare | Space Heating | Individual room heating | TRC | New | NN3002 | Air Curtains | Air Curtains | NonEquip | 8 |  | 28.37% | Tech/Econ | 0.2468% | 0 | 0 | 0
Tech | Healthcare | Space Heating | Individual room heating | TRC | Existing | NE5329 | Retro-Commissioning | Retro-Commissioning | NonEquip | 5 |  | 21.99% | Tech/Econ | 16% | 0 | 0 | 0
Tech | Healthcare | Space Heating | Individual room heating | TRC | Existing | NE4315 | Water Cooled Refrigeration Heat Recovery | Water Cooled Refrigeration Heat Recovery | NonEquip | 20 |  | 0% | Tech/Econ | 10% | 0 | 0 | 0
Tech | Healthcare | Space Heating | Individual room heating | TRC | Existing | NE4263 | Warehouse Loading Dock Seals | Warehouse Loading Dock Seals | NonEquip | 18 |  | 0% | Tech/Econ | 0.5462% | 0 | 0 | 0
Tech | Healthcare | Space Heating | Individual room heating | TRC | Existing | NE4237 | Wall Insulation | Wall Insulation | NonEquip | 20 |  | 26.6% | Tech/Econ | 1.228% | 0 | 0 | 0
Tech | Healthcare | Space Heating | Individual room heating | TRC | Existing | NE4159 | Smart Thermostat | Smart Thermostat | NonEquip | 11 |  | 45.33% | Tech/Econ | 10% | 0 | 0 | 0
Tech | Healthcare | Space Heating | Individual room heating | TRC | Existing | NE4081 | Roof Insulation | Roof Insulation | NonEquip | 20 |  | 37.5% | Tech/Econ | 2.258% | 0 | 0 | 0
Tech | Healthcare | Space Heating | Individual room heating | TRC | Existing | NE4055 | Programmable Thermostat | Programmable Thermostat | NonEquip | 11 |  | 0% | Tech/Econ | 3.6% | 0 | 0 | 0
Tech | Healthcare | Space Heating | Individual room heating | TRC | Existing | NE4003 | Low U-Value Windows | Low U-Value Windows | NonEquip | 20 |  | 8.361% | Tech/Econ | 46% | 0 | 0 | 0
Tech | Healthcare | Space Heating | Individual room heating | TRC | Existing | NE3925 | Infiltration Reduction - Air Sealing | Infiltration Reduction - Air Sealing | NonEquip | 11 |  | 44.79% | Tech/Econ | 0.2731% | 0 | 0 | 0
Tech | Healthcare | Space Heating | Individual room heating | TRC | Existing | NE3847 | Hotel Card Energy Control Systems | Hotel Card Energy Control Systems | NonEquip | 15 |  | 0% | Tech/Econ | 0% | 0 | 0 | 0
Tech | Healthcare | Space Heating | Individual room heating | TRC | Existing | NE3769 | Green Roof | Green Roof | NonEquip | 15 |  | 0.098% | Tech/Econ | 1.745% | 0 | 0 | 0
Tech | Healthcare | Space Heating | Individual room heating | TRC | Existing | NE3717 | Floor Insulation | Floor Insulation | NonEquip | 20 |  | 5.25% | Tech/Econ | 0.5925% | 0 | 0 | 0
Tech | Healthcare | Space Heating | Individual room heating | TRC | Existing | NE3639 | Facility Energy Management System | Facility Energy Management System | NonEquip | 15 |  | 0.5043% | Tech/Econ | 20% | 0 | 0 | 0
Tech | Healthcare | Space Heating | Individual room heating | TRC | Existing | NE3561 | ECM Motors on Furnaces | ECM Motors on Furnaces | NonEquip | 15 | Forced air furnace | 0% | Tech/Econ | 1.706% | 0 | 0 | 0
Tech | Healthcare | Space Heating | Individual room heating | TRC | Existing | NE3535 | Duct Sealing Repair | Duct Sealing Repair | NonEquip | 15 |  | 0% | Tech/Econ | 12% | 0 | 0 | 0
Tech | Healthcare | Space Heating | Individual room heating | TRC | Existing | NE3483 | Duct Insulation | Duct Insulation | NonEquip | 15 |  | 0% | Tech/Econ | 2.045% | 0 | 0 | 0
Tech | Healthcare | Space Heating | Individual room heating | TRC | Existing | NE3431 | Destratification Fans | Destratification Fans | NonEquip | 10 |  | 0% | Tech/Econ | 14.56% | 0 | 0 | 0
Tech | Healthcare | Space Heating | Individual room heating | TRC | Existing | NE3379 | Dedicated Outdoor Air System on VRF unit | Dedicated Outdoor Air System on VRF unit | NonEquip | 15 | Residential/split system heat pump | 0% | Tech/Econ | 10% | 0 | 0 | 0
Tech | Healthcare | Space Heating | Individual room heating | TRC | Existing | NE3327 | Cool Roof | Cool Roof | NonEquip | 15 |  | 72.71% | Tech/Econ | 0.197% | 0 | 0 | 0
Tech | Healthcare | Space Heating | Individual room heating | TRC | Existing | NE3223 | Ceiling Insulation(R30 to R38) | Ceiling Insulation(R30 to R38) | NonEquip | 20 |  | 11.4% | Tech/Econ | 0.2282% | 0 | 0 | 0
Tech | Healthcare | Space Heating | Individual room heating | TRC | Existing | NE3171 | Ceiling Insulation(R2 to R38) | Ceiling Insulation(R2 to R38) | NonEquip | 20 |  | 45.6% | Tech/Econ | 15.4% | 0 | 0 | 0
Tech | Healthcare | Space Heating | Individual room heating | TRC | Existing | NE3119 | Ceiling Insulation(R19 to R38) | Ceiling Insulation(R19 to R38) | NonEquip | 20 |  | 22.8% | Tech/Econ | 0.8558% | 0 | 0 | 0
Tech | Healthcare | Space Heating | Individual room heating | TRC | Existing | NE3067 | Ceiling Insulation(R12 to R38) | Ceiling Insulation(R12 to R38) | NonEquip | 20 |  | 34.2% | Tech/Econ | 1.854% | 0 | 0 | 0
Tech | Healthcare | Space Heating | Individual room heating | TRC | Existing | NE2989 | Air Curtains | Air Curtains | NonEquip | 8 |  | 33.45% | Tech/Econ | 0.2468% | 0 | 0 | 0
Tech | Healthcare | Space Cooling | Individual room air conditioners | TRC | New | NN5368 | Retro-Commissioning | Retro-Commissioning | NonEquip | 5 |  | 0% | Tech/Econ | 16% | 0 | 0 | 0
Tech | Healthcare | Space Cooling | Individual room air conditioners | TRC | New | NN4380 | Window Sun Protection | Window Sun Protection | NonEquip | 10 |  | 15.35% | Tech/Econ | 16% | 0 | 0 | 0
Tech | Healthcare | Space Cooling | Individual room air conditioners | TRC | New | NN4354 | Waterside Economizer | Waterside Economizer | NonEquip | 20 |  | 0% | Tech/Econ | 5.556% | 0 | 0 | 0
Tech | Healthcare | Space Cooling | Individual room air conditioners | TRC | New | NN4146 | Smart Thermostat | Smart Thermostat | NonEquip | 11 |  | 45.33% | Tech/Econ | 10% | 0 | 0 | 0
Tech | Healthcare | Space Cooling | Individual room air conditioners | TRC | New | NN4120 | Roof Insulation | Roof Insulation | NonEquip | 20 |  | 37.5% | Tech/Econ | 0.8282% | 0 | 0 | 0
Tech | Healthcare | Space Cooling | Individual room air conditioners | TRC | New | NN4042 | Programmable Thermostat | Programmable Thermostat | NonEquip | 11 |  | 0% | Tech/Econ | 3.6% | 0 | 0 | 0
Tech | Healthcare | Space Cooling | Individual room air conditioners | TRC | New | NN3990 | Low U-Value Windows | Low U-Value Windows | NonEquip | 20 |  | 20.9% | Tech/Econ | 10% | 0 | 0 | 0
Tech | Healthcare | Space Cooling | Individual room air conditioners | TRC | New | NN3912 | HVAC tune-up_RTU | HVAC tune-up_RTU | NonEquip | 5 | Packaged air conditioning units (RTUs) | 0% | Tech/Econ | 5% | 0 | 0 | 0
Tech | Healthcare | Space Cooling | Individual room air conditioners | TRC | New | NN3886 | HVAC tune-up | HVAC tune-up | NonEquip | 5 | Residential-type central air conditioners | 0% | Tech/Econ | 5% | 0 | 0 | 0
Tech | Healthcare | Space Cooling | Individual room air conditioners | TRC | New | NN3808 | Green Roof | Green Roof | NonEquip | 15 |  | 0.49% | Tech/Econ | 0.9599% | 0 | 0 | 0
Tech | Healthcare | Space Cooling | Individual room air conditioners | TRC | New | NN3756 | Floor Insulation | Floor Insulation | NonEquip | 20 |  | 13.12% | Tech/Econ | 0.4345% | 0 | 0 | 0
Tech | Healthcare | Space Cooling | Individual room air conditioners | TRC | New | NN3678 | Facility Energy Management System | Facility Energy Management System | NonEquip | 15 |  | 4.276% | Tech/Econ | 20% | 0 | 0 | 0
Tech | Healthcare | Space Cooling | Individual room air conditioners | TRC | New | NN3626 | Facility Commissioning | Facility Commissioning | NonEquip | 10 |  | 71.67% | Tech/Econ | 16% | 0 | 0 | 0
Tech | Healthcare | Space Cooling | Individual room air conditioners | TRC | New | NN3600 | Energy Recovery Ventilation System (ERV) | Energy Recovery Ventilation System (ERV) | NonEquip | 15 | Packaged air conditioning units (RTUs) | 0% | Tech/Econ | 9.935% | 0 | 0 | 0
Tech | Healthcare | Space Cooling | Individual room air conditioners | TRC | New | NN3522 | Duct Sealing Repair | Duct Sealing Repair | NonEquip | 15 |  | 0% | Tech/Econ | 12% | 0 | 0 | 0
Tech | Healthcare | Space Cooling | Individual room air conditioners | TRC | New | NN3470 | Duct Insulation | Duct Insulation | NonEquip | 15 |  | 0% | Tech/Econ | 2.045% | 0 | 0 | 0
Tech | Healthcare | Space Cooling | Individual room air conditioners | TRC | New | NN3418 | Dedicated Outdoor Air System on VRF unit | Dedicated Outdoor Air System on VRF unit | NonEquip | 15 | Residential-type central air conditioners | 0% | Tech/Econ | 17.5% | 0 | 0 | 0
Tech | Healthcare | Space Cooling | Individual room air conditioners | TRC | New | NN3366 | Cool Roof | Cool Roof | NonEquip | 15 |  | 72.32% | Tech/Econ | 1.364% | 0 | 0 | 0
Tech | Healthcare | Space Cooling | Individual room air conditioners | TRC | New | NN3314 | Chilled Water System - Variable Speed Drives | Chilled Water System - Variable Speed Drives | NonEquip | 13 | Central chillers inside | 0% | Tech/Econ | 24.74% | 0 | 0 | 0
Tech | Healthcare | Space Cooling | Individual room air conditioners | TRC | New | NN3288 | Chilled Water Controls Optimization | Chilled Water Controls Optimization | NonEquip | 10 | Central chillers inside | 0% | Tech/Econ | 12.5% | 0 | 0 | 0
Tech | Healthcare | Space Cooling | Individual room air conditioners | TRC | New | NN3210 | Ceiling Insulation(R2 to R38) | Ceiling Insulation(R2 to R38) | NonEquip | 20 |  | 0% | Tech/Econ | 11.3% | 0 | 0 | 0
Tech | Healthcare | Space Cooling | Individual room air conditioners | TRC | New | NN3158 | Ceiling Insulation(R19 to R38) | Ceiling Insulation(R19 to R38) | NonEquip | 20 |  | 0% | Tech/Econ | 0.6277% | 0 | 0 | 0
Tech | Healthcare | Space Cooling | Individual room air conditioners | TRC | New | NN3106 | Ceiling Insulation(R12 to R38) | Ceiling Insulation(R12 to R38) | NonEquip | 20 |  | 0% | Tech/Econ | 1.36% | 0 | 0 | 0
Tech | Healthcare | Space Cooling | Individual room air conditioners | TRC | New | NN3054 | Airside Economizer | Airside Economizer | NonEquip | 10 | Packaged air conditioning units (RTUs) | 0% | Tech/Econ | 5.556% | 0 | 0 | 0
Tech | Healthcare | Space Cooling | Individual room air conditioners | TRC | Existing | NE5355 | Retro-Commissioning | Retro-Commissioning | NonEquip | 5 |  | 21.99% | Tech/Econ | 16% | 0 | 0 | 0
Tech | Healthcare | Space Cooling | Individual room air conditioners | TRC | Existing | NE4367 | Window Sun Protection | Window Sun Protection | NonEquip | 10 |  | 12.19% | Tech/Econ | 16% | 0 | 0 | 0
Tech | Healthcare | Space Cooling | Individual room air conditioners | TRC | Existing | NE4341 | Waterside Economizer | Waterside Economizer | NonEquip | 20 |  | 0% | Tech/Econ | 5.556% | 0 | 0 | 0
Tech | Healthcare | Space Cooling | Individual room air conditioners | TRC | Existing | NE4211 | Wall Insulation | Wall Insulation | NonEquip | 20 |  | 26.6% | Tech/Econ | 6.167% | 0 | 0 | 0
Tech | Healthcare | Space Cooling | Individual room air conditioners | TRC | Existing | NE4133 | Smart Thermostat | Smart Thermostat | NonEquip | 11 |  | 45.33% | Tech/Econ | 10% | 0 | 0 | 0
Tech | Healthcare | Space Cooling | Individual room air conditioners | TRC | Existing | NE4107 | Roof Insulation | Roof Insulation | NonEquip | 20 |  | 37.5% | Tech/Econ | 1.656% | 0 | 0 | 0
Tech | Healthcare | Space Cooling | Individual room air conditioners | TRC | Existing | NE4029 | Programmable Thermostat | Programmable Thermostat | NonEquip | 11 |  | 0% | Tech/Econ | 3.6% | 0 | 0 | 0
Tech | Healthcare | Space Cooling | Individual room air conditioners | TRC | Existing | NE3977 | Low U-Value Windows | Low U-Value Windows | NonEquip | 20 |  | 8.361% | Tech/Econ | 46% | 0 | 0 | 0
Tech | Healthcare | Space Cooling | Individual room air conditioners | TRC | Existing | NE3899 | HVAC tune-up_RTU | HVAC tune-up_RTU | NonEquip | 5 | Packaged air conditioning units (RTUs) | 0% | Tech/Econ | 5% | 0 | 0 | 0
Tech | Healthcare | Space Cooling | Individual room air conditioners | TRC | Existing | NE3873 | HVAC tune-up | HVAC tune-up | NonEquip | 5 | Residential-type central air conditioners | 0% | Tech/Econ | 5% | 0 | 0 | 0
Tech | Healthcare | Space Cooling | Individual room air conditioners | TRC | Existing | NE3795 | Green Roof | Green Roof | NonEquip | 15 |  | 0.098% | Tech/Econ | 0.9599% | 0 | 0 | 0
Tech | Healthcare | Space Cooling | Individual room air conditioners | TRC | Existing | NE3743 | Floor Insulation | Floor Insulation | NonEquip | 20 |  | 5.25% | Tech/Econ | 0.4345% | 0 | 0 | 0
Tech | Healthcare | Space Cooling | Individual room air conditioners | TRC | Existing | NE3665 | Facility Energy Management System | Facility Energy Management System | NonEquip | 15 |  | 0.5043% | Tech/Econ | 20% | 0 | 0 | 0
Tech | Healthcare | Space Cooling | Individual room air conditioners | TRC | Existing | NE3587 | Energy Recovery Ventilation System (ERV) | Energy Recovery Ventilation System (ERV) | NonEquip | 15 | Packaged air conditioning units (RTUs) | 0% | Tech/Econ | 9.935% | 0 | 0 | 0
Tech | Healthcare | Space Cooling | Individual room air conditioners | TRC | Existing | NE3509 | Duct Sealing Repair | Duct Sealing Repair | NonEquip | 15 |  | 0% | Tech/Econ | 12% | 0 | 0 | 0
Tech | Healthcare | Space Cooling | Individual room air conditioners | TRC | Existing | NE3457 | Duct Insulation | Duct Insulation | NonEquip | 15 |  | 0% | Tech/Econ | 2.045% | 0 | 0 | 0
Tech | Healthcare | Space Cooling | Individual room air conditioners | TRC | Existing | NE3405 | Dedicated Outdoor Air System on VRF unit | Dedicated Outdoor Air System on VRF unit | NonEquip | 15 | Residential-type central air conditioners | 0% | Tech/Econ | 17.5% | 0 | 0 | 0
Tech | Healthcare | Space Cooling | Individual room air conditioners | TRC | Existing | NE3353 | Cool Roof | Cool Roof | NonEquip | 15 |  | 72.71% | Tech/Econ | 1.364% | 0 | 0 | 0
Tech | Healthcare | Space Cooling | Individual room air conditioners | TRC | Existing | NE3301 | Chilled Water System - Variable Speed Drives | Chilled Water System - Variable Speed Drives | NonEquip | 13 | Central chillers inside | 0% | Tech/Econ | 24.74% | 0 | 0 | 0
Tech | Healthcare | Space Cooling | Individual room air conditioners | TRC | Existing | NE3275 | Chilled Water Controls Optimization | Chilled Water Controls Optimization | NonEquip | 10 | Central chillers inside | 0% | Tech/Econ | 12.5% | 0 | 0 | 0
Tech | Healthcare | Space Cooling | Individual room air conditioners | TRC | Existing | NE3197 | Ceiling Insulation(R2 to R38) | Ceiling Insulation(R2 to R38) | NonEquip | 20 |  | 45.6% | Tech/Econ | 11.3% | 0 | 0 | 0
Tech | Healthcare | Space Cooling | Individual room air conditioners | TRC | Existing | NE3145 | Ceiling Insulation(R19 to R38) | Ceiling Insulation(R19 to R38) | NonEquip | 20 |  | 22.8% | Tech/Econ | 0.6277% | 0 | 0 | 0
Tech | Healthcare | Space Cooling | Individual room air conditioners | TRC | Existing | NE3093 | Ceiling Insulation(R12 to R38) | Ceiling Insulation(R12 to R38) | NonEquip | 20 |  | 34.2% | Tech/Econ | 1.36% | 0 | 0 | 0
Tech | Healthcare | Space Cooling | Individual room air conditioners | TRC | Existing | NE3041 | Airside Economizer | Airside Economizer | NonEquip | 10 | Packaged air conditioning units (RTUs) | 0% | Tech/Econ | 5.556% | 0 | 0 | 0
Tech | Healthcare | Interior Lighting | High bay | TRC | New | NN5264 | Retro-Commissioning | Retro-Commissioning | NonEquip | 5 |  | 0% | Tech/Econ | 16% | 0 | 0 | 0
Tech | Healthcare | Interior Lighting | High bay | TRC | New | NN4432 | Interior Lighting Controls | Interior Lighting Controls | NonEquip | 8 | Overhead (fluorescent/LED/CFL U-shape) | 0% | Tech/Econ | 28% | 0 | 0 | 0
Tech | Healthcare | Interior Lighting | High bay | TRC | New | NN4406 | Bi-Level Lighting Control (Interior) | Bi-Level Lighting Control (Interior) | NonEquip | 8 | Overhead (fluorescent/LED/CFL U-shape) | 0% | Tech/Econ | 31% | 0 | 0 | 0
Tech | Healthcare | Interior Lighting | High bay | TRC | New | NN3704 | Facility Energy Management System | Facility Energy Management System | NonEquip | 15 |  | 4.276% | Tech/Econ | 24% | 12619.4138 | 2.6449 | 0.22744
Tech | Healthcare | Interior Lighting | High bay | TRC | Existing | NE5251 | Retro-Commissioning | Retro-Commissioning | NonEquip | 5 |  | 21.99% | Tech/Econ | 16% | 2107492.377 | 352.3343 | 1092.3755
Tech | Healthcare | Interior Lighting | High bay | TRC | Existing | NE4419 | Interior Lighting Controls | Interior Lighting Controls | NonEquip | 8 | Overhead (fluorescent/LED/CFL U-shape) | 0% | Tech/Econ | 28% | 0 | 0 | 0
Tech | Healthcare | Interior Lighting | High bay | TRC | Existing | NE4393 | Bi-Level Lighting Control (Interior) | Bi-Level Lighting Control (Interior) | NonEquip | 8 | Overhead (fluorescent/LED/CFL U-shape) | 0% | Tech/Econ | 31% | 0 | 0 | 0
Tech | Healthcare | Interior Lighting | High bay | TRC | Existing | NE3691 | Facility Energy Management System | Facility Energy Management System | NonEquip | 15 |  | 0.5043% | Tech/Econ | 24% | 72592.5424 | 15.2149 | 1.3084
Tech | Healthcare | Interior Lighting | High bay | TRC | Turnover | ET1643 | LED Linear - Fixture Replacement | LED Linear - Fixture Replacement | Equip | 15 | High bay | 24.1% | Tech/Econ | 50.28% | 8270385.446 | 2004.7744 | 458.6173
Tech | Healthcare | Interior Lighting | High bay | TRC | Turnover | ET1526 | High Bay LED | High Bay LED | Equip | 15 | High bay | 0% | Tech/Econ | 64.78% | 0 | 0 | 0
Tech | Healthcare | Interior Lighting | High bay | TRC | Turnover | ET1487 | High Bay Fluorescent (T5) | High Bay Fluorescent (T5) | Equip | 15 | High bay | 0% | Tech/Econ | 64.14% | 0 | 0 | 0
Tech | Healthcare | Interior Lighting | High bay | TRC | New | EN1669 | LED Linear - Fixture Replacement | LED Linear - Fixture Replacement | Equip | 15 | High bay | 0% | Tech/Econ | 50.28% | 0 | 0 | 0
Tech | Healthcare | Interior Lighting | High bay | TRC | New | EN1552 | High Bay LED | High Bay LED | Equip | 15 | High bay | 0% | Tech/Econ | 64.78% | 0 | 0 | 0
Tech | Healthcare | Interior Lighting | High bay | TRC | New | EN1513 | High Bay Fluorescent (T5) | High Bay Fluorescent (T5) | Equip | 15 | High bay | 0% | Tech/Econ | 64.14% | 0 | 0 | 0
Tech | Healthcare | Cooking | Fryer | TRC | Turnover | ET83 | Energy Star Fryer | Energy Star Fryer | Equip | 12 | Fryer | 29.2% | Tech/Econ | 17.46% | 1836.8371 | 0.29775 | 0.092074
Tech | Healthcare | Cooking | Fryer | TRC | New | EN109 | Energy Star Fryer | Energy Star Fryer | Equip | 12 | Fryer | 29.2% | Tech/Econ | 17.46% | 33.0978 | 0.0053651 | 0.0016591
Tech | Healthcare | Space Heating | Forced air furnace | TRC | New | NN5342 | Retro-Commissioning | Retro-Commissioning | NonEquip | 5 |  | 0% | Tech/Econ | 16% | 0 | 0 | 0
Tech | Healthcare | Space Heating | Forced air furnace | TRC | New | NN4328 | Water Cooled Refrigeration Heat Recovery | Water Cooled Refrigeration Heat Recovery | NonEquip | 20 |  | 0% | Tech/Econ | 10% | 0 | 0 | 0
Tech | Healthcare | Space Heating | Forced air furnace | TRC | New | NN4276 | Warehouse Loading Dock Seals | Warehouse Loading Dock Seals | NonEquip | 18 |  | 0% | Tech/Econ | 0.495% | 0 | 0 | 0
Tech | Healthcare | Space Heating | Forced air furnace | TRC | New | NN4250 | Wall Insulation | Wall Insulation | NonEquip | 20 |  | 57% | Tech/Econ | 0% | 0 | 0 | 0
Tech | Healthcare | Space Heating | Forced air furnace | TRC | New | NN4172 | Smart Thermostat | Smart Thermostat | NonEquip | 11 |  | 45.33% | Tech/Econ | 10% | 23.7762 | 0 | -0.0039067
Tech | Healthcare | Space Heating | Forced air furnace | TRC | New | NN4094 | Roof Insulation | Roof Insulation | NonEquip | 20 |  | 37.5% | Tech/Econ | 1.023% | 1.4433 | 0 | 0.00065104
Tech | Healthcare | Space Heating | Forced air furnace | TRC | New | NN4068 | Programmable Thermostat | Programmable Thermostat | NonEquip | 11 |  | 0% | Tech/Econ | 3.6% | 0 | 0 | 0
Tech | Healthcare | Space Heating | Forced air furnace | TRC | New | NN4016 | Low U-Value Windows | Low U-Value Windows | NonEquip | 20 |  | 20.9% | Tech/Econ | 10% | 10.4678 | 0 | 4.3505e-05
Tech | Healthcare | Space Heating | Forced air furnace | TRC | New | NN3938 | Infiltration Reduction - Air Sealing | Infiltration Reduction - Air Sealing | NonEquip | 11 |  | 0% | Tech/Econ | 0.2475% | 0 | 0 | 0
Tech | Healthcare | Space Heating | Forced air furnace | TRC | New | NN3860 | Hotel Card Energy Control Systems | Hotel Card Energy Control Systems | NonEquip | 15 |  | 0% | Tech/Econ | 0% | 0 | 0 | 0
Tech | Healthcare | Space Heating | Forced air furnace | TRC | New | NN3782 | Green Roof | Green Roof | NonEquip | 15 |  | 0.49% | Tech/Econ | 1.581% | 0.037685 | 0 | 0
Tech | Healthcare | Space Heating | Forced air furnace | TRC | New | NN3730 | Floor Insulation | Floor Insulation | NonEquip | 20 |  | 13.12% | Tech/Econ | 0.537% | 0 | 0 | 0
Tech | Healthcare | Space Heating | Forced air furnace | TRC | New | NN3652 | Facility Energy Management System | Facility Energy Management System | NonEquip | 15 |  | 4.276% | Tech/Econ | 20% | 4.5246 | 0 | 8.1548e-05
Tech | Healthcare | Space Heating | Forced air furnace | TRC | New | NN3574 | ECM Motors on Furnaces | ECM Motors on Furnaces | NonEquip | 15 | Forced air furnace | 47.78% | Tech/Econ | 1.706% | 3.9974 | 0 | 0
Tech | Healthcare | Space Heating | Forced air furnace | TRC | New | NN3548 | Duct Sealing Repair | Duct Sealing Repair | NonEquip | 15 |  | 0% | Tech/Econ | 12% | 0 | 0 | 0
Tech | Healthcare | Space Heating | Forced air furnace | TRC | New | NN3496 | Duct Insulation | Duct Insulation | NonEquip | 15 |  | 0% | Tech/Econ | 2.045% | 0 | 0 | 0
Tech | Healthcare | Space Heating | Forced air furnace | TRC | New | NN3444 | Destratification Fans | Destratification Fans | NonEquip | 10 |  | 0% | Tech/Econ | 14.56% | 0 | 0 | 0
Tech | Healthcare | Space Heating | Forced air furnace | TRC | New | NN3392 | Dedicated Outdoor Air System on VRF unit | Dedicated Outdoor Air System on VRF unit | NonEquip | 15 | Residential/split system heat pump | 0% | Tech/Econ | 10% | 0 | 0 | 0
Tech | Healthcare | Space Heating | Forced air furnace | TRC | New | NN3340 | Cool Roof | Cool Roof | NonEquip | 15 |  | 72.32% | Tech/Econ | 0.1786% | 0 | 0 | 0
Tech | Healthcare | Space Heating | Forced air furnace | TRC | New | NN3236 | Ceiling Insulation(R30 to R38) | Ceiling Insulation(R30 to R38) | NonEquip | 20 |  | 0% | Tech/Econ | 0.2068% | 0 | 0 | 0
Tech | Healthcare | Space Heating | Forced air furnace | TRC | New | NN3184 | Ceiling Insulation(R2 to R38) | Ceiling Insulation(R2 to R38) | NonEquip | 20 |  | 0% | Tech/Econ | 13.96% | 0 | 0 | 0
Tech | Healthcare | Space Heating | Forced air furnace | TRC | New | NN3132 | Ceiling Insulation(R19 to R38) | Ceiling Insulation(R19 to R38) | NonEquip | 20 |  | 0% | Tech/Econ | 0.7756% | 0 | 0 | 0
Tech | Healthcare | Space Heating | Forced air furnace | TRC | New | NN3080 | Ceiling Insulation(R12 to R38) | Ceiling Insulation(R12 to R38) | NonEquip | 20 |  | 0% | Tech/Econ | 1.68% | 0 | 0 | 0
Tech | Healthcare | Space Heating | Forced air furnace | TRC | New | NN3002 | Air Curtains | Air Curtains | NonEquip | 8 |  | 28.37% | Tech/Econ | 0.2468% | 0 | 0 | 0
Tech | Healthcare | Space Heating | Forced air furnace | TRC | Existing | NE5329 | Retro-Commissioning | Retro-Commissioning | NonEquip | 5 |  | 21.99% | Tech/Econ | 16% | 992.3058 | 0 | 0.51434
Tech | Healthcare | Space Heating | Forced air furnace | TRC | Existing | NE4315 | Water Cooled Refrigeration Heat Recovery | Water Cooled Refrigeration Heat Recovery | NonEquip | 20 |  | 0% | Tech/Econ | 10% | 0 | 0 | 0
Tech | Healthcare | Space Heating | Forced air furnace | TRC | Existing | NE4263 | Warehouse Loading Dock Seals | Warehouse Loading Dock Seals | NonEquip | 18 |  | 0% | Tech/Econ | 0.5462% | 0 | 0 | 0
Tech | Healthcare | Space Heating | Forced air furnace | TRC | Existing | NE4237 | Wall Insulation | Wall Insulation | NonEquip | 20 |  | 26.6% | Tech/Econ | 1.228% | 77.0882 | 0 | 0.034773
Tech | Healthcare | Space Heating | Forced air furnace | TRC | Existing | NE4159 | Smart Thermostat | Smart Thermostat | NonEquip | 11 |  | 45.33% | Tech/Econ | 10% | 1146.7888 | 0 | -0.18843
Tech | Healthcare | Space Heating | Forced air furnace | TRC | Existing | NE4081 | Roof Insulation | Roof Insulation | NonEquip | 20 |  | 37.5% | Tech/Econ | 2.258% | 204.5571 | 0 | 0.092271
Tech | Healthcare | Space Heating | Forced air furnace | TRC | Existing | NE4055 | Programmable Thermostat | Programmable Thermostat | NonEquip | 11 |  | 0% | Tech/Econ | 3.6% | 0 | 0 | 0
Tech | Healthcare | Space Heating | Forced air furnace | TRC | Existing | NE4003 | Low U-Value Windows | Low U-Value Windows | NonEquip | 20 |  | 8.361% | Tech/Econ | 46% | 1129.3304 | 0 | 0.0046936
Tech | Healthcare | Space Heating | Forced air furnace | TRC | Existing | NE3925 | Infiltration Reduction - Air Sealing | Infiltration Reduction - Air Sealing | NonEquip | 11 |  | 44.79% | Tech/Econ | 0.2731% | 28.7149 | 0 | 0.018861
Tech | Healthcare | Space Heating | Forced air furnace | TRC | Existing | NE3847 | Hotel Card Energy Control Systems | Hotel Card Energy Control Systems | NonEquip | 15 |  | 0% | Tech/Econ | 0% | 0 | 0 | 0
Tech | Healthcare | Space Heating | Forced air furnace | TRC | Existing | NE3769 | Green Roof | Green Roof | NonEquip | 15 |  | 0.098% | Tech/Econ | 1.745% | 0.40698 | 0 | 0
Tech | Healthcare | Space Heating | Forced air furnace | TRC | Existing | NE3717 | Floor Insulation | Floor Insulation | NonEquip | 20 |  | 5.25% | Tech/Econ | 0.5925% | 7.303 | 0 | 0.0032942
Tech | Healthcare | Space Heating | Forced air furnace | TRC | Existing | NE3639 | Facility Energy Management System | Facility Energy Management System | NonEquip | 15 |  | 0.5043% | Tech/Econ | 20% | 28.4775 | 0 | 0.00051326
Tech | Healthcare | Space Heating | Forced air furnace | TRC | Existing | NE3561 | ECM Motors on Furnaces | ECM Motors on Furnaces | NonEquip | 15 | Forced air furnace | 47.78% | Tech/Econ | 1.706% | 194.0143 | 0 | 0
Tech | Healthcare | Space Heating | Forced air furnace | TRC | Existing | NE3535 | Duct Sealing Repair | Duct Sealing Repair | NonEquip | 15 |  | 0% | Tech/Econ | 12% | 0 | 0 | 0
Tech | Healthcare | Space Heating | Forced air furnace | TRC | Existing | NE3483 | Duct Insulation | Duct Insulation | NonEquip | 15 |  | 0% | Tech/Econ | 2.045% | 0 | 0 | 0
Tech | Healthcare | Space Heating | Forced air furnace | TRC | Existing | NE3431 | Destratification Fans | Destratification Fans | NonEquip | 10 |  | 0% | Tech/Econ | 14.56% | 0 | 0 | 0
Tech | Healthcare | Space Heating | Forced air furnace | TRC | Existing | NE3379 | Dedicated Outdoor Air System on VRF unit | Dedicated Outdoor Air System on VRF unit | NonEquip | 15 | Residential/split system heat pump | 0% | Tech/Econ | 10% | 0 | 0 | 0
Tech | Healthcare | Space Heating | Forced air furnace | TRC | Existing | NE3327 | Cool Roof | Cool Roof | NonEquip | 15 |  | 72.71% | Tech/Econ | 0.197% | 33.5512 | 0 | 0
Tech | Healthcare | Space Heating | Forced air furnace | TRC | Existing | NE3223 | Ceiling Insulation(R30 to R38) | Ceiling Insulation(R30 to R38) | NonEquip | 20 |  | 11.4% | Tech/Econ | 0.2282% | 6.0944 | 0 | 0.002749
Tech | Healthcare | Space Heating | Forced air furnace | TRC | Existing | NE3171 | Ceiling Insulation(R2 to R38) | Ceiling Insulation(R2 to R38) | NonEquip | 20 |  | 45.6% | Tech/Econ | 15.4% | 1911.5449 | 0 | 0.86226
Tech | Healthcare | Space Heating | Forced air furnace | TRC | Existing | NE3119 | Ceiling Insulation(R19 to R38) | Ceiling Insulation(R19 to R38) | NonEquip | 20 |  | 22.8% | Tech/Econ | 0.8558% | 45.9055 | 0 | 0.020707
Tech | Healthcare | Space Heating | Forced air furnace | TRC | Existing | NE3067 | Ceiling Insulation(R12 to R38) | Ceiling Insulation(R12 to R38) | NonEquip | 20 |  | 34.2% | Tech/Econ | 1.854% | 151.8777 | 0 | 0.068509
Tech | Healthcare | Space Heating | Forced air furnace | TRC | Existing | NE2989 | Air Curtains | Air Curtains | NonEquip | 8 |  | 33.45% | Tech/Econ | 0.2468% | 19.3541 | 0 | 0.0021019
Tech | Healthcare | Exterior Lighting | Exterior parking/lot lighting | TRC | New | NN5290 | Retro-Commissioning | Retro-Commissioning | NonEquip | 5 |  | 0% | Tech/Econ | 16% | 0 | 0 | 0
Tech | Healthcare | Exterior Lighting | Exterior parking/lot lighting | TRC | New | NN2976 | Outdoor Lighting Controls | Outdoor Lighting Controls | NonEquip | 8 | Exterior parking/lot lighting | 30.95% | Tech/Econ | 28% | 33404.5821 | 0 | 0
Tech | Healthcare | Exterior Lighting | Exterior parking/lot lighting | TRC | New | NN2950 | Bi-Level Lighting Control (Exterior) | Bi-Level Lighting Control (Exterior) | NonEquip | 9 | Exterior parking/lot lighting | 13.75% | Tech/Econ | 31% | 17169.2151 | 0 | 0
Tech | Healthcare | Exterior Lighting | Exterior parking/lot lighting | TRC | Existing | NE5277 | Retro-Commissioning | Retro-Commissioning | NonEquip | 5 |  | 21.99% | Tech/Econ | 16% | 687515.7221 | 0 | 356.3597
Tech | Healthcare | Exterior Lighting | Exterior parking/lot lighting | TRC | Existing | NE2963 | Outdoor Lighting Controls | Outdoor Lighting Controls | NonEquip | 8 | Exterior parking/lot lighting | 30.95% | Tech/Econ | 28% | 1853859.951 | 0 | 0
Tech | Healthcare | Exterior Lighting | Exterior parking/lot lighting | TRC | Existing | NE2937 | Bi-Level Lighting Control (Exterior) | Bi-Level Lighting Control (Exterior) | NonEquip | 9 | Exterior parking/lot lighting | 13.75% | Tech/Econ | 31% | 952842.9389 | 0 | 0
Tech | Healthcare | Exterior Lighting | Exterior parking/lot lighting | TRC | Turnover | ET707 | LED Parking Lighting | LED Parking Lighting | Equip | 18 | Exterior parking/lot lighting | 7.084% | Tech/Econ | 84% | 1413867.947 | 0 | 0
Tech | Healthcare | Exterior Lighting | Exterior parking/lot lighting | TRC | Turnover | ET512 | High Efficiency HID Lighting | High Efficiency HID Lighting | Equip | 13 | Exterior parking/lot lighting | 0% | Tech/Econ | 34.18% | 0 | 0 | 0
Tech | Healthcare | Exterior Lighting | Exterior parking/lot lighting | TRC | New | EN733 | LED Parking Lighting | LED Parking Lighting | Equip | 18 | Exterior parking/lot lighting | 7.084% | Tech/Econ | 84% | 25476.3948 | 0 | 0
Tech | Healthcare | Exterior Lighting | Exterior parking/lot lighting | TRC | New | EN538 | High Efficiency HID Lighting | High Efficiency HID Lighting | Equip | 13 | Exterior parking/lot lighting | 0% | Tech/Econ | 34.18% | 0 | 0 | 0
Tech | Healthcare | Exterior Lighting | Exterior marquis | TRC | New | NN5290 | Retro-Commissioning | Retro-Commissioning | NonEquip | 5 |  | 0% | Tech/Econ | 16% | 0 | 0 | 0
Tech | Healthcare | Exterior Lighting | Exterior marquis | TRC | New | NN2976 | Outdoor Lighting Controls | Outdoor Lighting Controls | NonEquip | 8 | Exterior parking/lot lighting | 0% | Tech/Econ | 28% | 0 | 0 | 0
Tech | Healthcare | Exterior Lighting | Exterior marquis | TRC | New | NN2950 | Bi-Level Lighting Control (Exterior) | Bi-Level Lighting Control (Exterior) | NonEquip | 9 | Exterior parking/lot lighting | 0% | Tech/Econ | 31% | 0 | 0 | 0
Tech | Healthcare | Exterior Lighting | Exterior marquis | TRC | Existing | NE5277 | Retro-Commissioning | Retro-Commissioning | NonEquip | 5 |  | 21.99% | Tech/Econ | 16% | 4051.4986 | 0 | 2.1
Tech | Healthcare | Exterior Lighting | Exterior marquis | TRC | Existing | NE2963 | Outdoor Lighting Controls | Outdoor Lighting Controls | NonEquip | 8 | Exterior parking/lot lighting | 0% | Tech/Econ | 28% | 0 | 0 | 0
Tech | Healthcare | Exterior Lighting | Exterior marquis | TRC | Existing | NE2937 | Bi-Level Lighting Control (Exterior) | Bi-Level Lighting Control (Exterior) | NonEquip | 9 | Exterior parking/lot lighting | 0% | Tech/Econ | 31% | 0 | 0 | 0
Tech | Healthcare | Exterior Lighting | Exterior marquis | TRC | Turnover | ET629 | LED Exterior Lighting | LED Exterior Lighting | Equip | 13 | Exterior marquis | 4.624% | Tech/Econ | 60.51% | 3314.6464 | 0 | 0
Tech | Healthcare | Exterior Lighting | Exterior marquis | TRC | Turnover | ET590 | LED Display Lighting (Exterior) | LED Display Lighting (Exterior) | Equip | 15 | Exterior marquis | 4.624% | Tech/Econ | 87.04% | 4967.7167 | 0 | 0
Tech | Healthcare | Exterior Lighting | Exterior marquis | TRC | New | EN655 | LED Exterior Lighting | LED Exterior Lighting | Equip | 13 | Exterior marquis | 4.624% | Tech/Econ | 60.51% | 59.7264 | 0 | 0
Tech | Healthcare | Exterior Lighting | Exterior marquis | TRC | New | EN616 | LED Display Lighting (Exterior) | LED Display Lighting (Exterior) | Equip | 15 | Exterior marquis | 4.624% | Tech/Econ | 87.04% | 89.513 | 0 | 0
Tech | Healthcare | Miscellaneous | Elevators/Escalators | TRC | New | NN5446 | Retro-Commissioning | Retro-Commissioning | NonEquip | 5 |  | 0% | Tech/Econ | 16% | 0 | 0 | 0
Tech | Healthcare | Miscellaneous | Elevators/Escalators | TRC | New | NN4536 | VSD Controlled Compressor | VSD Controlled Compressor | NonEquip | 15 | Others | 0% | Tech/Econ | 20.79% | 0 | 0 | 0
Tech | Healthcare | Miscellaneous | Elevators/Escalators | TRC | New | NN4510 | Regenerative Drive Elevator Motor | Regenerative Drive Elevator Motor | NonEquip | 13 | Elevators/Escalators | 11.17% | Tech/Econ | 6.211% | 1139.4508 | 0.14774 | 0.12375
Tech | Healthcare | Miscellaneous | Elevators/Escalators | TRC | New | NN4484 | Engine Block Timer | Engine Block Timer | NonEquip | 5 | Others | 0% | Tech/Econ | 36% | 0 | 0 | 0
Tech | Healthcare | Miscellaneous | Elevators/Escalators | TRC | New | NN4458 | Efficient Motor Belts | Efficient Motor Belts | NonEquip | 10 | Others | 0% | Tech/Econ | 1.105% | 0 | 0 | 0
Tech | Healthcare | Miscellaneous | Elevators/Escalators | TRC | Existing | NE5433 | Retro-Commissioning | Retro-Commissioning | NonEquip | 5 |  | 21.99% | Tech/Econ | 16% | 320854.2628 | 53.641 | 166.3082
Tech | Healthcare | Miscellaneous | Elevators/Escalators | TRC | Existing | NE4523 | VSD Controlled Compressor | VSD Controlled Compressor | NonEquip | 15 | Others | 0% | Tech/Econ | 20.79% | 0 | 0 | 0
Tech | Healthcare | Miscellaneous | Elevators/Escalators | TRC | Existing | NE4497 | Regenerative Drive Elevator Motor | Regenerative Drive Elevator Motor | NonEquip | 13 | Elevators/Escalators | 10.45% | Tech/Econ | 6.211% | 57113.2621 | 7.405 | 6.2026
Tech | Healthcare | Miscellaneous | Elevators/Escalators | TRC | Existing | NE4471 | Engine Block Timer | Engine Block Timer | NonEquip | 5 | Others | 0% | Tech/Econ | 36% | 0 | 0 | 0
Tech | Healthcare | Miscellaneous | Elevators/Escalators | TRC | Existing | NE4445 | Efficient Motor Belts | Efficient Motor Belts | NonEquip | 10 | Others | 0% | Tech/Econ | 1.105% | 0 | 0 | 0
Tech | Healthcare | Office Equipment | Document production | TRC | New | NN4588 | Smart Strip Plug Outlet | Smart Strip Plug Outlet | NonEquip | 4 |  | 43.9% | Tech/Econ | 1.187% | 1019.8974 | 0.15165 | 0.1054
Tech | Healthcare | Office Equipment | Document production | TRC | New | NN4562 | Network PC Power Management | Network PC Power Management | NonEquip | 5 | Computers | 0% | Tech/Econ | 56.5% | 0 | 0 | 0
Tech | Healthcare | Office Equipment | Document production | TRC | Existing | NE4575 | Smart Strip Plug Outlet | Smart Strip Plug Outlet | NonEquip | 4 |  | 43.9% | Tech/Econ | 1.187% | 56601.4258 | 8.4163 | 5.8492
Tech | Healthcare | Office Equipment | Document production | TRC | Existing | NE4549 | Network PC Power Management | Network PC Power Management | NonEquip | 5 | Computers | 0% | Tech/Econ | 56.5% | 0 | 0 | 0
Tech | Healthcare | Office Equipment | Document production | TRC | Turnover | ET2144 | ENERGY STAR Imaging Equipment | ENERGY STAR Imaging Equipment | Equip | 6 | Document production | 17.92% | Tech/Econ | 44.44% | 939919.1485 | 130.3446 | 87.5262
Tech | Healthcare | Office Equipment | Document production | TRC | New | EN2170 | ENERGY STAR Imaging Equipment | ENERGY STAR Imaging Equipment | Equip | 6 | Document production | 17.92% | Tech/Econ | 44.44% | 16936.3422 | 2.3487 | 1.5771
Tech | Healthcare | Space Cooling | District chilled water piped | TRC | New | NN5368 | Retro-Commissioning | Retro-Commissioning | NonEquip | 5 |  | 0% | Tech/Econ | 16% | 0 | 0 | 0
Tech | Healthcare | Space Cooling | District chilled water piped | TRC | New | NN4380 | Window Sun Protection | Window Sun Protection | NonEquip | 10 |  | 15.35% | Tech/Econ | 16% | 0 | 0 | 0
Tech | Healthcare | Space Cooling | District chilled water piped | TRC | New | NN4354 | Waterside Economizer | Waterside Economizer | NonEquip | 20 |  | 0% | Tech/Econ | 5.556% | 0 | 0 | 0
Tech | Healthcare | Space Cooling | District chilled water piped | TRC | New | NN4146 | Smart Thermostat | Smart Thermostat | NonEquip | 11 |  | 45.33% | Tech/Econ | 10% | 0 | 0 | 0
Tech | Healthcare | Space Cooling | District chilled water piped | TRC | New | NN4042 | Programmable Thermostat | Programmable Thermostat | NonEquip | 11 |  | 0% | Tech/Econ | 3.6% | 0 | 0 | 0
Tech | Healthcare | Space Cooling | District chilled water piped | TRC | New | NN3990 | Low U-Value Windows | Low U-Value Windows | NonEquip | 20 |  | 20.9% | Tech/Econ | 10% | 0 | 0 | 0
Tech | Healthcare | Space Cooling | District chilled water piped | TRC | New | NN3912 | HVAC tune-up_RTU | HVAC tune-up_RTU | NonEquip | 5 | Packaged air conditioning units (RTUs) | 0% | Tech/Econ | 5% | 0 | 0 | 0
Tech | Healthcare | Space Cooling | District chilled water piped | TRC | New | NN3886 | HVAC tune-up | HVAC tune-up | NonEquip | 5 | Residential-type central air conditioners | 0% | Tech/Econ | 5% | 0 | 0 | 0
Tech | Healthcare | Space Cooling | District chilled water piped | TRC | New | NN3808 | Green Roof | Green Roof | NonEquip | 15 |  | 0.49% | Tech/Econ | 0.9599% | 0 | 0 | 0
Tech | Healthcare | Space Cooling | District chilled water piped | TRC | New | NN3678 | Facility Energy Management System | Facility Energy Management System | NonEquip | 15 |  | 4.276% | Tech/Econ | 20% | 0 | 0 | 0
Tech | Healthcare | Space Cooling | District chilled water piped | TRC | New | NN3626 | Facility Commissioning | Facility Commissioning | NonEquip | 10 |  | 71.67% | Tech/Econ | 16% | 0 | 0 | 0
Tech | Healthcare | Space Cooling | District chilled water piped | TRC | New | NN3600 | Energy Recovery Ventilation System (ERV) | Energy Recovery Ventilation System (ERV) | NonEquip | 15 | Packaged air conditioning units (RTUs) | 0% | Tech/Econ | 9.935% | 0 | 0 | 0
Tech | Healthcare | Space Cooling | District chilled water piped | TRC | New | NN3522 | Duct Sealing Repair | Duct Sealing Repair | NonEquip | 15 |  | 0% | Tech/Econ | 12% | 0 | 0 | 0
Tech | Healthcare | Space Cooling | District chilled water piped | TRC | New | NN3470 | Duct Insulation | Duct Insulation | NonEquip | 15 |  | 0% | Tech/Econ | 2.045% | 0 | 0 | 0
Tech | Healthcare | Space Cooling | District chilled water piped | TRC | New | NN3418 | Dedicated Outdoor Air System on VRF unit | Dedicated Outdoor Air System on VRF unit | NonEquip | 15 | Residential-type central air conditioners | 0% | Tech/Econ | 17.5% | 0 | 0 | 0
Tech | Healthcare | Space Cooling | District chilled water piped | TRC | New | NN3366 | Cool Roof | Cool Roof | NonEquip | 15 |  | 72.32% | Tech/Econ | 1.364% | 0 | 0 | 0
Tech | Healthcare | Space Cooling | District chilled water piped | TRC | New | NN3314 | Chilled Water System - Variable Speed Drives | Chilled Water System - Variable Speed Drives | NonEquip | 13 | Central chillers inside | 0% | Tech/Econ | 24.74% | 0 | 0 | 0
Tech | Healthcare | Space Cooling | District chilled water piped | TRC | New | NN3288 | Chilled Water Controls Optimization | Chilled Water Controls Optimization | NonEquip | 10 | Central chillers inside | 0% | Tech/Econ | 12.5% | 0 | 0 | 0
Tech | Healthcare | Space Cooling | District chilled water piped | TRC | New | NN3210 | Ceiling Insulation(R2 to R38) | Ceiling Insulation(R2 to R38) | NonEquip | 20 |  | 0% | Tech/Econ | 11.3% | 0 | 0 | 0
Tech | Healthcare | Space Cooling | District chilled water piped | TRC | New | NN3106 | Ceiling Insulation(R12 to R38) | Ceiling Insulation(R12 to R38) | NonEquip | 20 |  | 0% | Tech/Econ | 1.36% | 0 | 0 | 0
Tech | Healthcare | Space Cooling | District chilled water piped | TRC | New | NN3054 | Airside Economizer | Airside Economizer | NonEquip | 10 | Packaged air conditioning units (RTUs) | 0% | Tech/Econ | 5.556% | 0 | 0 | 0
Tech | Healthcare | Space Cooling | District chilled water piped | TRC | Existing | NE5355 | Retro-Commissioning | Retro-Commissioning | NonEquip | 5 |  | 21.99% | Tech/Econ | 16% | 0 | 0 | 0
Tech | Healthcare | Space Cooling | District chilled water piped | TRC | Existing | NE4367 | Window Sun Protection | Window Sun Protection | NonEquip | 10 |  | 12.19% | Tech/Econ | 16% | 0 | 0 | 0
Tech | Healthcare | Space Cooling | District chilled water piped | TRC | Existing | NE4341 | Waterside Economizer | Waterside Economizer | NonEquip | 20 |  | 0% | Tech/Econ | 5.556% | 0 | 0 | 0
Tech | Healthcare | Space Cooling | District chilled water piped | TRC | Existing | NE4211 | Wall Insulation | Wall Insulation | NonEquip | 20 |  | 26.6% | Tech/Econ | 6.167% | 0 | 0 | 0
Tech | Healthcare | Space Cooling | District chilled water piped | TRC | Existing | NE4133 | Smart Thermostat | Smart Thermostat | NonEquip | 11 |  | 45.33% | Tech/Econ | 10% | 0 | 0 | 0
Tech | Healthcare | Space Cooling | District chilled water piped | TRC | Existing | NE4107 | Roof Insulation | Roof Insulation | NonEquip | 20 |  | 37.5% | Tech/Econ | 1.656% | 0 | 0 | 0
Tech | Healthcare | Space Cooling | District chilled water piped | TRC | Existing | NE4029 | Programmable Thermostat | Programmable Thermostat | NonEquip | 11 |  | 0% | Tech/Econ | 3.6% | 0 | 0 | 0
Tech | Healthcare | Space Cooling | District chilled water piped | TRC | Existing | NE3977 | Low U-Value Windows | Low U-Value Windows | NonEquip | 20 |  | 8.361% | Tech/Econ | 46% | 0 | 0 | 0
Tech | Healthcare | Space Cooling | District chilled water piped | TRC | Existing | NE3899 | HVAC tune-up_RTU | HVAC tune-up_RTU | NonEquip | 5 | Packaged air conditioning units (RTUs) | 0% | Tech/Econ | 5% | 0 | 0 | 0
Tech | Healthcare | Space Cooling | District chilled water piped | TRC | Existing | NE3873 | HVAC tune-up | HVAC tune-up | NonEquip | 5 | Residential-type central air conditioners | 0% | Tech/Econ | 5% | 0 | 0 | 0
Tech | Healthcare | Space Cooling | District chilled water piped | TRC | Existing | NE3795 | Green Roof | Green Roof | NonEquip | 15 |  | 0.098% | Tech/Econ | 0.9599% | 0 | 0 | 0
Tech | Healthcare | Space Cooling | District chilled water piped | TRC | Existing | NE3743 | Floor Insulation | Floor Insulation | NonEquip | 20 |  | 5.25% | Tech/Econ | 0.4345% | 0 | 0 | 0
Tech | Healthcare | Space Cooling | District chilled water piped | TRC | Existing | NE3665 | Facility Energy Management System | Facility Energy Management System | NonEquip | 15 |  | 0.5043% | Tech/Econ | 20% | 0 | 0 | 0
Tech | Healthcare | Space Cooling | District chilled water piped | TRC | Existing | NE3587 | Energy Recovery Ventilation System (ERV) | Energy Recovery Ventilation System (ERV) | NonEquip | 15 | Packaged air conditioning units (RTUs) | 0% | Tech/Econ | 9.935% | 0 | 0 | 0
Tech | Healthcare | Space Cooling | District chilled water piped | TRC | Existing | NE3509 | Duct Sealing Repair | Duct Sealing Repair | NonEquip | 15 |  | 0% | Tech/Econ | 12% | 0 | 0 | 0
Tech | Healthcare | Space Cooling | District chilled water piped | TRC | Existing | NE3457 | Duct Insulation | Duct Insulation | NonEquip | 15 |  | 0% | Tech/Econ | 2.045% | 0 | 0 | 0
Tech | Healthcare | Space Cooling | District chilled water piped | TRC | Existing | NE3405 | Dedicated Outdoor Air System on VRF unit | Dedicated Outdoor Air System on VRF unit | NonEquip | 15 | Residential-type central air conditioners | 0% | Tech/Econ | 17.5% | 0 | 0 | 0
Tech | Healthcare | Space Cooling | District chilled water piped | TRC | Existing | NE3353 | Cool Roof | Cool Roof | NonEquip | 15 |  | 72.71% | Tech/Econ | 1.364% | 0 | 0 | 0
Tech | Healthcare | Space Cooling | District chilled water piped | TRC | Existing | NE3301 | Chilled Water System - Variable Speed Drives | Chilled Water System - Variable Speed Drives | NonEquip | 13 | Central chillers inside | 0% | Tech/Econ | 24.74% | 0 | 0 | 0
Tech | Healthcare | Space Cooling | District chilled water piped | TRC | Existing | NE3275 | Chilled Water Controls Optimization | Chilled Water Controls Optimization | NonEquip | 10 | Central chillers inside | 0% | Tech/Econ | 12.5% | 0 | 0 | 0
Tech | Healthcare | Space Cooling | District chilled water piped | TRC | Existing | NE3197 | Ceiling Insulation(R2 to R38) | Ceiling Insulation(R2 to R38) | NonEquip | 20 |  | 45.6% | Tech/Econ | 11.3% | 0 | 0 | 0
Tech | Healthcare | Space Cooling | District chilled water piped | TRC | Existing | NE3145 | Ceiling Insulation(R19 to R38) | Ceiling Insulation(R19 to R38) | NonEquip | 20 |  | 22.8% | Tech/Econ | 0.6277% | 0 | 0 | 0
Tech | Healthcare | Space Cooling | District chilled water piped | TRC | Existing | NE3093 | Ceiling Insulation(R12 to R38) | Ceiling Insulation(R12 to R38) | NonEquip | 20 |  | 34.2% | Tech/Econ | 1.36% | 0 | 0 | 0
Tech | Healthcare | Space Cooling | District chilled water piped | TRC | Existing | NE3041 | Airside Economizer | Airside Economizer | NonEquip | 10 | Packaged air conditioning units (RTUs) | 0% | Tech/Econ | 5.556% | 0 | 0 | 0
Tech | Healthcare | Space Cooling | District chilled water piped | TRC | Turnover | ET941 | High Efficiency Chiller (Air Cooled, 50 tons) | High Efficiency Chiller (Air Cooled, 50 tons) | Equip | 20 | District chilled water piped | 28.37% | Tech/Econ | 8.759% | 0 | 0 | 0
Tech | Healthcare | Space Cooling | District chilled water piped | TRC | Turnover | ET1097 | High Efficiency Chiller (Water cooled-positive displacement, 100 tons) | High Efficiency Chiller (Water cooled-positive displacement, 100 tons) | Equip | 20 | District chilled water piped | 28.37% | Tech/Econ | 2.683% | 0 | 0 | 0
Tech | Healthcare | Space Cooling | District chilled water piped | TRC | Turnover | ET1019 | High Efficiency Chiller (Water cooled-centrifugal, 200 tons) | High Efficiency Chiller (Water cooled-centrifugal, 200 tons) | Equip | 20 | District chilled water piped | 28.37% | Tech/Econ | 4.362% | 0 | 0 | 0
Tech | Healthcare | Space Cooling | District chilled water piped | TRC | New | EN967 | High Efficiency Chiller (Air Cooled, 50 tons) | High Efficiency Chiller (Air Cooled, 50 tons) | Equip | 20 | District chilled water piped | 28.37% | Tech/Econ | 8.759% | 0 | 0 | 0
Tech | Healthcare | Space Cooling | District chilled water piped | TRC | New | EN1123 | High Efficiency Chiller (Water cooled-positive displacement, 100 tons) | High Efficiency Chiller (Water cooled-positive displacement, 100 tons) | Equip | 20 | District chilled water piped | 28.37% | Tech/Econ | 2.683% | 0 | 0 | 0
Tech | Healthcare | Space Cooling | District chilled water piped | TRC | New | EN1045 | High Efficiency Chiller (Water cooled-centrifugal, 200 tons) | High Efficiency Chiller (Water cooled-centrifugal, 200 tons) | Equip | 20 | District chilled water piped | 28.37% | Tech/Econ | 4.362% | 0 | 0 | 0
Tech | Healthcare | Refrigeration | Display cases | TRC | New | NN5316 | Retro-Commissioning | Retro-Commissioning | NonEquip | 5 |  | 0% | Tech/Econ | 16% | 0 | 0 | 0
Tech | Healthcare | Refrigeration | Display cases | TRC | New | NN4900 | Strip Curtains for Walk-ins | Strip Curtains for Walk-ins | NonEquip | 4 | Walk-in cooler | 0% | Tech/Econ | 2.115% | 0 | 0 | 0
Tech | Healthcare | Refrigeration | Display cases | TRC | New | NN4874 | Refrigerated Display Case Lighting Controls | Refrigerated Display Case Lighting Controls | NonEquip | 8 | Display cases | 0% | Tech/Econ | 0.9365% | 0 | 0 | 0
Tech | Healthcare | Refrigeration | Display cases | TRC | New | NN4848 | PSC to ECM Evaporator Fan Motor (Walk-In, Refrigerator) | PSC to ECM Evaporator Fan Motor (Walk-In, Refrigerator) | NonEquip | 15 | Walk-in cooler | 0% | Tech/Econ | 37.5% | 0 | 0 | 0
Tech | Healthcare | Refrigeration | Display cases | TRC | New | NN4822 | PSC to ECM Evaporator Fan Motor (Reach-In) | PSC to ECM Evaporator Fan Motor (Reach-In) | NonEquip | 15 | Display cases | 68.68% | Tech/Econ | 37.5% | 586.0423 | 0.075983 | 0.063646
Tech | Healthcare | Refrigeration | Display cases | TRC | New | NN4796 | Night Covers for Display Cases | Night Covers for Display Cases | NonEquip | 5 | Display cases | 0% | Tech/Econ | 1.877% | 0 | 0 | 0
Tech | Healthcare | Refrigeration | Display cases | TRC | New | NN4770 | High R-Value Glass Doors | High R-Value Glass Doors | NonEquip | 12 | Display cases | 0% | Tech/Econ | 0% | 0 | 0 | 0
Tech | Healthcare | Refrigeration | Display cases | TRC | New | NN4744 | High Efficiency Refrigeration Compressor | High Efficiency Refrigeration Compressor | NonEquip | 13 | Display cases | 4.199% | Tech/Econ | 6.922% | 4.9106 | 0.00063668 | 0.0005333
Tech | Healthcare | Refrigeration | Display cases | TRC | New | NN4718 | Freezer-Cooler Replacement Gaskets | Freezer-Cooler Replacement Gaskets | NonEquip | 4 | Display cases | 0% | Tech/Econ | 0% | 0 | 0 | 0
Tech | Healthcare | Refrigeration | Display cases | TRC | New | NN4692 | Floating Head Pressure Controls | Floating Head Pressure Controls | NonEquip | 15 |  | 26.46% | Tech/Econ | 6.05% | 26.9663 | 0.0034963 | 0.0029286
Tech | Healthcare | Refrigeration | Display cases | TRC | New | NN4666 | Demand Defrost | Demand Defrost | NonEquip | 10 | Walk-in cooler | 0% | Tech/Econ | 30% | 0 | 0 | 0
Tech | Healthcare | Refrigeration | Display cases | TRC | New | NN4640 | Automatic Door Closer for Walk-in Coolers and Freezers | Automatic Door Closer for Walk-in Coolers and Freezers | NonEquip | 8 | Walk-in cooler | 0% | Tech/Econ | 3.131% | 0 | 0 | 0
Tech | Healthcare | Refrigeration | Display cases | TRC | New | NN4614 | Anti-Sweat Controls | Anti-Sweat Controls | NonEquip | 8 | Display cases | 0% | Tech/Econ | 85% | 0 | 0 | 0
Tech | Healthcare | Refrigeration | Display cases | TRC | Existing | NE5303 | Retro-Commissioning | Retro-Commissioning | NonEquip | 5 |  | 21.99% | Tech/Econ | 16% | 3793.7448 | 0.63425 | 1.9664
Tech | Healthcare | Refrigeration | Display cases | TRC | Existing | NE4887 | Strip Curtains for Walk-ins | Strip Curtains for Walk-ins | NonEquip | 4 | Walk-in cooler | 0% | Tech/Econ | 2.115% | 0 | 0 | 0
Tech | Healthcare | Refrigeration | Display cases | TRC | Existing | NE4861 | Refrigerated Display Case Lighting Controls | Refrigerated Display Case Lighting Controls | NonEquip | 8 | Display cases | 0% | Tech/Econ | 2.524% | 0 | 0 | 0
Tech | Healthcare | Refrigeration | Display cases | TRC | Existing | NE4835 | PSC to ECM Evaporator Fan Motor (Walk-In, Refrigerator) | PSC to ECM Evaporator Fan Motor (Walk-In, Refrigerator) | NonEquip | 15 | Walk-in cooler | 0% | Tech/Econ | 37.5% | 0 | 0 | 0
Tech | Healthcare | Refrigeration | Display cases | TRC | Existing | NE4809 | PSC to ECM Evaporator Fan Motor (Reach-In) | PSC to ECM Evaporator Fan Motor (Reach-In) | NonEquip | 15 | Display cases | 17.17% | Tech/Econ | 37.5% | 7494.3817 | 0.97169 | 0.81391
Tech | Healthcare | Refrigeration | Display cases | TRC | Existing | NE4783 | Night Covers for Display Cases | Night Covers for Display Cases | NonEquip | 5 | Display cases | 0% | Tech/Econ | 1.877% | 0 | 0 | 0
Tech | Healthcare | Refrigeration | Display cases | TRC | Existing | NE4757 | High R-Value Glass Doors | High R-Value Glass Doors | NonEquip | 12 | Display cases | 0% | Tech/Econ | 23.81% | 0 | 0 | 0
Tech | Healthcare | Refrigeration | Display cases | TRC | Existing | NE4731 | High Efficiency Refrigeration Compressor | High Efficiency Refrigeration Compressor | NonEquip | 13 | Display cases | 14.15% | Tech/Econ | 6.922% | 1066.8645 | 0.13832 | 0.11586
Tech | Healthcare | Refrigeration | Display cases | TRC | Existing | NE4705 | Freezer-Cooler Replacement Gaskets | Freezer-Cooler Replacement Gaskets | NonEquip | 4 | Display cases | 63.61% | Tech/Econ | 3.131% | 2038.6709 | 0.26432 | 0.2214
Tech | Healthcare | Refrigeration | Display cases | TRC | Existing | NE4679 | Floating Head Pressure Controls | Floating Head Pressure Controls | NonEquip | 15 |  | 26.46% | Tech/Econ | 6.05% | 1665.5391 | 0.21595 | 0.18088
Tech | Healthcare | Refrigeration | Display cases | TRC | Existing | NE4653 | Demand Defrost | Demand Defrost | NonEquip | 10 | Walk-in cooler | 0% | Tech/Econ | 30% | 0 | 0 | 0
Tech | Healthcare | Refrigeration | Display cases | TRC | Existing | NE4627 | Automatic Door Closer for Walk-in Coolers and Freezers | Automatic Door Closer for Walk-in Coolers and Freezers | NonEquip | 8 | Walk-in cooler | 0% | Tech/Econ | 3.131% | 0 | 0 | 0
Tech | Healthcare | Refrigeration | Display cases | TRC | Existing | NE4601 | Anti-Sweat Controls | Anti-Sweat Controls | NonEquip | 8 | Display cases | 9.21% | Tech/Econ | 85% | 9885.7238 | 1.2817 | 1.0736
Tech | Healthcare | Refrigeration | Display cases | TRC | Turnover | ET2612 | Refrigerated Display Case LED Lighting | Refrigerated Display Case LED Lighting | Equip | 8 | Display cases | 0% | Tech/Econ | 6.613% | 0 | 0 | 0
Tech | Healthcare | Refrigeration | Display cases | TRC | Turnover | ET2456 | Energy Star Commercial Solid Door Refrigerator | Energy Star Commercial Solid Door Refrigerator | Equip | 12 | Display cases | 0% | Tech/Econ | 50.28% | 0 | 0 | 0
Tech | Healthcare | Refrigeration | Display cases | TRC | Turnover | ET2417 | Energy Star Commercial Solid Door Freezer | Energy Star Commercial Solid Door Freezer | Equip | 12 | Display cases | 0% | Tech/Econ | 42.11% | 0 | 0 | 0
Tech | Healthcare | Refrigeration | Display cases | TRC | Turnover | ET2378 | Energy Star Commercial Glass Door Refrigerator | Energy Star Commercial Glass Door Refrigerator | Equip | 12 | Display cases | 0% | Tech/Econ | 37.88% | 0 | 0 | 0
Tech | Healthcare | Refrigeration | Display cases | TRC | Turnover | ET2339 | Energy Star Commercial Glass Door Freezer | Energy Star Commercial Glass Door Freezer | Equip | 12 | Display cases | 0% | Tech/Econ | 40.57% | 0 | 0 | 0
Tech | Healthcare | Refrigeration | Display cases | TRC | New | EN2638 | Refrigerated Display Case LED Lighting | Refrigerated Display Case LED Lighting | Equip | 8 | Display cases | 0% | Tech/Econ | 0% | 0 | 0 | 0
Tech | Healthcare | Refrigeration | Display cases | TRC | New | EN2482 | Energy Star Commercial Solid Door Refrigerator | Energy Star Commercial Solid Door Refrigerator | Equip | 12 | Display cases | 0% | Tech/Econ | 50.28% | 0 | 0 | 0
Tech | Healthcare | Refrigeration | Display cases | TRC | New | EN2443 | Energy Star Commercial Solid Door Freezer | Energy Star Commercial Solid Door Freezer | Equip | 12 | Display cases | 0% | Tech/Econ | 42.11% | 0 | 0 | 0
Tech | Healthcare | Refrigeration | Display cases | TRC | New | EN2404 | Energy Star Commercial Glass Door Refrigerator | Energy Star Commercial Glass Door Refrigerator | Equip | 12 | Display cases | 0% | Tech/Econ | 37.88% | 0 | 0 | 0
Tech | Healthcare | Refrigeration | Display cases | TRC | New | EN2365 | Energy Star Commercial Glass Door Freezer | Energy Star Commercial Glass Door Freezer | Equip | 12 | Display cases | 0% | Tech/Econ | 40.57% | 0 | 0 | 0
Tech | Healthcare | Cooking | Cooking Other | TRC | Turnover | ET5 | Efficient Exhaust Hood | Efficient Exhaust Hood | Equip | 15 | Cooking Other | 10.98% | Tech/Econ | 42.5% | 59343.3417 | 12.9736 | 5.0921
Tech | Healthcare | Cooking | Cooking Other | TRC | Turnover | ET239 | Induction Cooktops | Induction Cooktops | Equip | 10 | Cooking Other | 14.15% | Tech/Econ | 18.82% | 32296.0917 | 6.9639 | 2.8675
Tech | Healthcare | Cooking | Cooking Other | TRC | Turnover | ET161 | Energy Star Hot Food Holding Cabinet | Energy Star Hot Food Holding Cabinet | Equip | 12 | Cooking Other | 26.95% | Tech/Econ | 52.67% | 210339.7959 | 38.7366 | 18.7435
Tech | Healthcare | Cooking | Cooking Other | TRC | Turnover | ET122 | Energy Star Griddle | Energy Star Griddle | Equip | 12 | Cooking Other | 41% | Tech/Econ | 12.08% | 58426.6328 | 9.6542 | 2.4708
Tech | Healthcare | Cooking | Cooking Other | TRC | New | EN31 | Efficient Exhaust Hood | Efficient Exhaust Hood | Equip | 15 | Cooking Other | 10.98% | Tech/Econ | 42.5% | 1069.3038 | 0.23377 | 0.091754
Tech | Healthcare | Cooking | Cooking Other | TRC | New | EN265 | Induction Cooktops | Induction Cooktops | Equip | 10 | Cooking Other | 14.15% | Tech/Econ | 18.82% | 581.9412 | 0.12548 | 0.051669
Tech | Healthcare | Cooking | Cooking Other | TRC | New | EN187 | Energy Star Hot Food Holding Cabinet | Energy Star Hot Food Holding Cabinet | Equip | 12 | Cooking Other | 26.95% | Tech/Econ | 52.67% | 3790.0991 | 0.69799 | 0.33774
Tech | Healthcare | Cooking | Cooking Other | TRC | New | EN148 | Energy Star Griddle | Energy Star Griddle | Equip | 12 | Cooking Other | 41% | Tech/Econ | 12.08% | 1052.7857 | 0.17396 | 0.044521
Tech | Healthcare | Office Equipment | Computers | TRC | New | NN4588 | Smart Strip Plug Outlet | Smart Strip Plug Outlet | NonEquip | 4 |  | 43.9% | Tech/Econ | 1.187% | 241.3439 | 0.035886 | 0.024941
Tech | Healthcare | Office Equipment | Computers | TRC | New | NN4562 | Network PC Power Management | Network PC Power Management | NonEquip | 5 | Computers | 22.4% | Tech/Econ | 56.5% | 7910.0561 | 1.1766 | 0.81945
Tech | Healthcare | Office Equipment | Computers | TRC | Existing | NE4575 | Smart Strip Plug Outlet | Smart Strip Plug Outlet | NonEquip | 4 |  | 43.9% | Tech/Econ | 1.187% | 13393.9039 | 1.9916 | 1.3841
Tech | Healthcare | Office Equipment | Computers | TRC | Existing | NE4549 | Network PC Power Management | Network PC Power Management | NonEquip | 5 | Computers | 22.4% | Tech/Econ | 56.5% | 438985.7667 | 65.299 | 45.4774
Tech | Healthcare | Office Equipment | Computers | TRC | Turnover | ET2183 | Energy Star PCs | Energy Star PCs | Equip | 4 | Computers | 35% | Tech/Econ | 43.34% | 459673.6292 | 65.4659 | 25.3928
Tech | Healthcare | Office Equipment | Computers | TRC | New | EN2209 | Energy Star PCs | Energy Star PCs | Equip | 4 | Computers | 35% | Tech/Econ | 43.34% | 8282.8293 | 1.1796 | 0.45755
Tech | Healthcare | Domestic Hot Water | Centralized water heaters | TRC | New | NN5420 | Retro-Commissioning | Retro-Commissioning | NonEquip | 5 |  | 0% | Tech/Econ | 16% | 0 | 0 | 0
Tech | Healthcare | Domestic Hot Water | Centralized water heaters | TRC | New | NN2924 | Thermostatic Shower Restriction Valve | Thermostatic Shower Restriction Valve | NonEquip | 10 | Centralized water heaters | 0% | Tech/Econ | 8.943% | 0 | 0 | 0
Tech | Healthcare | Domestic Hot Water | Centralized water heaters | TRC | New | NN2898 | Tank Wrap on Water Heater | Tank Wrap on Water Heater | NonEquip | 7 | Centralized water heaters | 55.99% | Tech/Econ | 2.633% | 0 | 0 | 0
Tech | Healthcare | Domestic Hot Water | Centralized water heaters | TRC | New | NN2872 | Low-Flow Pre-Rinse Sprayers | Low-Flow Pre-Rinse Sprayers | NonEquip | 5 | Centralized water heaters | 0% | Tech/Econ | 23.66% | 0 | 0 | 0
Tech | Healthcare | Domestic Hot Water | Centralized water heaters | TRC | New | NN2846 | Low Flow Shower Head | Low Flow Shower Head | NonEquip | 10 | Centralized water heaters | 74.65% | Tech/Econ | 1.812% | 0 | 0 | 0
Tech | Healthcare | Domestic Hot Water | Centralized water heaters | TRC | New | NN2820 | Hot Water Pipe Insulation | Hot Water Pipe Insulation | NonEquip | 13 | Centralized water heaters | 22.45% | Tech/Econ | 14.14% | 3019.3952 | 0.33731 | 0.37909
Tech | Healthcare | Domestic Hot Water | Centralized water heaters | TRC | New | NN2794 | Hot Water Circulation Pump Control | Hot Water Circulation Pump Control | NonEquip | 15 | Centralized water heaters | 0% | Tech/Econ | 6.788% | 0 | 0 | 0
Tech | Healthcare | Domestic Hot Water | Centralized water heaters | TRC | New | NN2768 | Faucet Aerator | Faucet Aerator | NonEquip | 10 | Centralized water heaters | 23.64% | Tech/Econ | 2.561% | 0 | 0 | 0
Tech | Healthcare | Domestic Hot Water | Centralized water heaters | TRC | New | NN2742 | Drain Water Heat Recovery | Drain Water Heat Recovery | NonEquip | 15 | Centralized water heaters | 22.45% | Tech/Econ | 12.27% | 97.873 | 0.023691 | 0.011266
Tech | Healthcare | Domestic Hot Water | Centralized water heaters | TRC | Existing | NE5407 | Retro-Commissioning | Retro-Commissioning | NonEquip | 5 |  | 21.99% | Tech/Econ | 16% | 185743.2677 | 31.0529 | 96.2762
Tech | Healthcare | Domestic Hot Water | Centralized water heaters | TRC | Existing | NE2911 | Thermostatic Shower Restriction Valve | Thermostatic Shower Restriction Valve | NonEquip | 10 | Centralized water heaters | 74.65% | Tech/Econ | 8.555% | 322372.0228 | 29.7197 | 77.6901
Tech | Healthcare | Domestic Hot Water | Centralized water heaters | TRC | Existing | NE2885 | Tank Wrap on Water Heater | Tank Wrap on Water Heater | NonEquip | 7 | Centralized water heaters | 55.99% | Tech/Econ | 2.633% | 66481.9574 | 6.6594 | 6.7945
Tech | Healthcare | Domestic Hot Water | Centralized water heaters | TRC | Existing | NE2859 | Low-Flow Pre-Rinse Sprayers | Low-Flow Pre-Rinse Sprayers | NonEquip | 5 | Centralized water heaters | 0% | Tech/Econ | 22.56% | 0 | 0 | 0
Tech | Healthcare | Domestic Hot Water | Centralized water heaters | TRC | Existing | NE2833 | Low Flow Shower Head | Low Flow Shower Head | NonEquip | 10 | Centralized water heaters | 74.65% | Tech/Econ | 1.733% | 57164.3299 | 5.27 | 13.7763
Tech | Healthcare | Domestic Hot Water | Centralized water heaters | TRC | Existing | NE2807 | Hot Water Pipe Insulation | Hot Water Pipe Insulation | NonEquip | 13 | Centralized water heaters | 4.299% | Tech/Econ | 13.52% | 29609.7426 | 3.3079 | 3.7176
Tech | Healthcare | Domestic Hot Water | Centralized water heaters | TRC | Existing | NE2781 | Hot Water Circulation Pump Control | Hot Water Circulation Pump Control | NonEquip | 15 | Centralized water heaters | 70.18% | Tech/Econ | 6.494% | 215324.1067 | 10.241 | 10.7584
Tech | Healthcare | Domestic Hot Water | Centralized water heaters | TRC | Existing | NE2755 | Faucet Aerator | Faucet Aerator | NonEquip | 10 | Centralized water heaters | 23.64% | Tech/Econ | 2.45% | 25730.3443 | 5.3626 | 3.2297
Tech | Healthcare | Domestic Hot Water | Centralized water heaters | TRC | Existing | NE2729 | Drain Water Heat Recovery | Drain Water Heat Recovery | NonEquip | 15 | Centralized water heaters | 2.67% | Tech/Econ | 12.27% | 16593.8611 | 4.0166 | 1.91
Tech | Healthcare | Domestic Hot Water | Centralized water heaters | TRC | Turnover | ET434 | Solar Water Heater | Solar Water Heater | Equip | 15 | Centralized water heaters | 8.511% | Tech/Econ | 76.67% | 539608.5452 | 40.3314 | 5.6623
Tech | Healthcare | Domestic Hot Water | Centralized water heaters | TRC | Turnover | ET356 | Heat Pump Water Heater | Heat Pump Water Heater | Equip | 10 | Centralized water heaters | 38.47% | Tech/Econ | 65.32% | 1942553.055 | 328.2788 | 218.3449
Tech | Healthcare | Domestic Hot Water | Centralized water heaters | TRC | Turnover | ET278 | Energy Star Commercial Dishwasher | Energy Star Commercial Dishwasher | Equip | 15 | Centralized water heaters | 29.7% | Tech/Econ | 29.58% | 508529.0737 | 36.8996 | -0.0039258
Tech | Healthcare | Domestic Hot Water | Centralized water heaters | TRC | New | EN460 | Solar Water Heater | Solar Water Heater | Equip | 15 | Centralized water heaters | 8.511% | Tech/Econ | 76.67% | 9723.1714 | 0.72673 | 0.10203
Tech | Healthcare | Domestic Hot Water | Centralized water heaters | TRC | New | EN382 | Heat Pump Water Heater | Heat Pump Water Heater | Equip | 10 | Centralized water heaters | 38.47% | Tech/Econ | 65.32% | 35002.7375 | 5.9152 | 3.9343
Tech | Healthcare | Domestic Hot Water | Centralized water heaters | TRC | New | EN304 | Energy Star Commercial Dishwasher | Energy Star Commercial Dishwasher | Equip | 15 | Centralized water heaters | 29.7% | Tech/Econ | 29.58% | 9163.1524 | 0.66489 | -7.0739e-05
Tech | Healthcare | Space Cooling | Central chillers inside | TRC | New | NN5368 | Retro-Commissioning | Retro-Commissioning | NonEquip | 5 |  | 0% | Tech/Econ | 16% | 0 | 0 | 0
Tech | Healthcare | Space Cooling | Central chillers inside | TRC | New | NN4380 | Window Sun Protection | Window Sun Protection | NonEquip | 10 |  | 15.35% | Tech/Econ | 16% | 0 | 0 | 0
Tech | Healthcare | Space Cooling | Central chillers inside | TRC | New | NN4354 | Waterside Economizer | Waterside Economizer | NonEquip | 20 |  | 0% | Tech/Econ | 5.556% | 0 | 0 | 0
Tech | Healthcare | Space Cooling | Central chillers inside | TRC | New | NN4146 | Smart Thermostat | Smart Thermostat | NonEquip | 11 |  | 45.33% | Tech/Econ | 10% | 0 | 0 | 0
Tech | Healthcare | Space Cooling | Central chillers inside | TRC | New | NN4042 | Programmable Thermostat | Programmable Thermostat | NonEquip | 11 |  | 0% | Tech/Econ | 3.6% | 0 | 0 | 0
Tech | Healthcare | Space Cooling | Central chillers inside | TRC | New | NN3990 | Low U-Value Windows | Low U-Value Windows | NonEquip | 20 |  | 20.9% | Tech/Econ | 10% | 0 | 0 | 0
Tech | Healthcare | Space Cooling | Central chillers inside | TRC | New | NN3912 | HVAC tune-up_RTU | HVAC tune-up_RTU | NonEquip | 5 | Packaged air conditioning units (RTUs) | 0% | Tech/Econ | 5% | 0 | 0 | 0
Tech | Healthcare | Space Cooling | Central chillers inside | TRC | New | NN3886 | HVAC tune-up | HVAC tune-up | NonEquip | 5 | Residential-type central air conditioners | 0% | Tech/Econ | 5% | 0 | 0 | 0
Tech | Healthcare | Space Cooling | Central chillers inside | TRC | New | NN3808 | Green Roof | Green Roof | NonEquip | 15 |  | 0.49% | Tech/Econ | 0.9599% | 0 | 0 | 0
Tech | Healthcare | Space Cooling | Central chillers inside | TRC | New | NN3678 | Facility Energy Management System | Facility Energy Management System | NonEquip | 15 |  | 4.276% | Tech/Econ | 20% | 0 | 0 | 0
Tech | Healthcare | Space Cooling | Central chillers inside | TRC | New | NN3626 | Facility Commissioning | Facility Commissioning | NonEquip | 10 |  | 71.67% | Tech/Econ | 16% | 0 | 0 | 0
Tech | Healthcare | Space Cooling | Central chillers inside | TRC | New | NN3600 | Energy Recovery Ventilation System (ERV) | Energy Recovery Ventilation System (ERV) | NonEquip | 15 | Packaged air conditioning units (RTUs) | 0% | Tech/Econ | 9.935% | 0 | 0 | 0
Tech | Healthcare | Space Cooling | Central chillers inside | TRC | New | NN3522 | Duct Sealing Repair | Duct Sealing Repair | NonEquip | 15 |  | 0% | Tech/Econ | 12% | 0 | 0 | 0
Tech | Healthcare | Space Cooling | Central chillers inside | TRC | New | NN3470 | Duct Insulation | Duct Insulation | NonEquip | 15 |  | 0% | Tech/Econ | 2.045% | 0 | 0 | 0
Tech | Healthcare | Space Cooling | Central chillers inside | TRC | New | NN3418 | Dedicated Outdoor Air System on VRF unit | Dedicated Outdoor Air System on VRF unit | NonEquip | 15 | Residential-type central air conditioners | 0% | Tech/Econ | 17.5% | 0 | 0 | 0
Tech | Healthcare | Space Cooling | Central chillers inside | TRC | New | NN3366 | Cool Roof | Cool Roof | NonEquip | 15 |  | 72.32% | Tech/Econ | 1.364% | 0 | 0 | 0
Tech | Healthcare | Space Cooling | Central chillers inside | TRC | New | NN3314 | Chilled Water System - Variable Speed Drives | Chilled Water System - Variable Speed Drives | NonEquip | 13 | Central chillers inside | 73.99% | Tech/Econ | 24.74% | 0 | 0 | 0
Tech | Healthcare | Space Cooling | Central chillers inside | TRC | New | NN3288 | Chilled Water Controls Optimization | Chilled Water Controls Optimization | NonEquip | 10 | Central chillers inside | 34.04% | Tech/Econ | 12.5% | 0 | 0 | 0
Tech | Healthcare | Space Cooling | Central chillers inside | TRC | New | NN3210 | Ceiling Insulation(R2 to R38) | Ceiling Insulation(R2 to R38) | NonEquip | 20 |  | 0% | Tech/Econ | 11.3% | 0 | 0 | 0
Tech | Healthcare | Space Cooling | Central chillers inside | TRC | New | NN3106 | Ceiling Insulation(R12 to R38) | Ceiling Insulation(R12 to R38) | NonEquip | 20 |  | 0% | Tech/Econ | 1.36% | 0 | 0 | 0
Tech | Healthcare | Space Cooling | Central chillers inside | TRC | New | NN3054 | Airside Economizer | Airside Economizer | NonEquip | 10 | Packaged air conditioning units (RTUs) | 0% | Tech/Econ | 5.556% | 0 | 0 | 0
Tech | Healthcare | Space Cooling | Central chillers inside | TRC | Existing | NE5355 | Retro-Commissioning | Retro-Commissioning | NonEquip | 5 |  | 21.99% | Tech/Econ | 16% | 0 | 0 | 0
Tech | Healthcare | Space Cooling | Central chillers inside | TRC | Existing | NE4367 | Window Sun Protection | Window Sun Protection | NonEquip | 10 |  | 12.19% | Tech/Econ | 16% | 0 | 0 | 0
Tech | Healthcare | Space Cooling | Central chillers inside | TRC | Existing | NE4341 | Waterside Economizer | Waterside Economizer | NonEquip | 20 |  | 0% | Tech/Econ | 5.556% | 0 | 0 | 0
Tech | Healthcare | Space Cooling | Central chillers inside | TRC | Existing | NE4211 | Wall Insulation | Wall Insulation | NonEquip | 20 |  | 26.6% | Tech/Econ | 6.167% | 0 | 0 | 0
Tech | Healthcare | Space Cooling | Central chillers inside | TRC | Existing | NE4133 | Smart Thermostat | Smart Thermostat | NonEquip | 11 |  | 45.33% | Tech/Econ | 10% | 0 | 0 | 0
Tech | Healthcare | Space Cooling | Central chillers inside | TRC | Existing | NE4107 | Roof Insulation | Roof Insulation | NonEquip | 20 |  | 37.5% | Tech/Econ | 1.656% | 0 | 0 | 0
Tech | Healthcare | Space Cooling | Central chillers inside | TRC | Existing | NE4029 | Programmable Thermostat | Programmable Thermostat | NonEquip | 11 |  | 0% | Tech/Econ | 3.6% | 0 | 0 | 0
Tech | Healthcare | Space Cooling | Central chillers inside | TRC | Existing | NE3977 | Low U-Value Windows | Low U-Value Windows | NonEquip | 20 |  | 8.361% | Tech/Econ | 46% | 0 | 0 | 0
Tech | Healthcare | Space Cooling | Central chillers inside | TRC | Existing | NE3899 | HVAC tune-up_RTU | HVAC tune-up_RTU | NonEquip | 5 | Packaged air conditioning units (RTUs) | 0% | Tech/Econ | 5% | 0 | 0 | 0
Tech | Healthcare | Space Cooling | Central chillers inside | TRC | Existing | NE3873 | HVAC tune-up | HVAC tune-up | NonEquip | 5 | Residential-type central air conditioners | 0% | Tech/Econ | 5% | 0 | 0 | 0
Tech | Healthcare | Space Cooling | Central chillers inside | TRC | Existing | NE3795 | Green Roof | Green Roof | NonEquip | 15 |  | 0.098% | Tech/Econ | 0.9599% | 0 | 0 | 0
Tech | Healthcare | Space Cooling | Central chillers inside | TRC | Existing | NE3743 | Floor Insulation | Floor Insulation | NonEquip | 20 |  | 5.25% | Tech/Econ | 0.4345% | 0 | 0 | 0
Tech | Healthcare | Space Cooling | Central chillers inside | TRC | Existing | NE3665 | Facility Energy Management System | Facility Energy Management System | NonEquip | 15 |  | 0.5043% | Tech/Econ | 20% | 0 | 0 | 0
Tech | Healthcare | Space Cooling | Central chillers inside | TRC | Existing | NE3587 | Energy Recovery Ventilation System (ERV) | Energy Recovery Ventilation System (ERV) | NonEquip | 15 | Packaged air conditioning units (RTUs) | 0% | Tech/Econ | 9.935% | 0 | 0 | 0
Tech | Healthcare | Space Cooling | Central chillers inside | TRC | Existing | NE3509 | Duct Sealing Repair | Duct Sealing Repair | NonEquip | 15 |  | 0% | Tech/Econ | 12% | 0 | 0 | 0
Tech | Healthcare | Space Cooling | Central chillers inside | TRC | Existing | NE3457 | Duct Insulation | Duct Insulation | NonEquip | 15 |  | 0% | Tech/Econ | 2.045% | 0 | 0 | 0
Tech | Healthcare | Space Cooling | Central chillers inside | TRC | Existing | NE3405 | Dedicated Outdoor Air System on VRF unit | Dedicated Outdoor Air System on VRF unit | NonEquip | 15 | Residential-type central air conditioners | 0% | Tech/Econ | 17.5% | 0 | 0 | 0
Tech | Healthcare | Space Cooling | Central chillers inside | TRC | Existing | NE3353 | Cool Roof | Cool Roof | NonEquip | 15 |  | 72.71% | Tech/Econ | 1.364% | 0 | 0 | 0
Tech | Healthcare | Space Cooling | Central chillers inside | TRC | Existing | NE3301 | Chilled Water System - Variable Speed Drives | Chilled Water System - Variable Speed Drives | NonEquip | 13 | Central chillers inside | 73.99% | Tech/Econ | 24.74% | 0 | 0 | 0
Tech | Healthcare | Space Cooling | Central chillers inside | TRC | Existing | NE3275 | Chilled Water Controls Optimization | Chilled Water Controls Optimization | NonEquip | 10 | Central chillers inside | 34.04% | Tech/Econ | 12.5% | 0 | 0 | 0
Tech | Healthcare | Space Cooling | Central chillers inside | TRC | Existing | NE3197 | Ceiling Insulation(R2 to R38) | Ceiling Insulation(R2 to R38) | NonEquip | 20 |  | 45.6% | Tech/Econ | 11.3% | 0 | 0 | 0
Tech | Healthcare | Space Cooling | Central chillers inside | TRC | Existing | NE3145 | Ceiling Insulation(R19 to R38) | Ceiling Insulation(R19 to R38) | NonEquip | 20 |  | 22.8% | Tech/Econ | 0.6277% | 0 | 0 | 0
Tech | Healthcare | Space Cooling | Central chillers inside | TRC | Existing | NE3093 | Ceiling Insulation(R12 to R38) | Ceiling Insulation(R12 to R38) | NonEquip | 20 |  | 34.2% | Tech/Econ | 1.36% | 0 | 0 | 0
Tech | Healthcare | Space Cooling | Central chillers inside | TRC | Existing | NE3041 | Airside Economizer | Airside Economizer | NonEquip | 10 | Packaged air conditioning units (RTUs) | 0% | Tech/Econ | 5.556% | 0 | 0 | 0
Tech | Healthcare | Space Cooling | Central chillers inside | TRC | Turnover | ET980 | High Efficiency Chiller (Water cooled-centrifugal, 200 tons) | High Efficiency Chiller (Water cooled-centrifugal, 200 tons) | Equip | 20 | Central chillers inside | 28.37% | Tech/Econ | 4.362% | 0 | 0 | 0
Tech | Healthcare | Space Cooling | Central chillers inside | TRC | Turnover | ET902 | High Efficiency Chiller (Air Cooled, 50 tons) | High Efficiency Chiller (Air Cooled, 50 tons) | Equip | 20 | Central chillers inside | 28.37% | Tech/Econ | 8.759% | 0 | 0 | 0
Tech | Healthcare | Space Cooling | Central chillers inside | TRC | Turnover | ET1058 | High Efficiency Chiller (Water cooled-positive displacement, 100 tons) | High Efficiency Chiller (Water cooled-positive displacement, 100 tons) | Equip | 20 | Central chillers inside | 28.37% | Tech/Econ | 2.683% | 0 | 0 | 0
Tech | Healthcare | Space Cooling | Central chillers inside | TRC | New | EN928 | High Efficiency Chiller (Air Cooled, 50 tons) | High Efficiency Chiller (Air Cooled, 50 tons) | Equip | 20 | Central chillers inside | 28.37% | Tech/Econ | 8.759% | 0 | 0 | 0
Tech | Healthcare | Space Cooling | Central chillers inside | TRC | New | EN1084 | High Efficiency Chiller (Water cooled-positive displacement, 100 tons) | High Efficiency Chiller (Water cooled-positive displacement, 100 tons) | Equip | 20 | Central chillers inside | 28.37% | Tech/Econ | 2.683% | 0 | 0 | 0
Tech | Healthcare | Space Cooling | Central chillers inside | TRC | New | EN1006 | High Efficiency Chiller (Water cooled-centrifugal, 200 tons) | High Efficiency Chiller (Water cooled-centrifugal, 200 tons) | Equip | 20 | Central chillers inside | 28.37% | Tech/Econ | 4.362% | 0 | 0 | 0
Tech | Healthcare | Ventilation and Circulation | Central air-handling unit | TRC | New | NN5394 | Retro-Commissioning | Retro-Commissioning | NonEquip | 5 |  | 0% | Tech/Econ | 16% | 0 | 0 | 0
Tech | Healthcare | Ventilation and Circulation | Central air-handling unit | TRC | New | NN4978 | VAV System | VAV System | NonEquip | 10 |  | 14.18% | Tech/Econ | 30% | 61406.4848 | 17.4771 | 17.7364
Tech | Healthcare | Ventilation and Circulation | Central air-handling unit | TRC | New | NN4952 | Demand Controlled Ventilation | Demand Controlled Ventilation | NonEquip | 10 |  | 23.39% | Tech/Econ | 23.08% | 74592.8474 | 7.7662 | 43.7238
Tech | Healthcare | Ventilation and Circulation | Central air-handling unit | TRC | New | NN4926 | CO Sensors for Parking Garage Exhaust | CO Sensors for Parking Garage Exhaust | NonEquip | 15 | Motor/Fan | 0% | Tech/Econ | 33% | 0 | 0 | 0
Tech | Healthcare | Ventilation and Circulation | Central air-handling unit | TRC | Existing | NE5381 | Retro-Commissioning | Retro-Commissioning | NonEquip | 5 |  | 21.99% | Tech/Econ | 16% | 2552075.614 | 426.6606 | 1322.8161
Tech | Healthcare | Ventilation and Circulation | Central air-handling unit | TRC | Existing | NE4965 | VAV System | VAV System | NonEquip | 10 |  | 14.18% | Tech/Econ | 30% | 3407886.446 | 969.9324 | 984.3209
Tech | Healthcare | Ventilation and Circulation | Central air-handling unit | TRC | Existing | NE4939 | Demand Controlled Ventilation | Demand Controlled Ventilation | NonEquip | 10 |  | 23.39% | Tech/Econ | 23.08% | 4139692.323 | 431.0027 | 2426.545
Tech | Healthcare | Ventilation and Circulation | Central air-handling unit | TRC | Existing | NE4913 | CO Sensors for Parking Garage Exhaust | CO Sensors for Parking Garage Exhaust | NonEquip | 15 | Motor/Fan | 0% | Tech/Econ | 33% | 0 | 0 | 0
Tech | Healthcare | Interior Lighting | case lighting | TRC | New | NN5264 | Retro-Commissioning | Retro-Commissioning | NonEquip | 5 |  | 0% | Tech/Econ | 16% | 0 | 0 | 0
Tech | Healthcare | Interior Lighting | case lighting | TRC | New | NN4432 | Interior Lighting Controls | Interior Lighting Controls | NonEquip | 8 | Overhead (fluorescent/LED/CFL U-shape) | 0% | Tech/Econ | 28% | 0 | 0 | 0
Tech | Healthcare | Interior Lighting | case lighting | TRC | New | NN4406 | Bi-Level Lighting Control (Interior) | Bi-Level Lighting Control (Interior) | NonEquip | 8 | Overhead (fluorescent/LED/CFL U-shape) | 0% | Tech/Econ | 31% | 0 | 0 | 0
Tech | Healthcare | Interior Lighting | case lighting | TRC | New | NN3704 | Facility Energy Management System | Facility Energy Management System | NonEquip | 15 |  | 4.276% | Tech/Econ | 24% | 30.7962 | 0.0064547 | 0.00055505
Tech | Healthcare | Interior Lighting | case lighting | TRC | Existing | NE5251 | Retro-Commissioning | Retro-Commissioning | NonEquip | 5 |  | 21.99% | Tech/Econ | 16% | 5852.3258 | 0.9784 | 3.0334
Tech | Healthcare | Interior Lighting | case lighting | TRC | Existing | NE4419 | Interior Lighting Controls | Interior Lighting Controls | NonEquip | 8 | Overhead (fluorescent/LED/CFL U-shape) | 0% | Tech/Econ | 28% | 0 | 0 | 0
Tech | Healthcare | Interior Lighting | case lighting | TRC | Existing | NE4393 | Bi-Level Lighting Control (Interior) | Bi-Level Lighting Control (Interior) | NonEquip | 8 | Overhead (fluorescent/LED/CFL U-shape) | 0% | Tech/Econ | 31% | 0 | 0 | 0
Tech | Healthcare | Interior Lighting | case lighting | TRC | Existing | NE3691 | Facility Energy Management System | Facility Energy Management System | NonEquip | 15 |  | 0.5043% | Tech/Econ | 24% | 201.5833 | 0.042251 | 0.0036332
Tech | Healthcare | Space Heating | Boilers | TRC | New | NN5342 | Retro-Commissioning | Retro-Commissioning | NonEquip | 5 |  | 0% | Tech/Econ | 16% | 0 | 0 | 0
Tech | Healthcare | Space Heating | Boilers | TRC | New | NN4328 | Water Cooled Refrigeration Heat Recovery | Water Cooled Refrigeration Heat Recovery | NonEquip | 20 |  | 0% | Tech/Econ | 10% | 0 | 0 | 0
Tech | Healthcare | Space Heating | Boilers | TRC | New | NN4276 | Warehouse Loading Dock Seals | Warehouse Loading Dock Seals | NonEquip | 18 |  | 0% | Tech/Econ | 0.495% | 0 | 0 | 0
Tech | Healthcare | Space Heating | Boilers | TRC | New | NN4250 | Wall Insulation | Wall Insulation | NonEquip | 20 |  | 57% | Tech/Econ | 0% | 0 | 0 | 0
Tech | Healthcare | Space Heating | Boilers | TRC | New | NN4172 | Smart Thermostat | Smart Thermostat | NonEquip | 11 |  | 45.33% | Tech/Econ | 10% | 0 | 0 | 0
Tech | Healthcare | Space Heating | Boilers | TRC | New | NN4094 | Roof Insulation | Roof Insulation | NonEquip | 20 |  | 37.5% | Tech/Econ | 1.023% | 0 | 0 | 0
Tech | Healthcare | Space Heating | Boilers | TRC | New | NN4068 | Programmable Thermostat | Programmable Thermostat | NonEquip | 11 |  | 0% | Tech/Econ | 3.6% | 0 | 0 | 0
Tech | Healthcare | Space Heating | Boilers | TRC | New | NN4016 | Low U-Value Windows | Low U-Value Windows | NonEquip | 20 |  | 20.9% | Tech/Econ | 10% | 0 | 0 | 0
Tech | Healthcare | Space Heating | Boilers | TRC | New | NN3938 | Infiltration Reduction - Air Sealing | Infiltration Reduction - Air Sealing | NonEquip | 11 |  | 0% | Tech/Econ | 0.2475% | 0 | 0 | 0
Tech | Healthcare | Space Heating | Boilers | TRC | New | NN3860 | Hotel Card Energy Control Systems | Hotel Card Energy Control Systems | NonEquip | 15 |  | 0% | Tech/Econ | 0% | 0 | 0 | 0
Tech | Healthcare | Space Heating | Boilers | TRC | New | NN3782 | Green Roof | Green Roof | NonEquip | 15 |  | 0.49% | Tech/Econ | 1.581% | 0 | 0 | 0
Tech | Healthcare | Space Heating | Boilers | TRC | New | NN3730 | Floor Insulation | Floor Insulation | NonEquip | 20 |  | 13.12% | Tech/Econ | 0.537% | 0 | 0 | 0
Tech | Healthcare | Space Heating | Boilers | TRC | New | NN3652 | Facility Energy Management System | Facility Energy Management System | NonEquip | 15 |  | 4.276% | Tech/Econ | 20% | 0 | 0 | 0
Tech | Healthcare | Space Heating | Boilers | TRC | New | NN3574 | ECM Motors on Furnaces | ECM Motors on Furnaces | NonEquip | 15 | Forced air furnace | 0% | Tech/Econ | 1.706% | 0 | 0 | 0
Tech | Healthcare | Space Heating | Boilers | TRC | New | NN3548 | Duct Sealing Repair | Duct Sealing Repair | NonEquip | 15 |  | 0% | Tech/Econ | 12% | 0 | 0 | 0
Tech | Healthcare | Space Heating | Boilers | TRC | New | NN3496 | Duct Insulation | Duct Insulation | NonEquip | 15 |  | 0% | Tech/Econ | 2.045% | 0 | 0 | 0
Tech | Healthcare | Space Heating | Boilers | TRC | New | NN3444 | Destratification Fans | Destratification Fans | NonEquip | 10 |  | 0% | Tech/Econ | 14.56% | 0 | 0 | 0
Tech | Healthcare | Space Heating | Boilers | TRC | New | NN3392 | Dedicated Outdoor Air System on VRF unit | Dedicated Outdoor Air System on VRF unit | NonEquip | 15 | Residential/split system heat pump | 0% | Tech/Econ | 10% | 0 | 0 | 0
Tech | Healthcare | Space Heating | Boilers | TRC | New | NN3340 | Cool Roof | Cool Roof | NonEquip | 15 |  | 72.32% | Tech/Econ | 0.1786% | 0 | 0 | 0
Tech | Healthcare | Space Heating | Boilers | TRC | New | NN3236 | Ceiling Insulation(R30 to R38) | Ceiling Insulation(R30 to R38) | NonEquip | 20 |  | 0% | Tech/Econ | 0.2068% | 0 | 0 | 0
Tech | Healthcare | Space Heating | Boilers | TRC | New | NN3184 | Ceiling Insulation(R2 to R38) | Ceiling Insulation(R2 to R38) | NonEquip | 20 |  | 0% | Tech/Econ | 13.96% | 0 | 0 | 0
Tech | Healthcare | Space Heating | Boilers | TRC | New | NN3132 | Ceiling Insulation(R19 to R38) | Ceiling Insulation(R19 to R38) | NonEquip | 20 |  | 0% | Tech/Econ | 0.7756% | 0 | 0 | 0
Tech | Healthcare | Space Heating | Boilers | TRC | New | NN3080 | Ceiling Insulation(R12 to R38) | Ceiling Insulation(R12 to R38) | NonEquip | 20 |  | 0% | Tech/Econ | 1.68% | 0 | 0 | 0
Tech | Healthcare | Space Heating | Boilers | TRC | New | NN3002 | Air Curtains | Air Curtains | NonEquip | 8 |  | 28.37% | Tech/Econ | 0.2468% | 0 | 0 | 0
Tech | Healthcare | Space Heating | Boilers | TRC | Existing | NE5329 | Retro-Commissioning | Retro-Commissioning | NonEquip | 5 |  | 21.99% | Tech/Econ | 16% | 0 | 0 | 0
Tech | Healthcare | Space Heating | Boilers | TRC | Existing | NE4315 | Water Cooled Refrigeration Heat Recovery | Water Cooled Refrigeration Heat Recovery | NonEquip | 20 |  | 0% | Tech/Econ | 10% | 0 | 0 | 0
Tech | Healthcare | Space Heating | Boilers | TRC | Existing | NE4263 | Warehouse Loading Dock Seals | Warehouse Loading Dock Seals | NonEquip | 18 |  | 0% | Tech/Econ | 0.5462% | 0 | 0 | 0
Tech | Healthcare | Space Heating | Boilers | TRC | Existing | NE4237 | Wall Insulation | Wall Insulation | NonEquip | 20 |  | 26.6% | Tech/Econ | 1.228% | 0 | 0 | 0
Tech | Healthcare | Space Heating | Boilers | TRC | Existing | NE4159 | Smart Thermostat | Smart Thermostat | NonEquip | 11 |  | 45.33% | Tech/Econ | 10% | 0 | 0 | 0
Tech | Healthcare | Space Heating | Boilers | TRC | Existing | NE4081 | Roof Insulation | Roof Insulation | NonEquip | 20 |  | 37.5% | Tech/Econ | 2.258% | 0 | 0 | 0
Tech | Healthcare | Space Heating | Boilers | TRC | Existing | NE4055 | Programmable Thermostat | Programmable Thermostat | NonEquip | 11 |  | 0% | Tech/Econ | 3.6% | 0 | 0 | 0
Tech | Healthcare | Space Heating | Boilers | TRC | Existing | NE4003 | Low U-Value Windows | Low U-Value Windows | NonEquip | 20 |  | 8.361% | Tech/Econ | 46% | 0 | 0 | 0
Tech | Healthcare | Space Heating | Boilers | TRC | Existing | NE3925 | Infiltration Reduction - Air Sealing | Infiltration Reduction - Air Sealing | NonEquip | 11 |  | 44.79% | Tech/Econ | 0.2731% | 0 | 0 | 0
Tech | Healthcare | Space Heating | Boilers | TRC | Existing | NE3847 | Hotel Card Energy Control Systems | Hotel Card Energy Control Systems | NonEquip | 15 |  | 0% | Tech/Econ | 0% | 0 | 0 | 0
Tech | Healthcare | Space Heating | Boilers | TRC | Existing | NE3769 | Green Roof | Green Roof | NonEquip | 15 |  | 0.098% | Tech/Econ | 1.745% | 0 | 0 | 0
Tech | Healthcare | Space Heating | Boilers | TRC | Existing | NE3717 | Floor Insulation | Floor Insulation | NonEquip | 20 |  | 5.25% | Tech/Econ | 0.5925% | 0 | 0 | 0
Tech | Healthcare | Space Heating | Boilers | TRC | Existing | NE3639 | Facility Energy Management System | Facility Energy Management System | NonEquip | 15 |  | 0.5043% | Tech/Econ | 20% | 0 | 0 | 0
Tech | Healthcare | Space Heating | Boilers | TRC | Existing | NE3561 | ECM Motors on Furnaces | ECM Motors on Furnaces | NonEquip | 15 | Forced air furnace | 0% | Tech/Econ | 1.706% | 0 | 0 | 0
Tech | Healthcare | Space Heating | Boilers | TRC | Existing | NE3535 | Duct Sealing Repair | Duct Sealing Repair | NonEquip | 15 |  | 0% | Tech/Econ | 12% | 0 | 0 | 0
Tech | Healthcare | Space Heating | Boilers | TRC | Existing | NE3483 | Duct Insulation | Duct Insulation | NonEquip | 15 |  | 0% | Tech/Econ | 2.045% | 0 | 0 | 0
Tech | Healthcare | Space Heating | Boilers | TRC | Existing | NE3431 | Destratification Fans | Destratification Fans | NonEquip | 10 |  | 0% | Tech/Econ | 14.56% | 0 | 0 | 0
Tech | Healthcare | Space Heating | Boilers | TRC | Existing | NE3379 | Dedicated Outdoor Air System on VRF unit | Dedicated Outdoor Air System on VRF unit | NonEquip | 15 | Residential/split system heat pump | 0% | Tech/Econ | 10% | 0 | 0 | 0
Tech | Healthcare | Space Heating | Boilers | TRC | Existing | NE3327 | Cool Roof | Cool Roof | NonEquip | 15 |  | 72.71% | Tech/Econ | 0.197% | 0 | 0 | 0
Tech | Healthcare | Space Heating | Boilers | TRC | Existing | NE3223 | Ceiling Insulation(R30 to R38) | Ceiling Insulation(R30 to R38) | NonEquip | 20 |  | 11.4% | Tech/Econ | 0.2282% | 0 | 0 | 0
Tech | Healthcare | Space Heating | Boilers | TRC | Existing | NE3171 | Ceiling Insulation(R2 to R38) | Ceiling Insulation(R2 to R38) | NonEquip | 20 |  | 45.6% | Tech/Econ | 15.4% | 0 | 0 | 0
Tech | Healthcare | Space Heating | Boilers | TRC | Existing | NE3119 | Ceiling Insulation(R19 to R38) | Ceiling Insulation(R19 to R38) | NonEquip | 20 |  | 22.8% | Tech/Econ | 0.8558% | 0 | 0 | 0
Tech | Healthcare | Space Heating | Boilers | TRC | Existing | NE3067 | Ceiling Insulation(R12 to R38) | Ceiling Insulation(R12 to R38) | NonEquip | 20 |  | 34.2% | Tech/Econ | 1.854% | 0 | 0 | 0
Tech | Healthcare | Space Heating | Boilers | TRC | Existing | NE2989 | Air Curtains | Air Curtains | NonEquip | 8 |  | 33.45% | Tech/Econ | 0.2468% | 0 | 0 | 0
Tech | Healthcare | Domestic Hot Water | "Point-of-Use" water heaters | TRC | New | NN5420 | Retro-Commissioning | Retro-Commissioning | NonEquip | 5 |  | 0% | Tech/Econ | 16% | 0 | 0 | 0
Tech | Healthcare | Domestic Hot Water | "Point-of-Use" water heaters | TRC | New | NN2924 | Thermostatic Shower Restriction Valve | Thermostatic Shower Restriction Valve | NonEquip | 10 | Centralized water heaters | 0% | Tech/Econ | 8.943% | 0 | 0 | 0
Tech | Healthcare | Domestic Hot Water | "Point-of-Use" water heaters | TRC | New | NN2898 | Tank Wrap on Water Heater | Tank Wrap on Water Heater | NonEquip | 7 | Centralized water heaters | 0% | Tech/Econ | 2.633% | 0 | 0 | 0
Tech | Healthcare | Domestic Hot Water | "Point-of-Use" water heaters | TRC | New | NN2872 | Low-Flow Pre-Rinse Sprayers | Low-Flow Pre-Rinse Sprayers | NonEquip | 5 | Centralized water heaters | 0% | Tech/Econ | 23.66% | 0 | 0 | 0
Tech | Healthcare | Domestic Hot Water | "Point-of-Use" water heaters | TRC | New | NN2846 | Low Flow Shower Head | Low Flow Shower Head | NonEquip | 10 | Centralized water heaters | 0% | Tech/Econ | 1.812% | 0 | 0 | 0
Tech | Healthcare | Domestic Hot Water | "Point-of-Use" water heaters | TRC | New | NN2820 | Hot Water Pipe Insulation | Hot Water Pipe Insulation | NonEquip | 13 | Centralized water heaters | 0% | Tech/Econ | 14.14% | 0 | 0 | 0
Tech | Healthcare | Domestic Hot Water | "Point-of-Use" water heaters | TRC | New | NN2794 | Hot Water Circulation Pump Control | Hot Water Circulation Pump Control | NonEquip | 15 | Centralized water heaters | 0% | Tech/Econ | 6.788% | 0 | 0 | 0
Tech | Healthcare | Domestic Hot Water | "Point-of-Use" water heaters | TRC | New | NN2768 | Faucet Aerator | Faucet Aerator | NonEquip | 10 | Centralized water heaters | 0% | Tech/Econ | 2.561% | 0 | 0 | 0
Tech | Healthcare | Domestic Hot Water | "Point-of-Use" water heaters | TRC | New | NN2742 | Drain Water Heat Recovery | Drain Water Heat Recovery | NonEquip | 15 | Centralized water heaters | 0% | Tech/Econ | 12.27% | 0 | 0 | 0
Tech | Healthcare | Domestic Hot Water | "Point-of-Use" water heaters | TRC | Existing | NE5407 | Retro-Commissioning | Retro-Commissioning | NonEquip | 5 |  | 21.99% | Tech/Econ | 16% | 16758.5407 | 2.8017 | 8.6864
Tech | Healthcare | Domestic Hot Water | "Point-of-Use" water heaters | TRC | Existing | NE2911 | Thermostatic Shower Restriction Valve | Thermostatic Shower Restriction Valve | NonEquip | 10 | Centralized water heaters | 0% | Tech/Econ | 8.555% | 0 | 0 | 0
Tech | Healthcare | Domestic Hot Water | "Point-of-Use" water heaters | TRC | Existing | NE2885 | Tank Wrap on Water Heater | Tank Wrap on Water Heater | NonEquip | 7 | Centralized water heaters | 0% | Tech/Econ | 2.633% | 0 | 0 | 0
Tech | Healthcare | Domestic Hot Water | "Point-of-Use" water heaters | TRC | Existing | NE2859 | Low-Flow Pre-Rinse Sprayers | Low-Flow Pre-Rinse Sprayers | NonEquip | 5 | Centralized water heaters | 0% | Tech/Econ | 22.56% | 0 | 0 | 0
Tech | Healthcare | Domestic Hot Water | "Point-of-Use" water heaters | TRC | Existing | NE2833 | Low Flow Shower Head | Low Flow Shower Head | NonEquip | 10 | Centralized water heaters | 0% | Tech/Econ | 1.733% | 0 | 0 | 0
Tech | Healthcare | Domestic Hot Water | "Point-of-Use" water heaters | TRC | Existing | NE2807 | Hot Water Pipe Insulation | Hot Water Pipe Insulation | NonEquip | 13 | Centralized water heaters | 0% | Tech/Econ | 13.52% | 0 | 0 | 0
Tech | Healthcare | Domestic Hot Water | "Point-of-Use" water heaters | TRC | Existing | NE2781 | Hot Water Circulation Pump Control | Hot Water Circulation Pump Control | NonEquip | 15 | Centralized water heaters | 0% | Tech/Econ | 6.494% | 0 | 0 | 0
Tech | Healthcare | Domestic Hot Water | "Point-of-Use" water heaters | TRC | Existing | NE2755 | Faucet Aerator | Faucet Aerator | NonEquip | 10 | Centralized water heaters | 0% | Tech/Econ | 2.45% | 0 | 0 | 0
Tech | Healthcare | Domestic Hot Water | "Point-of-Use" water heaters | TRC | Existing | NE2729 | Drain Water Heat Recovery | Drain Water Heat Recovery | NonEquip | 15 | Centralized water heaters | 0% | Tech/Econ | 12.27% | 0 | 0 | 0
Tech | Healthcare | Domestic Hot Water | "Point-of-Use" water heaters | TRC | Turnover | ET395 | Instantaneous Hot Water System | Instantaneous Hot Water System | Equip | 20 | "Point-of-Use" water heaters | 94.56% | Tech/Econ | 5.847% | 27877.6684 | 3.0883 | 3.5586
Tech | Healthcare | Domestic Hot Water | "Point-of-Use" water heaters | TRC | Turnover | ET317 | Energy Star Commercial Dishwasher | Energy Star Commercial Dishwasher | Equip | 15 | "Point-of-Use" water heaters | 29.7% | Tech/Econ | 29.42% | 48267.5029 | 3.5024 | -0.00037262
Tech | Healthcare | Domestic Hot Water | "Point-of-Use" water heaters | TRC | New | EN421 | Instantaneous Hot Water System | Instantaneous Hot Water System | Equip | 20 | "Point-of-Use" water heaters | 94.56% | Tech/Econ | 5.847% | 373.4391 | 0.04137 | 0.04767
Tech | Healthcare | Domestic Hot Water | "Point-of-Use" water heaters | TRC | New | EN343 | Energy Star Commercial Dishwasher | Energy Star Commercial Dishwasher | Equip | 15 | "Point-of-Use" water heaters | 29.7% | Tech/Econ | 29.42% | 869.729 | 0.063109 | -6.7142e-06
Tech | Hospitals | Refrigeration | Walk-in cooler | TRC | New | NN5317 | Retro-Commissioning | Retro-Commissioning | NonEquip | 5 |  | 0% | Tech/Econ | 16% | 0 | 0 | 0
Tech | Hospitals | Refrigeration | Walk-in cooler | TRC | New | NN4901 | Strip Curtains for Walk-ins | Strip Curtains for Walk-ins | NonEquip | 4 | Walk-in cooler | 3.76% | Tech/Econ | 2.115% | 0 | 0 | 0
Tech | Hospitals | Refrigeration | Walk-in cooler | TRC | New | NN4875 | Refrigerated Display Case Lighting Controls | Refrigerated Display Case Lighting Controls | NonEquip | 8 | Display cases | 0% | Tech/Econ | 0.9365% | 0 | 0 | 0
Tech | Hospitals | Refrigeration | Walk-in cooler | TRC | New | NN4849 | PSC to ECM Evaporator Fan Motor (Walk-In, Refrigerator) | PSC to ECM Evaporator Fan Motor (Walk-In, Refrigerator) | NonEquip | 15 | Walk-in cooler | 68.68% | Tech/Econ | 37.5% | 6945.4319 | 0.90051 | 0.75429
Tech | Hospitals | Refrigeration | Walk-in cooler | TRC | New | NN4823 | PSC to ECM Evaporator Fan Motor (Reach-In) | PSC to ECM Evaporator Fan Motor (Reach-In) | NonEquip | 15 | Display cases | 0% | Tech/Econ | 37.5% | 0 | 0 | 0
Tech | Hospitals | Refrigeration | Walk-in cooler | TRC | New | NN4797 | Night Covers for Display Cases | Night Covers for Display Cases | NonEquip | 5 | Display cases | 0% | Tech/Econ | 1.877% | 0 | 0 | 0
Tech | Hospitals | Refrigeration | Walk-in cooler | TRC | New | NN4771 | High R-Value Glass Doors | High R-Value Glass Doors | NonEquip | 12 | Display cases | 0% | Tech/Econ | 0% | 0 | 0 | 0
Tech | Hospitals | Refrigeration | Walk-in cooler | TRC | New | NN4745 | High Efficiency Refrigeration Compressor | High Efficiency Refrigeration Compressor | NonEquip | 13 | Display cases | 0% | Tech/Econ | 6.922% | 0 | 0 | 0
Tech | Hospitals | Refrigeration | Walk-in cooler | TRC | New | NN4719 | Freezer-Cooler Replacement Gaskets | Freezer-Cooler Replacement Gaskets | NonEquip | 4 | Display cases | 0% | Tech/Econ | 0% | 0 | 0 | 0
Tech | Hospitals | Refrigeration | Walk-in cooler | TRC | New | NN4693 | Floating Head Pressure Controls | Floating Head Pressure Controls | NonEquip | 15 |  | 24.64% | Tech/Econ | 6.05% | 298.4156 | 0.038691 | 0.032409
Tech | Hospitals | Refrigeration | Walk-in cooler | TRC | New | NN4667 | Demand Defrost | Demand Defrost | NonEquip | 10 | Walk-in cooler | 0% | Tech/Econ | 30% | 0 | 0 | 0
Tech | Hospitals | Refrigeration | Walk-in cooler | TRC | New | NN4641 | Automatic Door Closer for Walk-in Coolers and Freezers | Automatic Door Closer for Walk-in Coolers and Freezers | NonEquip | 8 | Walk-in cooler | 55.99% | Tech/Econ | 3.131% | 193.3732 | 0.025072 | 0.021001
Tech | Hospitals | Refrigeration | Walk-in cooler | TRC | New | NN4615 | Anti-Sweat Controls | Anti-Sweat Controls | NonEquip | 8 | Display cases | 0% | Tech/Econ | 85% | 0 | 0 | 0
Tech | Hospitals | Refrigeration | Walk-in cooler | TRC | Existing | NE5304 | Retro-Commissioning | Retro-Commissioning | NonEquip | 5 |  | 21.99% | Tech/Econ | 16% | 39861.9121 | 16.8078 | 0.1931
Tech | Hospitals | Refrigeration | Walk-in cooler | TRC | Existing | NE4888 | Strip Curtains for Walk-ins | Strip Curtains for Walk-ins | NonEquip | 4 | Walk-in cooler | 3.76% | Tech/Econ | 2.115% | 841.5673 | 0.10911 | 0.091396
Tech | Hospitals | Refrigeration | Walk-in cooler | TRC | Existing | NE4862 | Refrigerated Display Case Lighting Controls | Refrigerated Display Case Lighting Controls | NonEquip | 8 | Display cases | 0% | Tech/Econ | 2.524% | 0 | 0 | 0
Tech | Hospitals | Refrigeration | Walk-in cooler | TRC | Existing | NE4836 | PSC to ECM Evaporator Fan Motor (Walk-In, Refrigerator) | PSC to ECM Evaporator Fan Motor (Walk-In, Refrigerator) | NonEquip | 15 | Walk-in cooler | 17.17% | Tech/Econ | 37.5% | 96362.963 | 12.494 | 10.4652
Tech | Hospitals | Refrigeration | Walk-in cooler | TRC | Existing | NE4810 | PSC to ECM Evaporator Fan Motor (Reach-In) | PSC to ECM Evaporator Fan Motor (Reach-In) | NonEquip | 15 | Display cases | 0% | Tech/Econ | 37.5% | 0 | 0 | 0
Tech | Hospitals | Refrigeration | Walk-in cooler | TRC | Existing | NE4784 | Night Covers for Display Cases | Night Covers for Display Cases | NonEquip | 5 | Display cases | 0% | Tech/Econ | 1.877% | 0 | 0 | 0
Tech | Hospitals | Refrigeration | Walk-in cooler | TRC | Existing | NE4758 | High R-Value Glass Doors | High R-Value Glass Doors | NonEquip | 12 | Display cases | 0% | Tech/Econ | 23.81% | 0 | 0 | 0
Tech | Hospitals | Refrigeration | Walk-in cooler | TRC | Existing | NE4732 | High Efficiency Refrigeration Compressor | High Efficiency Refrigeration Compressor | NonEquip | 13 | Display cases | 0% | Tech/Econ | 6.922% | 0 | 0 | 0
Tech | Hospitals | Refrigeration | Walk-in cooler | TRC | Existing | NE4706 | Freezer-Cooler Replacement Gaskets | Freezer-Cooler Replacement Gaskets | NonEquip | 4 | Display cases | 0% | Tech/Econ | 3.131% | 0 | 0 | 0
Tech | Hospitals | Refrigeration | Walk-in cooler | TRC | Existing | NE4680 | Floating Head Pressure Controls | Floating Head Pressure Controls | NonEquip | 15 |  | 24.64% | Tech/Econ | 6.05% | 16293.3583 | 2.1125 | 1.7695
Tech | Hospitals | Refrigeration | Walk-in cooler | TRC | Existing | NE4654 | Demand Defrost | Demand Defrost | NonEquip | 10 | Walk-in cooler | 63.61% | Tech/Econ | 30% | 267198.1276 | 34.6436 | 29.0184
Tech | Hospitals | Refrigeration | Walk-in cooler | TRC | Existing | NE4628 | Automatic Door Closer for Walk-in Coolers and Freezers | Automatic Door Closer for Walk-in Coolers and Freezers | NonEquip | 8 | Walk-in cooler | 55.99% | Tech/Econ | 3.131% | 18876.4015 | 2.4474 | 2.05
Tech | Hospitals | Refrigeration | Walk-in cooler | TRC | Existing | NE4602 | Anti-Sweat Controls | Anti-Sweat Controls | NonEquip | 8 | Display cases | 0% | Tech/Econ | 85% | 0 | 0 | 0
Tech | Hospitals | Refrigeration | Vending and ice makers | TRC | New | NN5317 | Retro-Commissioning | Retro-Commissioning | NonEquip | 5 |  | 0% | Tech/Econ | 16% | 0 | 0 | 0
Tech | Hospitals | Refrigeration | Vending and ice makers | TRC | New | NN4901 | Strip Curtains for Walk-ins | Strip Curtains for Walk-ins | NonEquip | 4 | Walk-in cooler | 0% | Tech/Econ | 2.115% | 0 | 0 | 0
Tech | Hospitals | Refrigeration | Vending and ice makers | TRC | New | NN4875 | Refrigerated Display Case Lighting Controls | Refrigerated Display Case Lighting Controls | NonEquip | 8 | Display cases | 0% | Tech/Econ | 0.9365% | 0 | 0 | 0
Tech | Hospitals | Refrigeration | Vending and ice makers | TRC | New | NN4849 | PSC to ECM Evaporator Fan Motor (Walk-In, Refrigerator) | PSC to ECM Evaporator Fan Motor (Walk-In, Refrigerator) | NonEquip | 15 | Walk-in cooler | 0% | Tech/Econ | 37.5% | 0 | 0 | 0
Tech | Hospitals | Refrigeration | Vending and ice makers | TRC | New | NN4823 | PSC to ECM Evaporator Fan Motor (Reach-In) | PSC to ECM Evaporator Fan Motor (Reach-In) | NonEquip | 15 | Display cases | 0% | Tech/Econ | 37.5% | 0 | 0 | 0
Tech | Hospitals | Refrigeration | Vending and ice makers | TRC | New | NN4797 | Night Covers for Display Cases | Night Covers for Display Cases | NonEquip | 5 | Display cases | 0% | Tech/Econ | 1.877% | 0 | 0 | 0
Tech | Hospitals | Refrigeration | Vending and ice makers | TRC | New | NN4771 | High R-Value Glass Doors | High R-Value Glass Doors | NonEquip | 12 | Display cases | 0% | Tech/Econ | 0% | 0 | 0 | 0
Tech | Hospitals | Refrigeration | Vending and ice makers | TRC | New | NN4745 | High Efficiency Refrigeration Compressor | High Efficiency Refrigeration Compressor | NonEquip | 13 | Display cases | 0% | Tech/Econ | 6.922% | 0 | 0 | 0
Tech | Hospitals | Refrigeration | Vending and ice makers | TRC | New | NN4719 | Freezer-Cooler Replacement Gaskets | Freezer-Cooler Replacement Gaskets | NonEquip | 4 | Display cases | 0% | Tech/Econ | 0% | 0 | 0 | 0
Tech | Hospitals | Refrigeration | Vending and ice makers | TRC | New | NN4693 | Floating Head Pressure Controls | Floating Head Pressure Controls | NonEquip | 15 |  | 24.64% | Tech/Econ | 6.05% | 1491.5428 | 0.19339 | 0.16199
Tech | Hospitals | Refrigeration | Vending and ice makers | TRC | New | NN4667 | Demand Defrost | Demand Defrost | NonEquip | 10 | Walk-in cooler | 0% | Tech/Econ | 30% | 0 | 0 | 0
Tech | Hospitals | Refrigeration | Vending and ice makers | TRC | New | NN4641 | Automatic Door Closer for Walk-in Coolers and Freezers | Automatic Door Closer for Walk-in Coolers and Freezers | NonEquip | 8 | Walk-in cooler | 0% | Tech/Econ | 3.131% | 0 | 0 | 0
Tech | Hospitals | Refrigeration | Vending and ice makers | TRC | New | NN4615 | Anti-Sweat Controls | Anti-Sweat Controls | NonEquip | 8 | Display cases | 0% | Tech/Econ | 85% | 0 | 0 | 0
Tech | Hospitals | Refrigeration | Vending and ice makers | TRC | Existing | NE5304 | Retro-Commissioning | Retro-Commissioning | NonEquip | 5 |  | 21.99% | Tech/Econ | 16% | 195388.5576 | 82.3858 | 0.94651
Tech | Hospitals | Refrigeration | Vending and ice makers | TRC | Existing | NE4888 | Strip Curtains for Walk-ins | Strip Curtains for Walk-ins | NonEquip | 4 | Walk-in cooler | 0% | Tech/Econ | 2.115% | 0 | 0 | 0
Tech | Hospitals | Refrigeration | Vending and ice makers | TRC | Existing | NE4862 | Refrigerated Display Case Lighting Controls | Refrigerated Display Case Lighting Controls | NonEquip | 8 | Display cases | 0% | Tech/Econ | 2.524% | 0 | 0 | 0
Tech | Hospitals | Refrigeration | Vending and ice makers | TRC | Existing | NE4836 | PSC to ECM Evaporator Fan Motor (Walk-In, Refrigerator) | PSC to ECM Evaporator Fan Motor (Walk-In, Refrigerator) | NonEquip | 15 | Walk-in cooler | 0% | Tech/Econ | 37.5% | 0 | 0 | 0
Tech | Hospitals | Refrigeration | Vending and ice makers | TRC | Existing | NE4810 | PSC to ECM Evaporator Fan Motor (Reach-In) | PSC to ECM Evaporator Fan Motor (Reach-In) | NonEquip | 15 | Display cases | 0% | Tech/Econ | 37.5% | 0 | 0 | 0
Tech | Hospitals | Refrigeration | Vending and ice makers | TRC | Existing | NE4784 | Night Covers for Display Cases | Night Covers for Display Cases | NonEquip | 5 | Display cases | 0% | Tech/Econ | 1.877% | 0 | 0 | 0
Tech | Hospitals | Refrigeration | Vending and ice makers | TRC | Existing | NE4758 | High R-Value Glass Doors | High R-Value Glass Doors | NonEquip | 12 | Display cases | 0% | Tech/Econ | 23.81% | 0 | 0 | 0
Tech | Hospitals | Refrigeration | Vending and ice makers | TRC | Existing | NE4732 | High Efficiency Refrigeration Compressor | High Efficiency Refrigeration Compressor | NonEquip | 13 | Display cases | 0% | Tech/Econ | 6.922% | 0 | 0 | 0
Tech | Hospitals | Refrigeration | Vending and ice makers | TRC | Existing | NE4706 | Freezer-Cooler Replacement Gaskets | Freezer-Cooler Replacement Gaskets | NonEquip | 4 | Display cases | 0% | Tech/Econ | 3.131% | 0 | 0 | 0
Tech | Hospitals | Refrigeration | Vending and ice makers | TRC | Existing | NE4680 | Floating Head Pressure Controls | Floating Head Pressure Controls | NonEquip | 15 |  | 24.64% | Tech/Econ | 6.05% | 79864.1013 | 10.3548 | 8.6734
Tech | Hospitals | Refrigeration | Vending and ice makers | TRC | Existing | NE4654 | Demand Defrost | Demand Defrost | NonEquip | 10 | Walk-in cooler | 0% | Tech/Econ | 30% | 0 | 0 | 0
Tech | Hospitals | Refrigeration | Vending and ice makers | TRC | Existing | NE4628 | Automatic Door Closer for Walk-in Coolers and Freezers | Automatic Door Closer for Walk-in Coolers and Freezers | NonEquip | 8 | Walk-in cooler | 0% | Tech/Econ | 3.131% | 0 | 0 | 0
Tech | Hospitals | Refrigeration | Vending and ice makers | TRC | Existing | NE4602 | Anti-Sweat Controls | Anti-Sweat Controls | NonEquip | 8 | Display cases | 0% | Tech/Econ | 85% | 0 | 0 | 0
Tech | Hospitals | Refrigeration | Vending and ice makers | TRC | Turnover | ET2574 | Energy Star Vending Machine | Energy Star Vending Machine | Equip | 14 | Vending and ice makers | 4.15% | Tech/Econ | 36% | 87484.3524 | 13.729 | 8.5328
Tech | Hospitals | Refrigeration | Vending and ice makers | TRC | Turnover | ET2496 | Energy Star Ice Maker | Energy Star Ice Maker | Equip | 8 | Vending and ice makers | 32.68% | Tech/Econ | 11.39% | 214711.7462 | 27.8385 | 23.3182
Tech | Hospitals | Refrigeration | Vending and ice makers | TRC | New | EN2600 | Energy Star Vending Machine | Energy Star Vending Machine | Equip | 14 | Vending and ice makers | 4.15% | Tech/Econ | 36% | 1576.3749 | 0.24738 | 0.15375
Tech | Hospitals | Refrigeration | Vending and ice makers | TRC | New | EN2522 | Energy Star Ice Maker | Energy Star Ice Maker | Equip | 8 | Vending and ice makers | 32.68% | Tech/Econ | 11.39% | 3868.877 | 0.50162 | 0.42017
Tech | Hospitals | Exterior Lighting | Street lighting | TRC | New | NN5291 | Retro-Commissioning | Retro-Commissioning | NonEquip | 5 |  | 0% | Tech/Econ | 16% | 0 | 0 | 0
Tech | Hospitals | Exterior Lighting | Street lighting | TRC | New | NN2977 | Outdoor Lighting Controls | Outdoor Lighting Controls | NonEquip | 8 | Exterior parking/lot lighting | 0% | Tech/Econ | 28% | 0 | 0 | 0
Tech | Hospitals | Exterior Lighting | Street lighting | TRC | New | NN2951 | Bi-Level Lighting Control (Exterior) | Bi-Level Lighting Control (Exterior) | NonEquip | 9 | Exterior parking/lot lighting | 0% | Tech/Econ | 31% | 0 | 0 | 0
Tech | Hospitals | Exterior Lighting | Street lighting | TRC | Existing | NE5278 | Retro-Commissioning | Retro-Commissioning | NonEquip | 5 |  | 21.99% | Tech/Econ | 16% | 2692.1771 | 0 | 0.013042
Tech | Hospitals | Exterior Lighting | Street lighting | TRC | Existing | NE2964 | Outdoor Lighting Controls | Outdoor Lighting Controls | NonEquip | 8 | Exterior parking/lot lighting | 0% | Tech/Econ | 28% | 0 | 0 | 0
Tech | Hospitals | Exterior Lighting | Street lighting | TRC | Existing | NE2938 | Bi-Level Lighting Control (Exterior) | Bi-Level Lighting Control (Exterior) | NonEquip | 9 | Exterior parking/lot lighting | 0% | Tech/Econ | 31% | 0 | 0 | 0
Tech | Hospitals | Exterior Lighting | Street lighting | TRC | Turnover | ET786 | LED Traffic and Crosswalk Lighting | LED Traffic and Crosswalk Lighting | Equip | 10 | Street lighting | 0% | Tech/Econ | 37.14% | 0 | 0 | 0
Tech | Hospitals | Exterior Lighting | Street lighting | TRC | Turnover | ET747 | LED Street Lights | LED Street Lights | Equip | 18 | Street lighting | 0% | Tech/Econ | 66.53% | 0 | 0 | 0
Tech | Hospitals | Exterior Lighting | Street lighting | TRC | New | EN812 | LED Traffic and Crosswalk Lighting | LED Traffic and Crosswalk Lighting | Equip | 10 | Street lighting | 0% | Tech/Econ | 37.14% | 0 | 0 | 0
Tech | Hospitals | Exterior Lighting | Street lighting | TRC | New | EN773 | LED Street Lights | LED Street Lights | Equip | 18 | Street lighting | 0% | Tech/Econ | 66.53% | 0 | 0 | 0
Tech | Hospitals | Cooking | Steamer | TRC | Turnover | ET201 | Energy Star Steamer | Energy Star Steamer | Equip | 12 | Steamer | 11.72% | Tech/Econ | 56.63% | 6647.9302 | 0.97683 | 0.56719
Tech | Hospitals | Cooking | Steamer | TRC | New | EN227 | Energy Star Steamer | Energy Star Steamer | Equip | 12 | Steamer | 11.72% | Tech/Econ | 56.63% | 119.7886 | 0.017601 | 0.01022
Tech | Hospitals | Exterior Lighting | Spot lighting/Security/Flood | TRC | New | NN5291 | Retro-Commissioning | Retro-Commissioning | NonEquip | 5 |  | 0% | Tech/Econ | 16% | 0 | 0 | 0
Tech | Hospitals | Exterior Lighting | Spot lighting/Security/Flood | TRC | New | NN2977 | Outdoor Lighting Controls | Outdoor Lighting Controls | NonEquip | 8 | Exterior parking/lot lighting | 0% | Tech/Econ | 28% | 0 | 0 | 0
Tech | Hospitals | Exterior Lighting | Spot lighting/Security/Flood | TRC | New | NN2951 | Bi-Level Lighting Control (Exterior) | Bi-Level Lighting Control (Exterior) | NonEquip | 9 | Exterior parking/lot lighting | 0% | Tech/Econ | 31% | 0 | 0 | 0
Tech | Hospitals | Exterior Lighting | Spot lighting/Security/Flood | TRC | Existing | NE5278 | Retro-Commissioning | Retro-Commissioning | NonEquip | 5 |  | 21.99% | Tech/Econ | 16% | 2321.9543 | 0 | 0.011248
Tech | Hospitals | Exterior Lighting | Spot lighting/Security/Flood | TRC | Existing | NE2964 | Outdoor Lighting Controls | Outdoor Lighting Controls | NonEquip | 8 | Exterior parking/lot lighting | 0% | Tech/Econ | 28% | 0 | 0 | 0
Tech | Hospitals | Exterior Lighting | Spot lighting/Security/Flood | TRC | Existing | NE2938 | Bi-Level Lighting Control (Exterior) | Bi-Level Lighting Control (Exterior) | NonEquip | 9 | Exterior parking/lot lighting | 0% | Tech/Econ | 31% | 0 | 0 | 0
Tech | Hospitals | Exterior Lighting | Spot lighting/Security/Flood | TRC | Turnover | ET669 | LED Exterior Lighting | LED Exterior Lighting | Equip | 13 | Spot lighting/Security/Flood | 4.268% | Tech/Econ | 60.51% | 1749.6554 | 0 | 0
Tech | Hospitals | Exterior Lighting | Spot lighting/Security/Flood | TRC | Turnover | ET552 | LED - 9W Flood | LED - 9W Flood | Equip | 15 | Spot lighting/Security/Flood | 13.31% | Tech/Econ | 86.15% | 8773.1647 | 0 | 0
Tech | Hospitals | Exterior Lighting | Spot lighting/Security/Flood | TRC | Turnover | ET474 | CFL - 15W Flood | CFL - 15W Flood | Equip | 7.8 | Spot lighting/Security/Flood | 0% | Tech/Econ | 76.92% | 0 | 0 | 0
Tech | Hospitals | Exterior Lighting | Spot lighting/Security/Flood | TRC | New | EN695 | LED Exterior Lighting | LED Exterior Lighting | Equip | 13 | Spot lighting/Security/Flood | 4.624% | Tech/Econ | 60.51% | 9.8562 | 0 | 0
Tech | Hospitals | Exterior Lighting | Spot lighting/Security/Flood | TRC | New | EN578 | LED - 9W Flood | LED - 9W Flood | Equip | 15 | Spot lighting/Security/Flood | 86.42% | Tech/Econ | 86.15% | 1026.5286 | 0 | 0
Tech | Hospitals | Exterior Lighting | Spot lighting/Security/Flood | TRC | New | EN500 | CFL - 15W Flood | CFL - 15W Flood | Equip | 7.8 | Spot lighting/Security/Flood | 0% | Tech/Econ | 76.92% | 0 | 0 | 0
Tech | Hospitals | Interior Lighting | Spot lighting | TRC | New | NN5265 | Retro-Commissioning | Retro-Commissioning | NonEquip | 5 |  | 0% | Tech/Econ | 16% | 0 | 0 | 0
Tech | Hospitals | Interior Lighting | Spot lighting | TRC | New | NN4433 | Interior Lighting Controls | Interior Lighting Controls | NonEquip | 8 | Overhead (fluorescent/LED/CFL U-shape) | 0% | Tech/Econ | 28% | 0 | 0 | 0
Tech | Hospitals | Interior Lighting | Spot lighting | TRC | New | NN4407 | Bi-Level Lighting Control (Interior) | Bi-Level Lighting Control (Interior) | NonEquip | 8 | Overhead (fluorescent/LED/CFL U-shape) | 0% | Tech/Econ | 31% | 0 | 0 | 0
Tech | Hospitals | Interior Lighting | Spot lighting | TRC | New | NN3705 | Facility Energy Management System | Facility Energy Management System | NonEquip | 15 |  | 4.276% | Tech/Econ | 24% | 31.1809 | 0.0046161 | 0.0039875
Tech | Hospitals | Interior Lighting | Spot lighting | TRC | Existing | NE5252 | Retro-Commissioning | Retro-Commissioning | NonEquip | 5 |  | 21.99% | Tech/Econ | 16% | 3098.6025 | 1.3065 | 0.01501
Tech | Hospitals | Interior Lighting | Spot lighting | TRC | Existing | NE4420 | Interior Lighting Controls | Interior Lighting Controls | NonEquip | 8 | Overhead (fluorescent/LED/CFL U-shape) | 0% | Tech/Econ | 28% | 0 | 0 | 0
Tech | Hospitals | Interior Lighting | Spot lighting | TRC | Existing | NE4394 | Bi-Level Lighting Control (Interior) | Bi-Level Lighting Control (Interior) | NonEquip | 8 | Overhead (fluorescent/LED/CFL U-shape) | 0% | Tech/Econ | 31% | 0 | 0 | 0
Tech | Hospitals | Interior Lighting | Spot lighting | TRC | Existing | NE3692 | Facility Energy Management System | Facility Energy Management System | NonEquip | 15 |  | 5.375% | Tech/Econ | 24% | 1151.0026 | 0.1704 | 0.14719
Tech | Hospitals | Interior Lighting | Spot lighting | TRC | Turnover | ET1605 | LED Display Lighting (Interior) | LED Display Lighting (Interior) | Equip | 15 | Spot lighting | 2.129% | Tech/Econ | 87.04% | 3124.2519 | 0.32812 | 0.30756
Tech | Hospitals | Interior Lighting | Spot lighting | TRC | Turnover | ET1566 | LED - 14W | LED - 14W | Equip | 15 | Spot lighting | 86.42% | Tech/Econ | 53.33% | 76275.757 | 7.7528 | 7.5925
Tech | Hospitals | Interior Lighting | Spot lighting | TRC | Turnover | ET1449 | CFL-23W | CFL-23W | Equip | 7.8 | Spot lighting | 0% | Tech/Econ | 23.33% | 0 | 0 | 0
Tech | Hospitals | Interior Lighting | Spot lighting | TRC | New | EN1631 | LED Display Lighting (Interior) | LED Display Lighting (Interior) | Equip | 15 | Spot lighting | 0% | Tech/Econ | 87.04% | 0 | 0 | 0
Tech | Hospitals | Interior Lighting | Spot lighting | TRC | New | EN1592 | LED - 14W | LED - 14W | Equip | 15 | Spot lighting | 0% | Tech/Econ | 53.33% | 0 | 0 | 0
Tech | Hospitals | Interior Lighting | Spot lighting | TRC | New | EN1475 | CFL-23W | CFL-23W | Equip | 7.8 | Spot lighting | 0% | Tech/Econ | 23.33% | 0 | 0 | 0
Tech | Hospitals | Office Equipment | Servers | TRC | New | NN4589 | Smart Strip Plug Outlet | Smart Strip Plug Outlet | NonEquip | 4 |  | 43.9% | Tech/Econ | 1.187% | 28.5959 | 0.004252 | 0.0029551
Tech | Hospitals | Office Equipment | Servers | TRC | New | NN4563 | Network PC Power Management | Network PC Power Management | NonEquip | 5 | Computers | 0% | Tech/Econ | 56.5% | 0 | 0 | 0
Tech | Hospitals | Office Equipment | Servers | TRC | Existing | NE4576 | Smart Strip Plug Outlet | Smart Strip Plug Outlet | NonEquip | 4 |  | 43.9% | Tech/Econ | 1.187% | 1550.8215 | 0.2306 | 0.16026
Tech | Hospitals | Office Equipment | Servers | TRC | Existing | NE4550 | Network PC Power Management | Network PC Power Management | NonEquip | 5 | Computers | 0% | Tech/Econ | 56.5% | 0 | 0 | 0
Tech | Hospitals | Office Equipment | Servers | TRC | Turnover | ET2301 | Server Virtualization | Server Virtualization | Equip | 3 | Servers | 92% | Tech/Econ | 85.71% | 1162058.44 | 172.9601 | 120.2979
Tech | Hospitals | Office Equipment | Servers | TRC | Turnover | ET1137 | High Efficiency Data Center Cooling | High Efficiency Data Center Cooling | Equip | 20 | Servers | 15.96% | Tech/Econ | 28% | 13921.0977 | 3.1915 | 1.8433
Tech | Hospitals | Office Equipment | Servers | TRC | New | EN2327 | Server Virtualization | Server Virtualization | Equip | 3 | Servers | 92% | Tech/Econ | 85.71% | 20939.0557 | 3.1166 | 2.1676
Tech | Hospitals | Office Equipment | Servers | TRC | New | EN1163 | High Efficiency Data Center Cooling | High Efficiency Data Center Cooling | Equip | 20 | Servers | 15.96% | Tech/Econ | 28% | 125.7557 | 0.02883 | 0.016652
Tech | Hospitals | Space Cooling | Residential-type central air conditioners | TRC | New | NN5369 | Retro-Commissioning | Retro-Commissioning | NonEquip | 5 |  | 0% | Tech/Econ | 16% | 0 | 0 | 0
Tech | Hospitals | Space Cooling | Residential-type central air conditioners | TRC | New | NN4381 | Window Sun Protection | Window Sun Protection | NonEquip | 10 |  | 15.35% | Tech/Econ | 16% | 114.8853 | 0.042018 | -0.00046706
Tech | Hospitals | Space Cooling | Residential-type central air conditioners | TRC | New | NN4355 | Waterside Economizer | Waterside Economizer | NonEquip | 20 |  | 19.15% | Tech/Econ | 5.556% | 0 | 0 | 0
Tech | Hospitals | Space Cooling | Residential-type central air conditioners | TRC | New | NN4147 | Smart Thermostat | Smart Thermostat | NonEquip | 11 |  | 31.48% | Tech/Econ | 10% | 140.0415 | 0.011706 | 0
Tech | Hospitals | Space Cooling | Residential-type central air conditioners | TRC | New | NN4043 | Programmable Thermostat | Programmable Thermostat | NonEquip | 11 |  | 0% | Tech/Econ | 3.6% | 0 | 0 | 0
Tech | Hospitals | Space Cooling | Residential-type central air conditioners | TRC | New | NN3991 | Low U-Value Windows | Low U-Value Windows | NonEquip | 20 |  | 13.44% | Tech/Econ | 10% | 61.3257 | 0.022795 | 0
Tech | Hospitals | Space Cooling | Residential-type central air conditioners | TRC | New | NN3913 | HVAC tune-up_RTU | HVAC tune-up_RTU | NonEquip | 5 | Packaged air conditioning units (RTUs) | 0% | Tech/Econ | 5% | 0 | 0 | 0
Tech | Hospitals | Space Cooling | Residential-type central air conditioners | TRC | New | NN3887 | HVAC tune-up | HVAC tune-up | NonEquip | 5 | Residential-type central air conditioners | 0% | Tech/Econ | 5% | 0 | 0 | 0
Tech | Hospitals | Space Cooling | Residential-type central air conditioners | TRC | New | NN3679 | Facility Energy Management System | Facility Energy Management System | NonEquip | 15 |  | 4.276% | Tech/Econ | 20% | 44.3955 | 0.0065724 | 0
Tech | Hospitals | Space Cooling | Residential-type central air conditioners | TRC | New | NN3627 | Facility Commissioning | Facility Commissioning | NonEquip | 10 |  | 35.83% | Tech/Econ | 16% | 284.5586 | 0.050431 | 0.0018668
Tech | Hospitals | Space Cooling | Residential-type central air conditioners | TRC | New | NN3601 | Energy Recovery Ventilation System (ERV) | Energy Recovery Ventilation System (ERV) | NonEquip | 15 | Packaged air conditioning units (RTUs) | 0% | Tech/Econ | 9.935% | 0 | 0 | 0
Tech | Hospitals | Space Cooling | Residential-type central air conditioners | TRC | New | NN3523 | Duct Sealing Repair | Duct Sealing Repair | NonEquip | 15 |  | 0% | Tech/Econ | 12% | 0 | 0 | 0
Tech | Hospitals | Space Cooling | Residential-type central air conditioners | TRC | New | NN3471 | Duct Insulation | Duct Insulation | NonEquip | 15 |  | 0% | Tech/Econ | 2.045% | 0 | 0 | 0
Tech | Hospitals | Space Cooling | Residential-type central air conditioners | TRC | New | NN3419 | Dedicated Outdoor Air System on VRF unit | Dedicated Outdoor Air System on VRF unit | NonEquip | 15 | Residential-type central air conditioners | 58.91% | Tech/Econ | 17.5% | 183.8092 | 0.055932 | 0
Tech | Hospitals | Space Cooling | Residential-type central air conditioners | TRC | New | NN3367 | Cool Roof | Cool Roof | NonEquip | 15 |  | 72.49% | Tech/Econ | 0.253% | 0 | 0 | 0
Tech | Hospitals | Space Cooling | Residential-type central air conditioners | TRC | New | NN3315 | Chilled Water System - Variable Speed Drives | Chilled Water System - Variable Speed Drives | NonEquip | 13 | Central chillers inside | 0% | Tech/Econ | 24.74% | 0 | 0 | 0
Tech | Hospitals | Space Cooling | Residential-type central air conditioners | TRC | New | NN3289 | Chilled Water Controls Optimization | Chilled Water Controls Optimization | NonEquip | 10 | Central chillers inside | 0% | Tech/Econ | 12.5% | 0 | 0 | 0
Tech | Hospitals | Space Cooling | Residential-type central air conditioners | TRC | New | NN3211 | Ceiling Insulation(R2 to R38) | Ceiling Insulation(R2 to R38) | NonEquip | 20 |  | 0% | Tech/Econ | 2.096% | 0 | 0 | 0
Tech | Hospitals | Space Cooling | Residential-type central air conditioners | TRC | New | NN3107 | Ceiling Insulation(R12 to R38) | Ceiling Insulation(R12 to R38) | NonEquip | 20 |  | 0% | Tech/Econ | 0.2523% | 0 | 0 | 0
Tech | Hospitals | Space Cooling | Residential-type central air conditioners | TRC | New | NN3055 | Airside Economizer | Airside Economizer | NonEquip | 10 | Packaged air conditioning units (RTUs) | 0% | Tech/Econ | 5.556% | 0 | 0 | 0
Tech | Hospitals | Space Cooling | Residential-type central air conditioners | TRC | Existing | NE5356 | Retro-Commissioning | Retro-Commissioning | NonEquip | 5 |  | 21.99% | Tech/Econ | 16% | 8661.0962 | 3.652 | 0
Tech | Hospitals | Space Cooling | Residential-type central air conditioners | TRC | Existing | NE4368 | Window Sun Protection | Window Sun Protection | NonEquip | 10 |  | 7.839% | Tech/Econ | 16% | 3126.736 | 1.1436 | -0.012712
Tech | Hospitals | Space Cooling | Residential-type central air conditioners | TRC | Existing | NE4342 | Waterside Economizer | Waterside Economizer | NonEquip | 20 |  | 12.77% | Tech/Econ | 5.556% | 1631.4715 | 0.63389 | 0
Tech | Hospitals | Space Cooling | Residential-type central air conditioners | TRC | Existing | NE4212 | Wall Insulation | Wall Insulation | NonEquip | 20 |  | 0% | Tech/Econ | 10.6% | 0 | 0 | 0
Tech | Hospitals | Space Cooling | Residential-type central air conditioners | TRC | Existing | NE4134 | Smart Thermostat | Smart Thermostat | NonEquip | 11 |  | 31.48% | Tech/Econ | 10% | 7475.9898 | 0.62489 | 0
Tech | Hospitals | Space Cooling | Residential-type central air conditioners | TRC | Existing | NE4108 | Roof Insulation | Roof Insulation | NonEquip | 20 |  | 58.5% | Tech/Econ | 0.3073% | 410.5762 | 0.16981 | 0
Tech | Hospitals | Space Cooling | Residential-type central air conditioners | TRC | Existing | NE4030 | Programmable Thermostat | Programmable Thermostat | NonEquip | 11 |  | 0% | Tech/Econ | 3.6% | 0 | 0 | 0
Tech | Hospitals | Space Cooling | Residential-type central air conditioners | TRC | Existing | NE3978 | Low U-Value Windows | Low U-Value Windows | NonEquip | 20 |  | 5.375% | Tech/Econ | 46% | 9298.7854 | 3.4564 | 0
Tech | Hospitals | Space Cooling | Residential-type central air conditioners | TRC | Existing | NE3900 | HVAC tune-up_RTU | HVAC tune-up_RTU | NonEquip | 5 | Packaged air conditioning units (RTUs) | 0% | Tech/Econ | 5% | 0 | 0 | 0
Tech | Hospitals | Space Cooling | Residential-type central air conditioners | TRC | Existing | NE3874 | HVAC tune-up | HVAC tune-up | NonEquip | 5 | Residential-type central air conditioners | 0% | Tech/Econ | 5% | 0 | 0 | 0
Tech | Hospitals | Space Cooling | Residential-type central air conditioners | TRC | Existing | NE3796 | Green Roof | Green Roof | NonEquip | 15 |  | 0.063% | Tech/Econ | 0.1781% | 0.25533 | 0.00010847 | 0
Tech | Hospitals | Space Cooling | Residential-type central air conditioners | TRC | Existing | NE3744 | Floor Insulation | Floor Insulation | NonEquip | 20 |  | 12.82% | Tech/Econ | 0.08062% | 23.5273 | 0.0097305 | 0
Tech | Hospitals | Space Cooling | Residential-type central air conditioners | TRC | Existing | NE3666 | Facility Energy Management System | Facility Energy Management System | NonEquip | 15 |  | 5.375% | Tech/Econ | 20% | 3020.6064 | 0.44718 | 0
Tech | Hospitals | Space Cooling | Residential-type central air conditioners | TRC | Existing | NE3588 | Energy Recovery Ventilation System (ERV) | Energy Recovery Ventilation System (ERV) | NonEquip | 15 | Packaged air conditioning units (RTUs) | 0% | Tech/Econ | 9.935% | 0 | 0 | 0
Tech | Hospitals | Space Cooling | Residential-type central air conditioners | TRC | Existing | NE3510 | Duct Sealing Repair | Duct Sealing Repair | NonEquip | 15 |  | 0% | Tech/Econ | 12% | 0 | 0 | 0
Tech | Hospitals | Space Cooling | Residential-type central air conditioners | TRC | Existing | NE3458 | Duct Insulation | Duct Insulation | NonEquip | 15 |  | 0% | Tech/Econ | 2.045% | 0 | 0 | 0
Tech | Hospitals | Space Cooling | Residential-type central air conditioners | TRC | Existing | NE3406 | Dedicated Outdoor Air System on VRF unit | Dedicated Outdoor Air System on VRF unit | NonEquip | 15 | Residential-type central air conditioners | 58.91% | Tech/Econ | 17.5% | 28657.2453 | 8.7202 | 0
Tech | Hospitals | Space Cooling | Residential-type central air conditioners | TRC | Existing | NE3354 | Cool Roof | Cool Roof | NonEquip | 15 |  | 72.74% | Tech/Econ | 0.253% | 419.6668 | 0.17828 | 0
Tech | Hospitals | Space Cooling | Residential-type central air conditioners | TRC | Existing | NE3302 | Chilled Water System - Variable Speed Drives | Chilled Water System - Variable Speed Drives | NonEquip | 13 | Central chillers inside | 0% | Tech/Econ | 24.74% | 0 | 0 | 0
Tech | Hospitals | Space Cooling | Residential-type central air conditioners | TRC | Existing | NE3276 | Chilled Water Controls Optimization | Chilled Water Controls Optimization | NonEquip | 10 | Central chillers inside | 0% | Tech/Econ | 12.5% | 0 | 0 | 0
Tech | Hospitals | Space Cooling | Residential-type central air conditioners | TRC | Existing | NE3198 | Ceiling Insulation(R2 to R38) | Ceiling Insulation(R2 to R38) | NonEquip | 20 |  | 0% | Tech/Econ | 2.096% | 0 | 0 | 0
Tech | Hospitals | Space Cooling | Residential-type central air conditioners | TRC | Existing | NE3146 | Ceiling Insulation(R19 to R38) | Ceiling Insulation(R19 to R38) | NonEquip | 20 |  | 0% | Tech/Econ | 0.1164% | 0 | 0 | 0
Tech | Hospitals | Space Cooling | Residential-type central air conditioners | TRC | Existing | NE3094 | Ceiling Insulation(R12 to R38) | Ceiling Insulation(R12 to R38) | NonEquip | 20 |  | 0% | Tech/Econ | 0.2523% | 0 | 0 | 0
Tech | Hospitals | Space Cooling | Residential-type central air conditioners | TRC | Existing | NE3042 | Airside Economizer | Airside Economizer | NonEquip | 10 | Packaged air conditioning units (RTUs) | 0% | Tech/Econ | 5.556% | 0 | 0 | 0
Tech | Hospitals | Space Cooling | Residential-type central air conditioners | TRC | Turnover | ET825 | Geothermal Heat Pump | Geothermal Heat Pump | Equip | 15 | Residential-type central air conditioners | 30.5% | Tech/Econ | 21.18% | 19399.5316 | 3.4106 | 0
Tech | Hospitals | Space Cooling | Residential-type central air conditioners | TRC | Turnover | ET1371 | Variable Refrigerant Flow (VRF) HVAC Systems | Variable Refrigerant Flow (VRF) HVAC Systems | Equip | 15 | Residential-type central air conditioners | 49.09% | Tech/Econ | 36.88% | 66400.6421 | 20.2052 | 0
Tech | Hospitals | Space Cooling | Residential-type central air conditioners | TRC | Turnover | ET1293 | High Efficiency PTHP | High Efficiency PTHP | Equip | 15 | Residential-type central air conditioners | 0% | Tech/Econ | 23.64% | 0 | 0 | 0
Tech | Hospitals | Space Cooling | Residential-type central air conditioners | TRC | Turnover | ET1254 | High Efficiency PTAC | High Efficiency PTAC | Equip | 15 | Residential-type central air conditioners | 0% | Tech/Econ | 23.64% | 0 | 0 | 0
Tech | Hospitals | Space Cooling | Residential-type central air conditioners | TRC | New | EN851 | Geothermal Heat Pump | Geothermal Heat Pump | Equip | 15 | Residential-type central air conditioners | 30.5% | Tech/Econ | 21.18% | 358.4211 | 0.063014 | 0
Tech | Hospitals | Space Cooling | Residential-type central air conditioners | TRC | New | EN1397 | Variable Refrigerant Flow (VRF) HVAC Systems | Variable Refrigerant Flow (VRF) HVAC Systems | Equip | 15 | Residential-type central air conditioners | 49.09% | Tech/Econ | 36.88% | 1226.8024 | 0.37331 | 0
Tech | Hospitals | Space Cooling | Residential-type central air conditioners | TRC | New | EN1319 | High Efficiency PTHP | High Efficiency PTHP | Equip | 15 | Residential-type central air conditioners | 0% | Tech/Econ | 23.64% | 0 | 0 | 0
Tech | Hospitals | Space Cooling | Residential-type central air conditioners | TRC | New | EN1280 | High Efficiency PTAC | High Efficiency PTAC | Equip | 15 | Residential-type central air conditioners | 0% | Tech/Econ | 23.64% | 0 | 0 | 0
Tech | Hospitals | Space Heating | Residential/split system heat pump | TRC | New | NN5343 | Retro-Commissioning | Retro-Commissioning | NonEquip | 5 |  | 0% | Tech/Econ | 16% | 0 | 0 | 0
Tech | Hospitals | Space Heating | Residential/split system heat pump | TRC | New | NN4329 | Water Cooled Refrigeration Heat Recovery | Water Cooled Refrigeration Heat Recovery | NonEquip | 20 |  | 4.199% | Tech/Econ | 10% | 24.2809 | 0 | 0.002637
Tech | Hospitals | Space Heating | Residential/split system heat pump | TRC | New | NN4277 | Warehouse Loading Dock Seals | Warehouse Loading Dock Seals | NonEquip | 18 |  | 0% | Tech/Econ | 0.04751% | 0 | 0 | 0
Tech | Hospitals | Space Heating | Residential/split system heat pump | TRC | New | NN4173 | Smart Thermostat | Smart Thermostat | NonEquip | 11 |  | 31.48% | Tech/Econ | 10% | 187.9122 | 0 | 0.0046403
Tech | Hospitals | Space Heating | Residential/split system heat pump | TRC | New | NN4095 | Roof Insulation | Roof Insulation | NonEquip | 20 |  | 58.5% | Tech/Econ | 0.1899% | 4.7387 | 0 | 0.0011544
Tech | Hospitals | Space Heating | Residential/split system heat pump | TRC | New | NN4069 | Programmable Thermostat | Programmable Thermostat | NonEquip | 11 |  | 0% | Tech/Econ | 3.6% | 0 | 0 | 0
Tech | Hospitals | Space Heating | Residential/split system heat pump | TRC | New | NN4017 | Low U-Value Windows | Low U-Value Windows | NonEquip | 20 |  | 13.44% | Tech/Econ | 10% | 77.3726 | 0 | 0.00032157
Tech | Hospitals | Space Heating | Residential/split system heat pump | TRC | New | NN3939 | Infiltration Reduction - Air Sealing | Infiltration Reduction - Air Sealing | NonEquip | 11 |  | 0% | Tech/Econ | 0.02375% | 0 | 0 | 0
Tech | Hospitals | Space Heating | Residential/split system heat pump | TRC | New | NN3783 | Green Roof | Green Roof | NonEquip | 15 |  | 0.315% | Tech/Econ | 0.2934% | 0.049828 | 0 | 0
Tech | Hospitals | Space Heating | Residential/split system heat pump | TRC | New | NN3731 | Floor Insulation | Floor Insulation | NonEquip | 20 |  | 32.06% | Tech/Econ | 0.09962% | 0 | 0 | 0
Tech | Hospitals | Space Heating | Residential/split system heat pump | TRC | New | NN3653 | Facility Energy Management System | Facility Energy Management System | NonEquip | 15 |  | 4.276% | Tech/Econ | 20% | 51.4952 | 0 | 0.0065854
Tech | Hospitals | Space Heating | Residential/split system heat pump | TRC | New | NN3575 | ECM Motors on Furnaces | ECM Motors on Furnaces | NonEquip | 15 | Forced air furnace | 0% | Tech/Econ | 1.706% | 0 | 0 | 0
Tech | Hospitals | Space Heating | Residential/split system heat pump | TRC | New | NN3549 | Duct Sealing Repair | Duct Sealing Repair | NonEquip | 15 |  | 0% | Tech/Econ | 12% | 0 | 0 | 0
Tech | Hospitals | Space Heating | Residential/split system heat pump | TRC | New | NN3497 | Duct Insulation | Duct Insulation | NonEquip | 15 |  | 0% | Tech/Econ | 2.045% | 0 | 0 | 0
Tech | Hospitals | Space Heating | Residential/split system heat pump | TRC | New | NN3445 | Destratification Fans | Destratification Fans | NonEquip | 10 |  | 0% | Tech/Econ | 15.61% | 0 | 0 | 0
Tech | Hospitals | Space Heating | Residential/split system heat pump | TRC | New | NN3393 | Dedicated Outdoor Air System on VRF unit | Dedicated Outdoor Air System on VRF unit | NonEquip | 15 | Residential/split system heat pump | 58.91% | Tech/Econ | 10% | 289.1623 | 0 | 0.088935
Tech | Hospitals | Space Heating | Residential/split system heat pump | TRC | New | NN3341 | Cool Roof | Cool Roof | NonEquip | 15 |  | 72.49% | Tech/Econ | 0.03313% | 0 | 0 | 0
Tech | Hospitals | Space Heating | Residential/split system heat pump | TRC | New | NN3237 | Ceiling Insulation(R30 to R38) | Ceiling Insulation(R30 to R38) | NonEquip | 20 |  | 0% | Tech/Econ | 0.03837% | 0 | 0 | 0
Tech | Hospitals | Space Heating | Residential/split system heat pump | TRC | New | NN3185 | Ceiling Insulation(R2 to R38) | Ceiling Insulation(R2 to R38) | NonEquip | 20 |  | 0% | Tech/Econ | 2.59% | 0 | 0 | 0
Tech | Hospitals | Space Heating | Residential/split system heat pump | TRC | New | NN3133 | Ceiling Insulation(R19 to R38) | Ceiling Insulation(R19 to R38) | NonEquip | 20 |  | 0% | Tech/Econ | 0.1439% | 0 | 0 | 0
Tech | Hospitals | Space Heating | Residential/split system heat pump | TRC | New | NN3081 | Ceiling Insulation(R12 to R38) | Ceiling Insulation(R12 to R38) | NonEquip | 20 |  | 0% | Tech/Econ | 0.3118% | 0 | 0 | 0
Tech | Hospitals | Space Heating | Residential/split system heat pump | TRC | Existing | NE5330 | Retro-Commissioning | Retro-Commissioning | NonEquip | 5 |  | 21.99% | Tech/Econ | 16% | 9672.5357 | 0 | 0.046856
Tech | Hospitals | Space Heating | Residential/split system heat pump | TRC | Existing | NE4316 | Water Cooled Refrigeration Heat Recovery | Water Cooled Refrigeration Heat Recovery | NonEquip | 20 |  | 55.99% | Tech/Econ | 10% | 17483.8503 | 0 | 1.8988
Tech | Hospitals | Space Heating | Residential/split system heat pump | TRC | Existing | NE4264 | Warehouse Loading Dock Seals | Warehouse Loading Dock Seals | NonEquip | 18 |  | 0% | Tech/Econ | 0.05242% | 0 | 0 | 0
Tech | Hospitals | Space Heating | Residential/split system heat pump | TRC | Existing | NE4238 | Wall Insulation | Wall Insulation | NonEquip | 20 |  | 0% | Tech/Econ | 2.11% | 0 | 0 | 0
Tech | Hospitals | Space Heating | Residential/split system heat pump | TRC | Existing | NE4160 | Smart Thermostat | Smart Thermostat | NonEquip | 11 |  | 31.48% | Tech/Econ | 10% | 10148.1912 | 0 | 0.2506
Tech | Hospitals | Space Heating | Residential/split system heat pump | TRC | Existing | NE4082 | Roof Insulation | Roof Insulation | NonEquip | 20 |  | 58.5% | Tech/Econ | 0.419% | 650.1449 | 0 | 0.15838
Tech | Hospitals | Space Heating | Residential/split system heat pump | TRC | Existing | NE4056 | Programmable Thermostat | Programmable Thermostat | NonEquip | 11 |  | 0% | Tech/Econ | 3.6% | 0 | 0 | 0
Tech | Hospitals | Space Heating | Residential/split system heat pump | TRC | Existing | NE4004 | Low U-Value Windows | Low U-Value Windows | NonEquip | 20 |  | 5.375% | Tech/Econ | 46% | 9760.1373 | 0 | 0.040564
Tech | Hospitals | Space Heating | Residential/split system heat pump | TRC | Existing | NE3926 | Infiltration Reduction - Air Sealing | Infiltration Reduction - Air Sealing | NonEquip | 11 |  | 0% | Tech/Econ | 0.02621% | 0 | 0 | 0
Tech | Hospitals | Space Heating | Residential/split system heat pump | TRC | Existing | NE3848 | Hotel Card Energy Control Systems | Hotel Card Energy Control Systems | NonEquip | 15 |  | 0% | Tech/Econ | 0% | 0 | 0 | 0
Tech | Hospitals | Space Heating | Residential/split system heat pump | TRC | Existing | NE3770 | Green Roof | Green Roof | NonEquip | 15 |  | 0.063% | Tech/Econ | 0.3238% | 0.5397 | 0 | 0
Tech | Hospitals | Space Heating | Residential/split system heat pump | TRC | Existing | NE3718 | Floor Insulation | Floor Insulation | NonEquip | 20 |  | 12.82% | Tech/Econ | 0.1099% | 37.2996 | 0 | 0.0090867
Tech | Hospitals | Space Heating | Residential/split system heat pump | TRC | Existing | NE3640 | Facility Energy Management System | Facility Energy Management System | NonEquip | 15 |  | 5.375% | Tech/Econ | 20% | 3503.661 | 0 | 0.44806
Tech | Hospitals | Space Heating | Residential/split system heat pump | TRC | Existing | NE3562 | ECM Motors on Furnaces | ECM Motors on Furnaces | NonEquip | 15 | Forced air furnace | 0% | Tech/Econ | 1.706% | 0 | 0 | 0
Tech | Hospitals | Space Heating | Residential/split system heat pump | TRC | Existing | NE3536 | Duct Sealing Repair | Duct Sealing Repair | NonEquip | 15 |  | 0% | Tech/Econ | 12% | 0 | 0 | 0
Tech | Hospitals | Space Heating | Residential/split system heat pump | TRC | Existing | NE3484 | Duct Insulation | Duct Insulation | NonEquip | 15 |  | 0% | Tech/Econ | 2.045% | 0 | 0 | 0
Tech | Hospitals | Space Heating | Residential/split system heat pump | TRC | Existing | NE3432 | Destratification Fans | Destratification Fans | NonEquip | 10 |  | 0% | Tech/Econ | 15.61% | 0 | 0 | 0
Tech | Hospitals | Space Heating | Residential/split system heat pump | TRC | Existing | NE3380 | Dedicated Outdoor Air System on VRF unit | Dedicated Outdoor Air System on VRF unit | NonEquip | 15 | Residential/split system heat pump | 58.91% | Tech/Econ | 10% | 17366.4351 | 0 | 5.3412
Tech | Hospitals | Space Heating | Residential/split system heat pump | TRC | Existing | NE3328 | Cool Roof | Cool Roof | NonEquip | 15 |  | 72.74% | Tech/Econ | 0.03656% | 70.3556 | 0 | 0
Tech | Hospitals | Space Heating | Residential/split system heat pump | TRC | Existing | NE3224 | Ceiling Insulation(R30 to R38) | Ceiling Insulation(R30 to R38) | NonEquip | 20 |  | 0% | Tech/Econ | 0.04234% | 0 | 0 | 0
Tech | Hospitals | Space Heating | Residential/split system heat pump | TRC | Existing | NE3172 | Ceiling Insulation(R2 to R38) | Ceiling Insulation(R2 to R38) | NonEquip | 20 |  | 0% | Tech/Econ | 2.858% | 0 | 0 | 0
Tech | Hospitals | Space Heating | Residential/split system heat pump | TRC | Existing | NE3120 | Ceiling Insulation(R19 to R38) | Ceiling Insulation(R19 to R38) | NonEquip | 20 |  | 0% | Tech/Econ | 0.1588% | 0 | 0 | 0
Tech | Hospitals | Space Heating | Residential/split system heat pump | TRC | Existing | NE3068 | Ceiling Insulation(R12 to R38) | Ceiling Insulation(R12 to R38) | NonEquip | 20 |  | 0% | Tech/Econ | 0.344% | 0 | 0 | 0
Tech | Hospitals | Space Heating | Residential/split system heat pump | TRC | Existing | NE2990 | Air Curtains | Air Curtains | NonEquip | 8 |  | 33.45% | Tech/Econ | 0.02369% | 20.9554 | 0 | 0.0022758
Tech | Hospitals | Space Heating | Residential/split system heat pump | TRC | Turnover | ET864 | Geothermal Heat Pump | Geothermal Heat Pump | Equip | 15 | Residential/split system heat pump | 30.5% | Tech/Econ | 2.941% | 2488.3602 | 0 | 0.40939
Tech | Hospitals | Space Heating | Residential/split system heat pump | TRC | Turnover | ET1410 | Variable Refrigerant Flow (VRF) HVAC Systems | Variable Refrigerant Flow (VRF) HVAC Systems | Equip | 15 | Residential/split system heat pump | 49.09% | Tech/Econ | 31.25% | 59063.6081 | 0 | 18.1656
Tech | Hospitals | Space Heating | Residential/split system heat pump | TRC | Turnover | ET1332 | High Efficiency PTHP | High Efficiency PTHP | Equip | 15 | Residential/split system heat pump | 0% | Tech/Econ | 9.375% | 0 | 0 | 0
Tech | Hospitals | Space Heating | Residential/split system heat pump | TRC | New | EN890 | Geothermal Heat Pump | Geothermal Heat Pump | Equip | 15 | Residential/split system heat pump | 30.5% | Tech/Econ | 2.941% | 0 | 0 | 0
Tech | Hospitals | Space Heating | Residential/split system heat pump | TRC | New | EN1436 | Variable Refrigerant Flow (VRF) HVAC Systems | Variable Refrigerant Flow (VRF) HVAC Systems | Equip | 15 | Residential/split system heat pump | 49.09% | Tech/Econ | 31.25% | 1091.2451 | 0 | 0.33562
Tech | Hospitals | Space Heating | Residential/split system heat pump | TRC | New | EN1358 | High Efficiency PTHP | High Efficiency PTHP | Equip | 15 | Residential/split system heat pump | 0% | Tech/Econ | 9.375% | 0 | 0 | 0
Tech | Hospitals | Refrigeration | Residential style | TRC | New | NN5317 | Retro-Commissioning | Retro-Commissioning | NonEquip | 5 |  | 0% | Tech/Econ | 16% | 0 | 0 | 0
Tech | Hospitals | Refrigeration | Residential style | TRC | New | NN4901 | Strip Curtains for Walk-ins | Strip Curtains for Walk-ins | NonEquip | 4 | Walk-in cooler | 0% | Tech/Econ | 2.115% | 0 | 0 | 0
Tech | Hospitals | Refrigeration | Residential style | TRC | New | NN4875 | Refrigerated Display Case Lighting Controls | Refrigerated Display Case Lighting Controls | NonEquip | 8 | Display cases | 0% | Tech/Econ | 0.9365% | 0 | 0 | 0
Tech | Hospitals | Refrigeration | Residential style | TRC | New | NN4849 | PSC to ECM Evaporator Fan Motor (Walk-In, Refrigerator) | PSC to ECM Evaporator Fan Motor (Walk-In, Refrigerator) | NonEquip | 15 | Walk-in cooler | 0% | Tech/Econ | 37.5% | 0 | 0 | 0
Tech | Hospitals | Refrigeration | Residential style | TRC | New | NN4823 | PSC to ECM Evaporator Fan Motor (Reach-In) | PSC to ECM Evaporator Fan Motor (Reach-In) | NonEquip | 15 | Display cases | 0% | Tech/Econ | 37.5% | 0 | 0 | 0
Tech | Hospitals | Refrigeration | Residential style | TRC | New | NN4797 | Night Covers for Display Cases | Night Covers for Display Cases | NonEquip | 5 | Display cases | 0% | Tech/Econ | 1.877% | 0 | 0 | 0
Tech | Hospitals | Refrigeration | Residential style | TRC | New | NN4771 | High R-Value Glass Doors | High R-Value Glass Doors | NonEquip | 12 | Display cases | 0% | Tech/Econ | 0% | 0 | 0 | 0
Tech | Hospitals | Refrigeration | Residential style | TRC | New | NN4745 | High Efficiency Refrigeration Compressor | High Efficiency Refrigeration Compressor | NonEquip | 13 | Display cases | 0% | Tech/Econ | 6.922% | 0 | 0 | 0
Tech | Hospitals | Refrigeration | Residential style | TRC | New | NN4719 | Freezer-Cooler Replacement Gaskets | Freezer-Cooler Replacement Gaskets | NonEquip | 4 | Display cases | 0% | Tech/Econ | 0% | 0 | 0 | 0
Tech | Hospitals | Refrigeration | Residential style | TRC | New | NN4693 | Floating Head Pressure Controls | Floating Head Pressure Controls | NonEquip | 15 |  | 24.64% | Tech/Econ | 6.05% | 529.3191 | 0.068629 | 0.057485
Tech | Hospitals | Refrigeration | Residential style | TRC | New | NN4667 | Demand Defrost | Demand Defrost | NonEquip | 10 | Walk-in cooler | 0% | Tech/Econ | 30% | 0 | 0 | 0
Tech | Hospitals | Refrigeration | Residential style | TRC | New | NN4641 | Automatic Door Closer for Walk-in Coolers and Freezers | Automatic Door Closer for Walk-in Coolers and Freezers | NonEquip | 8 | Walk-in cooler | 0% | Tech/Econ | 3.131% | 0 | 0 | 0
Tech | Hospitals | Refrigeration | Residential style | TRC | New | NN4615 | Anti-Sweat Controls | Anti-Sweat Controls | NonEquip | 8 | Display cases | 0% | Tech/Econ | 85% | 0 | 0 | 0
Tech | Hospitals | Refrigeration | Residential style | TRC | Existing | NE5304 | Retro-Commissioning | Retro-Commissioning | NonEquip | 5 |  | 21.99% | Tech/Econ | 16% | 70651.8094 | 29.7904 | 0.34225
Tech | Hospitals | Refrigeration | Residential style | TRC | Existing | NE4888 | Strip Curtains for Walk-ins | Strip Curtains for Walk-ins | NonEquip | 4 | Walk-in cooler | 0% | Tech/Econ | 2.115% | 0 | 0 | 0
Tech | Hospitals | Refrigeration | Residential style | TRC | Existing | NE4862 | Refrigerated Display Case Lighting Controls | Refrigerated Display Case Lighting Controls | NonEquip | 8 | Display cases | 0% | Tech/Econ | 2.524% | 0 | 0 | 0
Tech | Hospitals | Refrigeration | Residential style | TRC | Existing | NE4836 | PSC to ECM Evaporator Fan Motor (Walk-In, Refrigerator) | PSC to ECM Evaporator Fan Motor (Walk-In, Refrigerator) | NonEquip | 15 | Walk-in cooler | 0% | Tech/Econ | 37.5% | 0 | 0 | 0
Tech | Hospitals | Refrigeration | Residential style | TRC | Existing | NE4810 | PSC to ECM Evaporator Fan Motor (Reach-In) | PSC to ECM Evaporator Fan Motor (Reach-In) | NonEquip | 15 | Display cases | 0% | Tech/Econ | 37.5% | 0 | 0 | 0
Tech | Hospitals | Refrigeration | Residential style | TRC | Existing | NE4784 | Night Covers for Display Cases | Night Covers for Display Cases | NonEquip | 5 | Display cases | 0% | Tech/Econ | 1.877% | 0 | 0 | 0
Tech | Hospitals | Refrigeration | Residential style | TRC | Existing | NE4758 | High R-Value Glass Doors | High R-Value Glass Doors | NonEquip | 12 | Display cases | 0% | Tech/Econ | 23.81% | 0 | 0 | 0
Tech | Hospitals | Refrigeration | Residential style | TRC | Existing | NE4732 | High Efficiency Refrigeration Compressor | High Efficiency Refrigeration Compressor | NonEquip | 13 | Display cases | 0% | Tech/Econ | 6.922% | 0 | 0 | 0
Tech | Hospitals | Refrigeration | Residential style | TRC | Existing | NE4706 | Freezer-Cooler Replacement Gaskets | Freezer-Cooler Replacement Gaskets | NonEquip | 4 | Display cases | 0% | Tech/Econ | 3.131% | 0 | 0 | 0
Tech | Hospitals | Refrigeration | Residential style | TRC | Existing | NE4680 | Floating Head Pressure Controls | Floating Head Pressure Controls | NonEquip | 15 |  | 24.64% | Tech/Econ | 6.05% | 28878.5757 | 3.7443 | 3.1363
Tech | Hospitals | Refrigeration | Residential style | TRC | Existing | NE4654 | Demand Defrost | Demand Defrost | NonEquip | 10 | Walk-in cooler | 0% | Tech/Econ | 30% | 0 | 0 | 0
Tech | Hospitals | Refrigeration | Residential style | TRC | Existing | NE4628 | Automatic Door Closer for Walk-in Coolers and Freezers | Automatic Door Closer for Walk-in Coolers and Freezers | NonEquip | 8 | Walk-in cooler | 0% | Tech/Econ | 3.131% | 0 | 0 | 0
Tech | Hospitals | Refrigeration | Residential style | TRC | Existing | NE4602 | Anti-Sweat Controls | Anti-Sweat Controls | NonEquip | 8 | Display cases | 0% | Tech/Econ | 85% | 0 | 0 | 0
Tech | Hospitals | Refrigeration | Residential style | TRC | Turnover | ET2535 | Energy Star Refrigerator | Energy Star Refrigerator | Equip | 12 | Residential style | 45.6% | Tech/Econ | 21.99% | 223791.5778 | 29.4644 | 23.1843
Tech | Hospitals | Refrigeration | Residential style | TRC | New | EN2561 | Energy Star Refrigerator | Energy Star Refrigerator | Equip | 12 | Residential style | 53.2% | Tech/Econ | 21.99% | 4704.5669 | 0.6194 | 0.48738
Tech | Hospitals | Miscellaneous | Pool pump | TRC | New | NN5447 | Retro-Commissioning | Retro-Commissioning | NonEquip | 5 |  | 0% | Tech/Econ | 16% | 0 | 0 | 0
Tech | Hospitals | Miscellaneous | Pool pump | TRC | New | NN4537 | VSD Controlled Compressor | VSD Controlled Compressor | NonEquip | 15 | Others | 0% | Tech/Econ | 20.79% | 0 | 0 | 0
Tech | Hospitals | Miscellaneous | Pool pump | TRC | New | NN4511 | Regenerative Drive Elevator Motor | Regenerative Drive Elevator Motor | NonEquip | 13 | Elevators/Escalators | 0% | Tech/Econ | 6.211% | 0 | 0 | 0
Tech | Hospitals | Miscellaneous | Pool pump | TRC | New | NN4485 | Engine Block Timer | Engine Block Timer | NonEquip | 5 | Others | 0% | Tech/Econ | 36% | 0 | 0 | 0
Tech | Hospitals | Miscellaneous | Pool pump | TRC | New | NN4459 | Efficient Motor Belts | Efficient Motor Belts | NonEquip | 10 | Others | 0% | Tech/Econ | 1.105% | 0 | 0 | 0
Tech | Hospitals | Miscellaneous | Pool pump | TRC | Existing | NE5434 | Retro-Commissioning | Retro-Commissioning | NonEquip | 5 |  | 21.99% | Tech/Econ | 16% | 0 | 0 | 0
Tech | Hospitals | Miscellaneous | Pool pump | TRC | Existing | NE4524 | VSD Controlled Compressor | VSD Controlled Compressor | NonEquip | 15 | Others | 0% | Tech/Econ | 20.79% | 0 | 0 | 0
Tech | Hospitals | Miscellaneous | Pool pump | TRC | Existing | NE4498 | Regenerative Drive Elevator Motor | Regenerative Drive Elevator Motor | NonEquip | 13 | Elevators/Escalators | 0% | Tech/Econ | 6.211% | 0 | 0 | 0
Tech | Hospitals | Miscellaneous | Pool pump | TRC | Existing | NE4472 | Engine Block Timer | Engine Block Timer | NonEquip | 5 | Others | 0% | Tech/Econ | 36% | 0 | 0 | 0
Tech | Hospitals | Miscellaneous | Pool pump | TRC | Existing | NE4446 | Efficient Motor Belts | Efficient Motor Belts | NonEquip | 10 | Others | 0% | Tech/Econ | 1.105% | 0 | 0 | 0
Tech | Hospitals | Miscellaneous | Pool pump | TRC | Turnover | ET2109 | Variable Speed Pool Pump | Variable Speed Pool Pump | Equip | 10 | Pool pump | 0% | Tech/Econ | 64.36% | 0 | 0 | 0
Tech | Hospitals | Miscellaneous | Pool pump | TRC | Turnover | ET2070 | Two Speed Pool Pump | Two Speed Pool Pump | Equip | 10 | Pool pump | 0% | Tech/Econ | 61.79% | 0 | 0 | 0
Tech | Hospitals | Miscellaneous | Pool pump | TRC | Turnover | ET2034 | Solar Powered Pool Pump | Solar Powered Pool Pump | Equip | 10 | Pool pump | 0% | Tech/Econ | 81% | 0 | 0 | 0
Tech | Hospitals | Miscellaneous | Pool pump | TRC | Turnover | ET1995 | Solar Pool Heater | Solar Pool Heater | Equip | 15 | Pool pump | 0% | Tech/Econ | 86.11% | 0 | 0 | 0
Tech | Hospitals | Miscellaneous | Pool pump | TRC | Turnover | ET1956 | Heat Pump Pool Heater | Heat Pump Pool Heater | Equip | 15 | Pool pump | 0% | Tech/Econ | 80% | 0 | 0 | 0
Tech | Hospitals | Miscellaneous | Pool pump | TRC | New | EN2133 | Variable Speed Pool Pump | Variable Speed Pool Pump | Equip | 10 | Pool pump | 0% | Tech/Econ | 64.36% | 0 | 0 | 0
Tech | Hospitals | Miscellaneous | Pool pump | TRC | New | EN2096 | Two Speed Pool Pump | Two Speed Pool Pump | Equip | 10 | Pool pump | 0% | Tech/Econ | 61.79% | 0 | 0 | 0
Tech | Hospitals | Miscellaneous | Pool pump | TRC | New | EN2058 | Solar Powered Pool Pump | Solar Powered Pool Pump | Equip | 10 | Pool pump | 0% | Tech/Econ | 81% | 0 | 0 | 0
Tech | Hospitals | Miscellaneous | Pool pump | TRC | New | EN2021 | Solar Pool Heater | Solar Pool Heater | Equip | 15 | Pool pump | 0% | Tech/Econ | 86.11% | 0 | 0 | 0
Tech | Hospitals | Miscellaneous | Pool pump | TRC | New | EN1982 | Heat Pump Pool Heater | Heat Pump Pool Heater | Equip | 15 | Pool pump | 0% | Tech/Econ | 80% | 0 | 0 | 0
Tech | Hospitals | Space Heating | Packaged central unit | TRC | New | NN5343 | Retro-Commissioning | Retro-Commissioning | NonEquip | 5 |  | 0% | Tech/Econ | 16% | 0 | 0 | 0
Tech | Hospitals | Space Heating | Packaged central unit | TRC | New | NN4329 | Water Cooled Refrigeration Heat Recovery | Water Cooled Refrigeration Heat Recovery | NonEquip | 20 |  | 4.199% | Tech/Econ | 10% | 8.7557 | 0 | 0.00095089
Tech | Hospitals | Space Heating | Packaged central unit | TRC | New | NN4277 | Warehouse Loading Dock Seals | Warehouse Loading Dock Seals | NonEquip | 18 |  | 0% | Tech/Econ | 0.04751% | 0 | 0 | 0
Tech | Hospitals | Space Heating | Packaged central unit | TRC | New | NN4173 | Smart Thermostat | Smart Thermostat | NonEquip | 11 |  | 31.48% | Tech/Econ | 10% | 67.7612 | 0 | 0.0016733
Tech | Hospitals | Space Heating | Packaged central unit | TRC | New | NN4095 | Roof Insulation | Roof Insulation | NonEquip | 20 |  | 58.5% | Tech/Econ | 0.1899% | 1.7488 | 0 | 0.00042604
Tech | Hospitals | Space Heating | Packaged central unit | TRC | New | NN4069 | Programmable Thermostat | Programmable Thermostat | NonEquip | 11 |  | 0% | Tech/Econ | 3.6% | 0 | 0 | 0
Tech | Hospitals | Space Heating | Packaged central unit | TRC | New | NN4017 | Low U-Value Windows | Low U-Value Windows | NonEquip | 20 |  | 13.44% | Tech/Econ | 10% | 27.9006 | 0 | 0.00011596
Tech | Hospitals | Space Heating | Packaged central unit | TRC | New | NN3939 | Infiltration Reduction - Air Sealing | Infiltration Reduction - Air Sealing | NonEquip | 11 |  | 0% | Tech/Econ | 0.02375% | 0 | 0 | 0
Tech | Hospitals | Space Heating | Packaged central unit | TRC | New | NN3861 | Hotel Card Energy Control Systems | Hotel Card Energy Control Systems | NonEquip | 15 |  | 0% | Tech/Econ | 0% | 0 | 0 | 0
Tech | Hospitals | Space Heating | Packaged central unit | TRC | New | NN3783 | Green Roof | Green Roof | NonEquip | 15 |  | 0.315% | Tech/Econ | 0.2934% | 0.018389 | 0 | 0
Tech | Hospitals | Space Heating | Packaged central unit | TRC | New | NN3731 | Floor Insulation | Floor Insulation | NonEquip | 20 |  | 32.06% | Tech/Econ | 0.09962% | 0 | 0 | 0
Tech | Hospitals | Space Heating | Packaged central unit | TRC | New | NN3653 | Facility Energy Management System | Facility Energy Management System | NonEquip | 15 |  | 4.276% | Tech/Econ | 20% | 18.5692 | 0 | 0.0023747
Tech | Hospitals | Space Heating | Packaged central unit | TRC | New | NN3575 | ECM Motors on Furnaces | ECM Motors on Furnaces | NonEquip | 15 | Forced air furnace | 0% | Tech/Econ | 1.706% | 0 | 0 | 0
Tech | Hospitals | Space Heating | Packaged central unit | TRC | New | NN3549 | Duct Sealing Repair | Duct Sealing Repair | NonEquip | 15 |  | 0% | Tech/Econ | 12% | 0 | 0 | 0
Tech | Hospitals | Space Heating | Packaged central unit | TRC | New | NN3497 | Duct Insulation | Duct Insulation | NonEquip | 15 |  | 0% | Tech/Econ | 2.045% | 0 | 0 | 0
Tech | Hospitals | Space Heating | Packaged central unit | TRC | New | NN3445 | Destratification Fans | Destratification Fans | NonEquip | 10 |  | 0% | Tech/Econ | 15.61% | 0 | 0 | 0
Tech | Hospitals | Space Heating | Packaged central unit | TRC | New | NN3393 | Dedicated Outdoor Air System on VRF unit | Dedicated Outdoor Air System on VRF unit | NonEquip | 15 | Residential/split system heat pump | 0% | Tech/Econ | 10% | 0 | 0 | 0
Tech | Hospitals | Space Heating | Packaged central unit | TRC | New | NN3341 | Cool Roof | Cool Roof | NonEquip | 15 |  | 72.49% | Tech/Econ | 0.03313% | 0 | 0 | 0
Tech | Hospitals | Space Heating | Packaged central unit | TRC | New | NN3237 | Ceiling Insulation(R30 to R38) | Ceiling Insulation(R30 to R38) | NonEquip | 20 |  | 0% | Tech/Econ | 0.03837% | 0 | 0 | 0
Tech | Hospitals | Space Heating | Packaged central unit | TRC | New | NN3185 | Ceiling Insulation(R2 to R38) | Ceiling Insulation(R2 to R38) | NonEquip | 20 |  | 0% | Tech/Econ | 2.59% | 0 | 0 | 0
Tech | Hospitals | Space Heating | Packaged central unit | TRC | New | NN3133 | Ceiling Insulation(R19 to R38) | Ceiling Insulation(R19 to R38) | NonEquip | 20 |  | 0% | Tech/Econ | 0.1439% | 0 | 0 | 0
Tech | Hospitals | Space Heating | Packaged central unit | TRC | New | NN3081 | Ceiling Insulation(R12 to R38) | Ceiling Insulation(R12 to R38) | NonEquip | 20 |  | 0% | Tech/Econ | 0.3118% | 0 | 0 | 0
Tech | Hospitals | Space Heating | Packaged central unit | TRC | New | NN3003 | Air Curtains | Air Curtains | NonEquip | 8 |  | 28.37% | Tech/Econ | 0.02369% | 0 | 0 | 0
Tech | Hospitals | Space Heating | Packaged central unit | TRC | Existing | NE5330 | Retro-Commissioning | Retro-Commissioning | NonEquip | 5 |  | 21.99% | Tech/Econ | 16% | 3632.6516 | 0 | 0.017597
Tech | Hospitals | Space Heating | Packaged central unit | TRC | Existing | NE4316 | Water Cooled Refrigeration Heat Recovery | Water Cooled Refrigeration Heat Recovery | NonEquip | 20 |  | 55.99% | Tech/Econ | 10% | 6304.6845 | 0 | 0.6847
Tech | Hospitals | Space Heating | Packaged central unit | TRC | Existing | NE4264 | Warehouse Loading Dock Seals | Warehouse Loading Dock Seals | NonEquip | 18 |  | 0% | Tech/Econ | 0.05242% | 0 | 0 | 0
Tech | Hospitals | Space Heating | Packaged central unit | TRC | Existing | NE4238 | Wall Insulation | Wall Insulation | NonEquip | 20 |  | 0% | Tech/Econ | 2.11% | 0 | 0 | 0
Tech | Hospitals | Space Heating | Packaged central unit | TRC | Existing | NE4160 | Smart Thermostat | Smart Thermostat | NonEquip | 11 |  | 31.48% | Tech/Econ | 10% | 3659.4425 | 0 | 0.090366
Tech | Hospitals | Space Heating | Packaged central unit | TRC | Existing | NE4082 | Roof Insulation | Roof Insulation | NonEquip | 20 |  | 58.5% | Tech/Econ | 0.419% | 244.1707 | 0 | 0.059483
Tech | Hospitals | Space Heating | Packaged central unit | TRC | Existing | NE4056 | Programmable Thermostat | Programmable Thermostat | NonEquip | 11 |  | 0% | Tech/Econ | 3.6% | 0 | 0 | 0
Tech | Hospitals | Space Heating | Packaged central unit | TRC | Existing | NE4004 | Low U-Value Windows | Low U-Value Windows | NonEquip | 20 |  | 5.375% | Tech/Econ | 46% | 2979.5414 | 0 | 0.012383
Tech | Hospitals | Space Heating | Packaged central unit | TRC | Existing | NE3926 | Infiltration Reduction - Air Sealing | Infiltration Reduction - Air Sealing | NonEquip | 11 |  | 0% | Tech/Econ | 0.02621% | 0 | 0 | 0
Tech | Hospitals | Space Heating | Packaged central unit | TRC | Existing | NE3848 | Hotel Card Energy Control Systems | Hotel Card Energy Control Systems | NonEquip | 15 |  | 0% | Tech/Econ | 0% | 0 | 0 | 0
Tech | Hospitals | Space Heating | Packaged central unit | TRC | Existing | NE3770 | Green Roof | Green Roof | NonEquip | 15 |  | 0.063% | Tech/Econ | 0.3238% | 0.20269 | 0 | 0
Tech | Hospitals | Space Heating | Packaged central unit | TRC | Existing | NE3718 | Floor Insulation | Floor Insulation | NonEquip | 20 |  | 12.82% | Tech/Econ | 0.1099% | 14.0084 | 0 | 0.0034126
Tech | Hospitals | Space Heating | Packaged central unit | TRC | Existing | NE3640 | Facility Energy Management System | Facility Energy Management System | NonEquip | 15 |  | 5.375% | Tech/Econ | 20% | 1263.4218 | 0 | 0.16157
Tech | Hospitals | Space Heating | Packaged central unit | TRC | Existing | NE3562 | ECM Motors on Furnaces | ECM Motors on Furnaces | NonEquip | 15 | Forced air furnace | 0% | Tech/Econ | 1.706% | 0 | 0 | 0
Tech | Hospitals | Space Heating | Packaged central unit | TRC | Existing | NE3536 | Duct Sealing Repair | Duct Sealing Repair | NonEquip | 15 |  | 0% | Tech/Econ | 12% | 0 | 0 | 0
Tech | Hospitals | Space Heating | Packaged central unit | TRC | Existing | NE3484 | Duct Insulation | Duct Insulation | NonEquip | 15 |  | 0% | Tech/Econ | 2.045% | 0 | 0 | 0
Tech | Hospitals | Space Heating | Packaged central unit | TRC | Existing | NE3432 | Destratification Fans | Destratification Fans | NonEquip | 10 |  | 0% | Tech/Econ | 15.61% | 0 | 0 | 0
Tech | Hospitals | Space Heating | Packaged central unit | TRC | Existing | NE3380 | Dedicated Outdoor Air System on VRF unit | Dedicated Outdoor Air System on VRF unit | NonEquip | 15 | Residential/split system heat pump | 0% | Tech/Econ | 10% | 0 | 0 | 0
Tech | Hospitals | Space Heating | Packaged central unit | TRC | Existing | NE3328 | Cool Roof | Cool Roof | NonEquip | 15 |  | 72.74% | Tech/Econ | 0.03656% | 26.423 | 0 | 0
Tech | Hospitals | Space Heating | Packaged central unit | TRC | Existing | NE3224 | Ceiling Insulation(R30 to R38) | Ceiling Insulation(R30 to R38) | NonEquip | 20 |  | 0% | Tech/Econ | 0.04234% | 0 | 0 | 0
Tech | Hospitals | Space Heating | Packaged central unit | TRC | Existing | NE3172 | Ceiling Insulation(R2 to R38) | Ceiling Insulation(R2 to R38) | NonEquip | 20 |  | 0% | Tech/Econ | 2.858% | 0 | 0 | 0
Tech | Hospitals | Space Heating | Packaged central unit | TRC | Existing | NE3120 | Ceiling Insulation(R19 to R38) | Ceiling Insulation(R19 to R38) | NonEquip | 20 |  | 0% | Tech/Econ | 0.1588% | 0 | 0 | 0
Tech | Hospitals | Space Heating | Packaged central unit | TRC | Existing | NE3068 | Ceiling Insulation(R12 to R38) | Ceiling Insulation(R12 to R38) | NonEquip | 20 |  | 0% | Tech/Econ | 0.344% | 0 | 0 | 0
Tech | Hospitals | Space Heating | Packaged central unit | TRC | Existing | NE2990 | Air Curtains | Air Curtains | NonEquip | 8 |  | 33.45% | Tech/Econ | 0.02369% | 7.8701 | 0 | 0.00085471
Tech | Hospitals | Space Heating | Packaged central unit | TRC | Turnover | ET1215 | High Efficiency DX 135k- less than 240k BTU | High Efficiency DX 135k- less than 240k BTU | Equip | 15 | Packaged central unit | 94.56% | Tech/Econ | 3.03% | 3045.9764 | 0 | 0
Tech | Hospitals | Space Heating | Packaged central unit | TRC | New | EN1241 | High Efficiency DX 135k- less than 240k BTU | High Efficiency DX 135k- less than 240k BTU | Equip | 15 | Packaged central unit | 94.56% | Tech/Econ | 3.03% | 58.6967 | 0 | 0
Tech | Hospitals | Space Cooling | Packaged air conditioning units (RTUs) | TRC | New | NN5369 | Retro-Commissioning | Retro-Commissioning | NonEquip | 5 |  | 0% | Tech/Econ | 16% | 0 | 0 | 0
Tech | Hospitals | Space Cooling | Packaged air conditioning units (RTUs) | TRC | New | NN4381 | Window Sun Protection | Window Sun Protection | NonEquip | 10 |  | 15.35% | Tech/Econ | 16% | 29855.1411 | 10.9192 | -0.12138
Tech | Hospitals | Space Cooling | Packaged air conditioning units (RTUs) | TRC | New | NN4355 | Waterside Economizer | Waterside Economizer | NonEquip | 20 |  | 19.15% | Tech/Econ | 5.556% | 0 | 0 | 0
Tech | Hospitals | Space Cooling | Packaged air conditioning units (RTUs) | TRC | New | NN4147 | Smart Thermostat | Smart Thermostat | NonEquip | 11 |  | 31.48% | Tech/Econ | 10% | 36392.4569 | 3.0419 | 0
Tech | Hospitals | Space Cooling | Packaged air conditioning units (RTUs) | TRC | New | NN4121 | Roof Insulation | Roof Insulation | NonEquip | 20 |  | 58.5% | Tech/Econ | 0.1536% | 0 | 0 | 0
Tech | Hospitals | Space Cooling | Packaged air conditioning units (RTUs) | TRC | New | NN4043 | Programmable Thermostat | Programmable Thermostat | NonEquip | 11 |  | 0% | Tech/Econ | 3.6% | 0 | 0 | 0
Tech | Hospitals | Space Cooling | Packaged air conditioning units (RTUs) | TRC | New | NN3991 | Low U-Value Windows | Low U-Value Windows | NonEquip | 20 |  | 13.44% | Tech/Econ | 10% | 15936.6579 | 5.9237 | 0
Tech | Hospitals | Space Cooling | Packaged air conditioning units (RTUs) | TRC | New | NN3913 | HVAC tune-up_RTU | HVAC tune-up_RTU | NonEquip | 5 | Packaged air conditioning units (RTUs) | 0% | Tech/Econ | 5% | 0 | 0 | 0
Tech | Hospitals | Space Cooling | Packaged air conditioning units (RTUs) | TRC | New | NN3887 | HVAC tune-up | HVAC tune-up | NonEquip | 5 | Residential-type central air conditioners | 0% | Tech/Econ | 5% | 0 | 0 | 0
Tech | Hospitals | Space Cooling | Packaged air conditioning units (RTUs) | TRC | New | NN3809 | Green Roof | Green Roof | NonEquip | 15 |  | 0.315% | Tech/Econ | 0.1781% | 0 | 0 | 0
Tech | Hospitals | Space Cooling | Packaged air conditioning units (RTUs) | TRC | New | NN3679 | Facility Energy Management System | Facility Energy Management System | NonEquip | 15 |  | 4.276% | Tech/Econ | 20% | 11124.9984 | 1.647 | 0
Tech | Hospitals | Space Cooling | Packaged air conditioning units (RTUs) | TRC | New | NN3627 | Facility Commissioning | Facility Commissioning | NonEquip | 10 |  | 35.83% | Tech/Econ | 16% | 73947.9595 | 13.1054 | 0.48512
Tech | Hospitals | Space Cooling | Packaged air conditioning units (RTUs) | TRC | New | NN3601 | Energy Recovery Ventilation System (ERV) | Energy Recovery Ventilation System (ERV) | NonEquip | 15 | Packaged air conditioning units (RTUs) | 38.88% | Tech/Econ | 9.935% | 43790.3364 | 75.4205 | 2.8837
Tech | Hospitals | Space Cooling | Packaged air conditioning units (RTUs) | TRC | New | NN3523 | Duct Sealing Repair | Duct Sealing Repair | NonEquip | 15 |  | 0% | Tech/Econ | 12% | 0 | 0 | 0
Tech | Hospitals | Space Cooling | Packaged air conditioning units (RTUs) | TRC | New | NN3471 | Duct Insulation | Duct Insulation | NonEquip | 15 |  | 0% | Tech/Econ | 2.045% | 0 | 0 | 0
Tech | Hospitals | Space Cooling | Packaged air conditioning units (RTUs) | TRC | New | NN3419 | Dedicated Outdoor Air System on VRF unit | Dedicated Outdoor Air System on VRF unit | NonEquip | 15 | Residential-type central air conditioners | 0% | Tech/Econ | 17.5% | 0 | 0 | 0
Tech | Hospitals | Space Cooling | Packaged air conditioning units (RTUs) | TRC | New | NN3367 | Cool Roof | Cool Roof | NonEquip | 15 |  | 72.49% | Tech/Econ | 0.253% | 0 | 0 | 0
Tech | Hospitals | Space Cooling | Packaged air conditioning units (RTUs) | TRC | New | NN3315 | Chilled Water System - Variable Speed Drives | Chilled Water System - Variable Speed Drives | NonEquip | 13 | Central chillers inside | 0% | Tech/Econ | 24.74% | 0 | 0 | 0
Tech | Hospitals | Space Cooling | Packaged air conditioning units (RTUs) | TRC | New | NN3289 | Chilled Water Controls Optimization | Chilled Water Controls Optimization | NonEquip | 10 | Central chillers inside | 0% | Tech/Econ | 12.5% | 0 | 0 | 0
Tech | Hospitals | Space Cooling | Packaged air conditioning units (RTUs) | TRC | New | NN3211 | Ceiling Insulation(R2 to R38) | Ceiling Insulation(R2 to R38) | NonEquip | 20 |  | 0% | Tech/Econ | 2.096% | 0 | 0 | 0
Tech | Hospitals | Space Cooling | Packaged air conditioning units (RTUs) | TRC | New | NN3159 | Ceiling Insulation(R19 to R38) | Ceiling Insulation(R19 to R38) | NonEquip | 20 |  | 0% | Tech/Econ | 0.1164% | 0 | 0 | 0
Tech | Hospitals | Space Cooling | Packaged air conditioning units (RTUs) | TRC | New | NN3107 | Ceiling Insulation(R12 to R38) | Ceiling Insulation(R12 to R38) | NonEquip | 20 |  | 0% | Tech/Econ | 0.2523% | 0 | 0 | 0
Tech | Hospitals | Space Cooling | Packaged air conditioning units (RTUs) | TRC | New | NN3055 | Airside Economizer | Airside Economizer | NonEquip | 10 | Packaged air conditioning units (RTUs) | 4.552% | Tech/Econ | 5.556% | 2756.3576 | -0.31387 | 0.015829
Tech | Hospitals | Space Cooling | Packaged air conditioning units (RTUs) | TRC | Existing | NE5356 | Retro-Commissioning | Retro-Commissioning | NonEquip | 5 |  | 21.99% | Tech/Econ | 16% | 2140938.25 | 902.7291 | 0
Tech | Hospitals | Space Cooling | Packaged air conditioning units (RTUs) | TRC | Existing | NE4368 | Window Sun Protection | Window Sun Protection | NonEquip | 10 |  | 7.839% | Tech/Econ | 16% | 873590.3933 | 319.5066 | -3.5516
Tech | Hospitals | Space Cooling | Packaged air conditioning units (RTUs) | TRC | Existing | NE4342 | Waterside Economizer | Waterside Economizer | NonEquip | 20 |  | 12.77% | Tech/Econ | 5.556% | 453293.7195 | 176.1218 | 0
Tech | Hospitals | Space Cooling | Packaged air conditioning units (RTUs) | TRC | Existing | NE4212 | Wall Insulation | Wall Insulation | NonEquip | 20 |  | 0% | Tech/Econ | 10.6% | 0 | 0 | 0
Tech | Hospitals | Space Cooling | Packaged air conditioning units (RTUs) | TRC | Existing | NE4134 | Smart Thermostat | Smart Thermostat | NonEquip | 11 |  | 31.48% | Tech/Econ | 10% | 2164912.353 | 180.9581 | 0
Tech | Hospitals | Space Cooling | Packaged air conditioning units (RTUs) | TRC | Existing | NE4108 | Roof Insulation | Roof Insulation | NonEquip | 20 |  | 58.5% | Tech/Econ | 0.3073% | 105537.2524 | 43.6482 | 0
Tech | Hospitals | Space Cooling | Packaged air conditioning units (RTUs) | TRC | Existing | NE4030 | Programmable Thermostat | Programmable Thermostat | NonEquip | 11 |  | 0% | Tech/Econ | 3.6% | 0 | 0 | 0
Tech | Hospitals | Space Cooling | Packaged air conditioning units (RTUs) | TRC | Existing | NE3978 | Low U-Value Windows | Low U-Value Windows | NonEquip | 20 |  | 5.375% | Tech/Econ | 46% | 1785073.92 | 663.5172 | 0
Tech | Hospitals | Space Cooling | Packaged air conditioning units (RTUs) | TRC | Existing | NE3900 | HVAC tune-up_RTU | HVAC tune-up_RTU | NonEquip | 5 | Packaged air conditioning units (RTUs) | 0% | Tech/Econ | 5% | 0 | 0 | 0
Tech | Hospitals | Space Cooling | Packaged air conditioning units (RTUs) | TRC | Existing | NE3874 | HVAC tune-up | HVAC tune-up | NonEquip | 5 | Residential-type central air conditioners | 0% | Tech/Econ | 5% | 0 | 0 | 0
Tech | Hospitals | Space Cooling | Packaged air conditioning units (RTUs) | TRC | Existing | NE3796 | Green Roof | Green Roof | NonEquip | 15 |  | 0.063% | Tech/Econ | 0.1781% | 65.6318 | 0.027882 | 0
Tech | Hospitals | Space Cooling | Packaged air conditioning units (RTUs) | TRC | Existing | NE3744 | Floor Insulation | Floor Insulation | NonEquip | 20 |  | 12.82% | Tech/Econ | 0.08062% | 6047.6251 | 2.5012 | 0
Tech | Hospitals | Space Cooling | Packaged air conditioning units (RTUs) | TRC | Existing | NE3666 | Facility Energy Management System | Facility Energy Management System | NonEquip | 15 |  | 5.375% | Tech/Econ | 20% | 756928.9902 | 112.0576 | 0
Tech | Hospitals | Space Cooling | Packaged air conditioning units (RTUs) | TRC | Existing | NE3588 | Energy Recovery Ventilation System (ERV) | Energy Recovery Ventilation System (ERV) | NonEquip | 15 | Packaged air conditioning units (RTUs) | 38.35% | Tech/Econ | 9.935% | 2538238.661 | 4371.632 | 167.1516
Tech | Hospitals | Space Cooling | Packaged air conditioning units (RTUs) | TRC | Existing | NE3510 | Duct Sealing Repair | Duct Sealing Repair | NonEquip | 15 |  | 0% | Tech/Econ | 12% | 0 | 0 | 0
Tech | Hospitals | Space Cooling | Packaged air conditioning units (RTUs) | TRC | Existing | NE3458 | Duct Insulation | Duct Insulation | NonEquip | 15 |  | 0% | Tech/Econ | 2.045% | 0 | 0 | 0
Tech | Hospitals | Space Cooling | Packaged air conditioning units (RTUs) | TRC | Existing | NE3406 | Dedicated Outdoor Air System on VRF unit | Dedicated Outdoor Air System on VRF unit | NonEquip | 15 | Residential-type central air conditioners | 0% | Tech/Econ | 17.5% | 0 | 0 | 0
Tech | Hospitals | Space Cooling | Packaged air conditioning units (RTUs) | TRC | Existing | NE3354 | Cool Roof | Cool Roof | NonEquip | 15 |  | 72.74% | Tech/Econ | 0.253% | 107873.9592 | 45.827 | 0
Tech | Hospitals | Space Cooling | Packaged air conditioning units (RTUs) | TRC | Existing | NE3302 | Chilled Water System - Variable Speed Drives | Chilled Water System - Variable Speed Drives | NonEquip | 13 | Central chillers inside | 0% | Tech/Econ | 24.74% | 0 | 0 | 0
Tech | Hospitals | Space Cooling | Packaged air conditioning units (RTUs) | TRC | Existing | NE3276 | Chilled Water Controls Optimization | Chilled Water Controls Optimization | NonEquip | 10 | Central chillers inside | 0% | Tech/Econ | 12.5% | 0 | 0 | 0
Tech | Hospitals | Space Cooling | Packaged air conditioning units (RTUs) | TRC | Existing | NE3198 | Ceiling Insulation(R2 to R38) | Ceiling Insulation(R2 to R38) | NonEquip | 20 |  | 0% | Tech/Econ | 2.096% | 0 | 0 | 0
Tech | Hospitals | Space Cooling | Packaged air conditioning units (RTUs) | TRC | Existing | NE3146 | Ceiling Insulation(R19 to R38) | Ceiling Insulation(R19 to R38) | NonEquip | 20 |  | 0% | Tech/Econ | 0.1164% | 0 | 0 | 0
Tech | Hospitals | Space Cooling | Packaged air conditioning units (RTUs) | TRC | Existing | NE3094 | Ceiling Insulation(R12 to R38) | Ceiling Insulation(R12 to R38) | NonEquip | 20 |  | 0% | Tech/Econ | 0.2523% | 0 | 0 | 0
Tech | Hospitals | Space Cooling | Packaged air conditioning units (RTUs) | TRC | Existing | NE3042 | Airside Economizer | Airside Economizer | NonEquip | 10 | Packaged air conditioning units (RTUs) | 4.552% | Tech/Econ | 5.556% | 162059.3673 | -18.4538 | 0.93067
Tech | Hospitals | Space Cooling | Packaged air conditioning units (RTUs) | TRC | Turnover | ET1176 | High Efficiency DX 135k- less than 240k BTU | High Efficiency DX 135k- less than 240k BTU | Equip | 15 | Packaged air conditioning units (RTUs) | 94.56% | Tech/Econ | 4.348% | 2609152.794 | 1078.9211 | 0
Tech | Hospitals | Space Cooling | Packaged air conditioning units (RTUs) | TRC | New | EN1202 | High Efficiency DX 135k- less than 240k BTU | High Efficiency DX 135k- less than 240k BTU | Equip | 15 | Packaged air conditioning units (RTUs) | 94.56% | Tech/Econ | 4.348% | 26735.3896 | 11.0555 | 0
Tech | Hospitals | Interior Lighting | Overhead (fluorescent/LED/CFL U-shape) | TRC | New | NN5265 | Retro-Commissioning | Retro-Commissioning | NonEquip | 5 |  | 0% | Tech/Econ | 16% | 0 | 0 | 0
Tech | Hospitals | Interior Lighting | Overhead (fluorescent/LED/CFL U-shape) | TRC | New | NN4433 | Interior Lighting Controls | Interior Lighting Controls | NonEquip | 8 | Overhead (fluorescent/LED/CFL U-shape) | 37.72% | Tech/Econ | 28% | 96923.899 | 0 | 0
Tech | Hospitals | Interior Lighting | Overhead (fluorescent/LED/CFL U-shape) | TRC | New | NN4407 | Bi-Level Lighting Control (Interior) | Bi-Level Lighting Control (Interior) | NonEquip | 8 | Overhead (fluorescent/LED/CFL U-shape) | 36% | Tech/Econ | 31% | 115288.2158 | 0.31697 | 0
Tech | Hospitals | Interior Lighting | Overhead (fluorescent/LED/CFL U-shape) | TRC | New | NN3705 | Facility Energy Management System | Facility Energy Management System | NonEquip | 15 |  | 4.276% | Tech/Econ | 24% | 8423.7367 | 1.2471 | 1.0773
Tech | Hospitals | Interior Lighting | Overhead (fluorescent/LED/CFL U-shape) | TRC | Existing | NE5252 | Retro-Commissioning | Retro-Commissioning | NonEquip | 5 |  | 21.99% | Tech/Econ | 16% | 1305134.326 | 550.3114 | 6.3224
Tech | Hospitals | Interior Lighting | Overhead (fluorescent/LED/CFL U-shape) | TRC | Existing | NE4420 | Interior Lighting Controls | Interior Lighting Controls | NonEquip | 8 | Overhead (fluorescent/LED/CFL U-shape) | 37.72% | Tech/Econ | 28% | 4727130.533 | 0 | 0
Tech | Hospitals | Interior Lighting | Overhead (fluorescent/LED/CFL U-shape) | TRC | Existing | NE4394 | Bi-Level Lighting Control (Interior) | Bi-Level Lighting Control (Interior) | NonEquip | 8 | Overhead (fluorescent/LED/CFL U-shape) | 36% | Tech/Econ | 31% | 5622787.06 | 15.4593 | 0
Tech | Hospitals | Interior Lighting | Overhead (fluorescent/LED/CFL U-shape) | TRC | Existing | NE3692 | Facility Energy Management System | Facility Energy Management System | NonEquip | 15 |  | 5.375% | Tech/Econ | 24% | 484803.3993 | 71.7715 | 61.9981
Tech | Hospitals | Interior Lighting | Overhead (fluorescent/LED/CFL U-shape) | TRC | Turnover | ET1800 | Premium T8 - Lamp Replacement | Premium T8 - Lamp Replacement | Equip | 8 | Overhead (fluorescent/LED/CFL U-shape) | 0% | Tech/Econ | 12.5% | 0 | 0 | 0
Tech | Hospitals | Interior Lighting | Overhead (fluorescent/LED/CFL U-shape) | TRC | Turnover | ET1761 | Premium T8 - Fixture Replacement | Premium T8 - Fixture Replacement | Equip | 8 | Overhead (fluorescent/LED/CFL U-shape) | 0% | Tech/Econ | 12.5% | 0 | 0 | 0
Tech | Hospitals | Interior Lighting | Overhead (fluorescent/LED/CFL U-shape) | TRC | Turnover | ET1722 | LED Linear - Lamp Replacement | LED Linear - Lamp Replacement | Equip | 15 | Overhead (fluorescent/LED/CFL U-shape) | 24.1% | Tech/Econ | 25.43% | 2453222.646 | 254.0851 | 243.9692
Tech | Hospitals | Interior Lighting | Overhead (fluorescent/LED/CFL U-shape) | TRC | Turnover | ET1683 | LED Linear - Fixture Replacement | LED Linear - Fixture Replacement | Equip | 15 | Overhead (fluorescent/LED/CFL U-shape) | 24.1% | Tech/Econ | 50.28% | 6947919.825 | 728.0842 | 675.3371
Tech | Hospitals | Interior Lighting | Overhead (fluorescent/LED/CFL U-shape) | TRC | New | EN1826 | Premium T8 - Lamp Replacement | Premium T8 - Lamp Replacement | Equip | 8 | Overhead (fluorescent/LED/CFL U-shape) | 0% | Tech/Econ | 12.5% | 0 | 0 | 0
Tech | Hospitals | Interior Lighting | Overhead (fluorescent/LED/CFL U-shape) | TRC | New | EN1787 | Premium T8 - Fixture Replacement | Premium T8 - Fixture Replacement | Equip | 8 | Overhead (fluorescent/LED/CFL U-shape) | 0% | Tech/Econ | 12.5% | 0 | 0 | 0
Tech | Hospitals | Interior Lighting | Overhead (fluorescent/LED/CFL U-shape) | TRC | New | EN1748 | LED Linear - Lamp Replacement | LED Linear - Lamp Replacement | Equip | 15 | Overhead (fluorescent/LED/CFL U-shape) | 0% | Tech/Econ | 25.43% | 0 | 0 | 0
Tech | Hospitals | Interior Lighting | Overhead (fluorescent/LED/CFL U-shape) | TRC | New | EN1709 | LED Linear - Fixture Replacement | LED Linear - Fixture Replacement | Equip | 15 | Overhead (fluorescent/LED/CFL U-shape) | 0% | Tech/Econ | 50.28% | 0 | 0 | 0
Tech | Hospitals | Cooking | Oven | TRC | Turnover | ET45 | Energy Star Commercial Oven | Energy Star Commercial Oven | Equip | 12 | Oven | 22.46% | Tech/Econ | 34.83% | 130530.9508 | 21.1967 | 11.092
Tech | Hospitals | Cooking | Oven | TRC | New | EN71 | Energy Star Commercial Oven | Energy Star Commercial Oven | Equip | 12 | Oven | 22.46% | Tech/Econ | 34.83% | 2352.0287 | 0.38194 | 0.19987
Tech | Hospitals | Miscellaneous | Others | TRC | New | NN5447 | Retro-Commissioning | Retro-Commissioning | NonEquip | 5 |  | 0% | Tech/Econ | 16% | 0 | 0 | 0
Tech | Hospitals | Miscellaneous | Others | TRC | New | NN4537 | VSD Controlled Compressor | VSD Controlled Compressor | NonEquip | 15 | Others | 27.75% | Tech/Econ | 20.79% | 87546.1522 | 11.3508 | 9.5077
Tech | Hospitals | Miscellaneous | Others | TRC | New | NN4511 | Regenerative Drive Elevator Motor | Regenerative Drive Elevator Motor | NonEquip | 13 | Elevators/Escalators | 0% | Tech/Econ | 6.211% | 0 | 0 | 0
Tech | Hospitals | Miscellaneous | Others | TRC | New | NN4485 | Engine Block Timer | Engine Block Timer | NonEquip | 5 | Others | 4.977% | Tech/Econ | 36% | 29465.4709 | 3.6694 | 3.6694
Tech | Hospitals | Miscellaneous | Others | TRC | New | NN4459 | Efficient Motor Belts | Efficient Motor Belts | NonEquip | 10 | Others | 4.977% | Tech/Econ | 1.105% | 767.3644 | 0.099493 | 0.083338
Tech | Hospitals | Miscellaneous | Others | TRC | Existing | NE5434 | Retro-Commissioning | Retro-Commissioning | NonEquip | 5 |  | 21.99% | Tech/Econ | 16% | 2896990.719 | 1221.5195 | 14.0337
Tech | Hospitals | Miscellaneous | Others | TRC | Existing | NE4524 | VSD Controlled Compressor | VSD Controlled Compressor | NonEquip | 15 | Others | 5.549% | Tech/Econ | 20.79% | 985008.8333 | 127.7114 | 106.9743
Tech | Hospitals | Miscellaneous | Others | TRC | Existing | NE4498 | Regenerative Drive Elevator Motor | Regenerative Drive Elevator Motor | NonEquip | 13 | Elevators/Escalators | 0% | Tech/Econ | 6.211% | 0 | 0 | 0
Tech | Hospitals | Miscellaneous | Others | TRC | Existing | NE4472 | Engine Block Timer | Engine Block Timer | NonEquip | 5 | Others | 1.244% | Tech/Econ | 36% | 408812.6007 | 50.9103 | 50.9103
Tech | Hospitals | Miscellaneous | Others | TRC | Existing | NE4446 | Efficient Motor Belts | Efficient Motor Belts | NonEquip | 10 | Others | 1.244% | Tech/Econ | 1.105% | 10922.4488 | 1.4162 | 1.1862
Tech | Hospitals | Miscellaneous | Others | TRC | Turnover | ET1917 | ENERGY STAR Water Cooler | ENERGY STAR Water Cooler | Equip | 10 | Others | 0% | Tech/Econ | 68.49% | 0 | 0 | 0
Tech | Hospitals | Miscellaneous | Others | TRC | Turnover | ET1878 | ENERGY STAR Commercial Clothes Washer | ENERGY STAR Commercial Clothes Washer | Equip | 7 | Others | 22.05% | Tech/Econ | 27.27% | 5463887.651 | 555.6632 | 639.5776
Tech | Hospitals | Miscellaneous | Others | TRC | Turnover | ET1839 | Efficient Battery Charger | Efficient Battery Charger | Equip | 7 | Others | 17.92% | Tech/Econ | 13.68% | 2068413.377 | 1133.3772 | 0
Tech | Hospitals | Miscellaneous | Others | TRC | New | EN1943 | ENERGY STAR Water Cooler | ENERGY STAR Water Cooler | Equip | 10 | Others | 0% | Tech/Econ | 68.49% | 0 | 0 | 0
Tech | Hospitals | Miscellaneous | Others | TRC | New | EN1904 | ENERGY STAR Commercial Clothes Washer | ENERGY STAR Commercial Clothes Washer | Equip | 7 | Others | 22.05% | Tech/Econ | 27.27% | 97124.4775 | 9.8773 | 11.3689
Tech | Hospitals | Miscellaneous | Others | TRC | New | EN1865 | Efficient Battery Charger | Efficient Battery Charger | Equip | 7 | Others | 17.92% | Tech/Econ | 13.68% | 35051.292 | 19.2062 | 0
Tech | Hospitals | Office Equipment | Other office | TRC | New | NN4589 | Smart Strip Plug Outlet | Smart Strip Plug Outlet | NonEquip | 4 |  | 43.9% | Tech/Econ | 1.187% | 1404.6897 | 0.20887 | 0.14516
Tech | Hospitals | Office Equipment | Other office | TRC | New | NN4563 | Network PC Power Management | Network PC Power Management | NonEquip | 5 | Computers | 0% | Tech/Econ | 56.5% | 0 | 0 | 0
Tech | Hospitals | Office Equipment | Other office | TRC | Existing | NE4576 | Smart Strip Plug Outlet | Smart Strip Plug Outlet | NonEquip | 4 |  | 43.9% | Tech/Econ | 1.187% | 77956.3101 | 11.5916 | 8.056
Tech | Hospitals | Office Equipment | Other office | TRC | Existing | NE4550 | Network PC Power Management | Network PC Power Management | NonEquip | 5 | Computers | 0% | Tech/Econ | 56.5% | 0 | 0 | 0
Tech | Hospitals | Office Equipment | Other office | TRC | Turnover | ET2262 | Energy Star Uninterruptable Power Supply | Energy Star Uninterruptable Power Supply | Equip | 10 | Other office | 22.4% | Tech/Econ | 1.878% | 63196.7236 | 7.2142 | 7.2142
Tech | Hospitals | Office Equipment | Other office | TRC | New | EN2288 | Energy Star Uninterruptable Power Supply | Energy Star Uninterruptable Power Supply | Equip | 10 | Other office | 22.4% | Tech/Econ | 1.878% | 1138.7377 | 0.12999 | 0.12999
Tech | Hospitals | Ventilation and Circulation | Motor/Fan | TRC | New | NN5395 | Retro-Commissioning | Retro-Commissioning | NonEquip | 5 |  | 0% | Tech/Econ | 16% | 0 | 0 | 0
Tech | Hospitals | Ventilation and Circulation | Motor/Fan | TRC | New | NN4979 | VAV System | VAV System | NonEquip | 10 |  | 15.96% | Tech/Econ | 30% | 4821.0703 | 1.3721 | 1.3925
Tech | Hospitals | Ventilation and Circulation | Motor/Fan | TRC | New | NN4953 | Demand Controlled Ventilation | Demand Controlled Ventilation | NonEquip | 10 |  | 17.54% | Tech/Econ | 23.08% | 3882.5376 | 0.40423 | 2.2758
Tech | Hospitals | Ventilation and Circulation | Motor/Fan | TRC | New | NN4927 | CO Sensors for Parking Garage Exhaust | CO Sensors for Parking Garage Exhaust | NonEquip | 15 | Motor/Fan | 59.72% | Tech/Econ | 33% | 24720.2394 | 0.99507 | 0.99507
Tech | Hospitals | Ventilation and Circulation | Motor/Fan | TRC | Existing | NE5382 | Retro-Commissioning | Retro-Commissioning | NonEquip | 5 |  | 21.99% | Tech/Econ | 16% | 177172.9752 | 74.7052 | 0.85827
Tech | Hospitals | Ventilation and Circulation | Motor/Fan | TRC | Existing | NE4966 | VAV System | VAV System | NonEquip | 10 |  | 10.64% | Tech/Econ | 30% | 178370.5234 | 50.7668 | 51.5199
Tech | Hospitals | Ventilation and Circulation | Motor/Fan | TRC | Existing | NE4940 | Demand Controlled Ventilation | Demand Controlled Ventilation | NonEquip | 10 |  | 23.39% | Tech/Econ | 23.08% | 292108.1485 | 30.4127 | 171.2237
Tech | Hospitals | Ventilation and Circulation | Motor/Fan | TRC | Existing | NE4914 | CO Sensors for Parking Garage Exhaust | CO Sensors for Parking Garage Exhaust | NonEquip | 15 | Motor/Fan | 59.72% | Tech/Econ | 33% | 1371903.456 | 55.2238 | 55.2238
Tech | Hospitals | Ventilation and Circulation | Motor/Fan | TRC | Turnover | ET2691 | High Speed Fans | High Speed Fans | Equip | 7 | Motor/Fan | 11.82% | Tech/Econ | 10.99% | 66467.4515 | 8.6178 | 7.2185
Tech | Hospitals | Ventilation and Circulation | Motor/Fan | TRC | Turnover | ET2652 | 10HP Open Drip-Proof(ODP) Motor | 10HP Open Drip-Proof(ODP) Motor | Equip | 15 | Motor/Fan | 29.73% | Tech/Econ | 1.079% | 16201.9008 | 2.1007 | 1.7596
Tech | Hospitals | Ventilation and Circulation | Motor/Fan | TRC | New | EN2717 | High Speed Fans | High Speed Fans | Equip | 7 | Motor/Fan | 11.82% | Tech/Econ | 10.99% | 1194.7368 | 0.1549 | 0.12975
Tech | Hospitals | Ventilation and Circulation | Motor/Fan | TRC | New | EN2678 | 10HP Open Drip-Proof(ODP) Motor | 10HP Open Drip-Proof(ODP) Motor | Equip | 15 | Motor/Fan | 37.16% | Tech/Econ | 1.079% | 278.7491 | 0.036141 | 0.030273
Tech | Hospitals | Miscellaneous | Medical equipment | TRC | New | NN5447 | Retro-Commissioning | Retro-Commissioning | NonEquip | 5 |  | 0% | Tech/Econ | 16% | 0 | 0 | 0
Tech | Hospitals | Miscellaneous | Medical equipment | TRC | New | NN4537 | VSD Controlled Compressor | VSD Controlled Compressor | NonEquip | 15 | Others | 0% | Tech/Econ | 20.79% | 0 | 0 | 0
Tech | Hospitals | Miscellaneous | Medical equipment | TRC | New | NN4511 | Regenerative Drive Elevator Motor | Regenerative Drive Elevator Motor | NonEquip | 13 | Elevators/Escalators | 0% | Tech/Econ | 6.211% | 0 | 0 | 0
Tech | Hospitals | Miscellaneous | Medical equipment | TRC | New | NN4485 | Engine Block Timer | Engine Block Timer | NonEquip | 5 | Others | 0% | Tech/Econ | 36% | 0 | 0 | 0
Tech | Hospitals | Miscellaneous | Medical equipment | TRC | New | NN4459 | Efficient Motor Belts | Efficient Motor Belts | NonEquip | 10 | Others | 0% | Tech/Econ | 1.105% | 0 | 0 | 0
Tech | Hospitals | Miscellaneous | Medical equipment | TRC | Existing | NE5434 | Retro-Commissioning | Retro-Commissioning | NonEquip | 5 |  | 21.99% | Tech/Econ | 16% | 4184.6984 | 1.7645 | 0.020272
Tech | Hospitals | Miscellaneous | Medical equipment | TRC | Existing | NE4524 | VSD Controlled Compressor | VSD Controlled Compressor | NonEquip | 15 | Others | 0% | Tech/Econ | 20.79% | 0 | 0 | 0
Tech | Hospitals | Miscellaneous | Medical equipment | TRC | Existing | NE4498 | Regenerative Drive Elevator Motor | Regenerative Drive Elevator Motor | NonEquip | 13 | Elevators/Escalators | 0% | Tech/Econ | 6.211% | 0 | 0 | 0
Tech | Hospitals | Miscellaneous | Medical equipment | TRC | Existing | NE4472 | Engine Block Timer | Engine Block Timer | NonEquip | 5 | Others | 0% | Tech/Econ | 36% | 0 | 0 | 0
Tech | Hospitals | Miscellaneous | Medical equipment | TRC | Existing | NE4446 | Efficient Motor Belts | Efficient Motor Belts | NonEquip | 10 | Others | 0% | Tech/Econ | 1.105% | 0 | 0 | 0
Tech | Hospitals | Refrigeration | Large cold storage | TRC | New | NN5317 | Retro-Commissioning | Retro-Commissioning | NonEquip | 5 |  | 0% | Tech/Econ | 16% | 0 | 0 | 0
Tech | Hospitals | Refrigeration | Large cold storage | TRC | New | NN4901 | Strip Curtains for Walk-ins | Strip Curtains for Walk-ins | NonEquip | 4 | Walk-in cooler | 0% | Tech/Econ | 2.115% | 0 | 0 | 0
Tech | Hospitals | Refrigeration | Large cold storage | TRC | New | NN4875 | Refrigerated Display Case Lighting Controls | Refrigerated Display Case Lighting Controls | NonEquip | 8 | Display cases | 0% | Tech/Econ | 0.9365% | 0 | 0 | 0
Tech | Hospitals | Refrigeration | Large cold storage | TRC | New | NN4849 | PSC to ECM Evaporator Fan Motor (Walk-In, Refrigerator) | PSC to ECM Evaporator Fan Motor (Walk-In, Refrigerator) | NonEquip | 15 | Walk-in cooler | 0% | Tech/Econ | 37.5% | 0 | 0 | 0
Tech | Hospitals | Refrigeration | Large cold storage | TRC | New | NN4823 | PSC to ECM Evaporator Fan Motor (Reach-In) | PSC to ECM Evaporator Fan Motor (Reach-In) | NonEquip | 15 | Display cases | 0% | Tech/Econ | 37.5% | 0 | 0 | 0
Tech | Hospitals | Refrigeration | Large cold storage | TRC | New | NN4797 | Night Covers for Display Cases | Night Covers for Display Cases | NonEquip | 5 | Display cases | 0% | Tech/Econ | 1.877% | 0 | 0 | 0
Tech | Hospitals | Refrigeration | Large cold storage | TRC | New | NN4771 | High R-Value Glass Doors | High R-Value Glass Doors | NonEquip | 12 | Display cases | 0% | Tech/Econ | 0% | 0 | 0 | 0
Tech | Hospitals | Refrigeration | Large cold storage | TRC | New | NN4745 | High Efficiency Refrigeration Compressor | High Efficiency Refrigeration Compressor | NonEquip | 13 | Display cases | 0% | Tech/Econ | 6.922% | 0 | 0 | 0
Tech | Hospitals | Refrigeration | Large cold storage | TRC | New | NN4719 | Freezer-Cooler Replacement Gaskets | Freezer-Cooler Replacement Gaskets | NonEquip | 4 | Display cases | 0% | Tech/Econ | 0% | 0 | 0 | 0
Tech | Hospitals | Refrigeration | Large cold storage | TRC | New | NN4693 | Floating Head Pressure Controls | Floating Head Pressure Controls | NonEquip | 15 |  | 24.64% | Tech/Econ | 6.05% | 12.0763 | 0.0015658 | 0.0013115
Tech | Hospitals | Refrigeration | Large cold storage | TRC | New | NN4667 | Demand Defrost | Demand Defrost | NonEquip | 10 | Walk-in cooler | 0% | Tech/Econ | 30% | 0 | 0 | 0
Tech | Hospitals | Refrigeration | Large cold storage | TRC | New | NN4641 | Automatic Door Closer for Walk-in Coolers and Freezers | Automatic Door Closer for Walk-in Coolers and Freezers | NonEquip | 8 | Walk-in cooler | 0% | Tech/Econ | 3.131% | 0 | 0 | 0
Tech | Hospitals | Refrigeration | Large cold storage | TRC | New | NN4615 | Anti-Sweat Controls | Anti-Sweat Controls | NonEquip | 8 | Display cases | 0% | Tech/Econ | 85% | 0 | 0 | 0
Tech | Hospitals | Refrigeration | Large cold storage | TRC | Existing | NE5304 | Retro-Commissioning | Retro-Commissioning | NonEquip | 5 |  | 21.99% | Tech/Econ | 16% | 1581.9649 | 0.66704 | 0.0076634
Tech | Hospitals | Refrigeration | Large cold storage | TRC | Existing | NE4888 | Strip Curtains for Walk-ins | Strip Curtains for Walk-ins | NonEquip | 4 | Walk-in cooler | 0% | Tech/Econ | 2.115% | 0 | 0 | 0
Tech | Hospitals | Refrigeration | Large cold storage | TRC | Existing | NE4862 | Refrigerated Display Case Lighting Controls | Refrigerated Display Case Lighting Controls | NonEquip | 8 | Display cases | 0% | Tech/Econ | 2.524% | 0 | 0 | 0
Tech | Hospitals | Refrigeration | Large cold storage | TRC | Existing | NE4836 | PSC to ECM Evaporator Fan Motor (Walk-In, Refrigerator) | PSC to ECM Evaporator Fan Motor (Walk-In, Refrigerator) | NonEquip | 15 | Walk-in cooler | 0% | Tech/Econ | 37.5% | 0 | 0 | 0
Tech | Hospitals | Refrigeration | Large cold storage | TRC | Existing | NE4810 | PSC to ECM Evaporator Fan Motor (Reach-In) | PSC to ECM Evaporator Fan Motor (Reach-In) | NonEquip | 15 | Display cases | 0% | Tech/Econ | 37.5% | 0 | 0 | 0
Tech | Hospitals | Refrigeration | Large cold storage | TRC | Existing | NE4784 | Night Covers for Display Cases | Night Covers for Display Cases | NonEquip | 5 | Display cases | 0% | Tech/Econ | 1.877% | 0 | 0 | 0
Tech | Hospitals | Refrigeration | Large cold storage | TRC | Existing | NE4758 | High R-Value Glass Doors | High R-Value Glass Doors | NonEquip | 12 | Display cases | 0% | Tech/Econ | 23.81% | 0 | 0 | 0
Tech | Hospitals | Refrigeration | Large cold storage | TRC | Existing | NE4732 | High Efficiency Refrigeration Compressor | High Efficiency Refrigeration Compressor | NonEquip | 13 | Display cases | 0% | Tech/Econ | 6.922% | 0 | 0 | 0
Tech | Hospitals | Refrigeration | Large cold storage | TRC | Existing | NE4706 | Freezer-Cooler Replacement Gaskets | Freezer-Cooler Replacement Gaskets | NonEquip | 4 | Display cases | 0% | Tech/Econ | 3.131% | 0 | 0 | 0
Tech | Hospitals | Refrigeration | Large cold storage | TRC | Existing | NE4680 | Floating Head Pressure Controls | Floating Head Pressure Controls | NonEquip | 15 |  | 24.64% | Tech/Econ | 6.05% | 646.6203 | 0.083838 | 0.070225
Tech | Hospitals | Refrigeration | Large cold storage | TRC | Existing | NE4654 | Demand Defrost | Demand Defrost | NonEquip | 10 | Walk-in cooler | 0% | Tech/Econ | 30% | 0 | 0 | 0
Tech | Hospitals | Refrigeration | Large cold storage | TRC | Existing | NE4628 | Automatic Door Closer for Walk-in Coolers and Freezers | Automatic Door Closer for Walk-in Coolers and Freezers | NonEquip | 8 | Walk-in cooler | 0% | Tech/Econ | 3.131% | 0 | 0 | 0
Tech | Hospitals | Refrigeration | Large cold storage | TRC | Existing | NE4602 | Anti-Sweat Controls | Anti-Sweat Controls | NonEquip | 8 | Display cases | 0% | Tech/Econ | 85% | 0 | 0 | 0
Tech | Hospitals | Miscellaneous | Laboratory equipment | TRC | New | NN5447 | Retro-Commissioning | Retro-Commissioning | NonEquip | 5 |  | 0% | Tech/Econ | 16% | 0 | 0 | 0
Tech | Hospitals | Miscellaneous | Laboratory equipment | TRC | New | NN4537 | VSD Controlled Compressor | VSD Controlled Compressor | NonEquip | 15 | Others | 0% | Tech/Econ | 20.79% | 0 | 0 | 0
Tech | Hospitals | Miscellaneous | Laboratory equipment | TRC | New | NN4511 | Regenerative Drive Elevator Motor | Regenerative Drive Elevator Motor | NonEquip | 13 | Elevators/Escalators | 0% | Tech/Econ | 6.211% | 0 | 0 | 0
Tech | Hospitals | Miscellaneous | Laboratory equipment | TRC | New | NN4485 | Engine Block Timer | Engine Block Timer | NonEquip | 5 | Others | 0% | Tech/Econ | 36% | 0 | 0 | 0
Tech | Hospitals | Miscellaneous | Laboratory equipment | TRC | New | NN4459 | Efficient Motor Belts | Efficient Motor Belts | NonEquip | 10 | Others | 0% | Tech/Econ | 1.105% | 0 | 0 | 0
Tech | Hospitals | Miscellaneous | Laboratory equipment | TRC | Existing | NE5434 | Retro-Commissioning | Retro-Commissioning | NonEquip | 5 |  | 21.99% | Tech/Econ | 16% | 103267.9082 | 43.543 | 0.50025
Tech | Hospitals | Miscellaneous | Laboratory equipment | TRC | Existing | NE4524 | VSD Controlled Compressor | VSD Controlled Compressor | NonEquip | 15 | Others | 0% | Tech/Econ | 20.79% | 0 | 0 | 0
Tech | Hospitals | Miscellaneous | Laboratory equipment | TRC | Existing | NE4498 | Regenerative Drive Elevator Motor | Regenerative Drive Elevator Motor | NonEquip | 13 | Elevators/Escalators | 0% | Tech/Econ | 6.211% | 0 | 0 | 0
Tech | Hospitals | Miscellaneous | Laboratory equipment | TRC | Existing | NE4472 | Engine Block Timer | Engine Block Timer | NonEquip | 5 | Others | 0% | Tech/Econ | 36% | 0 | 0 | 0
Tech | Hospitals | Miscellaneous | Laboratory equipment | TRC | Existing | NE4446 | Efficient Motor Belts | Efficient Motor Belts | NonEquip | 10 | Others | 0% | Tech/Econ | 1.105% | 0 | 0 | 0
Tech | Hospitals | Ventilation and Circulation | Individual room ventilation | TRC | New | NN5395 | Retro-Commissioning | Retro-Commissioning | NonEquip | 5 |  | 0% | Tech/Econ | 16% | 0 | 0 | 0
Tech | Hospitals | Ventilation and Circulation | Individual room ventilation | TRC | New | NN4979 | VAV System | VAV System | NonEquip | 10 |  | 15.96% | Tech/Econ | 30% | 2220.6079 | 0.63202 | 0.64139
Tech | Hospitals | Ventilation and Circulation | Individual room ventilation | TRC | New | NN4953 | Demand Controlled Ventilation | Demand Controlled Ventilation | NonEquip | 10 |  | 17.54% | Tech/Econ | 23.08% | 1788.3153 | 0.18619 | 1.0482
Tech | Hospitals | Ventilation and Circulation | Individual room ventilation | TRC | New | NN4927 | CO Sensors for Parking Garage Exhaust | CO Sensors for Parking Garage Exhaust | NonEquip | 15 | Motor/Fan | 0% | Tech/Econ | 33% | 0 | 0 | 0
Tech | Hospitals | Ventilation and Circulation | Individual room ventilation | TRC | Existing | NE5382 | Retro-Commissioning | Retro-Commissioning | NonEquip | 5 |  | 21.99% | Tech/Econ | 16% | 82946.4019 | 34.9744 | 0.40181
Tech | Hospitals | Ventilation and Circulation | Individual room ventilation | TRC | Existing | NE4966 | VAV System | VAV System | NonEquip | 10 |  | 10.64% | Tech/Econ | 30% | 82158.3094 | 23.3834 | 23.7303
Tech | Hospitals | Ventilation and Circulation | Individual room ventilation | TRC | Existing | NE4940 | Demand Controlled Ventilation | Demand Controlled Ventilation | NonEquip | 10 |  | 23.39% | Tech/Econ | 23.08% | 134546.3991 | 14.0083 | 78.8665
Tech | Hospitals | Ventilation and Circulation | Individual room ventilation | TRC | Existing | NE4914 | CO Sensors for Parking Garage Exhaust | CO Sensors for Parking Garage Exhaust | NonEquip | 15 | Motor/Fan | 0% | Tech/Econ | 33% | 0 | 0 | 0
Tech | Hospitals | Space Heating | Individual room heating | TRC | New | NN5343 | Retro-Commissioning | Retro-Commissioning | NonEquip | 5 |  | 0% | Tech/Econ | 16% | 0 | 0 | 0
Tech | Hospitals | Space Heating | Individual room heating | TRC | New | NN4329 | Water Cooled Refrigeration Heat Recovery | Water Cooled Refrigeration Heat Recovery | NonEquip | 20 |  | 4.199% | Tech/Econ | 10% | 0 | 0 | 0
Tech | Hospitals | Space Heating | Individual room heating | TRC | New | NN4277 | Warehouse Loading Dock Seals | Warehouse Loading Dock Seals | NonEquip | 18 |  | 0% | Tech/Econ | 0.04751% | 0 | 0 | 0
Tech | Hospitals | Space Heating | Individual room heating | TRC | New | NN4251 | Wall Insulation | Wall Insulation | NonEquip | 20 |  | 0% | Tech/Econ | 0% | 0 | 0 | 0
Tech | Hospitals | Space Heating | Individual room heating | TRC | New | NN4173 | Smart Thermostat | Smart Thermostat | NonEquip | 11 |  | 31.48% | Tech/Econ | 10% | 0 | 0 | 0
Tech | Hospitals | Space Heating | Individual room heating | TRC | New | NN4095 | Roof Insulation | Roof Insulation | NonEquip | 20 |  | 58.5% | Tech/Econ | 0.1899% | 0 | 0 | 0
Tech | Hospitals | Space Heating | Individual room heating | TRC | New | NN4069 | Programmable Thermostat | Programmable Thermostat | NonEquip | 11 |  | 0% | Tech/Econ | 3.6% | 0 | 0 | 0
Tech | Hospitals | Space Heating | Individual room heating | TRC | New | NN4017 | Low U-Value Windows | Low U-Value Windows | NonEquip | 20 |  | 13.44% | Tech/Econ | 10% | 0 | 0 | 0
Tech | Hospitals | Space Heating | Individual room heating | TRC | New | NN3939 | Infiltration Reduction - Air Sealing | Infiltration Reduction - Air Sealing | NonEquip | 11 |  | 0% | Tech/Econ | 0.02375% | 0 | 0 | 0
Tech | Hospitals | Space Heating | Individual room heating | TRC | New | NN3861 | Hotel Card Energy Control Systems | Hotel Card Energy Control Systems | NonEquip | 15 |  | 0% | Tech/Econ | 0% | 0 | 0 | 0
Tech | Hospitals | Space Heating | Individual room heating | TRC | New | NN3783 | Green Roof | Green Roof | NonEquip | 15 |  | 0.315% | Tech/Econ | 0.2934% | 0 | 0 | 0
Tech | Hospitals | Space Heating | Individual room heating | TRC | New | NN3731 | Floor Insulation | Floor Insulation | NonEquip | 20 |  | 32.06% | Tech/Econ | 0.09962% | 0 | 0 | 0
Tech | Hospitals | Space Heating | Individual room heating | TRC | New | NN3653 | Facility Energy Management System | Facility Energy Management System | NonEquip | 15 |  | 4.276% | Tech/Econ | 20% | 0 | 0 | 0
Tech | Hospitals | Space Heating | Individual room heating | TRC | New | NN3575 | ECM Motors on Furnaces | ECM Motors on Furnaces | NonEquip | 15 | Forced air furnace | 0% | Tech/Econ | 1.706% | 0 | 0 | 0
Tech | Hospitals | Space Heating | Individual room heating | TRC | New | NN3549 | Duct Sealing Repair | Duct Sealing Repair | NonEquip | 15 |  | 0% | Tech/Econ | 12% | 0 | 0 | 0
Tech | Hospitals | Space Heating | Individual room heating | TRC | New | NN3497 | Duct Insulation | Duct Insulation | NonEquip | 15 |  | 0% | Tech/Econ | 2.045% | 0 | 0 | 0
Tech | Hospitals | Space Heating | Individual room heating | TRC | New | NN3445 | Destratification Fans | Destratification Fans | NonEquip | 10 |  | 0% | Tech/Econ | 15.61% | 0 | 0 | 0
Tech | Hospitals | Space Heating | Individual room heating | TRC | New | NN3393 | Dedicated Outdoor Air System on VRF unit | Dedicated Outdoor Air System on VRF unit | NonEquip | 15 | Residential/split system heat pump | 0% | Tech/Econ | 10% | 0 | 0 | 0
Tech | Hospitals | Space Heating | Individual room heating | TRC | New | NN3341 | Cool Roof | Cool Roof | NonEquip | 15 |  | 72.49% | Tech/Econ | 0.03313% | 0 | 0 | 0
Tech | Hospitals | Space Heating | Individual room heating | TRC | New | NN3237 | Ceiling Insulation(R30 to R38) | Ceiling Insulation(R30 to R38) | NonEquip | 20 |  | 0% | Tech/Econ | 0.03837% | 0 | 0 | 0
Tech | Hospitals | Space Heating | Individual room heating | TRC | New | NN3185 | Ceiling Insulation(R2 to R38) | Ceiling Insulation(R2 to R38) | NonEquip | 20 |  | 0% | Tech/Econ | 2.59% | 0 | 0 | 0
Tech | Hospitals | Space Heating | Individual room heating | TRC | New | NN3133 | Ceiling Insulation(R19 to R38) | Ceiling Insulation(R19 to R38) | NonEquip | 20 |  | 0% | Tech/Econ | 0.1439% | 0 | 0 | 0
Tech | Hospitals | Space Heating | Individual room heating | TRC | New | NN3081 | Ceiling Insulation(R12 to R38) | Ceiling Insulation(R12 to R38) | NonEquip | 20 |  | 0% | Tech/Econ | 0.3118% | 0 | 0 | 0
Tech | Hospitals | Space Heating | Individual room heating | TRC | New | NN3003 | Air Curtains | Air Curtains | NonEquip | 8 |  | 28.37% | Tech/Econ | 0.02369% | 0 | 0 | 0
Tech | Hospitals | Space Heating | Individual room heating | TRC | Existing | NE5330 | Retro-Commissioning | Retro-Commissioning | NonEquip | 5 |  | 21.99% | Tech/Econ | 16% | 0 | 0 | 0
Tech | Hospitals | Space Heating | Individual room heating | TRC | Existing | NE4316 | Water Cooled Refrigeration Heat Recovery | Water Cooled Refrigeration Heat Recovery | NonEquip | 20 |  | 55.99% | Tech/Econ | 10% | 0 | 0 | 0
Tech | Hospitals | Space Heating | Individual room heating | TRC | Existing | NE4264 | Warehouse Loading Dock Seals | Warehouse Loading Dock Seals | NonEquip | 18 |  | 0% | Tech/Econ | 0.05242% | 0 | 0 | 0
Tech | Hospitals | Space Heating | Individual room heating | TRC | Existing | NE4238 | Wall Insulation | Wall Insulation | NonEquip | 20 |  | 0% | Tech/Econ | 2.11% | 0 | 0 | 0
Tech | Hospitals | Space Heating | Individual room heating | TRC | Existing | NE4160 | Smart Thermostat | Smart Thermostat | NonEquip | 11 |  | 31.48% | Tech/Econ | 10% | 0 | 0 | 0
Tech | Hospitals | Space Heating | Individual room heating | TRC | Existing | NE4082 | Roof Insulation | Roof Insulation | NonEquip | 20 |  | 58.5% | Tech/Econ | 0.419% | 0 | 0 | 0
Tech | Hospitals | Space Heating | Individual room heating | TRC | Existing | NE4056 | Programmable Thermostat | Programmable Thermostat | NonEquip | 11 |  | 0% | Tech/Econ | 3.6% | 0 | 0 | 0
Tech | Hospitals | Space Heating | Individual room heating | TRC | Existing | NE4004 | Low U-Value Windows | Low U-Value Windows | NonEquip | 20 |  | 5.375% | Tech/Econ | 46% | 0 | 0 | 0
Tech | Hospitals | Space Heating | Individual room heating | TRC | Existing | NE3926 | Infiltration Reduction - Air Sealing | Infiltration Reduction - Air Sealing | NonEquip | 11 |  | 0% | Tech/Econ | 0.02621% | 0 | 0 | 0
Tech | Hospitals | Space Heating | Individual room heating | TRC | Existing | NE3848 | Hotel Card Energy Control Systems | Hotel Card Energy Control Systems | NonEquip | 15 |  | 0% | Tech/Econ | 0% | 0 | 0 | 0
Tech | Hospitals | Space Heating | Individual room heating | TRC | Existing | NE3770 | Green Roof | Green Roof | NonEquip | 15 |  | 0.063% | Tech/Econ | 0.3238% | 0 | 0 | 0
Tech | Hospitals | Space Heating | Individual room heating | TRC | Existing | NE3718 | Floor Insulation | Floor Insulation | NonEquip | 20 |  | 12.82% | Tech/Econ | 0.1099% | 0 | 0 | 0
Tech | Hospitals | Space Heating | Individual room heating | TRC | Existing | NE3640 | Facility Energy Management System | Facility Energy Management System | NonEquip | 15 |  | 5.375% | Tech/Econ | 20% | 0 | 0 | 0
Tech | Hospitals | Space Heating | Individual room heating | TRC | Existing | NE3562 | ECM Motors on Furnaces | ECM Motors on Furnaces | NonEquip | 15 | Forced air furnace | 0% | Tech/Econ | 1.706% | 0 | 0 | 0
Tech | Hospitals | Space Heating | Individual room heating | TRC | Existing | NE3536 | Duct Sealing Repair | Duct Sealing Repair | NonEquip | 15 |  | 0% | Tech/Econ | 12% | 0 | 0 | 0
Tech | Hospitals | Space Heating | Individual room heating | TRC | Existing | NE3484 | Duct Insulation | Duct Insulation | NonEquip | 15 |  | 0% | Tech/Econ | 2.045% | 0 | 0 | 0
Tech | Hospitals | Space Heating | Individual room heating | TRC | Existing | NE3432 | Destratification Fans | Destratification Fans | NonEquip | 10 |  | 0% | Tech/Econ | 15.61% | 0 | 0 | 0
Tech | Hospitals | Space Heating | Individual room heating | TRC | Existing | NE3380 | Dedicated Outdoor Air System on VRF unit | Dedicated Outdoor Air System on VRF unit | NonEquip | 15 | Residential/split system heat pump | 0% | Tech/Econ | 10% | 0 | 0 | 0
Tech | Hospitals | Space Heating | Individual room heating | TRC | Existing | NE3328 | Cool Roof | Cool Roof | NonEquip | 15 |  | 72.74% | Tech/Econ | 0.03656% | 0 | 0 | 0
Tech | Hospitals | Space Heating | Individual room heating | TRC | Existing | NE3224 | Ceiling Insulation(R30 to R38) | Ceiling Insulation(R30 to R38) | NonEquip | 20 |  | 0% | Tech/Econ | 0.04234% | 0 | 0 | 0
Tech | Hospitals | Space Heating | Individual room heating | TRC | Existing | NE3172 | Ceiling Insulation(R2 to R38) | Ceiling Insulation(R2 to R38) | NonEquip | 20 |  | 0% | Tech/Econ | 2.858% | 0 | 0 | 0
Tech | Hospitals | Space Heating | Individual room heating | TRC | Existing | NE3120 | Ceiling Insulation(R19 to R38) | Ceiling Insulation(R19 to R38) | NonEquip | 20 |  | 0% | Tech/Econ | 0.1588% | 0 | 0 | 0
Tech | Hospitals | Space Heating | Individual room heating | TRC | Existing | NE3068 | Ceiling Insulation(R12 to R38) | Ceiling Insulation(R12 to R38) | NonEquip | 20 |  | 0% | Tech/Econ | 0.344% | 0 | 0 | 0
Tech | Hospitals | Space Heating | Individual room heating | TRC | Existing | NE2990 | Air Curtains | Air Curtains | NonEquip | 8 |  | 33.45% | Tech/Econ | 0.02369% | 0 | 0 | 0
Tech | Hospitals | Space Cooling | Individual room air conditioners | TRC | New | NN5369 | Retro-Commissioning | Retro-Commissioning | NonEquip | 5 |  | 0% | Tech/Econ | 16% | 0 | 0 | 0
Tech | Hospitals | Space Cooling | Individual room air conditioners | TRC | New | NN4381 | Window Sun Protection | Window Sun Protection | NonEquip | 10 |  | 15.35% | Tech/Econ | 16% | 0 | 0 | 0
Tech | Hospitals | Space Cooling | Individual room air conditioners | TRC | New | NN4355 | Waterside Economizer | Waterside Economizer | NonEquip | 20 |  | 19.15% | Tech/Econ | 5.556% | 0 | 0 | 0
Tech | Hospitals | Space Cooling | Individual room air conditioners | TRC | New | NN4147 | Smart Thermostat | Smart Thermostat | NonEquip | 11 |  | 31.48% | Tech/Econ | 10% | 0 | 0 | 0
Tech | Hospitals | Space Cooling | Individual room air conditioners | TRC | New | NN4121 | Roof Insulation | Roof Insulation | NonEquip | 20 |  | 58.5% | Tech/Econ | 0.1536% | 0 | 0 | 0
Tech | Hospitals | Space Cooling | Individual room air conditioners | TRC | New | NN4043 | Programmable Thermostat | Programmable Thermostat | NonEquip | 11 |  | 0% | Tech/Econ | 3.6% | 0 | 0 | 0
Tech | Hospitals | Space Cooling | Individual room air conditioners | TRC | New | NN3991 | Low U-Value Windows | Low U-Value Windows | NonEquip | 20 |  | 13.44% | Tech/Econ | 10% | 0 | 0 | 0
Tech | Hospitals | Space Cooling | Individual room air conditioners | TRC | New | NN3913 | HVAC tune-up_RTU | HVAC tune-up_RTU | NonEquip | 5 | Packaged air conditioning units (RTUs) | 0% | Tech/Econ | 5% | 0 | 0 | 0
Tech | Hospitals | Space Cooling | Individual room air conditioners | TRC | New | NN3887 | HVAC tune-up | HVAC tune-up | NonEquip | 5 | Residential-type central air conditioners | 0% | Tech/Econ | 5% | 0 | 0 | 0
Tech | Hospitals | Space Cooling | Individual room air conditioners | TRC | New | NN3809 | Green Roof | Green Roof | NonEquip | 15 |  | 0.315% | Tech/Econ | 0.1781% | 0 | 0 | 0
Tech | Hospitals | Space Cooling | Individual room air conditioners | TRC | New | NN3757 | Floor Insulation | Floor Insulation | NonEquip | 20 |  | 32.06% | Tech/Econ | 0.08062% | 0 | 0 | 0
Tech | Hospitals | Space Cooling | Individual room air conditioners | TRC | New | NN3679 | Facility Energy Management System | Facility Energy Management System | NonEquip | 15 |  | 4.276% | Tech/Econ | 20% | 0 | 0 | 0
Tech | Hospitals | Space Cooling | Individual room air conditioners | TRC | New | NN3627 | Facility Commissioning | Facility Commissioning | NonEquip | 10 |  | 35.83% | Tech/Econ | 16% | 0 | 0 | 0
Tech | Hospitals | Space Cooling | Individual room air conditioners | TRC | New | NN3601 | Energy Recovery Ventilation System (ERV) | Energy Recovery Ventilation System (ERV) | NonEquip | 15 | Packaged air conditioning units (RTUs) | 0% | Tech/Econ | 9.935% | 0 | 0 | 0
Tech | Hospitals | Space Cooling | Individual room air conditioners | TRC | New | NN3523 | Duct Sealing Repair | Duct Sealing Repair | NonEquip | 15 |  | 0% | Tech/Econ | 12% | 0 | 0 | 0
Tech | Hospitals | Space Cooling | Individual room air conditioners | TRC | New | NN3471 | Duct Insulation | Duct Insulation | NonEquip | 15 |  | 0% | Tech/Econ | 2.045% | 0 | 0 | 0
Tech | Hospitals | Space Cooling | Individual room air conditioners | TRC | New | NN3419 | Dedicated Outdoor Air System on VRF unit | Dedicated Outdoor Air System on VRF unit | NonEquip | 15 | Residential-type central air conditioners | 0% | Tech/Econ | 17.5% | 0 | 0 | 0
Tech | Hospitals | Space Cooling | Individual room air conditioners | TRC | New | NN3367 | Cool Roof | Cool Roof | NonEquip | 15 |  | 72.49% | Tech/Econ | 0.253% | 0 | 0 | 0
Tech | Hospitals | Space Cooling | Individual room air conditioners | TRC | New | NN3315 | Chilled Water System - Variable Speed Drives | Chilled Water System - Variable Speed Drives | NonEquip | 13 | Central chillers inside | 0% | Tech/Econ | 24.74% | 0 | 0 | 0
Tech | Hospitals | Space Cooling | Individual room air conditioners | TRC | New | NN3289 | Chilled Water Controls Optimization | Chilled Water Controls Optimization | NonEquip | 10 | Central chillers inside | 0% | Tech/Econ | 12.5% | 0 | 0 | 0
Tech | Hospitals | Space Cooling | Individual room air conditioners | TRC | New | NN3211 | Ceiling Insulation(R2 to R38) | Ceiling Insulation(R2 to R38) | NonEquip | 20 |  | 0% | Tech/Econ | 2.096% | 0 | 0 | 0
Tech | Hospitals | Space Cooling | Individual room air conditioners | TRC | New | NN3159 | Ceiling Insulation(R19 to R38) | Ceiling Insulation(R19 to R38) | NonEquip | 20 |  | 0% | Tech/Econ | 0.1164% | 0 | 0 | 0
Tech | Hospitals | Space Cooling | Individual room air conditioners | TRC | New | NN3107 | Ceiling Insulation(R12 to R38) | Ceiling Insulation(R12 to R38) | NonEquip | 20 |  | 0% | Tech/Econ | 0.2523% | 0 | 0 | 0
Tech | Hospitals | Space Cooling | Individual room air conditioners | TRC | New | NN3055 | Airside Economizer | Airside Economizer | NonEquip | 10 | Packaged air conditioning units (RTUs) | 0% | Tech/Econ | 5.556% | 0 | 0 | 0
Tech | Hospitals | Space Cooling | Individual room air conditioners | TRC | Existing | NE5356 | Retro-Commissioning | Retro-Commissioning | NonEquip | 5 |  | 21.99% | Tech/Econ | 16% | 0 | 0 | 0
Tech | Hospitals | Space Cooling | Individual room air conditioners | TRC | Existing | NE4368 | Window Sun Protection | Window Sun Protection | NonEquip | 10 |  | 7.839% | Tech/Econ | 16% | 0 | 0 | 0
Tech | Hospitals | Space Cooling | Individual room air conditioners | TRC | Existing | NE4342 | Waterside Economizer | Waterside Economizer | NonEquip | 20 |  | 12.77% | Tech/Econ | 5.556% | 0 | 0 | 0
Tech | Hospitals | Space Cooling | Individual room air conditioners | TRC | Existing | NE4212 | Wall Insulation | Wall Insulation | NonEquip | 20 |  | 0% | Tech/Econ | 10.6% | 0 | 0 | 0
Tech | Hospitals | Space Cooling | Individual room air conditioners | TRC | Existing | NE4134 | Smart Thermostat | Smart Thermostat | NonEquip | 11 |  | 31.48% | Tech/Econ | 10% | 0 | 0 | 0
Tech | Hospitals | Space Cooling | Individual room air conditioners | TRC | Existing | NE4108 | Roof Insulation | Roof Insulation | NonEquip | 20 |  | 58.5% | Tech/Econ | 0.3073% | 0 | 0 | 0
Tech | Hospitals | Space Cooling | Individual room air conditioners | TRC | Existing | NE4030 | Programmable Thermostat | Programmable Thermostat | NonEquip | 11 |  | 0% | Tech/Econ | 3.6% | 0 | 0 | 0
Tech | Hospitals | Space Cooling | Individual room air conditioners | TRC | Existing | NE3978 | Low U-Value Windows | Low U-Value Windows | NonEquip | 20 |  | 5.375% | Tech/Econ | 46% | 0 | 0 | 0
Tech | Hospitals | Space Cooling | Individual room air conditioners | TRC | Existing | NE3900 | HVAC tune-up_RTU | HVAC tune-up_RTU | NonEquip | 5 | Packaged air conditioning units (RTUs) | 0% | Tech/Econ | 5% | 0 | 0 | 0
Tech | Hospitals | Space Cooling | Individual room air conditioners | TRC | Existing | NE3874 | HVAC tune-up | HVAC tune-up | NonEquip | 5 | Residential-type central air conditioners | 0% | Tech/Econ | 5% | 0 | 0 | 0
Tech | Hospitals | Space Cooling | Individual room air conditioners | TRC | Existing | NE3796 | Green Roof | Green Roof | NonEquip | 15 |  | 0.063% | Tech/Econ | 0.1781% | 0 | 0 | 0
Tech | Hospitals | Space Cooling | Individual room air conditioners | TRC | Existing | NE3744 | Floor Insulation | Floor Insulation | NonEquip | 20 |  | 12.82% | Tech/Econ | 0.08062% | 0 | 0 | 0
Tech | Hospitals | Space Cooling | Individual room air conditioners | TRC | Existing | NE3666 | Facility Energy Management System | Facility Energy Management System | NonEquip | 15 |  | 5.375% | Tech/Econ | 20% | 0 | 0 | 0
Tech | Hospitals | Space Cooling | Individual room air conditioners | TRC | Existing | NE3588 | Energy Recovery Ventilation System (ERV) | Energy Recovery Ventilation System (ERV) | NonEquip | 15 | Packaged air conditioning units (RTUs) | 0% | Tech/Econ | 9.935% | 0 | 0 | 0
Tech | Hospitals | Space Cooling | Individual room air conditioners | TRC | Existing | NE3510 | Duct Sealing Repair | Duct Sealing Repair | NonEquip | 15 |  | 0% | Tech/Econ | 12% | 0 | 0 | 0
Tech | Hospitals | Space Cooling | Individual room air conditioners | TRC | Existing | NE3458 | Duct Insulation | Duct Insulation | NonEquip | 15 |  | 0% | Tech/Econ | 2.045% | 0 | 0 | 0
Tech | Hospitals | Space Cooling | Individual room air conditioners | TRC | Existing | NE3406 | Dedicated Outdoor Air System on VRF unit | Dedicated Outdoor Air System on VRF unit | NonEquip | 15 | Residential-type central air conditioners | 0% | Tech/Econ | 17.5% | 0 | 0 | 0
Tech | Hospitals | Space Cooling | Individual room air conditioners | TRC | Existing | NE3354 | Cool Roof | Cool Roof | NonEquip | 15 |  | 72.74% | Tech/Econ | 0.253% | 0 | 0 | 0
Tech | Hospitals | Space Cooling | Individual room air conditioners | TRC | Existing | NE3302 | Chilled Water System - Variable Speed Drives | Chilled Water System - Variable Speed Drives | NonEquip | 13 | Central chillers inside | 0% | Tech/Econ | 24.74% | 0 | 0 | 0
Tech | Hospitals | Space Cooling | Individual room air conditioners | TRC | Existing | NE3276 | Chilled Water Controls Optimization | Chilled Water Controls Optimization | NonEquip | 10 | Central chillers inside | 0% | Tech/Econ | 12.5% | 0 | 0 | 0
Tech | Hospitals | Space Cooling | Individual room air conditioners | TRC | Existing | NE3198 | Ceiling Insulation(R2 to R38) | Ceiling Insulation(R2 to R38) | NonEquip | 20 |  | 0% | Tech/Econ | 2.096% | 0 | 0 | 0
Tech | Hospitals | Space Cooling | Individual room air conditioners | TRC | Existing | NE3146 | Ceiling Insulation(R19 to R38) | Ceiling Insulation(R19 to R38) | NonEquip | 20 |  | 0% | Tech/Econ | 0.1164% | 0 | 0 | 0
Tech | Hospitals | Space Cooling | Individual room air conditioners | TRC | Existing | NE3094 | Ceiling Insulation(R12 to R38) | Ceiling Insulation(R12 to R38) | NonEquip | 20 |  | 0% | Tech/Econ | 0.2523% | 0 | 0 | 0
Tech | Hospitals | Space Cooling | Individual room air conditioners | TRC | Existing | NE3042 | Airside Economizer | Airside Economizer | NonEquip | 10 | Packaged air conditioning units (RTUs) | 0% | Tech/Econ | 5.556% | 0 | 0 | 0
Tech | Hospitals | Interior Lighting | High bay | TRC | New | NN5265 | Retro-Commissioning | Retro-Commissioning | NonEquip | 5 |  | 0% | Tech/Econ | 16% | 0 | 0 | 0
Tech | Hospitals | Interior Lighting | High bay | TRC | New | NN4433 | Interior Lighting Controls | Interior Lighting Controls | NonEquip | 8 | Overhead (fluorescent/LED/CFL U-shape) | 0% | Tech/Econ | 28% | 0 | 0 | 0
Tech | Hospitals | Interior Lighting | High bay | TRC | New | NN4407 | Bi-Level Lighting Control (Interior) | Bi-Level Lighting Control (Interior) | NonEquip | 8 | Overhead (fluorescent/LED/CFL U-shape) | 0% | Tech/Econ | 31% | 0 | 0 | 0
Tech | Hospitals | Interior Lighting | High bay | TRC | New | NN3705 | Facility Energy Management System | Facility Energy Management System | NonEquip | 15 |  | 4.276% | Tech/Econ | 24% | 12734.0279 | 1.8852 | 1.6285
Tech | Hospitals | Interior Lighting | High bay | TRC | Existing | NE5252 | Retro-Commissioning | Retro-Commissioning | NonEquip | 5 |  | 21.99% | Tech/Econ | 16% | 2101742.983 | 886.2023 | 10.1813
Tech | Hospitals | Interior Lighting | High bay | TRC | Existing | NE4420 | Interior Lighting Controls | Interior Lighting Controls | NonEquip | 8 | Overhead (fluorescent/LED/CFL U-shape) | 0% | Tech/Econ | 28% | 0 | 0 | 0
Tech | Hospitals | Interior Lighting | High bay | TRC | Existing | NE4394 | Bi-Level Lighting Control (Interior) | Bi-Level Lighting Control (Interior) | NonEquip | 8 | Overhead (fluorescent/LED/CFL U-shape) | 0% | Tech/Econ | 31% | 0 | 0 | 0
Tech | Hospitals | Interior Lighting | High bay | TRC | Existing | NE3692 | Facility Energy Management System | Facility Energy Management System | NonEquip | 15 |  | 5.375% | Tech/Econ | 24% | 780710.5542 | 115.5783 | 99.8396
Tech | Hospitals | Interior Lighting | High bay | TRC | Turnover | ET1644 | LED Linear - Fixture Replacement | LED Linear - Fixture Replacement | Equip | 15 | High bay | 24.1% | Tech/Econ | 50.28% | 8345500.119 | 874.539 | 811.1818
Tech | Hospitals | Interior Lighting | High bay | TRC | Turnover | ET1527 | High Bay LED | High Bay LED | Equip | 15 | High bay | 0% | Tech/Econ | 64.78% | 0 | 0 | 0
Tech | Hospitals | Interior Lighting | High bay | TRC | Turnover | ET1488 | High Bay Fluorescent (T5) | High Bay Fluorescent (T5) | Equip | 15 | High bay | 0% | Tech/Econ | 64.14% | 0 | 0 | 0
Tech | Hospitals | Interior Lighting | High bay | TRC | New | EN1670 | LED Linear - Fixture Replacement | LED Linear - Fixture Replacement | Equip | 15 | High bay | 0% | Tech/Econ | 50.28% | 0 | 0 | 0
Tech | Hospitals | Interior Lighting | High bay | TRC | New | EN1553 | High Bay LED | High Bay LED | Equip | 15 | High bay | 0% | Tech/Econ | 64.78% | 0 | 0 | 0
Tech | Hospitals | Interior Lighting | High bay | TRC | New | EN1514 | High Bay Fluorescent (T5) | High Bay Fluorescent (T5) | Equip | 15 | High bay | 0% | Tech/Econ | 64.14% | 0 | 0 | 0
Tech | Hospitals | Cooking | Fryer | TRC | Turnover | ET84 | Energy Star Fryer | Energy Star Fryer | Equip | 12 | Fryer | 29.2% | Tech/Econ | 17.46% | 6804.3332 | 1.103 | 0.34108
Tech | Hospitals | Cooking | Fryer | TRC | New | EN110 | Energy Star Fryer | Energy Star Fryer | Equip | 12 | Fryer | 29.2% | Tech/Econ | 17.46% | 122.6068 | 0.019874 | 0.0061458
Tech | Hospitals | Space Heating | Forced air furnace | TRC | New | NN5343 | Retro-Commissioning | Retro-Commissioning | NonEquip | 5 |  | 0% | Tech/Econ | 16% | 0 | 0 | 0
Tech | Hospitals | Space Heating | Forced air furnace | TRC | New | NN4329 | Water Cooled Refrigeration Heat Recovery | Water Cooled Refrigeration Heat Recovery | NonEquip | 20 |  | 4.199% | Tech/Econ | 10% | 0.53249 | 0 | 5.783e-05
Tech | Hospitals | Space Heating | Forced air furnace | TRC | New | NN4277 | Warehouse Loading Dock Seals | Warehouse Loading Dock Seals | NonEquip | 18 |  | 0% | Tech/Econ | 0.04751% | 0 | 0 | 0
Tech | Hospitals | Space Heating | Forced air furnace | TRC | New | NN4251 | Wall Insulation | Wall Insulation | NonEquip | 20 |  | 0% | Tech/Econ | 0% | 0 | 0 | 0
Tech | Hospitals | Space Heating | Forced air furnace | TRC | New | NN4173 | Smart Thermostat | Smart Thermostat | NonEquip | 11 |  | 31.48% | Tech/Econ | 10% | 4.121 | 0 | 0.00010176
Tech | Hospitals | Space Heating | Forced air furnace | TRC | New | NN4095 | Roof Insulation | Roof Insulation | NonEquip | 20 |  | 58.5% | Tech/Econ | 0.1899% | 0.1086 | 0 | 2.6457e-05
Tech | Hospitals | Space Heating | Forced air furnace | TRC | New | NN4069 | Programmable Thermostat | Programmable Thermostat | NonEquip | 11 |  | 0% | Tech/Econ | 3.6% | 0 | 0 | 0
Tech | Hospitals | Space Heating | Forced air furnace | TRC | New | NN4017 | Low U-Value Windows | Low U-Value Windows | NonEquip | 20 |  | 13.44% | Tech/Econ | 10% | 1.6968 | 0 | 7.0521e-06
Tech | Hospitals | Space Heating | Forced air furnace | TRC | New | NN3939 | Infiltration Reduction - Air Sealing | Infiltration Reduction - Air Sealing | NonEquip | 11 |  | 0% | Tech/Econ | 0.02375% | 0 | 0 | 0
Tech | Hospitals | Space Heating | Forced air furnace | TRC | New | NN3861 | Hotel Card Energy Control Systems | Hotel Card Energy Control Systems | NonEquip | 15 |  | 0% | Tech/Econ | 0% | 0 | 0 | 0
Tech | Hospitals | Space Heating | Forced air furnace | TRC | New | NN3783 | Green Roof | Green Roof | NonEquip | 15 |  | 0.315% | Tech/Econ | 0.2934% | 0.001142 | 0 | 0
Tech | Hospitals | Space Heating | Forced air furnace | TRC | New | NN3731 | Floor Insulation | Floor Insulation | NonEquip | 20 |  | 32.06% | Tech/Econ | 0.09962% | 0 | 0 | 0
Tech | Hospitals | Space Heating | Forced air furnace | TRC | New | NN3653 | Facility Energy Management System | Facility Energy Management System | NonEquip | 15 |  | 4.276% | Tech/Econ | 20% | 1.1293 | 0 | 0.00014442
Tech | Hospitals | Space Heating | Forced air furnace | TRC | New | NN3575 | ECM Motors on Furnaces | ECM Motors on Furnaces | NonEquip | 15 | Forced air furnace | 47.78% | Tech/Econ | 1.706% | 1.0156 | 0 | 0.00015498
Tech | Hospitals | Space Heating | Forced air furnace | TRC | New | NN3549 | Duct Sealing Repair | Duct Sealing Repair | NonEquip | 15 |  | 0% | Tech/Econ | 12% | 0 | 0 | 0
Tech | Hospitals | Space Heating | Forced air furnace | TRC | New | NN3497 | Duct Insulation | Duct Insulation | NonEquip | 15 |  | 0% | Tech/Econ | 2.045% | 0 | 0 | 0
Tech | Hospitals | Space Heating | Forced air furnace | TRC | New | NN3445 | Destratification Fans | Destratification Fans | NonEquip | 10 |  | 0% | Tech/Econ | 15.61% | 0 | 0 | 0
Tech | Hospitals | Space Heating | Forced air furnace | TRC | New | NN3393 | Dedicated Outdoor Air System on VRF unit | Dedicated Outdoor Air System on VRF unit | NonEquip | 15 | Residential/split system heat pump | 0% | Tech/Econ | 10% | 0 | 0 | 0
Tech | Hospitals | Space Heating | Forced air furnace | TRC | New | NN3341 | Cool Roof | Cool Roof | NonEquip | 15 |  | 72.49% | Tech/Econ | 0.03313% | 0 | 0 | 0
Tech | Hospitals | Space Heating | Forced air furnace | TRC | New | NN3237 | Ceiling Insulation(R30 to R38) | Ceiling Insulation(R30 to R38) | NonEquip | 20 |  | 0% | Tech/Econ | 0.03837% | 0 | 0 | 0
Tech | Hospitals | Space Heating | Forced air furnace | TRC | New | NN3185 | Ceiling Insulation(R2 to R38) | Ceiling Insulation(R2 to R38) | NonEquip | 20 |  | 0% | Tech/Econ | 2.59% | 0 | 0 | 0
Tech | Hospitals | Space Heating | Forced air furnace | TRC | New | NN3133 | Ceiling Insulation(R19 to R38) | Ceiling Insulation(R19 to R38) | NonEquip | 20 |  | 0% | Tech/Econ | 0.1439% | 0 | 0 | 0
Tech | Hospitals | Space Heating | Forced air furnace | TRC | New | NN3081 | Ceiling Insulation(R12 to R38) | Ceiling Insulation(R12 to R38) | NonEquip | 20 |  | 0% | Tech/Econ | 0.3118% | 0 | 0 | 0
Tech | Hospitals | Space Heating | Forced air furnace | TRC | New | NN3003 | Air Curtains | Air Curtains | NonEquip | 8 |  | 28.37% | Tech/Econ | 0.02369% | 0 | 0 | 0
Tech | Hospitals | Space Heating | Forced air furnace | TRC | Existing | NE5330 | Retro-Commissioning | Retro-Commissioning | NonEquip | 5 |  | 21.99% | Tech/Econ | 16% | 248.7617 | 0 | 0.0012051
Tech | Hospitals | Space Heating | Forced air furnace | TRC | Existing | NE4316 | Water Cooled Refrigeration Heat Recovery | Water Cooled Refrigeration Heat Recovery | NonEquip | 20 |  | 55.99% | Tech/Econ | 10% | 369.937 | 0 | 0.040176
Tech | Hospitals | Space Heating | Forced air furnace | TRC | Existing | NE4264 | Warehouse Loading Dock Seals | Warehouse Loading Dock Seals | NonEquip | 18 |  | 0% | Tech/Econ | 0.05242% | 0 | 0 | 0
Tech | Hospitals | Space Heating | Forced air furnace | TRC | Existing | NE4238 | Wall Insulation | Wall Insulation | NonEquip | 20 |  | 0% | Tech/Econ | 2.11% | 0 | 0 | 0
Tech | Hospitals | Space Heating | Forced air furnace | TRC | Existing | NE4160 | Smart Thermostat | Smart Thermostat | NonEquip | 11 |  | 31.48% | Tech/Econ | 10% | 214.7234 | 0 | 0.0053024
Tech | Hospitals | Space Heating | Forced air furnace | TRC | Existing | NE4082 | Roof Insulation | Roof Insulation | NonEquip | 20 |  | 58.5% | Tech/Econ | 0.419% | 15.163 | 0 | 0.0036939
Tech | Hospitals | Space Heating | Forced air furnace | TRC | Existing | NE4056 | Programmable Thermostat | Programmable Thermostat | NonEquip | 11 |  | 0% | Tech/Econ | 3.6% | 0 | 0 | 0
Tech | Hospitals | Space Heating | Forced air furnace | TRC | Existing | NE4004 | Low U-Value Windows | Low U-Value Windows | NonEquip | 20 |  | 5.375% | Tech/Econ | 46% | 181.2044 | 0 | 0.0007531
Tech | Hospitals | Space Heating | Forced air furnace | TRC | Existing | NE3926 | Infiltration Reduction - Air Sealing | Infiltration Reduction - Air Sealing | NonEquip | 11 |  | 0% | Tech/Econ | 0.02621% | 0 | 0 | 0
Tech | Hospitals | Space Heating | Forced air furnace | TRC | Existing | NE3848 | Hotel Card Energy Control Systems | Hotel Card Energy Control Systems | NonEquip | 15 |  | 0% | Tech/Econ | 0% | 0 | 0 | 0
Tech | Hospitals | Space Heating | Forced air furnace | TRC | Existing | NE3770 | Green Roof | Green Roof | NonEquip | 15 |  | 0.063% | Tech/Econ | 0.3238% | 0.012587 | 0 | 0
Tech | Hospitals | Space Heating | Forced air furnace | TRC | Existing | NE3718 | Floor Insulation | Floor Insulation | NonEquip | 20 |  | 12.82% | Tech/Econ | 0.1099% | 0.86992 | 0 | 0.00021192
Tech | Hospitals | Space Heating | Forced air furnace | TRC | Existing | NE3640 | Facility Energy Management System | Facility Energy Management System | NonEquip | 15 |  | 5.375% | Tech/Econ | 20% | 76.8365 | 0 | 0.0098261
Tech | Hospitals | Space Heating | Forced air furnace | TRC | Existing | NE3562 | ECM Motors on Furnaces | ECM Motors on Furnaces | NonEquip | 15 | Forced air furnace | 47.78% | Tech/Econ | 1.706% | 50.851 | 0 | 0.0077594
Tech | Hospitals | Space Heating | Forced air furnace | TRC | Existing | NE3536 | Duct Sealing Repair | Duct Sealing Repair | NonEquip | 15 |  | 0% | Tech/Econ | 12% | 0 | 0 | 0
Tech | Hospitals | Space Heating | Forced air furnace | TRC | Existing | NE3484 | Duct Insulation | Duct Insulation | NonEquip | 15 |  | 0% | Tech/Econ | 2.045% | 0 | 0 | 0
Tech | Hospitals | Space Heating | Forced air furnace | TRC | Existing | NE3432 | Destratification Fans | Destratification Fans | NonEquip | 10 |  | 0% | Tech/Econ | 15.61% | 0 | 0 | 0
Tech | Hospitals | Space Heating | Forced air furnace | TRC | Existing | NE3380 | Dedicated Outdoor Air System on VRF unit | Dedicated Outdoor Air System on VRF unit | NonEquip | 15 | Residential/split system heat pump | 0% | Tech/Econ | 10% | 0 | 0 | 0
Tech | Hospitals | Space Heating | Forced air furnace | TRC | Existing | NE3328 | Cool Roof | Cool Roof | NonEquip | 15 |  | 72.74% | Tech/Econ | 0.03656% | 1.6409 | 0 | 0
Tech | Hospitals | Space Heating | Forced air furnace | TRC | Existing | NE3224 | Ceiling Insulation(R30 to R38) | Ceiling Insulation(R30 to R38) | NonEquip | 20 |  | 0% | Tech/Econ | 0.04234% | 0 | 0 | 0
Tech | Hospitals | Space Heating | Forced air furnace | TRC | Existing | NE3172 | Ceiling Insulation(R2 to R38) | Ceiling Insulation(R2 to R38) | NonEquip | 20 |  | 0% | Tech/Econ | 2.858% | 0 | 0 | 0
Tech | Hospitals | Space Heating | Forced air furnace | TRC | Existing | NE3120 | Ceiling Insulation(R19 to R38) | Ceiling Insulation(R19 to R38) | NonEquip | 20 |  | 0% | Tech/Econ | 0.1588% | 0 | 0 | 0
Tech | Hospitals | Space Heating | Forced air furnace | TRC | Existing | NE3068 | Ceiling Insulation(R12 to R38) | Ceiling Insulation(R12 to R38) | NonEquip | 20 |  | 0% | Tech/Econ | 0.344% | 0 | 0 | 0
Tech | Hospitals | Space Heating | Forced air furnace | TRC | Existing | NE2990 | Air Curtains | Air Curtains | NonEquip | 8 |  | 33.45% | Tech/Econ | 0.02369% | 0.48873 | 0 | 5.3077e-05
Tech | Hospitals | Exterior Lighting | Exterior parking/lot lighting | TRC | New | NN5291 | Retro-Commissioning | Retro-Commissioning | NonEquip | 5 |  | 0% | Tech/Econ | 16% | 0 | 0 | 0
Tech | Hospitals | Exterior Lighting | Exterior parking/lot lighting | TRC | New | NN2977 | Outdoor Lighting Controls | Outdoor Lighting Controls | NonEquip | 8 | Exterior parking/lot lighting | 30.95% | Tech/Econ | 28% | 0 | 0 | 0
Tech | Hospitals | Exterior Lighting | Exterior parking/lot lighting | TRC | New | NN2951 | Bi-Level Lighting Control (Exterior) | Bi-Level Lighting Control (Exterior) | NonEquip | 9 | Exterior parking/lot lighting | 13.75% | Tech/Econ | 31% | 1380.6663 | 0 | 0
Tech | Hospitals | Exterior Lighting | Exterior parking/lot lighting | TRC | Existing | NE5278 | Retro-Commissioning | Retro-Commissioning | NonEquip | 5 |  | 21.99% | Tech/Econ | 16% | 699623.0745 | 0 | 3.3891
Tech | Hospitals | Exterior Lighting | Exterior parking/lot lighting | TRC | Existing | NE2964 | Outdoor Lighting Controls | Outdoor Lighting Controls | NonEquip | 8 | Exterior parking/lot lighting | 30.95% | Tech/Econ | 28% | 1886506.963 | 0 | 0
Tech | Hospitals | Exterior Lighting | Exterior parking/lot lighting | TRC | Existing | NE2938 | Bi-Level Lighting Control (Exterior) | Bi-Level Lighting Control (Exterior) | NonEquip | 9 | Exterior parking/lot lighting | 13.75% | Tech/Econ | 31% | 969622.7828 | 0 | 0
Tech | Hospitals | Exterior Lighting | Exterior parking/lot lighting | TRC | Turnover | ET708 | LED Parking Lighting | LED Parking Lighting | Equip | 18 | Exterior parking/lot lighting | 6.728% | Tech/Econ | 84% | 1362195.38 | 0 | 0
Tech | Hospitals | Exterior Lighting | Exterior parking/lot lighting | TRC | Turnover | ET513 | High Efficiency HID Lighting | High Efficiency HID Lighting | Equip | 13 | Exterior parking/lot lighting | 0% | Tech/Econ | 34.18% | 0 | 0 | 0
Tech | Hospitals | Exterior Lighting | Exterior parking/lot lighting | TRC | New | EN734 | LED Parking Lighting | LED Parking Lighting | Equip | 18 | Exterior parking/lot lighting | 94.94% | Tech/Econ | 84% | 346358.7901 | 0 | 0
Tech | Hospitals | Exterior Lighting | Exterior parking/lot lighting | TRC | New | EN539 | High Efficiency HID Lighting | High Efficiency HID Lighting | Equip | 13 | Exterior parking/lot lighting | 0% | Tech/Econ | 34.18% | 0 | 0 | 0
Tech | Hospitals | Exterior Lighting | Exterior marquis | TRC | New | NN5291 | Retro-Commissioning | Retro-Commissioning | NonEquip | 5 |  | 0% | Tech/Econ | 16% | 0 | 0 | 0
Tech | Hospitals | Exterior Lighting | Exterior marquis | TRC | New | NN2977 | Outdoor Lighting Controls | Outdoor Lighting Controls | NonEquip | 8 | Exterior parking/lot lighting | 0% | Tech/Econ | 28% | 0 | 0 | 0
Tech | Hospitals | Exterior Lighting | Exterior marquis | TRC | New | NN2951 | Bi-Level Lighting Control (Exterior) | Bi-Level Lighting Control (Exterior) | NonEquip | 9 | Exterior parking/lot lighting | 0% | Tech/Econ | 31% | 0 | 0 | 0
Tech | Hospitals | Exterior Lighting | Exterior marquis | TRC | Existing | NE5278 | Retro-Commissioning | Retro-Commissioning | NonEquip | 5 |  | 21.99% | Tech/Econ | 16% | 2525.2189 | 0 | 0.012233
Tech | Hospitals | Exterior Lighting | Exterior marquis | TRC | Existing | NE2964 | Outdoor Lighting Controls | Outdoor Lighting Controls | NonEquip | 8 | Exterior parking/lot lighting | 0% | Tech/Econ | 28% | 0 | 0 | 0
Tech | Hospitals | Exterior Lighting | Exterior marquis | TRC | Existing | NE2938 | Bi-Level Lighting Control (Exterior) | Bi-Level Lighting Control (Exterior) | NonEquip | 9 | Exterior parking/lot lighting | 0% | Tech/Econ | 31% | 0 | 0 | 0
Tech | Hospitals | Exterior Lighting | Exterior marquis | TRC | Turnover | ET630 | LED Exterior Lighting | LED Exterior Lighting | Equip | 13 | Exterior marquis | 4.268% | Tech/Econ | 60.51% | 1902.8209 | 0 | 0
Tech | Hospitals | Exterior Lighting | Exterior marquis | TRC | Turnover | ET591 | LED Display Lighting (Exterior) | LED Display Lighting (Exterior) | Equip | 15 | Exterior marquis | 4.268% | Tech/Econ | 87.04% | 2842.6208 | 0 | 0
Tech | Hospitals | Exterior Lighting | Exterior marquis | TRC | New | EN656 | LED Exterior Lighting | LED Exterior Lighting | Equip | 13 | Exterior marquis | 4.624% | Tech/Econ | 60.51% | 37.0246 | 0 | 0
Tech | Hospitals | Exterior Lighting | Exterior marquis | TRC | New | EN617 | LED Display Lighting (Exterior) | LED Display Lighting (Exterior) | Equip | 15 | Exterior marquis | 4.624% | Tech/Econ | 87.04% | 55.4894 | 0 | 0
Tech | Hospitals | Miscellaneous | Elevators/Escalators | TRC | New | NN5447 | Retro-Commissioning | Retro-Commissioning | NonEquip | 5 |  | 0% | Tech/Econ | 16% | 0 | 0 | 0
Tech | Hospitals | Miscellaneous | Elevators/Escalators | TRC | New | NN4537 | VSD Controlled Compressor | VSD Controlled Compressor | NonEquip | 15 | Others | 0% | Tech/Econ | 20.79% | 0 | 0 | 0
Tech | Hospitals | Miscellaneous | Elevators/Escalators | TRC | New | NN4511 | Regenerative Drive Elevator Motor | Regenerative Drive Elevator Motor | NonEquip | 13 | Elevators/Escalators | 11.17% | Tech/Econ | 6.211% | 1009.4059 | 0.13087 | 0.10962
Tech | Hospitals | Miscellaneous | Elevators/Escalators | TRC | New | NN4485 | Engine Block Timer | Engine Block Timer | NonEquip | 5 | Others | 0% | Tech/Econ | 36% | 0 | 0 | 0
Tech | Hospitals | Miscellaneous | Elevators/Escalators | TRC | New | NN4459 | Efficient Motor Belts | Efficient Motor Belts | NonEquip | 10 | Others | 0% | Tech/Econ | 1.105% | 0 | 0 | 0
Tech | Hospitals | Miscellaneous | Elevators/Escalators | TRC | Existing | NE5434 | Retro-Commissioning | Retro-Commissioning | NonEquip | 5 |  | 21.99% | Tech/Econ | 16% | 284235.3226 | 119.8481 | 1.3769
Tech | Hospitals | Miscellaneous | Elevators/Escalators | TRC | Existing | NE4524 | VSD Controlled Compressor | VSD Controlled Compressor | NonEquip | 15 | Others | 0% | Tech/Econ | 20.79% | 0 | 0 | 0
Tech | Hospitals | Miscellaneous | Elevators/Escalators | TRC | Existing | NE4498 | Regenerative Drive Elevator Motor | Regenerative Drive Elevator Motor | NonEquip | 13 | Elevators/Escalators | 10.45% | Tech/Econ | 6.211% | 50594.9532 | 6.5599 | 5.4947
Tech | Hospitals | Miscellaneous | Elevators/Escalators | TRC | Existing | NE4472 | Engine Block Timer | Engine Block Timer | NonEquip | 5 | Others | 0% | Tech/Econ | 36% | 0 | 0 | 0
Tech | Hospitals | Miscellaneous | Elevators/Escalators | TRC | Existing | NE4446 | Efficient Motor Belts | Efficient Motor Belts | NonEquip | 10 | Others | 0% | Tech/Econ | 1.105% | 0 | 0 | 0
Tech | Hospitals | Office Equipment | Document production | TRC | New | NN4589 | Smart Strip Plug Outlet | Smart Strip Plug Outlet | NonEquip | 4 |  | 43.9% | Tech/Econ | 1.187% | 1201.1486 | 0.1786 | 0.12413
Tech | Hospitals | Office Equipment | Document production | TRC | New | NN4563 | Network PC Power Management | Network PC Power Management | NonEquip | 5 | Computers | 0% | Tech/Econ | 56.5% | 0 | 0 | 0
Tech | Hospitals | Office Equipment | Document production | TRC | Existing | NE4576 | Smart Strip Plug Outlet | Smart Strip Plug Outlet | NonEquip | 4 |  | 43.9% | Tech/Econ | 1.187% | 66660.3578 | 9.912 | 6.8887
Tech | Hospitals | Office Equipment | Document production | TRC | Existing | NE4550 | Network PC Power Management | Network PC Power Management | NonEquip | 5 | Computers | 0% | Tech/Econ | 56.5% | 0 | 0 | 0
Tech | Hospitals | Office Equipment | Document production | TRC | Turnover | ET2145 | ENERGY STAR Imaging Equipment | ENERGY STAR Imaging Equipment | Equip | 6 | Document production | 17.92% | Tech/Econ | 44.44% | 1106957.028 | 153.5088 | 103.081
Tech | Hospitals | Office Equipment | Document production | TRC | New | EN2171 | ENERGY STAR Imaging Equipment | ENERGY STAR Imaging Equipment | Equip | 6 | Document production | 17.92% | Tech/Econ | 44.44% | 19946.1869 | 2.7661 | 1.8574
Tech | Hospitals | Space Cooling | District chilled water piped | TRC | New | NN5369 | Retro-Commissioning | Retro-Commissioning | NonEquip | 5 |  | 0% | Tech/Econ | 16% | 0 | 0 | 0
Tech | Hospitals | Space Cooling | District chilled water piped | TRC | New | NN4381 | Window Sun Protection | Window Sun Protection | NonEquip | 10 |  | 15.35% | Tech/Econ | 16% | 54769.1216 | 20.0312 | -0.22266
Tech | Hospitals | Space Cooling | District chilled water piped | TRC | New | NN4355 | Waterside Economizer | Waterside Economizer | NonEquip | 20 |  | 19.15% | Tech/Econ | 5.556% | 0 | 0 | 0
Tech | Hospitals | Space Cooling | District chilled water piped | TRC | New | NN4147 | Smart Thermostat | Smart Thermostat | NonEquip | 11 |  | 31.48% | Tech/Econ | 10% | 66761.7979 | 5.5804 | 0
Tech | Hospitals | Space Cooling | District chilled water piped | TRC | New | NN4043 | Programmable Thermostat | Programmable Thermostat | NonEquip | 11 |  | 0% | Tech/Econ | 3.6% | 0 | 0 | 0
Tech | Hospitals | Space Cooling | District chilled water piped | TRC | New | NN3991 | Low U-Value Windows | Low U-Value Windows | NonEquip | 20 |  | 13.44% | Tech/Econ | 10% | 29235.727 | 10.867 | 0
Tech | Hospitals | Space Cooling | District chilled water piped | TRC | New | NN3913 | HVAC tune-up_RTU | HVAC tune-up_RTU | NonEquip | 5 | Packaged air conditioning units (RTUs) | 0% | Tech/Econ | 5% | 0 | 0 | 0
Tech | Hospitals | Space Cooling | District chilled water piped | TRC | New | NN3887 | HVAC tune-up | HVAC tune-up | NonEquip | 5 | Residential-type central air conditioners | 0% | Tech/Econ | 5% | 0 | 0 | 0
Tech | Hospitals | Space Cooling | District chilled water piped | TRC | New | NN3809 | Green Roof | Green Roof | NonEquip | 15 |  | 0.315% | Tech/Econ | 0.1781% | 0 | 0 | 0
Tech | Hospitals | Space Cooling | District chilled water piped | TRC | New | NN3679 | Facility Energy Management System | Facility Energy Management System | NonEquip | 15 |  | 4.276% | Tech/Econ | 20% | 20408.7594 | 3.0214 | 0
Tech | Hospitals | Space Cooling | District chilled water piped | TRC | New | NN3627 | Facility Commissioning | Facility Commissioning | NonEquip | 10 |  | 35.83% | Tech/Econ | 16% | 135657.1981 | 24.0419 | 0.88995
Tech | Hospitals | Space Cooling | District chilled water piped | TRC | New | NN3601 | Energy Recovery Ventilation System (ERV) | Energy Recovery Ventilation System (ERV) | NonEquip | 15 | Packaged air conditioning units (RTUs) | 0% | Tech/Econ | 9.935% | 0 | 0 | 0
Tech | Hospitals | Space Cooling | District chilled water piped | TRC | New | NN3523 | Duct Sealing Repair | Duct Sealing Repair | NonEquip | 15 |  | 0% | Tech/Econ | 12% | 0 | 0 | 0
Tech | Hospitals | Space Cooling | District chilled water piped | TRC | New | NN3471 | Duct Insulation | Duct Insulation | NonEquip | 15 |  | 0% | Tech/Econ | 2.045% | 0 | 0 | 0
Tech | Hospitals | Space Cooling | District chilled water piped | TRC | New | NN3419 | Dedicated Outdoor Air System on VRF unit | Dedicated Outdoor Air System on VRF unit | NonEquip | 15 | Residential-type central air conditioners | 0% | Tech/Econ | 17.5% | 0 | 0 | 0
Tech | Hospitals | Space Cooling | District chilled water piped | TRC | New | NN3367 | Cool Roof | Cool Roof | NonEquip | 15 |  | 72.49% | Tech/Econ | 0.253% | 0 | 0 | 0
Tech | Hospitals | Space Cooling | District chilled water piped | TRC | New | NN3315 | Chilled Water System - Variable Speed Drives | Chilled Water System - Variable Speed Drives | NonEquip | 13 | Central chillers inside | 0% | Tech/Econ | 24.74% | 0 | 0 | 0
Tech | Hospitals | Space Cooling | District chilled water piped | TRC | New | NN3289 | Chilled Water Controls Optimization | Chilled Water Controls Optimization | NonEquip | 10 | Central chillers inside | 0% | Tech/Econ | 12.5% | 0 | 0 | 0
Tech | Hospitals | Space Cooling | District chilled water piped | TRC | New | NN3211 | Ceiling Insulation(R2 to R38) | Ceiling Insulation(R2 to R38) | NonEquip | 20 |  | 0% | Tech/Econ | 2.096% | 0 | 0 | 0
Tech | Hospitals | Space Cooling | District chilled water piped | TRC | New | NN3107 | Ceiling Insulation(R12 to R38) | Ceiling Insulation(R12 to R38) | NonEquip | 20 |  | 0% | Tech/Econ | 0.2523% | 0 | 0 | 0
Tech | Hospitals | Space Cooling | District chilled water piped | TRC | New | NN3055 | Airside Economizer | Airside Economizer | NonEquip | 10 | Packaged air conditioning units (RTUs) | 0% | Tech/Econ | 5.556% | 0 | 0 | 0
Tech | Hospitals | Space Cooling | District chilled water piped | TRC | Existing | NE5356 | Retro-Commissioning | Retro-Commissioning | NonEquip | 5 |  | 21.99% | Tech/Econ | 16% | 4056842.487 | 1710.5723 | 0
Tech | Hospitals | Space Cooling | District chilled water piped | TRC | Existing | NE4368 | Window Sun Protection | Window Sun Protection | NonEquip | 10 |  | 7.839% | Tech/Econ | 16% | 1602597.635 | 586.1333 | -6.5153
Tech | Hospitals | Space Cooling | District chilled water piped | TRC | Existing | NE4342 | Waterside Economizer | Waterside Economizer | NonEquip | 20 |  | 12.77% | Tech/Econ | 5.556% | 842469.5961 | 327.3314 | 0
Tech | Hospitals | Space Cooling | District chilled water piped | TRC | Existing | NE4212 | Wall Insulation | Wall Insulation | NonEquip | 20 |  | 0% | Tech/Econ | 10.6% | 0 | 0 | 0
Tech | Hospitals | Space Cooling | District chilled water piped | TRC | Existing | NE4134 | Smart Thermostat | Smart Thermostat | NonEquip | 11 |  | 31.48% | Tech/Econ | 10% | 3971521.944 | 331.9669 | 0
Tech | Hospitals | Space Cooling | District chilled water piped | TRC | Existing | NE4108 | Roof Insulation | Roof Insulation | NonEquip | 20 |  | 58.5% | Tech/Econ | 0.3073% | 199981.4845 | 82.7085 | 0
Tech | Hospitals | Space Cooling | District chilled water piped | TRC | Existing | NE4030 | Programmable Thermostat | Programmable Thermostat | NonEquip | 11 |  | 0% | Tech/Econ | 3.6% | 0 | 0 | 0
Tech | Hospitals | Space Cooling | District chilled water piped | TRC | Existing | NE3978 | Low U-Value Windows | Low U-Value Windows | NonEquip | 20 |  | 5.375% | Tech/Econ | 46% | 3274710.052 | 1217.2194 | 0
Tech | Hospitals | Space Cooling | District chilled water piped | TRC | Existing | NE3900 | HVAC tune-up_RTU | HVAC tune-up_RTU | NonEquip | 5 | Packaged air conditioning units (RTUs) | 0% | Tech/Econ | 5% | 0 | 0 | 0
Tech | Hospitals | Space Cooling | District chilled water piped | TRC | Existing | NE3874 | HVAC tune-up | HVAC tune-up | NonEquip | 5 | Residential-type central air conditioners | 0% | Tech/Econ | 5% | 0 | 0 | 0
Tech | Hospitals | Space Cooling | District chilled water piped | TRC | Existing | NE3796 | Green Roof | Green Roof | NonEquip | 15 |  | 0.063% | Tech/Econ | 0.1781% | 124.3651 | 0.052833 | 0
Tech | Hospitals | Space Cooling | District chilled water piped | TRC | Existing | NE3744 | Floor Insulation | Floor Insulation | NonEquip | 20 |  | 12.82% | Tech/Econ | 0.08062% | 11459.5843 | 4.7395 | 0
Tech | Hospitals | Space Cooling | District chilled water piped | TRC | Existing | NE3666 | Facility Energy Management System | Facility Energy Management System | NonEquip | 15 |  | 5.375% | Tech/Econ | 20% | 1388582.817 | 205.5692 | 0
Tech | Hospitals | Space Cooling | District chilled water piped | TRC | Existing | NE3588 | Energy Recovery Ventilation System (ERV) | Energy Recovery Ventilation System (ERV) | NonEquip | 15 | Packaged air conditioning units (RTUs) | 0% | Tech/Econ | 9.935% | 0 | 0 | 0
Tech | Hospitals | Space Cooling | District chilled water piped | TRC | Existing | NE3510 | Duct Sealing Repair | Duct Sealing Repair | NonEquip | 15 |  | 0% | Tech/Econ | 12% | 0 | 0 | 0
Tech | Hospitals | Space Cooling | District chilled water piped | TRC | Existing | NE3458 | Duct Insulation | Duct Insulation | NonEquip | 15 |  | 0% | Tech/Econ | 2.045% | 0 | 0 | 0
Tech | Hospitals | Space Cooling | District chilled water piped | TRC | Existing | NE3406 | Dedicated Outdoor Air System on VRF unit | Dedicated Outdoor Air System on VRF unit | NonEquip | 15 | Residential-type central air conditioners | 0% | Tech/Econ | 17.5% | 0 | 0 | 0
Tech | Hospitals | Space Cooling | District chilled water piped | TRC | Existing | NE3354 | Cool Roof | Cool Roof | NonEquip | 15 |  | 72.74% | Tech/Econ | 0.253% | 204409.2868 | 86.8371 | 0
Tech | Hospitals | Space Cooling | District chilled water piped | TRC | Existing | NE3302 | Chilled Water System - Variable Speed Drives | Chilled Water System - Variable Speed Drives | NonEquip | 13 | Central chillers inside | 0% | Tech/Econ | 24.74% | 0 | 0 | 0
Tech | Hospitals | Space Cooling | District chilled water piped | TRC | Existing | NE3276 | Chilled Water Controls Optimization | Chilled Water Controls Optimization | NonEquip | 10 | Central chillers inside | 0% | Tech/Econ | 12.5% | 0 | 0 | 0
Tech | Hospitals | Space Cooling | District chilled water piped | TRC | Existing | NE3198 | Ceiling Insulation(R2 to R38) | Ceiling Insulation(R2 to R38) | NonEquip | 20 |  | 0% | Tech/Econ | 2.096% | 0 | 0 | 0
Tech | Hospitals | Space Cooling | District chilled water piped | TRC | Existing | NE3146 | Ceiling Insulation(R19 to R38) | Ceiling Insulation(R19 to R38) | NonEquip | 20 |  | 0% | Tech/Econ | 0.1164% | 0 | 0 | 0
Tech | Hospitals | Space Cooling | District chilled water piped | TRC | Existing | NE3094 | Ceiling Insulation(R12 to R38) | Ceiling Insulation(R12 to R38) | NonEquip | 20 |  | 0% | Tech/Econ | 0.2523% | 0 | 0 | 0
Tech | Hospitals | Space Cooling | District chilled water piped | TRC | Existing | NE3042 | Airside Economizer | Airside Economizer | NonEquip | 10 | Packaged air conditioning units (RTUs) | 0% | Tech/Econ | 5.556% | 0 | 0 | 0
Tech | Hospitals | Space Cooling | District chilled water piped | TRC | Turnover | ET942 | High Efficiency Chiller (Air Cooled, 50 tons) | High Efficiency Chiller (Air Cooled, 50 tons) | Equip | 20 | District chilled water piped | 31.91% | Tech/Econ | 8.759% | 3416181.537 | 930.563 | 42.3494
Tech | Hospitals | Space Cooling | District chilled water piped | TRC | Turnover | ET1098 | High Efficiency Chiller (Water cooled-positive displacement, 100 tons) | High Efficiency Chiller (Water cooled-positive displacement, 100 tons) | Equip | 20 | District chilled water piped | 31.91% | Tech/Econ | 2.683% | 995853.5616 | 375.248 | 0.72888
Tech | Hospitals | Space Cooling | District chilled water piped | TRC | Turnover | ET1020 | High Efficiency Chiller (Water cooled-centrifugal, 200 tons) | High Efficiency Chiller (Water cooled-centrifugal, 200 tons) | Equip | 20 | District chilled water piped | 31.91% | Tech/Econ | 4.362% | 1642111.909 | 618.7649 | 1.2019
Tech | Hospitals | Space Cooling | District chilled water piped | TRC | New | EN968 | High Efficiency Chiller (Air Cooled, 50 tons) | High Efficiency Chiller (Air Cooled, 50 tons) | Equip | 20 | District chilled water piped | 31.91% | Tech/Econ | 8.759% | 58135.262 | 15.836 | 0.72069
Tech | Hospitals | Space Cooling | District chilled water piped | TRC | New | EN1124 | High Efficiency Chiller (Water cooled-positive displacement, 100 tons) | High Efficiency Chiller (Water cooled-positive displacement, 100 tons) | Equip | 20 | District chilled water piped | 31.91% | Tech/Econ | 2.683% | 17068.1028 | 6.4314 | 0.012492
Tech | Hospitals | Space Cooling | District chilled water piped | TRC | New | EN1046 | High Efficiency Chiller (Water cooled-centrifugal, 200 tons) | High Efficiency Chiller (Water cooled-centrifugal, 200 tons) | Equip | 20 | District chilled water piped | 31.91% | Tech/Econ | 4.362% | 28144.4346 | 10.6051 | 0.020599
Tech | Hospitals | Refrigeration | Display cases | TRC | New | NN5317 | Retro-Commissioning | Retro-Commissioning | NonEquip | 5 |  | 0% | Tech/Econ | 16% | 0 | 0 | 0
Tech | Hospitals | Refrigeration | Display cases | TRC | New | NN4901 | Strip Curtains for Walk-ins | Strip Curtains for Walk-ins | NonEquip | 4 | Walk-in cooler | 0% | Tech/Econ | 2.115% | 0 | 0 | 0
Tech | Hospitals | Refrigeration | Display cases | TRC | New | NN4875 | Refrigerated Display Case Lighting Controls | Refrigerated Display Case Lighting Controls | NonEquip | 8 | Display cases | 0% | Tech/Econ | 0.9365% | 0 | 0 | 0
Tech | Hospitals | Refrigeration | Display cases | TRC | New | NN4849 | PSC to ECM Evaporator Fan Motor (Walk-In, Refrigerator) | PSC to ECM Evaporator Fan Motor (Walk-In, Refrigerator) | NonEquip | 15 | Walk-in cooler | 0% | Tech/Econ | 37.5% | 0 | 0 | 0
Tech | Hospitals | Refrigeration | Display cases | TRC | New | NN4823 | PSC to ECM Evaporator Fan Motor (Reach-In) | PSC to ECM Evaporator Fan Motor (Reach-In) | NonEquip | 15 | Display cases | 68.68% | Tech/Econ | 37.5% | 6003.3122 | 0.77836 | 0.65197
Tech | Hospitals | Refrigeration | Display cases | TRC | New | NN4797 | Night Covers for Display Cases | Night Covers for Display Cases | NonEquip | 5 | Display cases | 0% | Tech/Econ | 1.877% | 0 | 0 | 0
Tech | Hospitals | Refrigeration | Display cases | TRC | New | NN4771 | High R-Value Glass Doors | High R-Value Glass Doors | NonEquip | 12 | Display cases | 0% | Tech/Econ | 0% | 0 | 0 | 0
Tech | Hospitals | Refrigeration | Display cases | TRC | New | NN4745 | High Efficiency Refrigeration Compressor | High Efficiency Refrigeration Compressor | NonEquip | 13 | Display cases | 4.199% | Tech/Econ | 6.922% | 50.3029 | 0.006522 | 0.005463
Tech | Hospitals | Refrigeration | Display cases | TRC | New | NN4719 | Freezer-Cooler Replacement Gaskets | Freezer-Cooler Replacement Gaskets | NonEquip | 4 | Display cases | 0% | Tech/Econ | 0% | 0 | 0 | 0
Tech | Hospitals | Refrigeration | Display cases | TRC | New | NN4693 | Floating Head Pressure Controls | Floating Head Pressure Controls | NonEquip | 15 |  | 24.64% | Tech/Econ | 6.05% | 257.1869 | 0.033346 | 0.027931
Tech | Hospitals | Refrigeration | Display cases | TRC | New | NN4667 | Demand Defrost | Demand Defrost | NonEquip | 10 | Walk-in cooler | 0% | Tech/Econ | 30% | 0 | 0 | 0
Tech | Hospitals | Refrigeration | Display cases | TRC | New | NN4641 | Automatic Door Closer for Walk-in Coolers and Freezers | Automatic Door Closer for Walk-in Coolers and Freezers | NonEquip | 8 | Walk-in cooler | 0% | Tech/Econ | 3.131% | 0 | 0 | 0
Tech | Hospitals | Refrigeration | Display cases | TRC | New | NN4615 | Anti-Sweat Controls | Anti-Sweat Controls | NonEquip | 8 | Display cases | 0% | Tech/Econ | 85% | 0 | 0 | 0
Tech | Hospitals | Refrigeration | Display cases | TRC | Existing | NE5304 | Retro-Commissioning | Retro-Commissioning | NonEquip | 5 |  | 21.99% | Tech/Econ | 16% | 38862.4434 | 16.3864 | 0.18826
Tech | Hospitals | Refrigeration | Display cases | TRC | Existing | NE4888 | Strip Curtains for Walk-ins | Strip Curtains for Walk-ins | NonEquip | 4 | Walk-in cooler | 0% | Tech/Econ | 2.115% | 0 | 0 | 0
Tech | Hospitals | Refrigeration | Display cases | TRC | Existing | NE4862 | Refrigerated Display Case Lighting Controls | Refrigerated Display Case Lighting Controls | NonEquip | 8 | Display cases | 0% | Tech/Econ | 2.524% | 0 | 0 | 0
Tech | Hospitals | Refrigeration | Display cases | TRC | Existing | NE4836 | PSC to ECM Evaporator Fan Motor (Walk-In, Refrigerator) | PSC to ECM Evaporator Fan Motor (Walk-In, Refrigerator) | NonEquip | 15 | Walk-in cooler | 0% | Tech/Econ | 37.5% | 0 | 0 | 0
Tech | Hospitals | Refrigeration | Display cases | TRC | Existing | NE4810 | PSC to ECM Evaporator Fan Motor (Reach-In) | PSC to ECM Evaporator Fan Motor (Reach-In) | NonEquip | 15 | Display cases | 17.17% | Tech/Econ | 37.5% | 76771.1059 | 9.9538 | 8.3375
Tech | Hospitals | Refrigeration | Display cases | TRC | Existing | NE4784 | Night Covers for Display Cases | Night Covers for Display Cases | NonEquip | 5 | Display cases | 0% | Tech/Econ | 1.877% | 0 | 0 | 0
Tech | Hospitals | Refrigeration | Display cases | TRC | Existing | NE4758 | High R-Value Glass Doors | High R-Value Glass Doors | NonEquip | 12 | Display cases | 0% | Tech/Econ | 23.81% | 0 | 0 | 0
Tech | Hospitals | Refrigeration | Display cases | TRC | Existing | NE4732 | High Efficiency Refrigeration Compressor | High Efficiency Refrigeration Compressor | NonEquip | 13 | Display cases | 14.15% | Tech/Econ | 6.922% | 10928.7696 | 1.417 | 1.1869
Tech | Hospitals | Refrigeration | Display cases | TRC | Existing | NE4706 | Freezer-Cooler Replacement Gaskets | Freezer-Cooler Replacement Gaskets | NonEquip | 4 | Display cases | 63.61% | Tech/Econ | 3.131% | 20907.213 | 2.7107 | 2.2706
Tech | Hospitals | Refrigeration | Display cases | TRC | Existing | NE4680 | Floating Head Pressure Controls | Floating Head Pressure Controls | NonEquip | 15 |  | 24.64% | Tech/Econ | 6.05% | 15884.8305 | 2.0595 | 1.7251
Tech | Hospitals | Refrigeration | Display cases | TRC | Existing | NE4654 | Demand Defrost | Demand Defrost | NonEquip | 10 | Walk-in cooler | 0% | Tech/Econ | 30% | 0 | 0 | 0
Tech | Hospitals | Refrigeration | Display cases | TRC | Existing | NE4628 | Automatic Door Closer for Walk-in Coolers and Freezers | Automatic Door Closer for Walk-in Coolers and Freezers | NonEquip | 8 | Walk-in cooler | 0% | Tech/Econ | 3.131% | 0 | 0 | 0
Tech | Hospitals | Refrigeration | Display cases | TRC | Existing | NE4602 | Anti-Sweat Controls | Anti-Sweat Controls | NonEquip | 8 | Display cases | 9.21% | Tech/Econ | 85% | 101267.5866 | 13.1299 | 10.9979
Tech | Hospitals | Refrigeration | Display cases | TRC | Turnover | ET2613 | Refrigerated Display Case LED Lighting | Refrigerated Display Case LED Lighting | Equip | 8 | Display cases | 0% | Tech/Econ | 6.613% | 0 | 0 | 0
Tech | Hospitals | Refrigeration | Display cases | TRC | Turnover | ET2457 | Energy Star Commercial Solid Door Refrigerator | Energy Star Commercial Solid Door Refrigerator | Equip | 12 | Display cases | 0% | Tech/Econ | 50.28% | 0 | 0 | 0
Tech | Hospitals | Refrigeration | Display cases | TRC | Turnover | ET2418 | Energy Star Commercial Solid Door Freezer | Energy Star Commercial Solid Door Freezer | Equip | 12 | Display cases | 0% | Tech/Econ | 42.11% | 0 | 0 | 0
Tech | Hospitals | Refrigeration | Display cases | TRC | Turnover | ET2379 | Energy Star Commercial Glass Door Refrigerator | Energy Star Commercial Glass Door Refrigerator | Equip | 12 | Display cases | 0% | Tech/Econ | 37.88% | 0 | 0 | 0
Tech | Hospitals | Refrigeration | Display cases | TRC | Turnover | ET2340 | Energy Star Commercial Glass Door Freezer | Energy Star Commercial Glass Door Freezer | Equip | 12 | Display cases | 0% | Tech/Econ | 40.57% | 0 | 0 | 0
Tech | Hospitals | Refrigeration | Display cases | TRC | New | EN2639 | Refrigerated Display Case LED Lighting | Refrigerated Display Case LED Lighting | Equip | 8 | Display cases | 0% | Tech/Econ | 0% | 0 | 0 | 0
Tech | Hospitals | Refrigeration | Display cases | TRC | New | EN2483 | Energy Star Commercial Solid Door Refrigerator | Energy Star Commercial Solid Door Refrigerator | Equip | 12 | Display cases | 0% | Tech/Econ | 50.28% | 0 | 0 | 0
Tech | Hospitals | Refrigeration | Display cases | TRC | New | EN2444 | Energy Star Commercial Solid Door Freezer | Energy Star Commercial Solid Door Freezer | Equip | 12 | Display cases | 0% | Tech/Econ | 42.11% | 0 | 0 | 0
Tech | Hospitals | Refrigeration | Display cases | TRC | New | EN2405 | Energy Star Commercial Glass Door Refrigerator | Energy Star Commercial Glass Door Refrigerator | Equip | 12 | Display cases | 0% | Tech/Econ | 37.88% | 0 | 0 | 0
Tech | Hospitals | Refrigeration | Display cases | TRC | New | EN2366 | Energy Star Commercial Glass Door Freezer | Energy Star Commercial Glass Door Freezer | Equip | 12 | Display cases | 0% | Tech/Econ | 40.57% | 0 | 0 | 0
Tech | Hospitals | Cooking | Cooking Other | TRC | Turnover | ET6 | Efficient Exhaust Hood | Efficient Exhaust Hood | Equip | 15 | Cooking Other | 11.82% | Tech/Econ | 42.5% | 202831.0049 | 44.3428 | 17.4045
Tech | Hospitals | Cooking | Cooking Other | TRC | Turnover | ET240 | Induction Cooktops | Induction Cooktops | Equip | 10 | Cooking Other | 4.728% | Tech/Econ | 18.82% | 34128.8695 | 7.3591 | 3.0302
Tech | Hospitals | Cooking | Cooking Other | TRC | Turnover | ET162 | Energy Star Hot Food Holding Cabinet | Energy Star Hot Food Holding Cabinet | Equip | 12 | Cooking Other | 26.95% | Tech/Econ | 52.67% | 667866.3996 | 122.9957 | 59.514
Tech | Hospitals | Cooking | Cooking Other | TRC | Turnover | ET123 | Energy Star Griddle | Energy Star Griddle | Equip | 12 | Cooking Other | 41% | Tech/Econ | 12.08% | 188189.4461 | 31.0958 | 7.9582
Tech | Hospitals | Cooking | Cooking Other | TRC | New | EN32 | Efficient Exhaust Hood | Efficient Exhaust Hood | Equip | 15 | Cooking Other | 11.82% | Tech/Econ | 42.5% | 3654.7987 | 0.79901 | 0.31361
Tech | Hospitals | Cooking | Cooking Other | TRC | New | EN266 | Induction Cooktops | Induction Cooktops | Equip | 10 | Cooking Other | 4.728% | Tech/Econ | 18.82% | 614.9659 | 0.1326 | 0.054601
Tech | Hospitals | Cooking | Cooking Other | TRC | New | EN188 | Energy Star Hot Food Holding Cabinet | Energy Star Hot Food Holding Cabinet | Equip | 12 | Cooking Other | 26.95% | Tech/Econ | 52.67% | 12034.2413 | 2.2163 | 1.0724
Tech | Hospitals | Cooking | Cooking Other | TRC | New | EN149 | Energy Star Griddle | Energy Star Griddle | Equip | 12 | Cooking Other | 41% | Tech/Econ | 12.08% | 3390.9734 | 0.56031 | 0.1434
Tech | Hospitals | Office Equipment | Computers | TRC | New | NN4589 | Smart Strip Plug Outlet | Smart Strip Plug Outlet | NonEquip | 4 |  | 43.9% | Tech/Econ | 1.187% | 233.806 | 0.034766 | 0.024162
Tech | Hospitals | Office Equipment | Computers | TRC | New | NN4563 | Network PC Power Management | Network PC Power Management | NonEquip | 5 | Computers | 22.4% | Tech/Econ | 56.5% | 7663.0027 | 1.0297 | 0.88894
Tech | Hospitals | Office Equipment | Computers | TRC | Existing | NE4576 | Smart Strip Plug Outlet | Smart Strip Plug Outlet | NonEquip | 4 |  | 43.9% | Tech/Econ | 1.187% | 12975.5746 | 1.9294 | 1.3409
Tech | Hospitals | Office Equipment | Computers | TRC | Existing | NE4550 | Network PC Power Management | Network PC Power Management | NonEquip | 5 | Computers | 22.4% | Tech/Econ | 56.5% | 425275.0002 | 57.1437 | 49.3337
Tech | Hospitals | Office Equipment | Computers | TRC | Turnover | ET2184 | Energy Star PCs | Energy Star PCs | Equip | 4 | Computers | 35% | Tech/Econ | 43.34% | 445316.7222 | 85.4588 | 85.4588
Tech | Hospitals | Office Equipment | Computers | TRC | New | EN2210 | Energy Star PCs | Energy Star PCs | Equip | 4 | Computers | 35% | Tech/Econ | 43.34% | 8024.1331 | 1.5399 | 1.5399
Tech | Hospitals | Domestic Hot Water | Centralized water heaters | TRC | New | NN5421 | Retro-Commissioning | Retro-Commissioning | NonEquip | 5 |  | 0% | Tech/Econ | 16% | 0 | 0 | 0
Tech | Hospitals | Domestic Hot Water | Centralized water heaters | TRC | New | NN2925 | Thermostatic Shower Restriction Valve | Thermostatic Shower Restriction Valve | NonEquip | 10 | Centralized water heaters | 0% | Tech/Econ | 7.687% | 0 | 0 | 0
Tech | Hospitals | Domestic Hot Water | Centralized water heaters | TRC | New | NN2899 | Tank Wrap on Water Heater | Tank Wrap on Water Heater | NonEquip | 7 | Centralized water heaters | 55.99% | Tech/Econ | 1.306% | 0 | 0 | 0
Tech | Hospitals | Domestic Hot Water | Centralized water heaters | TRC | New | NN2873 | Low-Flow Pre-Rinse Sprayers | Low-Flow Pre-Rinse Sprayers | NonEquip | 5 | Centralized water heaters | 24.64% | Tech/Econ | 0.7822% | 0 | 0 | 0
Tech | Hospitals | Domestic Hot Water | Centralized water heaters | TRC | New | NN2847 | Low Flow Shower Head | Low Flow Shower Head | NonEquip | 10 | Centralized water heaters | 74.65% | Tech/Econ | 1.557% | 0 | 0 | 0
Tech | Hospitals | Domestic Hot Water | Centralized water heaters | TRC | New | NN2821 | Hot Water Pipe Insulation | Hot Water Pipe Insulation | NonEquip | 13 | Centralized water heaters | 22.45% | Tech/Econ | 7.009% | 27.1306 | 0.0030971 | 0.0030971
Tech | Hospitals | Domestic Hot Water | Centralized water heaters | TRC | New | NN2795 | Hot Water Circulation Pump Control | Hot Water Circulation Pump Control | NonEquip | 15 | Centralized water heaters | 0% | Tech/Econ | 3.366% | 0 | 0 | 0
Tech | Hospitals | Domestic Hot Water | Centralized water heaters | TRC | New | NN2769 | Faucet Aerator | Faucet Aerator | NonEquip | 10 | Centralized water heaters | 23.64% | Tech/Econ | 1.1% | 0 | 0 | 0
Tech | Hospitals | Domestic Hot Water | Centralized water heaters | TRC | New | NN2743 | Drain Water Heat Recovery | Drain Water Heat Recovery | NonEquip | 15 | Centralized water heaters | 22.45% | Tech/Econ | 12.27% | 1266.8887 | 0.12937 | 0.28714
Tech | Hospitals | Domestic Hot Water | Centralized water heaters | TRC | Existing | NE5408 | Retro-Commissioning | Retro-Commissioning | NonEquip | 5 |  | 21.99% | Tech/Econ | 16% | 89763.8575 | 37.849 | 0.43484
Tech | Hospitals | Domestic Hot Water | Centralized water heaters | TRC | Existing | NE2912 | Thermostatic Shower Restriction Valve | Thermostatic Shower Restriction Valve | NonEquip | 10 | Centralized water heaters | 74.65% | Tech/Econ | 7.353% | 134687.007 | 12.4169 | 32.4589
Tech | Hospitals | Domestic Hot Water | Centralized water heaters | TRC | Existing | NE2886 | Tank Wrap on Water Heater | Tank Wrap on Water Heater | NonEquip | 7 | Centralized water heaters | 55.99% | Tech/Econ | 1.306% | 16336.235 | 1.6364 | 1.6696
Tech | Hospitals | Domestic Hot Water | Centralized water heaters | TRC | Existing | NE2860 | Low-Flow Pre-Rinse Sprayers | Low-Flow Pre-Rinse Sprayers | NonEquip | 5 | Centralized water heaters | 24.64% | Tech/Econ | 0.7459% | 4066.4696 | 0.37489 | 0.98
Tech | Hospitals | Domestic Hot Water | Centralized water heaters | TRC | Existing | NE2834 | Low Flow Shower Head | Low Flow Shower Head | NonEquip | 10 | Centralized water heaters | 74.65% | Tech/Econ | 1.49% | 25135.3564 | 2.3172 | 6.0575
Tech | Hospitals | Domestic Hot Water | Centralized water heaters | TRC | Existing | NE2808 | Hot Water Pipe Insulation | Hot Water Pipe Insulation | NonEquip | 13 | Centralized water heaters | 4.299% | Tech/Econ | 6.705% | 6684.107 | 0.76302 | 0.76302
Tech | Hospitals | Domestic Hot Water | Centralized water heaters | TRC | Existing | NE2782 | Hot Water Circulation Pump Control | Hot Water Circulation Pump Control | NonEquip | 15 | Centralized water heaters | 70.18% | Tech/Econ | 3.22% | 52247.8415 | 6.5065 | 6.5065
Tech | Hospitals | Domestic Hot Water | Centralized water heaters | TRC | Existing | NE2756 | Faucet Aerator | Faucet Aerator | NonEquip | 10 | Centralized water heaters | 23.64% | Tech/Econ | 1.053% | 5520.8948 | 0.50898 | 1.3305
Tech | Hospitals | Domestic Hot Water | Centralized water heaters | TRC | Existing | NE2730 | Drain Water Heat Recovery | Drain Water Heat Recovery | NonEquip | 15 | Centralized water heaters | 2.67% | Tech/Econ | 12.27% | 8066.1787 | 0.82369 | 1.8282
Tech | Hospitals | Domestic Hot Water | Centralized water heaters | TRC | Turnover | ET435 | Solar Water Heater | Solar Water Heater | Equip | 15 | Centralized water heaters | 4.728% | Tech/Econ | 76.67% | 145311.4505 | 10.8609 | 1.5248
Tech | Hospitals | Domestic Hot Water | Centralized water heaters | TRC | Turnover | ET357 | Heat Pump Water Heater | Heat Pump Water Heater | Equip | 10 | Centralized water heaters | 42.25% | Tech/Econ | 65.32% | 1066267.314 | 56.715 | 306.798
Tech | Hospitals | Domestic Hot Water | Centralized water heaters | TRC | Turnover | ET279 | Energy Star Commercial Dishwasher | Energy Star Commercial Dishwasher | Equip | 15 | Centralized water heaters | 29.7% | Tech/Econ | 29.58% | 245756.0471 | 17.8324 | -0.0018972
Tech | Hospitals | Domestic Hot Water | Centralized water heaters | TRC | New | EN461 | Solar Water Heater | Solar Water Heater | Equip | 15 | Centralized water heaters | 4.728% | Tech/Econ | 76.67% | 2618.3576 | 0.1957 | 0.027475
Tech | Hospitals | Domestic Hot Water | Centralized water heaters | TRC | New | EN383 | Heat Pump Water Heater | Heat Pump Water Heater | Equip | 10 | Centralized water heaters | 42.25% | Tech/Econ | 65.32% | 19213.0016 | 1.0219 | 5.5282
Tech | Hospitals | Domestic Hot Water | Centralized water heaters | TRC | New | EN305 | Energy Star Commercial Dishwasher | Energy Star Commercial Dishwasher | Equip | 15 | Centralized water heaters | 29.7% | Tech/Econ | 29.58% | 4428.2623 | 0.32132 | -3.4186e-05
Tech | Hospitals | Space Cooling | Central chillers inside | TRC | New | NN5369 | Retro-Commissioning | Retro-Commissioning | NonEquip | 5 |  | 0% | Tech/Econ | 16% | 0 | 0 | 0
Tech | Hospitals | Space Cooling | Central chillers inside | TRC | New | NN4381 | Window Sun Protection | Window Sun Protection | NonEquip | 10 |  | 15.35% | Tech/Econ | 16% | 22125.241 | 8.0921 | -0.08995
Tech | Hospitals | Space Cooling | Central chillers inside | TRC | New | NN4355 | Waterside Economizer | Waterside Economizer | NonEquip | 20 |  | 19.15% | Tech/Econ | 5.556% | 0 | 0 | 0
Tech | Hospitals | Space Cooling | Central chillers inside | TRC | New | NN4147 | Smart Thermostat | Smart Thermostat | NonEquip | 11 |  | 31.48% | Tech/Econ | 10% | 26093.0659 | 2.181 | 0
Tech | Hospitals | Space Cooling | Central chillers inside | TRC | New | NN4043 | Programmable Thermostat | Programmable Thermostat | NonEquip | 11 |  | 0% | Tech/Econ | 3.6% | 0 | 0 | 0
Tech | Hospitals | Space Cooling | Central chillers inside | TRC | New | NN3991 | Low U-Value Windows | Low U-Value Windows | NonEquip | 20 |  | 13.44% | Tech/Econ | 10% | 11426.4411 | 4.2472 | 0
Tech | Hospitals | Space Cooling | Central chillers inside | TRC | New | NN3913 | HVAC tune-up_RTU | HVAC tune-up_RTU | NonEquip | 5 | Packaged air conditioning units (RTUs) | 0% | Tech/Econ | 5% | 0 | 0 | 0
Tech | Hospitals | Space Cooling | Central chillers inside | TRC | New | NN3887 | HVAC tune-up | HVAC tune-up | NonEquip | 5 | Residential-type central air conditioners | 0% | Tech/Econ | 5% | 0 | 0 | 0
Tech | Hospitals | Space Cooling | Central chillers inside | TRC | New | NN3809 | Green Roof | Green Roof | NonEquip | 15 |  | 0.315% | Tech/Econ | 0.1781% | 0 | 0 | 0
Tech | Hospitals | Space Cooling | Central chillers inside | TRC | New | NN3679 | Facility Energy Management System | Facility Energy Management System | NonEquip | 15 |  | 4.276% | Tech/Econ | 20% | 8244.5857 | 1.2205 | 0
Tech | Hospitals | Space Cooling | Central chillers inside | TRC | New | NN3627 | Facility Commissioning | Facility Commissioning | NonEquip | 10 |  | 35.83% | Tech/Econ | 16% | 54801.832 | 9.7123 | 0.35952
Tech | Hospitals | Space Cooling | Central chillers inside | TRC | New | NN3601 | Energy Recovery Ventilation System (ERV) | Energy Recovery Ventilation System (ERV) | NonEquip | 15 | Packaged air conditioning units (RTUs) | 0% | Tech/Econ | 9.935% | 0 | 0 | 0
Tech | Hospitals | Space Cooling | Central chillers inside | TRC | New | NN3523 | Duct Sealing Repair | Duct Sealing Repair | NonEquip | 15 |  | 0% | Tech/Econ | 12% | 0 | 0 | 0
Tech | Hospitals | Space Cooling | Central chillers inside | TRC | New | NN3471 | Duct Insulation | Duct Insulation | NonEquip | 15 |  | 0% | Tech/Econ | 2.045% | 0 | 0 | 0
Tech | Hospitals | Space Cooling | Central chillers inside | TRC | New | NN3419 | Dedicated Outdoor Air System on VRF unit | Dedicated Outdoor Air System on VRF unit | NonEquip | 15 | Residential-type central air conditioners | 0% | Tech/Econ | 17.5% | 0 | 0 | 0
Tech | Hospitals | Space Cooling | Central chillers inside | TRC | New | NN3367 | Cool Roof | Cool Roof | NonEquip | 15 |  | 72.49% | Tech/Econ | 0.253% | 0 | 0 | 0
Tech | Hospitals | Space Cooling | Central chillers inside | TRC | New | NN3315 | Chilled Water System - Variable Speed Drives | Chilled Water System - Variable Speed Drives | NonEquip | 13 | Central chillers inside | 73.99% | Tech/Econ | 24.74% | 216011.3388 | 23.6005 | 1.0583
Tech | Hospitals | Space Cooling | Central chillers inside | TRC | New | NN3289 | Chilled Water Controls Optimization | Chilled Water Controls Optimization | NonEquip | 10 | Central chillers inside | 38.3% | Tech/Econ | 12.5% | 28575.9345 | 6.4294 | 0.13749
Tech | Hospitals | Space Cooling | Central chillers inside | TRC | New | NN3211 | Ceiling Insulation(R2 to R38) | Ceiling Insulation(R2 to R38) | NonEquip | 20 |  | 0% | Tech/Econ | 2.096% | 0 | 0 | 0
Tech | Hospitals | Space Cooling | Central chillers inside | TRC | New | NN3107 | Ceiling Insulation(R12 to R38) | Ceiling Insulation(R12 to R38) | NonEquip | 20 |  | 0% | Tech/Econ | 0.2523% | 0 | 0 | 0
Tech | Hospitals | Space Cooling | Central chillers inside | TRC | New | NN3055 | Airside Economizer | Airside Economizer | NonEquip | 10 | Packaged air conditioning units (RTUs) | 0% | Tech/Econ | 5.556% | 0 | 0 | 0
Tech | Hospitals | Space Cooling | Central chillers inside | TRC | Existing | NE5356 | Retro-Commissioning | Retro-Commissioning | NonEquip | 5 |  | 21.99% | Tech/Econ | 16% | 1586550.394 | 668.9708 | 0
Tech | Hospitals | Space Cooling | Central chillers inside | TRC | Existing | NE4368 | Window Sun Protection | Window Sun Protection | NonEquip | 10 |  | 7.839% | Tech/Econ | 16% | 647406.0169 | 236.782 | -2.632
Tech | Hospitals | Space Cooling | Central chillers inside | TRC | Existing | NE4342 | Waterside Economizer | Waterside Economizer | NonEquip | 20 |  | 12.77% | Tech/Econ | 5.556% | 329473.0997 | 128.0128 | 0
Tech | Hospitals | Space Cooling | Central chillers inside | TRC | Existing | NE4212 | Wall Insulation | Wall Insulation | NonEquip | 20 |  | 0% | Tech/Econ | 10.6% | 0 | 0 | 0
Tech | Hospitals | Space Cooling | Central chillers inside | TRC | Existing | NE4134 | Smart Thermostat | Smart Thermostat | NonEquip | 11 |  | 31.48% | Tech/Econ | 10% | 1553183.226 | 129.8256 | 0
Tech | Hospitals | Space Cooling | Central chillers inside | TRC | Existing | NE4108 | Roof Insulation | Roof Insulation | NonEquip | 20 |  | 58.5% | Tech/Econ | 0.3073% | 78208.7803 | 32.3457 | 0
Tech | Hospitals | Space Cooling | Central chillers inside | TRC | Existing | NE4030 | Programmable Thermostat | Programmable Thermostat | NonEquip | 11 |  | 0% | Tech/Econ | 3.6% | 0 | 0 | 0
Tech | Hospitals | Space Cooling | Central chillers inside | TRC | Existing | NE3978 | Low U-Value Windows | Low U-Value Windows | NonEquip | 20 |  | 5.375% | Tech/Econ | 46% | 1619306.596 | 601.901 | 0
Tech | Hospitals | Space Cooling | Central chillers inside | TRC | Existing | NE3900 | HVAC tune-up_RTU | HVAC tune-up_RTU | NonEquip | 5 | Packaged air conditioning units (RTUs) | 0% | Tech/Econ | 5% | 0 | 0 | 0
Tech | Hospitals | Space Cooling | Central chillers inside | TRC | Existing | NE3874 | HVAC tune-up | HVAC tune-up | NonEquip | 5 | Residential-type central air conditioners | 0% | Tech/Econ | 5% | 0 | 0 | 0
Tech | Hospitals | Space Cooling | Central chillers inside | TRC | Existing | NE3796 | Green Roof | Green Roof | NonEquip | 15 |  | 0.063% | Tech/Econ | 0.1781% | 48.6367 | 0.020662 | 0
Tech | Hospitals | Space Cooling | Central chillers inside | TRC | Existing | NE3744 | Floor Insulation | Floor Insulation | NonEquip | 20 |  | 12.82% | Tech/Econ | 0.08062% | 4481.6155 | 1.8535 | 0
Tech | Hospitals | Space Cooling | Central chillers inside | TRC | Existing | NE3666 | Facility Energy Management System | Facility Energy Management System | NonEquip | 15 |  | 5.375% | Tech/Econ | 20% | 560949.8301 | 83.0444 | 0
Tech | Hospitals | Space Cooling | Central chillers inside | TRC | Existing | NE3588 | Energy Recovery Ventilation System (ERV) | Energy Recovery Ventilation System (ERV) | NonEquip | 15 | Packaged air conditioning units (RTUs) | 0% | Tech/Econ | 9.935% | 0 | 0 | 0
Tech | Hospitals | Space Cooling | Central chillers inside | TRC | Existing | NE3510 | Duct Sealing Repair | Duct Sealing Repair | NonEquip | 15 |  | 0% | Tech/Econ | 12% | 0 | 0 | 0
Tech | Hospitals | Space Cooling | Central chillers inside | TRC | Existing | NE3458 | Duct Insulation | Duct Insulation | NonEquip | 15 |  | 0% | Tech/Econ | 2.045% | 0 | 0 | 0
Tech | Hospitals | Space Cooling | Central chillers inside | TRC | Existing | NE3406 | Dedicated Outdoor Air System on VRF unit | Dedicated Outdoor Air System on VRF unit | NonEquip | 15 | Residential-type central air conditioners | 0% | Tech/Econ | 17.5% | 0 | 0 | 0
Tech | Hospitals | Space Cooling | Central chillers inside | TRC | Existing | NE3354 | Cool Roof | Cool Roof | NonEquip | 15 |  | 72.74% | Tech/Econ | 0.253% | 79940.4057 | 33.9603 | 0
Tech | Hospitals | Space Cooling | Central chillers inside | TRC | Existing | NE3302 | Chilled Water System - Variable Speed Drives | Chilled Water System - Variable Speed Drives | NonEquip | 13 | Central chillers inside | 73.99% | Tech/Econ | 24.74% | 11691606.67 | 1277.3754 | 57.2829
Tech | Hospitals | Space Cooling | Central chillers inside | TRC | Existing | NE3276 | Chilled Water Controls Optimization | Chilled Water Controls Optimization | NonEquip | 10 | Central chillers inside | 25.53% | Tech/Econ | 12.5% | 1626755.13 | 366.0109 | 7.8268
Tech | Hospitals | Space Cooling | Central chillers inside | TRC | Existing | NE3198 | Ceiling Insulation(R2 to R38) | Ceiling Insulation(R2 to R38) | NonEquip | 20 |  | 0% | Tech/Econ | 2.096% | 0 | 0 | 0
Tech | Hospitals | Space Cooling | Central chillers inside | TRC | Existing | NE3146 | Ceiling Insulation(R19 to R38) | Ceiling Insulation(R19 to R38) | NonEquip | 20 |  | 0% | Tech/Econ | 0.1164% | 0 | 0 | 0
Tech | Hospitals | Space Cooling | Central chillers inside | TRC | Existing | NE3094 | Ceiling Insulation(R12 to R38) | Ceiling Insulation(R12 to R38) | NonEquip | 20 |  | 0% | Tech/Econ | 0.2523% | 0 | 0 | 0
Tech | Hospitals | Space Cooling | Central chillers inside | TRC | Existing | NE3042 | Airside Economizer | Airside Economizer | NonEquip | 10 | Packaged air conditioning units (RTUs) | 0% | Tech/Econ | 5.556% | 0 | 0 | 0
Tech | Hospitals | Space Cooling | Central chillers inside | TRC | Turnover | ET981 | High Efficiency Chiller (Water cooled-centrifugal, 200 tons) | High Efficiency Chiller (Water cooled-centrifugal, 200 tons) | Equip | 20 | Central chillers inside | 31.91% | Tech/Econ | 4.362% | 642197.2973 | 241.9867 | 0.47003
Tech | Hospitals | Space Cooling | Central chillers inside | TRC | Turnover | ET903 | High Efficiency Chiller (Air Cooled, 50 tons) | High Efficiency Chiller (Air Cooled, 50 tons) | Equip | 20 | Central chillers inside | 31.91% | Tech/Econ | 8.759% | 1336000.64 | 363.9247 | 16.562
Tech | Hospitals | Space Cooling | Central chillers inside | TRC | Turnover | ET1059 | High Efficiency Chiller (Water cooled-positive displacement, 100 tons) | High Efficiency Chiller (Water cooled-positive displacement, 100 tons) | Equip | 20 | Central chillers inside | 31.91% | Tech/Econ | 2.683% | 389458.5179 | 146.752 | 0.28505
Tech | Hospitals | Space Cooling | Central chillers inside | TRC | New | EN929 | High Efficiency Chiller (Air Cooled, 50 tons) | High Efficiency Chiller (Air Cooled, 50 tons) | Equip | 20 | Central chillers inside | 31.91% | Tech/Econ | 8.759% | 0 | 0 | 0
Tech | Hospitals | Space Cooling | Central chillers inside | TRC | New | EN1085 | High Efficiency Chiller (Water cooled-positive displacement, 100 tons) | High Efficiency Chiller (Water cooled-positive displacement, 100 tons) | Equip | 20 | Central chillers inside | 31.91% | Tech/Econ | 2.683% | 0 | 0 | 0
Tech | Hospitals | Space Cooling | Central chillers inside | TRC | New | EN1007 | High Efficiency Chiller (Water cooled-centrifugal, 200 tons) | High Efficiency Chiller (Water cooled-centrifugal, 200 tons) | Equip | 20 | Central chillers inside | 31.91% | Tech/Econ | 4.362% | 0 | 0 | 0
Tech | Hospitals | Ventilation and Circulation | Central air-handling unit | TRC | New | NN5395 | Retro-Commissioning | Retro-Commissioning | NonEquip | 5 |  | 0% | Tech/Econ | 16% | 0 | 0 | 0
Tech | Hospitals | Ventilation and Circulation | Central air-handling unit | TRC | New | NN4979 | VAV System | VAV System | NonEquip | 10 |  | 15.96% | Tech/Econ | 30% | 36843.719 | 10.4862 | 10.6418
Tech | Hospitals | Ventilation and Circulation | Central air-handling unit | TRC | New | NN4953 | Demand Controlled Ventilation | Demand Controlled Ventilation | NonEquip | 10 |  | 17.54% | Tech/Econ | 23.08% | 29671.2381 | 3.0892 | 17.3923
Tech | Hospitals | Ventilation and Circulation | Central air-handling unit | TRC | New | NN4927 | CO Sensors for Parking Garage Exhaust | CO Sensors for Parking Garage Exhaust | NonEquip | 15 | Motor/Fan | 0% | Tech/Econ | 33% | 0 | 0 | 0
Tech | Hospitals | Ventilation and Circulation | Central air-handling unit | TRC | Existing | NE5382 | Retro-Commissioning | Retro-Commissioning | NonEquip | 5 |  | 21.99% | Tech/Econ | 16% | 1376224.036 | 580.2864 | 6.6668
Tech | Hospitals | Ventilation and Circulation | Central air-handling unit | TRC | Existing | NE4966 | VAV System | VAV System | NonEquip | 10 |  | 10.64% | Tech/Econ | 30% | 1363148.22 | 387.9712 | 393.7265
Tech | Hospitals | Ventilation and Circulation | Central air-handling unit | TRC | Existing | NE4940 | Demand Controlled Ventilation | Demand Controlled Ventilation | NonEquip | 10 |  | 23.39% | Tech/Econ | 23.08% | 2232357.09 | 232.4211 | 1308.5308
Tech | Hospitals | Ventilation and Circulation | Central air-handling unit | TRC | Existing | NE4914 | CO Sensors for Parking Garage Exhaust | CO Sensors for Parking Garage Exhaust | NonEquip | 15 | Motor/Fan | 0% | Tech/Econ | 33% | 0 | 0 | 0
Tech | Hospitals | Interior Lighting | case lighting | TRC | New | NN5265 | Retro-Commissioning | Retro-Commissioning | NonEquip | 5 |  | 0% | Tech/Econ | 16% | 0 | 0 | 0
Tech | Hospitals | Interior Lighting | case lighting | TRC | New | NN4433 | Interior Lighting Controls | Interior Lighting Controls | NonEquip | 8 | Overhead (fluorescent/LED/CFL U-shape) | 0% | Tech/Econ | 28% | 0 | 0 | 0
Tech | Hospitals | Interior Lighting | case lighting | TRC | New | NN4407 | Bi-Level Lighting Control (Interior) | Bi-Level Lighting Control (Interior) | NonEquip | 8 | Overhead (fluorescent/LED/CFL U-shape) | 0% | Tech/Econ | 31% | 0 | 0 | 0
Tech | Hospitals | Interior Lighting | case lighting | TRC | New | NN3705 | Facility Energy Management System | Facility Energy Management System | NonEquip | 15 |  | 4.276% | Tech/Econ | 24% | 31.1809 | 0.0046161 | 0.0039875
Tech | Hospitals | Interior Lighting | case lighting | TRC | Existing | NE5252 | Retro-Commissioning | Retro-Commissioning | NonEquip | 5 |  | 21.99% | Tech/Econ | 16% | 5856.0837 | 2.4692 | 0.028368
Tech | Hospitals | Interior Lighting | case lighting | TRC | Existing | NE4420 | Interior Lighting Controls | Interior Lighting Controls | NonEquip | 8 | Overhead (fluorescent/LED/CFL U-shape) | 0% | Tech/Econ | 28% | 0 | 0 | 0
Tech | Hospitals | Interior Lighting | case lighting | TRC | Existing | NE4394 | Bi-Level Lighting Control (Interior) | Bi-Level Lighting Control (Interior) | NonEquip | 8 | Overhead (fluorescent/LED/CFL U-shape) | 0% | Tech/Econ | 31% | 0 | 0 | 0
Tech | Hospitals | Interior Lighting | case lighting | TRC | Existing | NE3692 | Facility Energy Management System | Facility Energy Management System | NonEquip | 15 |  | 5.375% | Tech/Econ | 24% | 2175.2928 | 0.32204 | 0.27818
Tech | Hospitals | Space Heating | Boilers | TRC | New | NN5343 | Retro-Commissioning | Retro-Commissioning | NonEquip | 5 |  | 0% | Tech/Econ | 16% | 0 | 0 | 0
Tech | Hospitals | Space Heating | Boilers | TRC | New | NN4329 | Water Cooled Refrigeration Heat Recovery | Water Cooled Refrigeration Heat Recovery | NonEquip | 20 |  | 4.199% | Tech/Econ | 10% | 3.2557 | 0 | 0.00035357
Tech | Hospitals | Space Heating | Boilers | TRC | New | NN4277 | Warehouse Loading Dock Seals | Warehouse Loading Dock Seals | NonEquip | 18 |  | 0% | Tech/Econ | 0.04751% | 0 | 0 | 0
Tech | Hospitals | Space Heating | Boilers | TRC | New | NN4251 | Wall Insulation | Wall Insulation | NonEquip | 20 |  | 0% | Tech/Econ | 0% | 0 | 0 | 0
Tech | Hospitals | Space Heating | Boilers | TRC | New | NN4173 | Smart Thermostat | Smart Thermostat | NonEquip | 11 |  | 31.48% | Tech/Econ | 10% | 25.1958 | 0 | 0.00062218
Tech | Hospitals | Space Heating | Boilers | TRC | New | NN4095 | Roof Insulation | Roof Insulation | NonEquip | 20 |  | 58.5% | Tech/Econ | 0.1899% | 0.66946 | 0 | 0.00016309
Tech | Hospitals | Space Heating | Boilers | TRC | New | NN4069 | Programmable Thermostat | Programmable Thermostat | NonEquip | 11 |  | 0% | Tech/Econ | 3.6% | 0 | 0 | 0
Tech | Hospitals | Space Heating | Boilers | TRC | New | NN4017 | Low U-Value Windows | Low U-Value Windows | NonEquip | 20 |  | 13.44% | Tech/Econ | 10% | 10.3743 | 0 | 4.3117e-05
Tech | Hospitals | Space Heating | Boilers | TRC | New | NN3939 | Infiltration Reduction - Air Sealing | Infiltration Reduction - Air Sealing | NonEquip | 11 |  | 0% | Tech/Econ | 0.02375% | 0 | 0 | 0
Tech | Hospitals | Space Heating | Boilers | TRC | New | NN3861 | Hotel Card Energy Control Systems | Hotel Card Energy Control Systems | NonEquip | 15 |  | 0% | Tech/Econ | 0% | 0 | 0 | 0
Tech | Hospitals | Space Heating | Boilers | TRC | New | NN3783 | Green Roof | Green Roof | NonEquip | 15 |  | 0.315% | Tech/Econ | 0.2934% | 0.0070394 | 0 | 0
Tech | Hospitals | Space Heating | Boilers | TRC | New | NN3731 | Floor Insulation | Floor Insulation | NonEquip | 20 |  | 32.06% | Tech/Econ | 0.09962% | 0 | 0 | 0
Tech | Hospitals | Space Heating | Boilers | TRC | New | NN3653 | Facility Energy Management System | Facility Energy Management System | NonEquip | 15 |  | 4.276% | Tech/Econ | 20% | 6.9046 | 0 | 0.00088299
Tech | Hospitals | Space Heating | Boilers | TRC | New | NN3575 | ECM Motors on Furnaces | ECM Motors on Furnaces | NonEquip | 15 | Forced air furnace | 0% | Tech/Econ | 1.706% | 0 | 0 | 0
Tech | Hospitals | Space Heating | Boilers | TRC | New | NN3549 | Duct Sealing Repair | Duct Sealing Repair | NonEquip | 15 |  | 0% | Tech/Econ | 12% | 0 | 0 | 0
Tech | Hospitals | Space Heating | Boilers | TRC | New | NN3497 | Duct Insulation | Duct Insulation | NonEquip | 15 |  | 0% | Tech/Econ | 2.045% | 0 | 0 | 0
Tech | Hospitals | Space Heating | Boilers | TRC | New | NN3445 | Destratification Fans | Destratification Fans | NonEquip | 10 |  | 0% | Tech/Econ | 15.61% | 0 | 0 | 0
Tech | Hospitals | Space Heating | Boilers | TRC | New | NN3393 | Dedicated Outdoor Air System on VRF unit | Dedicated Outdoor Air System on VRF unit | NonEquip | 15 | Residential/split system heat pump | 0% | Tech/Econ | 10% | 0 | 0 | 0
Tech | Hospitals | Space Heating | Boilers | TRC | New | NN3341 | Cool Roof | Cool Roof | NonEquip | 15 |  | 72.49% | Tech/Econ | 0.03313% | 0 | 0 | 0
Tech | Hospitals | Space Heating | Boilers | TRC | New | NN3237 | Ceiling Insulation(R30 to R38) | Ceiling Insulation(R30 to R38) | NonEquip | 20 |  | 0% | Tech/Econ | 0.03837% | 0 | 0 | 0
Tech | Hospitals | Space Heating | Boilers | TRC | New | NN3185 | Ceiling Insulation(R2 to R38) | Ceiling Insulation(R2 to R38) | NonEquip | 20 |  | 0% | Tech/Econ | 2.59% | 0 | 0 | 0
Tech | Hospitals | Space Heating | Boilers | TRC | New | NN3133 | Ceiling Insulation(R19 to R38) | Ceiling Insulation(R19 to R38) | NonEquip | 20 |  | 0% | Tech/Econ | 0.1439% | 0 | 0 | 0
Tech | Hospitals | Space Heating | Boilers | TRC | New | NN3081 | Ceiling Insulation(R12 to R38) | Ceiling Insulation(R12 to R38) | NonEquip | 20 |  | 0% | Tech/Econ | 0.3118% | 0 | 0 | 0
Tech | Hospitals | Space Heating | Boilers | TRC | New | NN3003 | Air Curtains | Air Curtains | NonEquip | 8 |  | 28.37% | Tech/Econ | 0.02369% | 0 | 0 | 0
Tech | Hospitals | Space Heating | Boilers | TRC | Existing | NE5330 | Retro-Commissioning | Retro-Commissioning | NonEquip | 5 |  | 21.99% | Tech/Econ | 16% | 1520.9377 | 0 | 0.0073678
Tech | Hospitals | Space Heating | Boilers | TRC | Existing | NE4316 | Water Cooled Refrigeration Heat Recovery | Water Cooled Refrigeration Heat Recovery | NonEquip | 20 |  | 55.99% | Tech/Econ | 10% | 2261.8079 | 0 | 0.24564
Tech | Hospitals | Space Heating | Boilers | TRC | Existing | NE4264 | Warehouse Loading Dock Seals | Warehouse Loading Dock Seals | NonEquip | 18 |  | 0% | Tech/Econ | 0.05242% | 0 | 0 | 0
Tech | Hospitals | Space Heating | Boilers | TRC | Existing | NE4238 | Wall Insulation | Wall Insulation | NonEquip | 20 |  | 0% | Tech/Econ | 2.11% | 0 | 0 | 0
Tech | Hospitals | Space Heating | Boilers | TRC | Existing | NE4160 | Smart Thermostat | Smart Thermostat | NonEquip | 11 |  | 31.48% | Tech/Econ | 10% | 1312.8263 | 0 | 0.032419
Tech | Hospitals | Space Heating | Boilers | TRC | Existing | NE4082 | Roof Insulation | Roof Insulation | NonEquip | 20 |  | 58.5% | Tech/Econ | 0.419% | 93.469 | 0 | 0.02277
Tech | Hospitals | Space Heating | Boilers | TRC | Existing | NE4056 | Programmable Thermostat | Programmable Thermostat | NonEquip | 11 |  | 0% | Tech/Econ | 3.6% | 0 | 0 | 0
Tech | Hospitals | Space Heating | Boilers | TRC | Existing | NE4004 | Low U-Value Windows | Low U-Value Windows | NonEquip | 20 |  | 5.375% | Tech/Econ | 46% | 1107.8903 | 0 | 0.0046045
Tech | Hospitals | Space Heating | Boilers | TRC | Existing | NE3926 | Infiltration Reduction - Air Sealing | Infiltration Reduction - Air Sealing | NonEquip | 11 |  | 0% | Tech/Econ | 0.02621% | 0 | 0 | 0
Tech | Hospitals | Space Heating | Boilers | TRC | Existing | NE3848 | Hotel Card Energy Control Systems | Hotel Card Energy Control Systems | NonEquip | 15 |  | 0% | Tech/Econ | 0% | 0 | 0 | 0
Tech | Hospitals | Space Heating | Boilers | TRC | Existing | NE3770 | Green Roof | Green Roof | NonEquip | 15 |  | 0.063% | Tech/Econ | 0.3238% | 0.077591 | 0 | 0
Tech | Hospitals | Space Heating | Boilers | TRC | Existing | NE3718 | Floor Insulation | Floor Insulation | NonEquip | 20 |  | 12.82% | Tech/Econ | 0.1099% | 5.3624 | 0 | 0.0013064
Tech | Hospitals | Space Heating | Boilers | TRC | Existing | NE3640 | Facility Energy Management System | Facility Energy Management System | NonEquip | 15 |  | 5.375% | Tech/Econ | 20% | 469.7813 | 0 | 0.060077
Tech | Hospitals | Space Heating | Boilers | TRC | Existing | NE3562 | ECM Motors on Furnaces | ECM Motors on Furnaces | NonEquip | 15 | Forced air furnace | 0% | Tech/Econ | 1.706% | 0 | 0 | 0
Tech | Hospitals | Space Heating | Boilers | TRC | Existing | NE3536 | Duct Sealing Repair | Duct Sealing Repair | NonEquip | 15 |  | 0% | Tech/Econ | 12% | 0 | 0 | 0
Tech | Hospitals | Space Heating | Boilers | TRC | Existing | NE3484 | Duct Insulation | Duct Insulation | NonEquip | 15 |  | 0% | Tech/Econ | 2.045% | 0 | 0 | 0
Tech | Hospitals | Space Heating | Boilers | TRC | Existing | NE3432 | Destratification Fans | Destratification Fans | NonEquip | 10 |  | 0% | Tech/Econ | 15.61% | 0 | 0 | 0
Tech | Hospitals | Space Heating | Boilers | TRC | Existing | NE3380 | Dedicated Outdoor Air System on VRF unit | Dedicated Outdoor Air System on VRF unit | NonEquip | 15 | Residential/split system heat pump | 0% | Tech/Econ | 10% | 0 | 0 | 0
Tech | Hospitals | Space Heating | Boilers | TRC | Existing | NE3328 | Cool Roof | Cool Roof | NonEquip | 15 |  | 72.74% | Tech/Econ | 0.03656% | 10.1148 | 0 | 0
Tech | Hospitals | Space Heating | Boilers | TRC | Existing | NE3224 | Ceiling Insulation(R30 to R38) | Ceiling Insulation(R30 to R38) | NonEquip | 20 |  | 0% | Tech/Econ | 0.04234% | 0 | 0 | 0
Tech | Hospitals | Space Heating | Boilers | TRC | Existing | NE3172 | Ceiling Insulation(R2 to R38) | Ceiling Insulation(R2 to R38) | NonEquip | 20 |  | 0% | Tech/Econ | 2.858% | 0 | 0 | 0
Tech | Hospitals | Space Heating | Boilers | TRC | Existing | NE3120 | Ceiling Insulation(R19 to R38) | Ceiling Insulation(R19 to R38) | NonEquip | 20 |  | 0% | Tech/Econ | 0.1588% | 0 | 0 | 0
Tech | Hospitals | Space Heating | Boilers | TRC | Existing | NE3068 | Ceiling Insulation(R12 to R38) | Ceiling Insulation(R12 to R38) | NonEquip | 20 |  | 0% | Tech/Econ | 0.344% | 0 | 0 | 0
Tech | Hospitals | Space Heating | Boilers | TRC | Existing | NE2990 | Air Curtains | Air Curtains | NonEquip | 8 |  | 33.45% | Tech/Econ | 0.02369% | 3.0127 | 0 | 0.00032718
Tech | Hospitals | Domestic Hot Water | "Point-of-Use" water heaters | TRC | New | NN5421 | Retro-Commissioning | Retro-Commissioning | NonEquip | 5 |  | 0% | Tech/Econ | 16% | 0 | 0 | 0
Tech | Hospitals | Domestic Hot Water | "Point-of-Use" water heaters | TRC | New | NN2925 | Thermostatic Shower Restriction Valve | Thermostatic Shower Restriction Valve | NonEquip | 10 | Centralized water heaters | 0% | Tech/Econ | 7.687% | 0 | 0 | 0
Tech | Hospitals | Domestic Hot Water | "Point-of-Use" water heaters | TRC | New | NN2899 | Tank Wrap on Water Heater | Tank Wrap on Water Heater | NonEquip | 7 | Centralized water heaters | 0% | Tech/Econ | 1.306% | 0 | 0 | 0
Tech | Hospitals | Domestic Hot Water | "Point-of-Use" water heaters | TRC | New | NN2873 | Low-Flow Pre-Rinse Sprayers | Low-Flow Pre-Rinse Sprayers | NonEquip | 5 | Centralized water heaters | 0% | Tech/Econ | 0.7822% | 0 | 0 | 0
Tech | Hospitals | Domestic Hot Water | "Point-of-Use" water heaters | TRC | New | NN2847 | Low Flow Shower Head | Low Flow Shower Head | NonEquip | 10 | Centralized water heaters | 0% | Tech/Econ | 1.557% | 0 | 0 | 0
Tech | Hospitals | Domestic Hot Water | "Point-of-Use" water heaters | TRC | New | NN2821 | Hot Water Pipe Insulation | Hot Water Pipe Insulation | NonEquip | 13 | Centralized water heaters | 0% | Tech/Econ | 7.009% | 0 | 0 | 0
Tech | Hospitals | Domestic Hot Water | "Point-of-Use" water heaters | TRC | New | NN2795 | Hot Water Circulation Pump Control | Hot Water Circulation Pump Control | NonEquip | 15 | Centralized water heaters | 0% | Tech/Econ | 3.366% | 0 | 0 | 0
Tech | Hospitals | Domestic Hot Water | "Point-of-Use" water heaters | TRC | New | NN2769 | Faucet Aerator | Faucet Aerator | NonEquip | 10 | Centralized water heaters | 0% | Tech/Econ | 1.1% | 0 | 0 | 0
Tech | Hospitals | Domestic Hot Water | "Point-of-Use" water heaters | TRC | New | NN2743 | Drain Water Heat Recovery | Drain Water Heat Recovery | NonEquip | 15 | Centralized water heaters | 0% | Tech/Econ | 12.27% | 0 | 0 | 0
Tech | Hospitals | Domestic Hot Water | "Point-of-Use" water heaters | TRC | Existing | NE5408 | Retro-Commissioning | Retro-Commissioning | NonEquip | 5 |  | 21.99% | Tech/Econ | 16% | 56574.9214 | 23.8549 | 0.27406
Tech | Hospitals | Domestic Hot Water | "Point-of-Use" water heaters | TRC | Existing | NE2912 | Thermostatic Shower Restriction Valve | Thermostatic Shower Restriction Valve | NonEquip | 10 | Centralized water heaters | 0% | Tech/Econ | 7.353% | 0 | 0 | 0
Tech | Hospitals | Domestic Hot Water | "Point-of-Use" water heaters | TRC | Existing | NE2886 | Tank Wrap on Water Heater | Tank Wrap on Water Heater | NonEquip | 7 | Centralized water heaters | 0% | Tech/Econ | 1.306% | 0 | 0 | 0
Tech | Hospitals | Domestic Hot Water | "Point-of-Use" water heaters | TRC | Existing | NE2860 | Low-Flow Pre-Rinse Sprayers | Low-Flow Pre-Rinse Sprayers | NonEquip | 5 | Centralized water heaters | 0% | Tech/Econ | 0.7459% | 0 | 0 | 0
Tech | Hospitals | Domestic Hot Water | "Point-of-Use" water heaters | TRC | Existing | NE2834 | Low Flow Shower Head | Low Flow Shower Head | NonEquip | 10 | Centralized water heaters | 0% | Tech/Econ | 1.49% | 0 | 0 | 0
Tech | Hospitals | Domestic Hot Water | "Point-of-Use" water heaters | TRC | Existing | NE2808 | Hot Water Pipe Insulation | Hot Water Pipe Insulation | NonEquip | 13 | Centralized water heaters | 0% | Tech/Econ | 6.705% | 0 | 0 | 0
Tech | Hospitals | Domestic Hot Water | "Point-of-Use" water heaters | TRC | Existing | NE2782 | Hot Water Circulation Pump Control | Hot Water Circulation Pump Control | NonEquip | 15 | Centralized water heaters | 0% | Tech/Econ | 3.22% | 0 | 0 | 0
Tech | Hospitals | Domestic Hot Water | "Point-of-Use" water heaters | TRC | Existing | NE2756 | Faucet Aerator | Faucet Aerator | NonEquip | 10 | Centralized water heaters | 0% | Tech/Econ | 1.053% | 0 | 0 | 0
Tech | Hospitals | Domestic Hot Water | "Point-of-Use" water heaters | TRC | Existing | NE2730 | Drain Water Heat Recovery | Drain Water Heat Recovery | NonEquip | 15 | Centralized water heaters | 0% | Tech/Econ | 12.27% | 0 | 0 | 0
Tech | Hospitals | Domestic Hot Water | "Point-of-Use" water heaters | TRC | Turnover | ET396 | Instantaneous Hot Water System | Instantaneous Hot Water System | Equip | 20 | "Point-of-Use" water heaters | 94.56% | Tech/Econ | 5.847% | 94111.8282 | 8.8933 | 21.4504
Tech | Hospitals | Domestic Hot Water | "Point-of-Use" water heaters | TRC | Turnover | ET318 | Energy Star Commercial Dishwasher | Energy Star Commercial Dishwasher | Equip | 15 | "Point-of-Use" water heaters | 29.7% | Tech/Econ | 29.42% | 162945.5825 | 11.8236 | -0.0012579
Tech | Hospitals | Domestic Hot Water | "Point-of-Use" water heaters | TRC | New | EN422 | Instantaneous Hot Water System | Instantaneous Hot Water System | Equip | 20 | "Point-of-Use" water heaters | 94.56% | Tech/Econ | 5.847% | 1260.6879 | 0.11913 | 0.28734
Tech | Hospitals | Domestic Hot Water | "Point-of-Use" water heaters | TRC | New | EN344 | Energy Star Commercial Dishwasher | Energy Star Commercial Dishwasher | Equip | 15 | "Point-of-Use" water heaters | 29.7% | Tech/Econ | 29.42% | 2936.1059 | 0.21305 | -2.2667e-05
Tech | Institutional | Refrigeration | Walk-in cooler | TRC | New | NN5318 | Retro-Commissioning | Retro-Commissioning | NonEquip | 5 |  | 0% | Tech/Econ | 16% | 0 | 0 | 0
Tech | Institutional | Refrigeration | Walk-in cooler | TRC | New | NN4902 | Strip Curtains for Walk-ins | Strip Curtains for Walk-ins | NonEquip | 4 | Walk-in cooler | 0% | Tech/Econ | 2.115% | 0 | 0 | 0
Tech | Institutional | Refrigeration | Walk-in cooler | TRC | New | NN4876 | Refrigerated Display Case Lighting Controls | Refrigerated Display Case Lighting Controls | NonEquip | 8 | Display cases | 0% | Tech/Econ | 0.9365% | 0 | 0 | 0
Tech | Institutional | Refrigeration | Walk-in cooler | TRC | New | NN4850 | PSC to ECM Evaporator Fan Motor (Walk-In, Refrigerator) | PSC to ECM Evaporator Fan Motor (Walk-In, Refrigerator) | NonEquip | 15 | Walk-in cooler | 0% | Tech/Econ | 37.5% | 0 | 0 | 0
Tech | Institutional | Refrigeration | Walk-in cooler | TRC | New | NN4824 | PSC to ECM Evaporator Fan Motor (Reach-In) | PSC to ECM Evaporator Fan Motor (Reach-In) | NonEquip | 15 | Display cases | 0% | Tech/Econ | 37.5% | 0 | 0 | 0
Tech | Institutional | Refrigeration | Walk-in cooler | TRC | New | NN4798 | Night Covers for Display Cases | Night Covers for Display Cases | NonEquip | 5 | Display cases | 0% | Tech/Econ | 1.877% | 0 | 0 | 0
Tech | Institutional | Refrigeration | Walk-in cooler | TRC | New | NN4772 | High R-Value Glass Doors | High R-Value Glass Doors | NonEquip | 12 | Display cases | 0% | Tech/Econ | 0% | 0 | 0 | 0
Tech | Institutional | Refrigeration | Walk-in cooler | TRC | New | NN4746 | High Efficiency Refrigeration Compressor | High Efficiency Refrigeration Compressor | NonEquip | 13 | Display cases | 0% | Tech/Econ | 6.922% | 0 | 0 | 0
Tech | Institutional | Refrigeration | Walk-in cooler | TRC | New | NN4720 | Freezer-Cooler Replacement Gaskets | Freezer-Cooler Replacement Gaskets | NonEquip | 4 | Display cases | 0% | Tech/Econ | 0% | 0 | 0 | 0
Tech | Institutional | Refrigeration | Walk-in cooler | TRC | New | NN4694 | Floating Head Pressure Controls | Floating Head Pressure Controls | NonEquip | 15 |  | 0% | Tech/Econ | 6.05% | 0 | 0 | 0
Tech | Institutional | Refrigeration | Walk-in cooler | TRC | New | NN4668 | Demand Defrost | Demand Defrost | NonEquip | 10 | Walk-in cooler | 0% | Tech/Econ | 30% | 0 | 0 | 0
Tech | Institutional | Refrigeration | Walk-in cooler | TRC | New | NN4642 | Automatic Door Closer for Walk-in Coolers and Freezers | Automatic Door Closer for Walk-in Coolers and Freezers | NonEquip | 8 | Walk-in cooler | 0% | Tech/Econ | 3.131% | 0 | 0 | 0
Tech | Institutional | Refrigeration | Walk-in cooler | TRC | New | NN4616 | Anti-Sweat Controls | Anti-Sweat Controls | NonEquip | 8 | Display cases | 0% | Tech/Econ | 85% | 0 | 0 | 0
Tech | Institutional | Refrigeration | Walk-in cooler | TRC | Existing | NE5305 | Retro-Commissioning | Retro-Commissioning | NonEquip | 5 |  | 21.99% | Tech/Econ | 16% | 1956.5307 | 0.3271 | 1.0141
Tech | Institutional | Refrigeration | Walk-in cooler | TRC | Existing | NE4889 | Strip Curtains for Walk-ins | Strip Curtains for Walk-ins | NonEquip | 4 | Walk-in cooler | 0% | Tech/Econ | 2.115% | 0 | 0 | 0
Tech | Institutional | Refrigeration | Walk-in cooler | TRC | Existing | NE4863 | Refrigerated Display Case Lighting Controls | Refrigerated Display Case Lighting Controls | NonEquip | 8 | Display cases | 0% | Tech/Econ | 2.524% | 0 | 0 | 0
Tech | Institutional | Refrigeration | Walk-in cooler | TRC | Existing | NE4837 | PSC to ECM Evaporator Fan Motor (Walk-In, Refrigerator) | PSC to ECM Evaporator Fan Motor (Walk-In, Refrigerator) | NonEquip | 15 | Walk-in cooler | 0% | Tech/Econ | 37.5% | 0 | 0 | 0
Tech | Institutional | Refrigeration | Walk-in cooler | TRC | Existing | NE4811 | PSC to ECM Evaporator Fan Motor (Reach-In) | PSC to ECM Evaporator Fan Motor (Reach-In) | NonEquip | 15 | Display cases | 0% | Tech/Econ | 37.5% | 0 | 0 | 0
Tech | Institutional | Refrigeration | Walk-in cooler | TRC | Existing | NE4785 | Night Covers for Display Cases | Night Covers for Display Cases | NonEquip | 5 | Display cases | 0% | Tech/Econ | 1.877% | 0 | 0 | 0
Tech | Institutional | Refrigeration | Walk-in cooler | TRC | Existing | NE4759 | High R-Value Glass Doors | High R-Value Glass Doors | NonEquip | 12 | Display cases | 0% | Tech/Econ | 23.81% | 0 | 0 | 0
Tech | Institutional | Refrigeration | Walk-in cooler | TRC | Existing | NE4733 | High Efficiency Refrigeration Compressor | High Efficiency Refrigeration Compressor | NonEquip | 13 | Display cases | 0% | Tech/Econ | 6.922% | 0 | 0 | 0
Tech | Institutional | Refrigeration | Walk-in cooler | TRC | Existing | NE4707 | Freezer-Cooler Replacement Gaskets | Freezer-Cooler Replacement Gaskets | NonEquip | 4 | Display cases | 0% | Tech/Econ | 3.131% | 0 | 0 | 0
Tech | Institutional | Refrigeration | Walk-in cooler | TRC | Existing | NE4681 | Floating Head Pressure Controls | Floating Head Pressure Controls | NonEquip | 15 |  | 0% | Tech/Econ | 6.05% | 0 | 0 | 0
Tech | Institutional | Refrigeration | Walk-in cooler | TRC | Existing | NE4655 | Demand Defrost | Demand Defrost | NonEquip | 10 | Walk-in cooler | 0% | Tech/Econ | 30% | 0 | 0 | 0
Tech | Institutional | Refrigeration | Walk-in cooler | TRC | Existing | NE4629 | Automatic Door Closer for Walk-in Coolers and Freezers | Automatic Door Closer for Walk-in Coolers and Freezers | NonEquip | 8 | Walk-in cooler | 0% | Tech/Econ | 3.131% | 0 | 0 | 0
Tech | Institutional | Refrigeration | Walk-in cooler | TRC | Existing | NE4603 | Anti-Sweat Controls | Anti-Sweat Controls | NonEquip | 8 | Display cases | 0% | Tech/Econ | 85% | 0 | 0 | 0
Tech | Institutional | Refrigeration | Vending and ice makers | TRC | New | NN5318 | Retro-Commissioning | Retro-Commissioning | NonEquip | 5 |  | 0% | Tech/Econ | 16% | 0 | 0 | 0
Tech | Institutional | Refrigeration | Vending and ice makers | TRC | New | NN4902 | Strip Curtains for Walk-ins | Strip Curtains for Walk-ins | NonEquip | 4 | Walk-in cooler | 0% | Tech/Econ | 2.115% | 0 | 0 | 0
Tech | Institutional | Refrigeration | Vending and ice makers | TRC | New | NN4876 | Refrigerated Display Case Lighting Controls | Refrigerated Display Case Lighting Controls | NonEquip | 8 | Display cases | 0% | Tech/Econ | 0.9365% | 0 | 0 | 0
Tech | Institutional | Refrigeration | Vending and ice makers | TRC | New | NN4850 | PSC to ECM Evaporator Fan Motor (Walk-In, Refrigerator) | PSC to ECM Evaporator Fan Motor (Walk-In, Refrigerator) | NonEquip | 15 | Walk-in cooler | 0% | Tech/Econ | 37.5% | 0 | 0 | 0
Tech | Institutional | Refrigeration | Vending and ice makers | TRC | New | NN4824 | PSC to ECM Evaporator Fan Motor (Reach-In) | PSC to ECM Evaporator Fan Motor (Reach-In) | NonEquip | 15 | Display cases | 0% | Tech/Econ | 37.5% | 0 | 0 | 0
Tech | Institutional | Refrigeration | Vending and ice makers | TRC | New | NN4798 | Night Covers for Display Cases | Night Covers for Display Cases | NonEquip | 5 | Display cases | 0% | Tech/Econ | 1.877% | 0 | 0 | 0
Tech | Institutional | Refrigeration | Vending and ice makers | TRC | New | NN4772 | High R-Value Glass Doors | High R-Value Glass Doors | NonEquip | 12 | Display cases | 0% | Tech/Econ | 0% | 0 | 0 | 0
Tech | Institutional | Refrigeration | Vending and ice makers | TRC | New | NN4746 | High Efficiency Refrigeration Compressor | High Efficiency Refrigeration Compressor | NonEquip | 13 | Display cases | 0% | Tech/Econ | 6.922% | 0 | 0 | 0
Tech | Institutional | Refrigeration | Vending and ice makers | TRC | New | NN4720 | Freezer-Cooler Replacement Gaskets | Freezer-Cooler Replacement Gaskets | NonEquip | 4 | Display cases | 0% | Tech/Econ | 0% | 0 | 0 | 0
Tech | Institutional | Refrigeration | Vending and ice makers | TRC | New | NN4694 | Floating Head Pressure Controls | Floating Head Pressure Controls | NonEquip | 15 |  | 0% | Tech/Econ | 6.05% | 0 | 0 | 0
Tech | Institutional | Refrigeration | Vending and ice makers | TRC | New | NN4668 | Demand Defrost | Demand Defrost | NonEquip | 10 | Walk-in cooler | 0% | Tech/Econ | 30% | 0 | 0 | 0
Tech | Institutional | Refrigeration | Vending and ice makers | TRC | New | NN4642 | Automatic Door Closer for Walk-in Coolers and Freezers | Automatic Door Closer for Walk-in Coolers and Freezers | NonEquip | 8 | Walk-in cooler | 0% | Tech/Econ | 3.131% | 0 | 0 | 0
Tech | Institutional | Refrigeration | Vending and ice makers | TRC | New | NN4616 | Anti-Sweat Controls | Anti-Sweat Controls | NonEquip | 8 | Display cases | 0% | Tech/Econ | 85% | 0 | 0 | 0
Tech | Institutional | Refrigeration | Vending and ice makers | TRC | Existing | NE5305 | Retro-Commissioning | Retro-Commissioning | NonEquip | 5 |  | 21.99% | Tech/Econ | 16% | 62021.3801 | 10.3688 | 32.1475
Tech | Institutional | Refrigeration | Vending and ice makers | TRC | Existing | NE4889 | Strip Curtains for Walk-ins | Strip Curtains for Walk-ins | NonEquip | 4 | Walk-in cooler | 0% | Tech/Econ | 2.115% | 0 | 0 | 0
Tech | Institutional | Refrigeration | Vending and ice makers | TRC | Existing | NE4863 | Refrigerated Display Case Lighting Controls | Refrigerated Display Case Lighting Controls | NonEquip | 8 | Display cases | 0% | Tech/Econ | 2.524% | 0 | 0 | 0
Tech | Institutional | Refrigeration | Vending and ice makers | TRC | Existing | NE4837 | PSC to ECM Evaporator Fan Motor (Walk-In, Refrigerator) | PSC to ECM Evaporator Fan Motor (Walk-In, Refrigerator) | NonEquip | 15 | Walk-in cooler | 0% | Tech/Econ | 37.5% | 0 | 0 | 0
Tech | Institutional | Refrigeration | Vending and ice makers | TRC | Existing | NE4811 | PSC to ECM Evaporator Fan Motor (Reach-In) | PSC to ECM Evaporator Fan Motor (Reach-In) | NonEquip | 15 | Display cases | 0% | Tech/Econ | 37.5% | 0 | 0 | 0
Tech | Institutional | Refrigeration | Vending and ice makers | TRC | Existing | NE4785 | Night Covers for Display Cases | Night Covers for Display Cases | NonEquip | 5 | Display cases | 0% | Tech/Econ | 1.877% | 0 | 0 | 0
Tech | Institutional | Refrigeration | Vending and ice makers | TRC | Existing | NE4759 | High R-Value Glass Doors | High R-Value Glass Doors | NonEquip | 12 | Display cases | 0% | Tech/Econ | 23.81% | 0 | 0 | 0
Tech | Institutional | Refrigeration | Vending and ice makers | TRC | Existing | NE4733 | High Efficiency Refrigeration Compressor | High Efficiency Refrigeration Compressor | NonEquip | 13 | Display cases | 0% | Tech/Econ | 6.922% | 0 | 0 | 0
Tech | Institutional | Refrigeration | Vending and ice makers | TRC | Existing | NE4707 | Freezer-Cooler Replacement Gaskets | Freezer-Cooler Replacement Gaskets | NonEquip | 4 | Display cases | 0% | Tech/Econ | 3.131% | 0 | 0 | 0
Tech | Institutional | Refrigeration | Vending and ice makers | TRC | Existing | NE4681 | Floating Head Pressure Controls | Floating Head Pressure Controls | NonEquip | 15 |  | 0% | Tech/Econ | 6.05% | 0 | 0 | 0
Tech | Institutional | Refrigeration | Vending and ice makers | TRC | Existing | NE4655 | Demand Defrost | Demand Defrost | NonEquip | 10 | Walk-in cooler | 0% | Tech/Econ | 30% | 0 | 0 | 0
Tech | Institutional | Refrigeration | Vending and ice makers | TRC | Existing | NE4629 | Automatic Door Closer for Walk-in Coolers and Freezers | Automatic Door Closer for Walk-in Coolers and Freezers | NonEquip | 8 | Walk-in cooler | 0% | Tech/Econ | 3.131% | 0 | 0 | 0
Tech | Institutional | Refrigeration | Vending and ice makers | TRC | Existing | NE4603 | Anti-Sweat Controls | Anti-Sweat Controls | NonEquip | 8 | Display cases | 0% | Tech/Econ | 85% | 0 | 0 | 0
Tech | Institutional | Refrigeration | Vending and ice makers | TRC | Turnover | ET2575 | Energy Star Vending Machine | Energy Star Vending Machine | Equip | 14 | Vending and ice makers | 0% | Tech/Econ | 36% | 0 | 0 | 0
Tech | Institutional | Refrigeration | Vending and ice makers | TRC | Turnover | ET2497 | Energy Star Ice Maker | Energy Star Ice Maker | Equip | 8 | Vending and ice makers | 0% | Tech/Econ | 11.39% | 0 | 0 | 0
Tech | Institutional | Refrigeration | Vending and ice makers | TRC | New | EN2601 | Energy Star Vending Machine | Energy Star Vending Machine | Equip | 14 | Vending and ice makers | 0% | Tech/Econ | 36% | 0 | 0 | 0
Tech | Institutional | Refrigeration | Vending and ice makers | TRC | New | EN2523 | Energy Star Ice Maker | Energy Star Ice Maker | Equip | 8 | Vending and ice makers | 0% | Tech/Econ | 11.39% | 0 | 0 | 0
Tech | Institutional | Exterior Lighting | Street lighting | TRC | New | NN5292 | Retro-Commissioning | Retro-Commissioning | NonEquip | 5 |  | 0% | Tech/Econ | 16% | 0 | 0 | 0
Tech | Institutional | Exterior Lighting | Street lighting | TRC | New | NN2978 | Outdoor Lighting Controls | Outdoor Lighting Controls | NonEquip | 8 | Exterior parking/lot lighting | 0% | Tech/Econ | 28% | 0 | 0 | 0
Tech | Institutional | Exterior Lighting | Street lighting | TRC | New | NN2952 | Bi-Level Lighting Control (Exterior) | Bi-Level Lighting Control (Exterior) | NonEquip | 9 | Exterior parking/lot lighting | 0% | Tech/Econ | 31% | 0 | 0 | 0
Tech | Institutional | Exterior Lighting | Street lighting | TRC | Existing | NE5279 | Retro-Commissioning | Retro-Commissioning | NonEquip | 5 |  | 21.99% | Tech/Econ | 16% | 0 | 0 | 0
Tech | Institutional | Exterior Lighting | Street lighting | TRC | Existing | NE2965 | Outdoor Lighting Controls | Outdoor Lighting Controls | NonEquip | 8 | Exterior parking/lot lighting | 0% | Tech/Econ | 28% | 0 | 0 | 0
Tech | Institutional | Exterior Lighting | Street lighting | TRC | Existing | NE2939 | Bi-Level Lighting Control (Exterior) | Bi-Level Lighting Control (Exterior) | NonEquip | 9 | Exterior parking/lot lighting | 0% | Tech/Econ | 31% | 0 | 0 | 0
Tech | Institutional | Exterior Lighting | Street lighting | TRC | Turnover | ET787 | LED Traffic and Crosswalk Lighting | LED Traffic and Crosswalk Lighting | Equip | 10 | Street lighting | 21.49% | Tech/Econ | 37.14% | 0 | 0 | 0
Tech | Institutional | Exterior Lighting | Street lighting | TRC | Turnover | ET748 | LED Street Lights | LED Street Lights | Equip | 18 | Street lighting | 21.49% | Tech/Econ | 66.53% | 0 | 0 | 0
Tech | Institutional | Exterior Lighting | Street lighting | TRC | New | EN813 | LED Traffic and Crosswalk Lighting | LED Traffic and Crosswalk Lighting | Equip | 10 | Street lighting | 21.49% | Tech/Econ | 37.14% | 0 | 0 | 0
Tech | Institutional | Exterior Lighting | Street lighting | TRC | New | EN774 | LED Street Lights | LED Street Lights | Equip | 18 | Street lighting | 21.49% | Tech/Econ | 66.53% | 0 | 0 | 0
Tech | Institutional | Cooking | Steamer | TRC | Turnover | ET202 | Energy Star Steamer | Energy Star Steamer | Equip | 12 | Steamer | 0% | Tech/Econ | 56.63% | 0 | 0 | 0
Tech | Institutional | Cooking | Steamer | TRC | New | EN228 | Energy Star Steamer | Energy Star Steamer | Equip | 12 | Steamer | 0% | Tech/Econ | 56.63% | 0 | 0 | 0
Tech | Institutional | Exterior Lighting | Spot lighting/Security/Flood | TRC | New | NN5292 | Retro-Commissioning | Retro-Commissioning | NonEquip | 5 |  | 0% | Tech/Econ | 16% | 0 | 0 | 0
Tech | Institutional | Exterior Lighting | Spot lighting/Security/Flood | TRC | New | NN2978 | Outdoor Lighting Controls | Outdoor Lighting Controls | NonEquip | 8 | Exterior parking/lot lighting | 0% | Tech/Econ | 28% | 0 | 0 | 0
Tech | Institutional | Exterior Lighting | Spot lighting/Security/Flood | TRC | New | NN2952 | Bi-Level Lighting Control (Exterior) | Bi-Level Lighting Control (Exterior) | NonEquip | 9 | Exterior parking/lot lighting | 0% | Tech/Econ | 31% | 0 | 0 | 0
Tech | Institutional | Exterior Lighting | Spot lighting/Security/Flood | TRC | Existing | NE5279 | Retro-Commissioning | Retro-Commissioning | NonEquip | 5 |  | 21.99% | Tech/Econ | 16% | 0 | 0 | 0
Tech | Institutional | Exterior Lighting | Spot lighting/Security/Flood | TRC | Existing | NE2965 | Outdoor Lighting Controls | Outdoor Lighting Controls | NonEquip | 8 | Exterior parking/lot lighting | 0% | Tech/Econ | 28% | 0 | 0 | 0
Tech | Institutional | Exterior Lighting | Spot lighting/Security/Flood | TRC | Existing | NE2939 | Bi-Level Lighting Control (Exterior) | Bi-Level Lighting Control (Exterior) | NonEquip | 9 | Exterior parking/lot lighting | 0% | Tech/Econ | 31% | 0 | 0 | 0
Tech | Institutional | Exterior Lighting | Spot lighting/Security/Flood | TRC | Turnover | ET670 | LED Exterior Lighting | LED Exterior Lighting | Equip | 13 | Spot lighting/Security/Flood | 4.624% | Tech/Econ | 60.51% | 0 | 0 | 0
Tech | Institutional | Exterior Lighting | Spot lighting/Security/Flood | TRC | Turnover | ET553 | LED - 9W Flood | LED - 9W Flood | Equip | 15 | Spot lighting/Security/Flood | 13.31% | Tech/Econ | 86.15% | 0 | 0 | 0
Tech | Institutional | Exterior Lighting | Spot lighting/Security/Flood | TRC | Turnover | ET475 | CFL - 15W Flood | CFL - 15W Flood | Equip | 7.8 | Spot lighting/Security/Flood | 0% | Tech/Econ | 76.92% | 0 | 0 | 0
Tech | Institutional | Exterior Lighting | Spot lighting/Security/Flood | TRC | New | EN696 | LED Exterior Lighting | LED Exterior Lighting | Equip | 13 | Spot lighting/Security/Flood | 4.624% | Tech/Econ | 60.51% | 0 | 0 | 0
Tech | Institutional | Exterior Lighting | Spot lighting/Security/Flood | TRC | New | EN579 | LED - 9W Flood | LED - 9W Flood | Equip | 15 | Spot lighting/Security/Flood | 86.42% | Tech/Econ | 86.15% | 0 | 0 | 0
Tech | Institutional | Exterior Lighting | Spot lighting/Security/Flood | TRC | New | EN501 | CFL - 15W Flood | CFL - 15W Flood | Equip | 7.8 | Spot lighting/Security/Flood | 0% | Tech/Econ | 76.92% | 0 | 0 | 0
Tech | Institutional | Interior Lighting | Spot lighting | TRC | New | NN5266 | Retro-Commissioning | Retro-Commissioning | NonEquip | 5 |  | 0% | Tech/Econ | 16% | 0 | 0 | 0
Tech | Institutional | Interior Lighting | Spot lighting | TRC | New | NN4434 | Interior Lighting Controls | Interior Lighting Controls | NonEquip | 8 | Overhead (fluorescent/LED/CFL U-shape) | 0% | Tech/Econ | 28% | 0 | 0 | 0
Tech | Institutional | Interior Lighting | Spot lighting | TRC | New | NN4408 | Bi-Level Lighting Control (Interior) | Bi-Level Lighting Control (Interior) | NonEquip | 8 | Overhead (fluorescent/LED/CFL U-shape) | 0% | Tech/Econ | 31% | 0 | 0 | 0
Tech | Institutional | Interior Lighting | Spot lighting | TRC | New | NN3706 | Facility Energy Management System | Facility Energy Management System | NonEquip | 15 |  | 1.982% | Tech/Econ | 24% | 13.0638 | 0.0027381 | 0.00023545
Tech | Institutional | Interior Lighting | Spot lighting | TRC | Existing | NE5253 | Retro-Commissioning | Retro-Commissioning | NonEquip | 5 |  | 21.99% | Tech/Econ | 16% | 2800.8916 | 0.46826 | 1.4518
Tech | Institutional | Interior Lighting | Spot lighting | TRC | Existing | NE4421 | Interior Lighting Controls | Interior Lighting Controls | NonEquip | 8 | Overhead (fluorescent/LED/CFL U-shape) | 0% | Tech/Econ | 28% | 0 | 0 | 0
Tech | Institutional | Interior Lighting | Spot lighting | TRC | Existing | NE4395 | Bi-Level Lighting Control (Interior) | Bi-Level Lighting Control (Interior) | NonEquip | 8 | Overhead (fluorescent/LED/CFL U-shape) | 0% | Tech/Econ | 31% | 0 | 0 | 0
Tech | Institutional | Interior Lighting | Spot lighting | TRC | Existing | NE3693 | Facility Energy Management System | Facility Energy Management System | NonEquip | 15 |  | 5.375% | Tech/Econ | 24% | 1040.4153 | 0.21806 | 0.018752
Tech | Institutional | Interior Lighting | Spot lighting | TRC | Turnover | ET1606 | LED Display Lighting (Interior) | LED Display Lighting (Interior) | Equip | 15 | Spot lighting | 2.129% | Tech/Econ | 87.04% | 2824.0766 | 0.6935 | 0.15666
Tech | Institutional | Interior Lighting | Spot lighting | TRC | Turnover | ET1567 | LED - 14W | LED - 14W | Equip | 15 | Spot lighting | 86.42% | Tech/Econ | 53.33% | 68947.2507 | 16.5429 | 3.8249
Tech | Institutional | Interior Lighting | Spot lighting | TRC | Turnover | ET1450 | CFL-23W | CFL-23W | Equip | 7.8 | Spot lighting | 0% | Tech/Econ | 23.33% | 0 | 0 | 0
Tech | Institutional | Interior Lighting | Spot lighting | TRC | New | EN1632 | LED Display Lighting (Interior) | LED Display Lighting (Interior) | Equip | 15 | Spot lighting | 0% | Tech/Econ | 87.04% | 0 | 0 | 0
Tech | Institutional | Interior Lighting | Spot lighting | TRC | New | EN1593 | LED - 14W | LED - 14W | Equip | 15 | Spot lighting | 0% | Tech/Econ | 53.33% | 0 | 0 | 0
Tech | Institutional | Interior Lighting | Spot lighting | TRC | New | EN1476 | CFL-23W | CFL-23W | Equip | 7.8 | Spot lighting | 0% | Tech/Econ | 23.33% | 0 | 0 | 0
Tech | Institutional | Office Equipment | Servers | TRC | New | NN4590 | Smart Strip Plug Outlet | Smart Strip Plug Outlet | NonEquip | 4 |  | 43.9% | Tech/Econ | 1.187% | 2.5851 | 0.00038439 | 0
Tech | Institutional | Office Equipment | Servers | TRC | New | NN4564 | Network PC Power Management | Network PC Power Management | NonEquip | 5 | Computers | 0% | Tech/Econ | 56.5% | 0 | 0 | 0
Tech | Institutional | Office Equipment | Servers | TRC | Existing | NE4577 | Smart Strip Plug Outlet | Smart Strip Plug Outlet | NonEquip | 4 |  | 43.9% | Tech/Econ | 1.187% | 140.1976 | 0.020847 | 0
Tech | Institutional | Office Equipment | Servers | TRC | Existing | NE4551 | Network PC Power Management | Network PC Power Management | NonEquip | 5 | Computers | 0% | Tech/Econ | 56.5% | 0 | 0 | 0
Tech | Institutional | Office Equipment | Servers | TRC | Turnover | ET2302 | Server Virtualization | Server Virtualization | Equip | 3 | Servers | 92% | Tech/Econ | 85.71% | 105052.6085 | 15.636 | 10.8752
Tech | Institutional | Office Equipment | Servers | TRC | Turnover | ET1138 | High Efficiency Data Center Cooling | High Efficiency Data Center Cooling | Equip | 20 | Servers | 15.96% | Tech/Econ | 28% | 1258.4975 | 0.28852 | 0.16664
Tech | Institutional | Office Equipment | Servers | TRC | New | EN2328 | Server Virtualization | Server Virtualization | Equip | 3 | Servers | 92% | Tech/Econ | 85.71% | 1892.9361 | 0.28174 | 0.19596
Tech | Institutional | Office Equipment | Servers | TRC | New | EN1164 | High Efficiency Data Center Cooling | High Efficiency Data Center Cooling | Equip | 20 | Servers | 15.96% | Tech/Econ | 28% | 11.3686 | 0.0026063 | 0.0015053
Tech | Institutional | Space Cooling | Residential-type central air conditioners | TRC | New | NN5370 | Retro-Commissioning | Retro-Commissioning | NonEquip | 5 |  | 0% | Tech/Econ | 16% | 0 | 0 | 0
Tech | Institutional | Space Cooling | Residential-type central air conditioners | TRC | New | NN4382 | Window Sun Protection | Window Sun Protection | NonEquip | 10 |  | 15.35% | Tech/Econ | 16% | 147.8425 | 0.054072 | -0.00060105
Tech | Institutional | Space Cooling | Residential-type central air conditioners | TRC | New | NN4356 | Waterside Economizer | Waterside Economizer | NonEquip | 20 |  | 19.15% | Tech/Econ | 5.556% | 8.2892 | 0.0032207 | 0
Tech | Institutional | Space Cooling | Residential-type central air conditioners | TRC | New | NN4148 | Smart Thermostat | Smart Thermostat | NonEquip | 11 |  | 31.48% | Tech/Econ | 10% | 174.2551 | 0.0020691 | 0
Tech | Institutional | Space Cooling | Residential-type central air conditioners | TRC | New | NN4044 | Programmable Thermostat | Programmable Thermostat | NonEquip | 11 |  | 0% | Tech/Econ | 3.6% | 0 | 0 | 0
Tech | Institutional | Space Cooling | Residential-type central air conditioners | TRC | New | NN3992 | Low U-Value Windows | Low U-Value Windows | NonEquip | 20 |  | 12.54% | Tech/Econ | 10% | 67.2484 | 0.024996 | 0
Tech | Institutional | Space Cooling | Residential-type central air conditioners | TRC | New | NN3914 | HVAC tune-up_RTU | HVAC tune-up_RTU | NonEquip | 5 | Packaged air conditioning units (RTUs) | 0% | Tech/Econ | 5% | 0 | 0 | 0
Tech | Institutional | Space Cooling | Residential-type central air conditioners | TRC | New | NN3888 | HVAC tune-up | HVAC tune-up | NonEquip | 5 | Residential-type central air conditioners | 0% | Tech/Econ | 5% | 0 | 0 | 0
Tech | Institutional | Space Cooling | Residential-type central air conditioners | TRC | New | NN3680 | Facility Energy Management System | Facility Energy Management System | NonEquip | 15 |  | 1.982% | Tech/Econ | 20% | 24.8471 | 0.0052078 | 0
Tech | Institutional | Space Cooling | Residential-type central air conditioners | TRC | New | NN3628 | Facility Commissioning | Facility Commissioning | NonEquip | 10 |  | 35.83% | Tech/Econ | 16% | 336.7179 | 0.069248 | 0.0003117
Tech | Institutional | Space Cooling | Residential-type central air conditioners | TRC | New | NN3602 | Energy Recovery Ventilation System (ERV) | Energy Recovery Ventilation System (ERV) | NonEquip | 15 | Packaged air conditioning units (RTUs) | 0% | Tech/Econ | 9.935% | 0 | 0 | 0
Tech | Institutional | Space Cooling | Residential-type central air conditioners | TRC | New | NN3524 | Duct Sealing Repair | Duct Sealing Repair | NonEquip | 15 |  | 0% | Tech/Econ | 12% | 0 | 0 | 0
Tech | Institutional | Space Cooling | Residential-type central air conditioners | TRC | New | NN3472 | Duct Insulation | Duct Insulation | NonEquip | 15 |  | 0% | Tech/Econ | 2.045% | 0 | 0 | 0
Tech | Institutional | Space Cooling | Residential-type central air conditioners | TRC | New | NN3420 | Dedicated Outdoor Air System on VRF unit | Dedicated Outdoor Air System on VRF unit | NonEquip | 15 | Residential-type central air conditioners | 58.91% | Tech/Econ | 17.5% | 222.9767 | 0.06785 | 0
Tech | Institutional | Space Cooling | Residential-type central air conditioners | TRC | New | NN3368 | Cool Roof | Cool Roof | NonEquip | 15 |  | 72.49% | Tech/Econ | 0.3656% | 0 | 0 | 0
Tech | Institutional | Space Cooling | Residential-type central air conditioners | TRC | New | NN3316 | Chilled Water System - Variable Speed Drives | Chilled Water System - Variable Speed Drives | NonEquip | 13 | Central chillers inside | 0% | Tech/Econ | 24.74% | 0 | 0 | 0
Tech | Institutional | Space Cooling | Residential-type central air conditioners | TRC | New | NN3290 | Chilled Water Controls Optimization | Chilled Water Controls Optimization | NonEquip | 10 | Central chillers inside | 0% | Tech/Econ | 12.5% | 0 | 0 | 0
Tech | Institutional | Space Cooling | Residential-type central air conditioners | TRC | New | NN3212 | Ceiling Insulation(R2 to R38) | Ceiling Insulation(R2 to R38) | NonEquip | 20 |  | 0% | Tech/Econ | 3.028% | 0 | 0 | 0
Tech | Institutional | Space Cooling | Residential-type central air conditioners | TRC | New | NN3108 | Ceiling Insulation(R12 to R38) | Ceiling Insulation(R12 to R38) | NonEquip | 20 |  | 0% | Tech/Econ | 0.3645% | 0 | 0 | 0
Tech | Institutional | Space Cooling | Residential-type central air conditioners | TRC | New | NN3056 | Airside Economizer | Airside Economizer | NonEquip | 10 | Packaged air conditioning units (RTUs) | 0% | Tech/Econ | 5.556% | 0 | 0 | 0
Tech | Institutional | Space Cooling | Residential-type central air conditioners | TRC | Existing | NE5357 | Retro-Commissioning | Retro-Commissioning | NonEquip | 5 |  | 21.99% | Tech/Econ | 16% | 10609.0056 | 1.7736 | 0
Tech | Institutional | Space Cooling | Residential-type central air conditioners | TRC | Existing | NE4369 | Window Sun Protection | Window Sun Protection | NonEquip | 10 |  | 6.178% | Tech/Econ | 16% | 2875.8368 | 1.0518 | -0.011692
Tech | Institutional | Space Cooling | Residential-type central air conditioners | TRC | Existing | NE4343 | Waterside Economizer | Waterside Economizer | NonEquip | 20 |  | 12.77% | Tech/Econ | 5.556% | 1978.6408 | 0.76878 | 0
Tech | Institutional | Space Cooling | Residential-type central air conditioners | TRC | Existing | NE4291 | Warehouse Loading Dock Seals | Warehouse Loading Dock Seals | NonEquip | 18 |  | 0% | Tech/Econ | 0.3465% | 0 | 0 | 0
Tech | Institutional | Space Cooling | Residential-type central air conditioners | TRC | Existing | NE4213 | Wall Insulation | Wall Insulation | NonEquip | 20 |  | 0% | Tech/Econ | 18.13% | 0 | 0 | 0
Tech | Institutional | Space Cooling | Residential-type central air conditioners | TRC | Existing | NE4135 | Smart Thermostat | Smart Thermostat | NonEquip | 11 |  | 31.48% | Tech/Econ | 10% | 9066.8446 | 0.10766 | 0
Tech | Institutional | Space Cooling | Residential-type central air conditioners | TRC | Existing | NE4109 | Roof Insulation | Roof Insulation | NonEquip | 20 |  | 58.5% | Tech/Econ | 0.4439% | 719.391 | 0.014395 | 0
Tech | Institutional | Space Cooling | Residential-type central air conditioners | TRC | Existing | NE4031 | Programmable Thermostat | Programmable Thermostat | NonEquip | 11 |  | 0% | Tech/Econ | 3.6% | 0 | 0 | 0
Tech | Institutional | Space Cooling | Residential-type central air conditioners | TRC | Existing | NE3979 | Low U-Value Windows | Low U-Value Windows | NonEquip | 20 |  | 5.017% | Tech/Econ | 46% | 10479.7283 | 3.8953 | 0
Tech | Institutional | Space Cooling | Residential-type central air conditioners | TRC | Existing | NE3953 | Infiltration Reduction - Air Sealing | Infiltration Reduction - Air Sealing | NonEquip | 11 |  | 0% | Tech/Econ | 0.1733% | 0 | 0 | 0
Tech | Institutional | Space Cooling | Residential-type central air conditioners | TRC | Existing | NE3901 | HVAC tune-up_RTU | HVAC tune-up_RTU | NonEquip | 5 | Packaged air conditioning units (RTUs) | 0% | Tech/Econ | 5% | 0 | 0 | 0
Tech | Institutional | Space Cooling | Residential-type central air conditioners | TRC | Existing | NE3875 | HVAC tune-up | HVAC tune-up | NonEquip | 5 | Residential-type central air conditioners | 0% | Tech/Econ | 5% | 0 | 0 | 0
Tech | Institutional | Space Cooling | Residential-type central air conditioners | TRC | Existing | NE3797 | Green Roof | Green Roof | NonEquip | 15 |  | 0.063% | Tech/Econ | 0.2573% | 0.44665 | 0.00018975 | 0
Tech | Institutional | Space Cooling | Residential-type central air conditioners | TRC | Existing | NE3667 | Facility Energy Management System | Facility Energy Management System | NonEquip | 15 |  | 5.375% | Tech/Econ | 20% | 3653.5459 | 0.76576 | 0
Tech | Institutional | Space Cooling | Residential-type central air conditioners | TRC | Existing | NE3589 | Energy Recovery Ventilation System (ERV) | Energy Recovery Ventilation System (ERV) | NonEquip | 15 | Packaged air conditioning units (RTUs) | 0% | Tech/Econ | 9.935% | 0 | 0 | 0
Tech | Institutional | Space Cooling | Residential-type central air conditioners | TRC | Existing | NE3511 | Duct Sealing Repair | Duct Sealing Repair | NonEquip | 15 |  | 0% | Tech/Econ | 12% | 0 | 0 | 0
Tech | Institutional | Space Cooling | Residential-type central air conditioners | TRC | Existing | NE3459 | Duct Insulation | Duct Insulation | NonEquip | 15 |  | 0% | Tech/Econ | 2.045% | 0 | 0 | 0
Tech | Institutional | Space Cooling | Residential-type central air conditioners | TRC | Existing | NE3407 | Dedicated Outdoor Air System on VRF unit | Dedicated Outdoor Air System on VRF unit | NonEquip | 15 | Residential-type central air conditioners | 58.91% | Tech/Econ | 17.5% | 34662.1 | 10.5474 | 0
Tech | Institutional | Space Cooling | Residential-type central air conditioners | TRC | Existing | NE3355 | Cool Roof | Cool Roof | NonEquip | 15 |  | 72.74% | Tech/Econ | 0.3656% | 734.7299 | 0.31213 | 0
Tech | Institutional | Space Cooling | Residential-type central air conditioners | TRC | Existing | NE3303 | Chilled Water System - Variable Speed Drives | Chilled Water System - Variable Speed Drives | NonEquip | 13 | Central chillers inside | 0% | Tech/Econ | 24.74% | 0 | 0 | 0
Tech | Institutional | Space Cooling | Residential-type central air conditioners | TRC | Existing | NE3277 | Chilled Water Controls Optimization | Chilled Water Controls Optimization | NonEquip | 10 | Central chillers inside | 0% | Tech/Econ | 12.5% | 0 | 0 | 0
Tech | Institutional | Space Cooling | Residential-type central air conditioners | TRC | Existing | NE3199 | Ceiling Insulation(R2 to R38) | Ceiling Insulation(R2 to R38) | NonEquip | 20 |  | 0% | Tech/Econ | 3.028% | 0 | 0 | 0
Tech | Institutional | Space Cooling | Residential-type central air conditioners | TRC | Existing | NE3095 | Ceiling Insulation(R12 to R38) | Ceiling Insulation(R12 to R38) | NonEquip | 20 |  | 0% | Tech/Econ | 0.3645% | 0 | 0 | 0
Tech | Institutional | Space Cooling | Residential-type central air conditioners | TRC | Existing | NE3043 | Airside Economizer | Airside Economizer | NonEquip | 10 | Packaged air conditioning units (RTUs) | 0% | Tech/Econ | 5.556% | 0 | 0 | 0
Tech | Institutional | Space Cooling | Residential-type central air conditioners | TRC | Turnover | ET826 | Geothermal Heat Pump | Geothermal Heat Pump | Equip | 15 | Residential-type central air conditioners | 30.5% | Tech/Econ | 21.18% | 23464.5201 | 10.0908 | 0
Tech | Institutional | Space Cooling | Residential-type central air conditioners | TRC | Turnover | ET1372 | Variable Refrigerant Flow (VRF) HVAC Systems | Variable Refrigerant Flow (VRF) HVAC Systems | Equip | 15 | Residential-type central air conditioners | 49.09% | Tech/Econ | 36.88% | 80314.2692 | 24.439 | 0
Tech | Institutional | Space Cooling | Residential-type central air conditioners | TRC | Turnover | ET1294 | High Efficiency PTHP | High Efficiency PTHP | Equip | 15 | Residential-type central air conditioners | 0% | Tech/Econ | 23.64% | 0 | 0 | 0
Tech | Institutional | Space Cooling | Residential-type central air conditioners | TRC | Turnover | ET1255 | High Efficiency PTAC | High Efficiency PTAC | Equip | 15 | Residential-type central air conditioners | 0% | Tech/Econ | 23.64% | 0 | 0 | 0
Tech | Institutional | Space Cooling | Residential-type central air conditioners | TRC | New | EN852 | Geothermal Heat Pump | Geothermal Heat Pump | Equip | 15 | Residential-type central air conditioners | 30.5% | Tech/Econ | 21.18% | 432.7934 | 0.18612 | 0
Tech | Institutional | Space Cooling | Residential-type central air conditioners | TRC | New | EN1398 | Variable Refrigerant Flow (VRF) HVAC Systems | Variable Refrigerant Flow (VRF) HVAC Systems | Equip | 15 | Residential-type central air conditioners | 49.09% | Tech/Econ | 36.88% | 1481.3635 | 0.45077 | 0
Tech | Institutional | Space Cooling | Residential-type central air conditioners | TRC | New | EN1320 | High Efficiency PTHP | High Efficiency PTHP | Equip | 15 | Residential-type central air conditioners | 0% | Tech/Econ | 23.64% | 0 | 0 | 0
Tech | Institutional | Space Cooling | Residential-type central air conditioners | TRC | New | EN1281 | High Efficiency PTAC | High Efficiency PTAC | Equip | 15 | Residential-type central air conditioners | 0% | Tech/Econ | 23.64% | 0 | 0 | 0
Tech | Institutional | Space Heating | Residential/split system heat pump | TRC | New | NN5344 | Retro-Commissioning | Retro-Commissioning | NonEquip | 5 |  | 0% | Tech/Econ | 16% | 0 | 0 | 0
Tech | Institutional | Space Heating | Residential/split system heat pump | TRC | New | NN4330 | Water Cooled Refrigeration Heat Recovery | Water Cooled Refrigeration Heat Recovery | NonEquip | 20 |  | 15.4% | Tech/Econ | 10% | 93.6879 | 0 | 0.0062632
Tech | Institutional | Space Heating | Residential/split system heat pump | TRC | New | NN4278 | Warehouse Loading Dock Seals | Warehouse Loading Dock Seals | NonEquip | 18 |  | 0% | Tech/Econ | 0.4282% | 0 | 0 | 0
Tech | Institutional | Space Heating | Residential/split system heat pump | TRC | New | NN4174 | Smart Thermostat | Smart Thermostat | NonEquip | 11 |  | 31.48% | Tech/Econ | 10% | 197.7436 | 0 | -0.032492
Tech | Institutional | Space Heating | Residential/split system heat pump | TRC | New | NN4096 | Roof Insulation | Roof Insulation | NonEquip | 20 |  | 58.5% | Tech/Econ | 0.2743% | 5.9713 | 0 | 0.0026935
Tech | Institutional | Space Heating | Residential/split system heat pump | TRC | New | NN4070 | Programmable Thermostat | Programmable Thermostat | NonEquip | 11 |  | 0% | Tech/Econ | 3.6% | 0 | 0 | 0
Tech | Institutional | Space Heating | Residential/split system heat pump | TRC | New | NN4018 | Low U-Value Windows | Low U-Value Windows | NonEquip | 20 |  | 12.54% | Tech/Econ | 10% | 79.7939 | 0 | 0.00033163
Tech | Institutional | Space Heating | Residential/split system heat pump | TRC | New | NN3940 | Infiltration Reduction - Air Sealing | Infiltration Reduction - Air Sealing | NonEquip | 11 |  | 0% | Tech/Econ | 0.2141% | 0 | 0 | 0
Tech | Institutional | Space Heating | Residential/split system heat pump | TRC | New | NN3784 | Green Roof | Green Roof | NonEquip | 15 |  | 0.315% | Tech/Econ | 0.4239% | 0.075922 | 0 | 0
Tech | Institutional | Space Heating | Residential/split system heat pump | TRC | New | NN3732 | Floor Insulation | Floor Insulation | NonEquip | 20 |  | 29.92% | Tech/Econ | 0.1439% | 0 | 0 | 0
Tech | Institutional | Space Heating | Residential/split system heat pump | TRC | New | NN3654 | Facility Energy Management System | Facility Energy Management System | NonEquip | 15 |  | 1.982% | Tech/Econ | 20% | 25.3186 | 0 | 0.00045632
Tech | Institutional | Space Heating | Residential/split system heat pump | TRC | New | NN3576 | ECM Motors on Furnaces | ECM Motors on Furnaces | NonEquip | 15 | Forced air furnace | 0% | Tech/Econ | 1.706% | 0 | 0 | 0
Tech | Institutional | Space Heating | Residential/split system heat pump | TRC | New | NN3550 | Duct Sealing Repair | Duct Sealing Repair | NonEquip | 15 |  | 0% | Tech/Econ | 12% | 0 | 0 | 0
Tech | Institutional | Space Heating | Residential/split system heat pump | TRC | New | NN3498 | Duct Insulation | Duct Insulation | NonEquip | 15 |  | 0% | Tech/Econ | 2.045% | 0 | 0 | 0
Tech | Institutional | Space Heating | Residential/split system heat pump | TRC | New | NN3446 | Destratification Fans | Destratification Fans | NonEquip | 10 |  | 0% | Tech/Econ | 12.7% | 0 | 0 | 0
Tech | Institutional | Space Heating | Residential/split system heat pump | TRC | New | NN3394 | Dedicated Outdoor Air System on VRF unit | Dedicated Outdoor Air System on VRF unit | NonEquip | 15 | Residential/split system heat pump | 58.91% | Tech/Econ | 10% | 304.9672 | 0 | 0.093796
Tech | Institutional | Space Heating | Residential/split system heat pump | TRC | New | NN3238 | Ceiling Insulation(R30 to R38) | Ceiling Insulation(R30 to R38) | NonEquip | 20 |  | 0% | Tech/Econ | 0.05544% | 0 | 0 | 0
Tech | Institutional | Space Heating | Residential/split system heat pump | TRC | New | NN3186 | Ceiling Insulation(R2 to R38) | Ceiling Insulation(R2 to R38) | NonEquip | 20 |  | 0% | Tech/Econ | 3.742% | 0 | 0 | 0
Tech | Institutional | Space Heating | Residential/split system heat pump | TRC | New | NN3134 | Ceiling Insulation(R19 to R38) | Ceiling Insulation(R19 to R38) | NonEquip | 20 |  | 0% | Tech/Econ | 0.2079% | 0 | 0 | 0
Tech | Institutional | Space Heating | Residential/split system heat pump | TRC | New | NN3082 | Ceiling Insulation(R12 to R38) | Ceiling Insulation(R12 to R38) | NonEquip | 20 |  | 0% | Tech/Econ | 0.4504% | 0 | 0 | 0
Tech | Institutional | Space Heating | Residential/split system heat pump | TRC | New | NN3004 | Air Curtains | Air Curtains | NonEquip | 8 |  | 0% | Tech/Econ | 0.2135% | 0 | 0 | 0
Tech | Institutional | Space Heating | Residential/split system heat pump | TRC | Existing | NE5331 | Retro-Commissioning | Retro-Commissioning | NonEquip | 5 |  | 21.99% | Tech/Econ | 16% | 10719.6902 | 0 | 5.5563
Tech | Institutional | Space Heating | Residential/split system heat pump | TRC | Existing | NE4317 | Water Cooled Refrigeration Heat Recovery | Water Cooled Refrigeration Heat Recovery | NonEquip | 20 |  | 15.4% | Tech/Econ | 10% | 5274.9274 | 0 | 0.35264
Tech | Institutional | Space Heating | Residential/split system heat pump | TRC | Existing | NE4265 | Warehouse Loading Dock Seals | Warehouse Loading Dock Seals | NonEquip | 18 |  | 0% | Tech/Econ | 0.4725% | 0 | 0 | 0
Tech | Institutional | Space Heating | Residential/split system heat pump | TRC | Existing | NE4239 | Wall Insulation | Wall Insulation | NonEquip | 20 |  | 0% | Tech/Econ | 3.61% | 0 | 0 | 0
Tech | Institutional | Space Heating | Residential/split system heat pump | TRC | Existing | NE4161 | Smart Thermostat | Smart Thermostat | NonEquip | 11 |  | 31.48% | Tech/Econ | 10% | 10617.1159 | 0 | -1.7445
Tech | Institutional | Space Heating | Residential/split system heat pump | TRC | Existing | NE4083 | Roof Insulation | Roof Insulation | NonEquip | 20 |  | 58.5% | Tech/Econ | 0.6053% | 1040.9642 | 0 | 0.46956
Tech | Institutional | Space Heating | Residential/split system heat pump | TRC | Existing | NE4057 | Programmable Thermostat | Programmable Thermostat | NonEquip | 11 |  | 0% | Tech/Econ | 3.6% | 0 | 0 | 0
Tech | Institutional | Space Heating | Residential/split system heat pump | TRC | Existing | NE4005 | Low U-Value Windows | Low U-Value Windows | NonEquip | 20 |  | 5.017% | Tech/Econ | 46% | 9663.0964 | 0 | 0.040161
Tech | Institutional | Space Heating | Residential/split system heat pump | TRC | Existing | NE3927 | Infiltration Reduction - Air Sealing | Infiltration Reduction - Air Sealing | NonEquip | 11 |  | 0% | Tech/Econ | 0.2363% | 0 | 0 | 0
Tech | Institutional | Space Heating | Residential/split system heat pump | TRC | Existing | NE3849 | Hotel Card Energy Control Systems | Hotel Card Energy Control Systems | NonEquip | 15 |  | 0% | Tech/Econ | 0% | 0 | 0 | 0
Tech | Institutional | Space Heating | Residential/split system heat pump | TRC | Existing | NE3771 | Green Roof | Green Roof | NonEquip | 15 |  | 0.063% | Tech/Econ | 0.4677% | 0.86319 | 0 | 0
Tech | Institutional | Space Heating | Residential/split system heat pump | TRC | Existing | NE3719 | Floor Insulation | Floor Insulation | NonEquip | 20 |  | 11.97% | Tech/Econ | 0.1588% | 55.679 | 0 | 0.025116
Tech | Institutional | Space Heating | Residential/split system heat pump | TRC | Existing | NE3641 | Facility Energy Management System | Facility Energy Management System | NonEquip | 15 |  | 5.375% | Tech/Econ | 20% | 3722.8805 | 0 | 0.067098
Tech | Institutional | Space Heating | Residential/split system heat pump | TRC | Existing | NE3563 | ECM Motors on Furnaces | ECM Motors on Furnaces | NonEquip | 15 | Forced air furnace | 0% | Tech/Econ | 1.706% | 0 | 0 | 0
Tech | Institutional | Space Heating | Residential/split system heat pump | TRC | Existing | NE3537 | Duct Sealing Repair | Duct Sealing Repair | NonEquip | 15 |  | 0% | Tech/Econ | 12% | 0 | 0 | 0
Tech | Institutional | Space Heating | Residential/split system heat pump | TRC | Existing | NE3485 | Duct Insulation | Duct Insulation | NonEquip | 15 |  | 0% | Tech/Econ | 2.045% | 0 | 0 | 0
Tech | Institutional | Space Heating | Residential/split system heat pump | TRC | Existing | NE3433 | Destratification Fans | Destratification Fans | NonEquip | 10 |  | 0% | Tech/Econ | 12.7% | 0 | 0 | 0
Tech | Institutional | Space Heating | Residential/split system heat pump | TRC | Existing | NE3381 | Dedicated Outdoor Air System on VRF unit | Dedicated Outdoor Air System on VRF unit | NonEquip | 15 | Residential/split system heat pump | 58.91% | Tech/Econ | 10% | 19246.5355 | 0 | 5.9195
Tech | Institutional | Space Heating | Residential/split system heat pump | TRC | Existing | NE3329 | Cool Roof | Cool Roof | NonEquip | 15 |  | 72.74% | Tech/Econ | 0.05282% | 112.5193 | 0 | 0
Tech | Institutional | Space Heating | Residential/split system heat pump | TRC | Existing | NE3225 | Ceiling Insulation(R30 to R38) | Ceiling Insulation(R30 to R38) | NonEquip | 20 |  | 0% | Tech/Econ | 0.06117% | 0 | 0 | 0
Tech | Institutional | Space Heating | Residential/split system heat pump | TRC | Existing | NE3173 | Ceiling Insulation(R2 to R38) | Ceiling Insulation(R2 to R38) | NonEquip | 20 |  | 0% | Tech/Econ | 4.129% | 0 | 0 | 0
Tech | Institutional | Space Heating | Residential/split system heat pump | TRC | Existing | NE3121 | Ceiling Insulation(R19 to R38) | Ceiling Insulation(R19 to R38) | NonEquip | 20 |  | 0% | Tech/Econ | 0.2294% | 0 | 0 | 0
Tech | Institutional | Space Heating | Residential/split system heat pump | TRC | Existing | NE3069 | Ceiling Insulation(R12 to R38) | Ceiling Insulation(R12 to R38) | NonEquip | 20 |  | 0% | Tech/Econ | 0.497% | 0 | 0 | 0
Tech | Institutional | Space Heating | Residential/split system heat pump | TRC | Existing | NE2991 | Air Curtains | Air Curtains | NonEquip | 8 |  | 0% | Tech/Econ | 0.2135% | 0 | 0 | 0
Tech | Institutional | Space Heating | Residential/split system heat pump | TRC | Turnover | ET865 | Geothermal Heat Pump | Geothermal Heat Pump | Equip | 15 | Residential/split system heat pump | 30.5% | Tech/Econ | 2.941% | 2757.7516 | 0 | 0.91091
Tech | Institutional | Space Heating | Residential/split system heat pump | TRC | Turnover | ET1411 | Variable Refrigerant Flow (VRF) HVAC Systems | Variable Refrigerant Flow (VRF) HVAC Systems | Equip | 15 | Residential/split system heat pump | 49.09% | Tech/Econ | 31.25% | 62759.1418 | 0 | 19.3022
Tech | Institutional | Space Heating | Residential/split system heat pump | TRC | Turnover | ET1333 | High Efficiency PTHP | High Efficiency PTHP | Equip | 15 | Residential/split system heat pump | 0% | Tech/Econ | 9.375% | 0 | 0 | 0
Tech | Institutional | Space Heating | Residential/split system heat pump | TRC | New | EN891 | Geothermal Heat Pump | Geothermal Heat Pump | Equip | 15 | Residential/split system heat pump | 30.5% | Tech/Econ | 2.941% | 0 | 0 | 0
Tech | Institutional | Space Heating | Residential/split system heat pump | TRC | New | EN1437 | Variable Refrigerant Flow (VRF) HVAC Systems | Variable Refrigerant Flow (VRF) HVAC Systems | Equip | 15 | Residential/split system heat pump | 49.09% | Tech/Econ | 31.25% | 1157.5665 | 0 | 0.35602
Tech | Institutional | Space Heating | Residential/split system heat pump | TRC | New | EN1359 | High Efficiency PTHP | High Efficiency PTHP | Equip | 15 | Residential/split system heat pump | 0% | Tech/Econ | 9.375% | 0 | 0 | 0
Tech | Institutional | Refrigeration | Residential style | TRC | New | NN5318 | Retro-Commissioning | Retro-Commissioning | NonEquip | 5 |  | 0% | Tech/Econ | 16% | 0 | 0 | 0
Tech | Institutional | Refrigeration | Residential style | TRC | New | NN4902 | Strip Curtains for Walk-ins | Strip Curtains for Walk-ins | NonEquip | 4 | Walk-in cooler | 0% | Tech/Econ | 2.115% | 0 | 0 | 0
Tech | Institutional | Refrigeration | Residential style | TRC | New | NN4876 | Refrigerated Display Case Lighting Controls | Refrigerated Display Case Lighting Controls | NonEquip | 8 | Display cases | 0% | Tech/Econ | 0.9365% | 0 | 0 | 0
Tech | Institutional | Refrigeration | Residential style | TRC | New | NN4850 | PSC to ECM Evaporator Fan Motor (Walk-In, Refrigerator) | PSC to ECM Evaporator Fan Motor (Walk-In, Refrigerator) | NonEquip | 15 | Walk-in cooler | 0% | Tech/Econ | 37.5% | 0 | 0 | 0
Tech | Institutional | Refrigeration | Residential style | TRC | New | NN4824 | PSC to ECM Evaporator Fan Motor (Reach-In) | PSC to ECM Evaporator Fan Motor (Reach-In) | NonEquip | 15 | Display cases | 0% | Tech/Econ | 37.5% | 0 | 0 | 0
Tech | Institutional | Refrigeration | Residential style | TRC | New | NN4798 | Night Covers for Display Cases | Night Covers for Display Cases | NonEquip | 5 | Display cases | 0% | Tech/Econ | 1.877% | 0 | 0 | 0
Tech | Institutional | Refrigeration | Residential style | TRC | New | NN4772 | High R-Value Glass Doors | High R-Value Glass Doors | NonEquip | 12 | Display cases | 0% | Tech/Econ | 0% | 0 | 0 | 0
Tech | Institutional | Refrigeration | Residential style | TRC | New | NN4746 | High Efficiency Refrigeration Compressor | High Efficiency Refrigeration Compressor | NonEquip | 13 | Display cases | 0% | Tech/Econ | 6.922% | 0 | 0 | 0
Tech | Institutional | Refrigeration | Residential style | TRC | New | NN4720 | Freezer-Cooler Replacement Gaskets | Freezer-Cooler Replacement Gaskets | NonEquip | 4 | Display cases | 0% | Tech/Econ | 0% | 0 | 0 | 0
Tech | Institutional | Refrigeration | Residential style | TRC | New | NN4694 | Floating Head Pressure Controls | Floating Head Pressure Controls | NonEquip | 15 |  | 0% | Tech/Econ | 6.05% | 0 | 0 | 0
Tech | Institutional | Refrigeration | Residential style | TRC | New | NN4668 | Demand Defrost | Demand Defrost | NonEquip | 10 | Walk-in cooler | 0% | Tech/Econ | 30% | 0 | 0 | 0
Tech | Institutional | Refrigeration | Residential style | TRC | New | NN4642 | Automatic Door Closer for Walk-in Coolers and Freezers | Automatic Door Closer for Walk-in Coolers and Freezers | NonEquip | 8 | Walk-in cooler | 0% | Tech/Econ | 3.131% | 0 | 0 | 0
Tech | Institutional | Refrigeration | Residential style | TRC | New | NN4616 | Anti-Sweat Controls | Anti-Sweat Controls | NonEquip | 8 | Display cases | 0% | Tech/Econ | 85% | 0 | 0 | 0
Tech | Institutional | Refrigeration | Residential style | TRC | Existing | NE5305 | Retro-Commissioning | Retro-Commissioning | NonEquip | 5 |  | 21.99% | Tech/Econ | 16% | 116958.0376 | 19.5533 | 60.6228
Tech | Institutional | Refrigeration | Residential style | TRC | Existing | NE4889 | Strip Curtains for Walk-ins | Strip Curtains for Walk-ins | NonEquip | 4 | Walk-in cooler | 0% | Tech/Econ | 2.115% | 0 | 0 | 0
Tech | Institutional | Refrigeration | Residential style | TRC | Existing | NE4863 | Refrigerated Display Case Lighting Controls | Refrigerated Display Case Lighting Controls | NonEquip | 8 | Display cases | 0% | Tech/Econ | 2.524% | 0 | 0 | 0
Tech | Institutional | Refrigeration | Residential style | TRC | Existing | NE4837 | PSC to ECM Evaporator Fan Motor (Walk-In, Refrigerator) | PSC to ECM Evaporator Fan Motor (Walk-In, Refrigerator) | NonEquip | 15 | Walk-in cooler | 0% | Tech/Econ | 37.5% | 0 | 0 | 0
Tech | Institutional | Refrigeration | Residential style | TRC | Existing | NE4811 | PSC to ECM Evaporator Fan Motor (Reach-In) | PSC to ECM Evaporator Fan Motor (Reach-In) | NonEquip | 15 | Display cases | 0% | Tech/Econ | 37.5% | 0 | 0 | 0
Tech | Institutional | Refrigeration | Residential style | TRC | Existing | NE4785 | Night Covers for Display Cases | Night Covers for Display Cases | NonEquip | 5 | Display cases | 0% | Tech/Econ | 1.877% | 0 | 0 | 0
Tech | Institutional | Refrigeration | Residential style | TRC | Existing | NE4759 | High R-Value Glass Doors | High R-Value Glass Doors | NonEquip | 12 | Display cases | 0% | Tech/Econ | 23.81% | 0 | 0 | 0
Tech | Institutional | Refrigeration | Residential style | TRC | Existing | NE4733 | High Efficiency Refrigeration Compressor | High Efficiency Refrigeration Compressor | NonEquip | 13 | Display cases | 0% | Tech/Econ | 6.922% | 0 | 0 | 0
Tech | Institutional | Refrigeration | Residential style | TRC | Existing | NE4707 | Freezer-Cooler Replacement Gaskets | Freezer-Cooler Replacement Gaskets | NonEquip | 4 | Display cases | 0% | Tech/Econ | 3.131% | 0 | 0 | 0
Tech | Institutional | Refrigeration | Residential style | TRC | Existing | NE4681 | Floating Head Pressure Controls | Floating Head Pressure Controls | NonEquip | 15 |  | 0% | Tech/Econ | 6.05% | 0 | 0 | 0
Tech | Institutional | Refrigeration | Residential style | TRC | Existing | NE4655 | Demand Defrost | Demand Defrost | NonEquip | 10 | Walk-in cooler | 0% | Tech/Econ | 30% | 0 | 0 | 0
Tech | Institutional | Refrigeration | Residential style | TRC | Existing | NE4629 | Automatic Door Closer for Walk-in Coolers and Freezers | Automatic Door Closer for Walk-in Coolers and Freezers | NonEquip | 8 | Walk-in cooler | 0% | Tech/Econ | 3.131% | 0 | 0 | 0
Tech | Institutional | Refrigeration | Residential style | TRC | Existing | NE4603 | Anti-Sweat Controls | Anti-Sweat Controls | NonEquip | 8 | Display cases | 0% | Tech/Econ | 85% | 0 | 0 | 0
Tech | Institutional | Refrigeration | Residential style | TRC | Turnover | ET2536 | Energy Star Refrigerator | Energy Star Refrigerator | Equip | 12 | Residential style | 45.6% | Tech/Econ | 21.99% | 370467.8469 | 48.7758 | 38.3797
Tech | Institutional | Refrigeration | Residential style | TRC | New | EN2562 | Energy Star Refrigerator | Energy Star Refrigerator | Equip | 12 | Residential style | 53.2% | Tech/Econ | 21.99% | 7788.0088 | 1.0254 | 0.80682
Tech | Institutional | Miscellaneous | Pool pump | TRC | New | NN5448 | Retro-Commissioning | Retro-Commissioning | NonEquip | 5 |  | 0% | Tech/Econ | 16% | 0 | 0 | 0
Tech | Institutional | Miscellaneous | Pool pump | TRC | New | NN4538 | VSD Controlled Compressor | VSD Controlled Compressor | NonEquip | 15 | Others | 0% | Tech/Econ | 20.79% | 0 | 0 | 0
Tech | Institutional | Miscellaneous | Pool pump | TRC | New | NN4512 | Regenerative Drive Elevator Motor | Regenerative Drive Elevator Motor | NonEquip | 13 | Elevators/Escalators | 0% | Tech/Econ | 6.211% | 0 | 0 | 0
Tech | Institutional | Miscellaneous | Pool pump | TRC | New | NN4486 | Engine Block Timer | Engine Block Timer | NonEquip | 5 | Others | 0% | Tech/Econ | 36% | 0 | 0 | 0
Tech | Institutional | Miscellaneous | Pool pump | TRC | New | NN4460 | Efficient Motor Belts | Efficient Motor Belts | NonEquip | 10 | Others | 0% | Tech/Econ | 1.105% | 0 | 0 | 0
Tech | Institutional | Miscellaneous | Pool pump | TRC | Existing | NE5435 | Retro-Commissioning | Retro-Commissioning | NonEquip | 5 |  | 21.99% | Tech/Econ | 16% | 0 | 0 | 0
Tech | Institutional | Miscellaneous | Pool pump | TRC | Existing | NE4525 | VSD Controlled Compressor | VSD Controlled Compressor | NonEquip | 15 | Others | 0% | Tech/Econ | 20.79% | 0 | 0 | 0
Tech | Institutional | Miscellaneous | Pool pump | TRC | Existing | NE4499 | Regenerative Drive Elevator Motor | Regenerative Drive Elevator Motor | NonEquip | 13 | Elevators/Escalators | 0% | Tech/Econ | 6.211% | 0 | 0 | 0
Tech | Institutional | Miscellaneous | Pool pump | TRC | Existing | NE4473 | Engine Block Timer | Engine Block Timer | NonEquip | 5 | Others | 0% | Tech/Econ | 36% | 0 | 0 | 0
Tech | Institutional | Miscellaneous | Pool pump | TRC | Existing | NE4447 | Efficient Motor Belts | Efficient Motor Belts | NonEquip | 10 | Others | 0% | Tech/Econ | 1.105% | 0 | 0 | 0
Tech | Institutional | Miscellaneous | Pool pump | TRC | Turnover | ET2110 | Variable Speed Pool Pump | Variable Speed Pool Pump | Equip | 10 | Pool pump | 0% | Tech/Econ | 64.36% | 0 | 0 | 0
Tech | Institutional | Miscellaneous | Pool pump | TRC | Turnover | ET2071 | Two Speed Pool Pump | Two Speed Pool Pump | Equip | 10 | Pool pump | 0% | Tech/Econ | 61.79% | 0 | 0 | 0
Tech | Institutional | Miscellaneous | Pool pump | TRC | Turnover | ET2035 | Solar Powered Pool Pump | Solar Powered Pool Pump | Equip | 10 | Pool pump | 0% | Tech/Econ | 81% | 0 | 0 | 0
Tech | Institutional | Miscellaneous | Pool pump | TRC | Turnover | ET1996 | Solar Pool Heater | Solar Pool Heater | Equip | 15 | Pool pump | 0% | Tech/Econ | 86.11% | 0 | 0 | 0
Tech | Institutional | Miscellaneous | Pool pump | TRC | Turnover | ET1957 | Heat Pump Pool Heater | Heat Pump Pool Heater | Equip | 15 | Pool pump | 0% | Tech/Econ | 80% | 0 | 0 | 0
Tech | Institutional | Miscellaneous | Pool pump | TRC | New | EN2134 | Variable Speed Pool Pump | Variable Speed Pool Pump | Equip | 10 | Pool pump | 0% | Tech/Econ | 64.36% | 0 | 0 | 0
Tech | Institutional | Miscellaneous | Pool pump | TRC | New | EN2097 | Two Speed Pool Pump | Two Speed Pool Pump | Equip | 10 | Pool pump | 0% | Tech/Econ | 61.79% | 0 | 0 | 0
Tech | Institutional | Miscellaneous | Pool pump | TRC | New | EN2059 | Solar Powered Pool Pump | Solar Powered Pool Pump | Equip | 10 | Pool pump | 0% | Tech/Econ | 81% | 0 | 0 | 0
Tech | Institutional | Miscellaneous | Pool pump | TRC | New | EN2022 | Solar Pool Heater | Solar Pool Heater | Equip | 15 | Pool pump | 0% | Tech/Econ | 86.11% | 0 | 0 | 0
Tech | Institutional | Miscellaneous | Pool pump | TRC | New | EN1983 | Heat Pump Pool Heater | Heat Pump Pool Heater | Equip | 15 | Pool pump | 0% | Tech/Econ | 80% | 0 | 0 | 0
Tech | Institutional | Space Heating | Packaged central unit | TRC | New | NN5344 | Retro-Commissioning | Retro-Commissioning | NonEquip | 5 |  | 0% | Tech/Econ | 16% | 0 | 0 | 0
Tech | Institutional | Space Heating | Packaged central unit | TRC | New | NN4330 | Water Cooled Refrigeration Heat Recovery | Water Cooled Refrigeration Heat Recovery | NonEquip | 20 |  | 15.4% | Tech/Econ | 10% | 198.0757 | 0 | 0.013242
Tech | Institutional | Space Heating | Packaged central unit | TRC | New | NN4278 | Warehouse Loading Dock Seals | Warehouse Loading Dock Seals | NonEquip | 18 |  | 0% | Tech/Econ | 0.4282% | 0 | 0 | 0
Tech | Institutional | Space Heating | Packaged central unit | TRC | New | NN4174 | Smart Thermostat | Smart Thermostat | NonEquip | 11 |  | 31.48% | Tech/Econ | 10% | 418.071 | 0 | -0.068695
Tech | Institutional | Space Heating | Packaged central unit | TRC | New | NN4096 | Roof Insulation | Roof Insulation | NonEquip | 20 |  | 58.5% | Tech/Econ | 0.2743% | 12.9206 | 0 | 0.0058282
Tech | Institutional | Space Heating | Packaged central unit | TRC | New | NN4070 | Programmable Thermostat | Programmable Thermostat | NonEquip | 11 |  | 0% | Tech/Econ | 3.6% | 0 | 0 | 0
Tech | Institutional | Space Heating | Packaged central unit | TRC | New | NN4018 | Low U-Value Windows | Low U-Value Windows | NonEquip | 20 |  | 12.54% | Tech/Econ | 10% | 168.7009 | 0 | 0.00070113
Tech | Institutional | Space Heating | Packaged central unit | TRC | New | NN3940 | Infiltration Reduction - Air Sealing | Infiltration Reduction - Air Sealing | NonEquip | 11 |  | 0% | Tech/Econ | 0.2141% | 0 | 0 | 0
Tech | Institutional | Space Heating | Packaged central unit | TRC | New | NN3862 | Hotel Card Energy Control Systems | Hotel Card Energy Control Systems | NonEquip | 15 |  | 0% | Tech/Econ | 0% | 0 | 0 | 0
Tech | Institutional | Space Heating | Packaged central unit | TRC | New | NN3784 | Green Roof | Green Roof | NonEquip | 15 |  | 0.315% | Tech/Econ | 0.4239% | 0.16428 | 0 | 0
Tech | Institutional | Space Heating | Packaged central unit | TRC | New | NN3732 | Floor Insulation | Floor Insulation | NonEquip | 20 |  | 29.92% | Tech/Econ | 0.1439% | 0 | 0 | 0
Tech | Institutional | Space Heating | Packaged central unit | TRC | New | NN3654 | Facility Energy Management System | Facility Energy Management System | NonEquip | 15 |  | 1.982% | Tech/Econ | 20% | 53.5288 | 0 | 0.00096476
Tech | Institutional | Space Heating | Packaged central unit | TRC | New | NN3576 | ECM Motors on Furnaces | ECM Motors on Furnaces | NonEquip | 15 | Forced air furnace | 0% | Tech/Econ | 1.706% | 0 | 0 | 0
Tech | Institutional | Space Heating | Packaged central unit | TRC | New | NN3550 | Duct Sealing Repair | Duct Sealing Repair | NonEquip | 15 |  | 0% | Tech/Econ | 12% | 0 | 0 | 0
Tech | Institutional | Space Heating | Packaged central unit | TRC | New | NN3498 | Duct Insulation | Duct Insulation | NonEquip | 15 |  | 0% | Tech/Econ | 2.045% | 0 | 0 | 0
Tech | Institutional | Space Heating | Packaged central unit | TRC | New | NN3446 | Destratification Fans | Destratification Fans | NonEquip | 10 |  | 0% | Tech/Econ | 12.7% | 0 | 0 | 0
Tech | Institutional | Space Heating | Packaged central unit | TRC | New | NN3394 | Dedicated Outdoor Air System on VRF unit | Dedicated Outdoor Air System on VRF unit | NonEquip | 15 | Residential/split system heat pump | 0% | Tech/Econ | 10% | 0 | 0 | 0
Tech | Institutional | Space Heating | Packaged central unit | TRC | New | NN3342 | Cool Roof | Cool Roof | NonEquip | 15 |  | 72.49% | Tech/Econ | 0.04786% | 0 | 0 | 0
Tech | Institutional | Space Heating | Packaged central unit | TRC | New | NN3238 | Ceiling Insulation(R30 to R38) | Ceiling Insulation(R30 to R38) | NonEquip | 20 |  | 0% | Tech/Econ | 0.05544% | 0 | 0 | 0
Tech | Institutional | Space Heating | Packaged central unit | TRC | New | NN3186 | Ceiling Insulation(R2 to R38) | Ceiling Insulation(R2 to R38) | NonEquip | 20 |  | 0% | Tech/Econ | 3.742% | 0 | 0 | 0
Tech | Institutional | Space Heating | Packaged central unit | TRC | New | NN3134 | Ceiling Insulation(R19 to R38) | Ceiling Insulation(R19 to R38) | NonEquip | 20 |  | 0% | Tech/Econ | 0.2079% | 0 | 0 | 0
Tech | Institutional | Space Heating | Packaged central unit | TRC | New | NN3082 | Ceiling Insulation(R12 to R38) | Ceiling Insulation(R12 to R38) | NonEquip | 20 |  | 0% | Tech/Econ | 0.4504% | 0 | 0 | 0
Tech | Institutional | Space Heating | Packaged central unit | TRC | New | NN3004 | Air Curtains | Air Curtains | NonEquip | 8 |  | 0% | Tech/Econ | 0.2135% | 0 | 0 | 0
Tech | Institutional | Space Heating | Packaged central unit | TRC | Existing | NE5331 | Retro-Commissioning | Retro-Commissioning | NonEquip | 5 |  | 21.99% | Tech/Econ | 16% | 23604.0723 | 0 | 12.2347
Tech | Institutional | Space Heating | Packaged central unit | TRC | Existing | NE4317 | Water Cooled Refrigeration Heat Recovery | Water Cooled Refrigeration Heat Recovery | NonEquip | 20 |  | 15.4% | Tech/Econ | 10% | 11152.2903 | 0 | 0.74555
Tech | Institutional | Space Heating | Packaged central unit | TRC | Existing | NE4265 | Warehouse Loading Dock Seals | Warehouse Loading Dock Seals | NonEquip | 18 |  | 0% | Tech/Econ | 0.4725% | 0 | 0 | 0
Tech | Institutional | Space Heating | Packaged central unit | TRC | Existing | NE4239 | Wall Insulation | Wall Insulation | NonEquip | 20 |  | 0% | Tech/Econ | 3.61% | 0 | 0 | 0
Tech | Institutional | Space Heating | Packaged central unit | TRC | Existing | NE4161 | Smart Thermostat | Smart Thermostat | NonEquip | 11 |  | 31.48% | Tech/Econ | 10% | 22446.7847 | 0 | -3.6883
Tech | Institutional | Space Heating | Packaged central unit | TRC | Existing | NE4083 | Roof Insulation | Roof Insulation | NonEquip | 20 |  | 58.5% | Tech/Econ | 0.6053% | 2292.1366 | 0 | 1.0339
Tech | Institutional | Space Heating | Packaged central unit | TRC | Existing | NE4057 | Programmable Thermostat | Programmable Thermostat | NonEquip | 11 |  | 0% | Tech/Econ | 3.6% | 0 | 0 | 0
Tech | Institutional | Space Heating | Packaged central unit | TRC | Existing | NE4005 | Low U-Value Windows | Low U-Value Windows | NonEquip | 20 |  | 5.017% | Tech/Econ | 46% | 17295.4199 | 0 | 0.071881
Tech | Institutional | Space Heating | Packaged central unit | TRC | Existing | NE3927 | Infiltration Reduction - Air Sealing | Infiltration Reduction - Air Sealing | NonEquip | 11 |  | 0% | Tech/Econ | 0.2363% | 0 | 0 | 0
Tech | Institutional | Space Heating | Packaged central unit | TRC | Existing | NE3849 | Hotel Card Energy Control Systems | Hotel Card Energy Control Systems | NonEquip | 15 |  | 0% | Tech/Econ | 0% | 0 | 0 | 0
Tech | Institutional | Space Heating | Packaged central unit | TRC | Existing | NE3771 | Green Roof | Green Roof | NonEquip | 15 |  | 0.063% | Tech/Econ | 0.4677% | 1.9007 | 0 | 0
Tech | Institutional | Space Heating | Packaged central unit | TRC | Existing | NE3719 | Floor Insulation | Floor Insulation | NonEquip | 20 |  | 11.97% | Tech/Econ | 0.1588% | 122.6016 | 0 | 0.055303
Tech | Institutional | Space Heating | Packaged central unit | TRC | Existing | NE3641 | Facility Energy Management System | Facility Energy Management System | NonEquip | 15 |  | 5.375% | Tech/Econ | 20% | 7870.9414 | 0 | 0.14186
Tech | Institutional | Space Heating | Packaged central unit | TRC | Existing | NE3563 | ECM Motors on Furnaces | ECM Motors on Furnaces | NonEquip | 15 | Forced air furnace | 0% | Tech/Econ | 1.706% | 0 | 0 | 0
Tech | Institutional | Space Heating | Packaged central unit | TRC | Existing | NE3537 | Duct Sealing Repair | Duct Sealing Repair | NonEquip | 15 |  | 0% | Tech/Econ | 12% | 0 | 0 | 0
Tech | Institutional | Space Heating | Packaged central unit | TRC | Existing | NE3485 | Duct Insulation | Duct Insulation | NonEquip | 15 |  | 0% | Tech/Econ | 2.045% | 0 | 0 | 0
Tech | Institutional | Space Heating | Packaged central unit | TRC | Existing | NE3433 | Destratification Fans | Destratification Fans | NonEquip | 10 |  | 0% | Tech/Econ | 12.7% | 0 | 0 | 0
Tech | Institutional | Space Heating | Packaged central unit | TRC | Existing | NE3381 | Dedicated Outdoor Air System on VRF unit | Dedicated Outdoor Air System on VRF unit | NonEquip | 15 | Residential/split system heat pump | 0% | Tech/Econ | 10% | 0 | 0 | 0
Tech | Institutional | Space Heating | Packaged central unit | TRC | Existing | NE3329 | Cool Roof | Cool Roof | NonEquip | 15 |  | 72.74% | Tech/Econ | 0.05282% | 247.7603 | 0 | 0
Tech | Institutional | Space Heating | Packaged central unit | TRC | Existing | NE3225 | Ceiling Insulation(R30 to R38) | Ceiling Insulation(R30 to R38) | NonEquip | 20 |  | 0% | Tech/Econ | 0.06117% | 0 | 0 | 0
Tech | Institutional | Space Heating | Packaged central unit | TRC | Existing | NE3173 | Ceiling Insulation(R2 to R38) | Ceiling Insulation(R2 to R38) | NonEquip | 20 |  | 0% | Tech/Econ | 4.129% | 0 | 0 | 0
Tech | Institutional | Space Heating | Packaged central unit | TRC | Existing | NE3121 | Ceiling Insulation(R19 to R38) | Ceiling Insulation(R19 to R38) | NonEquip | 20 |  | 0% | Tech/Econ | 0.2294% | 0 | 0 | 0
Tech | Institutional | Space Heating | Packaged central unit | TRC | Existing | NE3069 | Ceiling Insulation(R12 to R38) | Ceiling Insulation(R12 to R38) | NonEquip | 20 |  | 0% | Tech/Econ | 0.497% | 0 | 0 | 0
Tech | Institutional | Space Heating | Packaged central unit | TRC | Existing | NE2991 | Air Curtains | Air Curtains | NonEquip | 8 |  | 0% | Tech/Econ | 0.2135% | 0 | 0 | 0
Tech | Institutional | Space Heating | Packaged central unit | TRC | Turnover | ET1216 | High Efficiency DX 135k- less than 240k BTU | High Efficiency DX 135k- less than 240k BTU | Equip | 15 | Packaged central unit | 94.56% | Tech/Econ | 3.03% | 19792.0022 | 0 | 0
Tech | Institutional | Space Heating | Packaged central unit | TRC | New | EN1242 | High Efficiency DX 135k- less than 240k BTU | High Efficiency DX 135k- less than 240k BTU | Equip | 15 | Packaged central unit | 94.56% | Tech/Econ | 3.03% | 362.9497 | 0 | 0
Tech | Institutional | Space Cooling | Packaged air conditioning units (RTUs) | TRC | New | NN5370 | Retro-Commissioning | Retro-Commissioning | NonEquip | 5 |  | 0% | Tech/Econ | 16% | 0 | 0 | 0
Tech | Institutional | Space Cooling | Packaged air conditioning units (RTUs) | TRC | New | NN4382 | Window Sun Protection | Window Sun Protection | NonEquip | 10 |  | 15.35% | Tech/Econ | 16% | 37442.8772 | 13.6943 | -0.15222
Tech | Institutional | Space Cooling | Packaged air conditioning units (RTUs) | TRC | New | NN4356 | Waterside Economizer | Waterside Economizer | NonEquip | 20 |  | 19.15% | Tech/Econ | 5.556% | 2013.1423 | 0.78218 | 0
Tech | Institutional | Space Cooling | Packaged air conditioning units (RTUs) | TRC | New | NN4304 | Warehouse Loading Dock Seals | Warehouse Loading Dock Seals | NonEquip | 18 |  | 0% | Tech/Econ | 0.3465% | 0 | 0 | 0
Tech | Institutional | Space Cooling | Packaged air conditioning units (RTUs) | TRC | New | NN4148 | Smart Thermostat | Smart Thermostat | NonEquip | 11 |  | 31.48% | Tech/Econ | 10% | 44132.1759 | 0.52402 | 0
Tech | Institutional | Space Cooling | Packaged air conditioning units (RTUs) | TRC | New | NN4122 | Roof Insulation | Roof Insulation | NonEquip | 20 |  | 58.5% | Tech/Econ | 0.222% | 0 | 0 | 0
Tech | Institutional | Space Cooling | Packaged air conditioning units (RTUs) | TRC | New | NN4044 | Programmable Thermostat | Programmable Thermostat | NonEquip | 11 |  | 0% | Tech/Econ | 3.6% | 0 | 0 | 0
Tech | Institutional | Space Cooling | Packaged air conditioning units (RTUs) | TRC | New | NN3992 | Low U-Value Windows | Low U-Value Windows | NonEquip | 20 |  | 12.54% | Tech/Econ | 10% | 17031.4568 | 6.3306 | 0
Tech | Institutional | Space Cooling | Packaged air conditioning units (RTUs) | TRC | New | NN3914 | HVAC tune-up_RTU | HVAC tune-up_RTU | NonEquip | 5 | Packaged air conditioning units (RTUs) | 0% | Tech/Econ | 5% | 0 | 0 | 0
Tech | Institutional | Space Cooling | Packaged air conditioning units (RTUs) | TRC | New | NN3888 | HVAC tune-up | HVAC tune-up | NonEquip | 5 | Residential-type central air conditioners | 0% | Tech/Econ | 5% | 0 | 0 | 0
Tech | Institutional | Space Cooling | Packaged air conditioning units (RTUs) | TRC | New | NN3810 | Green Roof | Green Roof | NonEquip | 15 |  | 0.315% | Tech/Econ | 0.2573% | 0 | 0 | 0
Tech | Institutional | Space Cooling | Packaged air conditioning units (RTUs) | TRC | New | NN3680 | Facility Energy Management System | Facility Energy Management System | NonEquip | 15 |  | 1.982% | Tech/Econ | 20% | 6068.09 | 1.2718 | 0
Tech | Institutional | Space Cooling | Packaged air conditioning units (RTUs) | TRC | New | NN3628 | Facility Commissioning | Facility Commissioning | NonEquip | 10 |  | 35.83% | Tech/Econ | 16% | 85277.8122 | 17.5378 | 0.078943
Tech | Institutional | Space Cooling | Packaged air conditioning units (RTUs) | TRC | New | NN3602 | Energy Recovery Ventilation System (ERV) | Energy Recovery Ventilation System (ERV) | NonEquip | 15 | Packaged air conditioning units (RTUs) | 38.88% | Tech/Econ | 9.935% | 51798.0282 | 89.2122 | 3.4111
Tech | Institutional | Space Cooling | Packaged air conditioning units (RTUs) | TRC | New | NN3524 | Duct Sealing Repair | Duct Sealing Repair | NonEquip | 15 |  | 0% | Tech/Econ | 12% | 0 | 0 | 0
Tech | Institutional | Space Cooling | Packaged air conditioning units (RTUs) | TRC | New | NN3472 | Duct Insulation | Duct Insulation | NonEquip | 15 |  | 0% | Tech/Econ | 2.045% | 0 | 0 | 0
Tech | Institutional | Space Cooling | Packaged air conditioning units (RTUs) | TRC | New | NN3420 | Dedicated Outdoor Air System on VRF unit | Dedicated Outdoor Air System on VRF unit | NonEquip | 15 | Residential-type central air conditioners | 0% | Tech/Econ | 17.5% | 0 | 0 | 0
Tech | Institutional | Space Cooling | Packaged air conditioning units (RTUs) | TRC | New | NN3368 | Cool Roof | Cool Roof | NonEquip | 15 |  | 72.49% | Tech/Econ | 0.3656% | 0 | 0 | 0
Tech | Institutional | Space Cooling | Packaged air conditioning units (RTUs) | TRC | New | NN3316 | Chilled Water System - Variable Speed Drives | Chilled Water System - Variable Speed Drives | NonEquip | 13 | Central chillers inside | 0% | Tech/Econ | 24.74% | 0 | 0 | 0
Tech | Institutional | Space Cooling | Packaged air conditioning units (RTUs) | TRC | New | NN3290 | Chilled Water Controls Optimization | Chilled Water Controls Optimization | NonEquip | 10 | Central chillers inside | 0% | Tech/Econ | 12.5% | 0 | 0 | 0
Tech | Institutional | Space Cooling | Packaged air conditioning units (RTUs) | TRC | New | NN3212 | Ceiling Insulation(R2 to R38) | Ceiling Insulation(R2 to R38) | NonEquip | 20 |  | 0% | Tech/Econ | 3.028% | 0 | 0 | 0
Tech | Institutional | Space Cooling | Packaged air conditioning units (RTUs) | TRC | New | NN3108 | Ceiling Insulation(R12 to R38) | Ceiling Insulation(R12 to R38) | NonEquip | 20 |  | 0% | Tech/Econ | 0.3645% | 0 | 0 | 0
Tech | Institutional | Space Cooling | Packaged air conditioning units (RTUs) | TRC | New | NN3056 | Airside Economizer | Airside Economizer | NonEquip | 10 | Packaged air conditioning units (RTUs) | 4.552% | Tech/Econ | 5.556% | 3260.3971 | -0.64154 | 1.2693e-06
Tech | Institutional | Space Cooling | Packaged air conditioning units (RTUs) | TRC | Existing | NE5357 | Retro-Commissioning | Retro-Commissioning | NonEquip | 5 |  | 21.99% | Tech/Econ | 16% | 2530503.308 | 423.0541 | 0
Tech | Institutional | Space Cooling | Packaged air conditioning units (RTUs) | TRC | Existing | NE4369 | Window Sun Protection | Window Sun Protection | NonEquip | 10 |  | 6.178% | Tech/Econ | 16% | 811617.0342 | 296.8405 | -3.2996
Tech | Institutional | Space Cooling | Packaged air conditioning units (RTUs) | TRC | Existing | NE4343 | Waterside Economizer | Waterside Economizer | NonEquip | 20 |  | 12.77% | Tech/Econ | 5.556% | 535775.0252 | 208.1689 | 0
Tech | Institutional | Space Cooling | Packaged air conditioning units (RTUs) | TRC | Existing | NE4291 | Warehouse Loading Dock Seals | Warehouse Loading Dock Seals | NonEquip | 18 |  | 0% | Tech/Econ | 0.3465% | 0 | 0 | 0
Tech | Institutional | Space Cooling | Packaged air conditioning units (RTUs) | TRC | Existing | NE4213 | Wall Insulation | Wall Insulation | NonEquip | 20 |  | 0% | Tech/Econ | 18.13% | 0 | 0 | 0
Tech | Institutional | Space Cooling | Packaged air conditioning units (RTUs) | TRC | Existing | NE4135 | Smart Thermostat | Smart Thermostat | NonEquip | 11 |  | 31.48% | Tech/Econ | 10% | 2558839.743 | 30.3832 | 0
Tech | Institutional | Space Cooling | Packaged air conditioning units (RTUs) | TRC | Existing | NE4109 | Roof Insulation | Roof Insulation | NonEquip | 20 |  | 58.5% | Tech/Econ | 0.4439% | 180215.5799 | 3.6062 | 0
Tech | Institutional | Space Cooling | Packaged air conditioning units (RTUs) | TRC | Existing | NE4031 | Programmable Thermostat | Programmable Thermostat | NonEquip | 11 |  | 0% | Tech/Econ | 3.6% | 0 | 0 | 0
Tech | Institutional | Space Cooling | Packaged air conditioning units (RTUs) | TRC | Existing | NE3979 | Low U-Value Windows | Low U-Value Windows | NonEquip | 20 |  | 5.017% | Tech/Econ | 46% | 1960628.457 | 728.7714 | 0
Tech | Institutional | Space Cooling | Packaged air conditioning units (RTUs) | TRC | Existing | NE3953 | Infiltration Reduction - Air Sealing | Infiltration Reduction - Air Sealing | NonEquip | 11 |  | 0% | Tech/Econ | 0.1733% | 0 | 0 | 0
Tech | Institutional | Space Cooling | Packaged air conditioning units (RTUs) | TRC | Existing | NE3901 | HVAC tune-up_RTU | HVAC tune-up_RTU | NonEquip | 5 | Packaged air conditioning units (RTUs) | 0% | Tech/Econ | 5% | 0 | 0 | 0
Tech | Institutional | Space Cooling | Packaged air conditioning units (RTUs) | TRC | Existing | NE3875 | HVAC tune-up | HVAC tune-up | NonEquip | 5 | Residential-type central air conditioners | 0% | Tech/Econ | 5% | 0 | 0 | 0
Tech | Institutional | Space Cooling | Packaged air conditioning units (RTUs) | TRC | Existing | NE3797 | Green Roof | Green Roof | NonEquip | 15 |  | 0.063% | Tech/Econ | 0.2573% | 111.8914 | 0.047534 | 0
Tech | Institutional | Space Cooling | Packaged air conditioning units (RTUs) | TRC | Existing | NE3667 | Facility Energy Management System | Facility Energy Management System | NonEquip | 15 |  | 5.375% | Tech/Econ | 20% | 892258.8649 | 187.0118 | 0
Tech | Institutional | Space Cooling | Packaged air conditioning units (RTUs) | TRC | Existing | NE3589 | Energy Recovery Ventilation System (ERV) | Energy Recovery Ventilation System (ERV) | NonEquip | 15 | Packaged air conditioning units (RTUs) | 38.35% | Tech/Econ | 9.935% | 3000096.462 | 5167.094 | 197.5665
Tech | Institutional | Space Cooling | Packaged air conditioning units (RTUs) | TRC | Existing | NE3511 | Duct Sealing Repair | Duct Sealing Repair | NonEquip | 15 |  | 0% | Tech/Econ | 12% | 0 | 0 | 0
Tech | Institutional | Space Cooling | Packaged air conditioning units (RTUs) | TRC | Existing | NE3459 | Duct Insulation | Duct Insulation | NonEquip | 15 |  | 0% | Tech/Econ | 2.045% | 0 | 0 | 0
Tech | Institutional | Space Cooling | Packaged air conditioning units (RTUs) | TRC | Existing | NE3407 | Dedicated Outdoor Air System on VRF unit | Dedicated Outdoor Air System on VRF unit | NonEquip | 15 | Residential-type central air conditioners | 0% | Tech/Econ | 17.5% | 0 | 0 | 0
Tech | Institutional | Space Cooling | Packaged air conditioning units (RTUs) | TRC | Existing | NE3355 | Cool Roof | Cool Roof | NonEquip | 15 |  | 72.74% | Tech/Econ | 0.3656% | 184058.1489 | 78.1916 | 0
Tech | Institutional | Space Cooling | Packaged air conditioning units (RTUs) | TRC | Existing | NE3303 | Chilled Water System - Variable Speed Drives | Chilled Water System - Variable Speed Drives | NonEquip | 13 | Central chillers inside | 0% | Tech/Econ | 24.74% | 0 | 0 | 0
Tech | Institutional | Space Cooling | Packaged air conditioning units (RTUs) | TRC | Existing | NE3277 | Chilled Water Controls Optimization | Chilled Water Controls Optimization | NonEquip | 10 | Central chillers inside | 0% | Tech/Econ | 12.5% | 0 | 0 | 0
Tech | Institutional | Space Cooling | Packaged air conditioning units (RTUs) | TRC | Existing | NE3199 | Ceiling Insulation(R2 to R38) | Ceiling Insulation(R2 to R38) | NonEquip | 20 |  | 0% | Tech/Econ | 3.028% | 0 | 0 | 0
Tech | Institutional | Space Cooling | Packaged air conditioning units (RTUs) | TRC | Existing | NE3095 | Ceiling Insulation(R12 to R38) | Ceiling Insulation(R12 to R38) | NonEquip | 20 |  | 0% | Tech/Econ | 0.3645% | 0 | 0 | 0
Tech | Institutional | Space Cooling | Packaged air conditioning units (RTUs) | TRC | Existing | NE3043 | Airside Economizer | Airside Economizer | NonEquip | 10 | Packaged air conditioning units (RTUs) | 4.552% | Tech/Econ | 5.556% | 191547.6826 | -37.6902 | 7.4573e-05
Tech | Institutional | Space Cooling | Packaged air conditioning units (RTUs) | TRC | Turnover | ET1177 | High Efficiency DX 135k- less than 240k BTU | High Efficiency DX 135k- less than 240k BTU | Equip | 15 | Packaged air conditioning units (RTUs) | 94.56% | Tech/Econ | 4.348% | 3083914.142 | 1275.2416 | 0
Tech | Institutional | Space Cooling | Packaged air conditioning units (RTUs) | TRC | New | EN1203 | High Efficiency DX 135k- less than 240k BTU | High Efficiency DX 135k- less than 240k BTU | Equip | 15 | Packaged air conditioning units (RTUs) | 94.56% | Tech/Econ | 4.348% | 31574.8284 | 13.0566 | 0
Tech | Institutional | Interior Lighting | Overhead (fluorescent/LED/CFL U-shape) | TRC | New | NN5266 | Retro-Commissioning | Retro-Commissioning | NonEquip | 5 |  | 0% | Tech/Econ | 16% | 0 | 0 | 0
Tech | Institutional | Interior Lighting | Overhead (fluorescent/LED/CFL U-shape) | TRC | New | NN4434 | Interior Lighting Controls | Interior Lighting Controls | NonEquip | 8 | Overhead (fluorescent/LED/CFL U-shape) | 15.09% | Tech/Econ | 28% | 37488.9503 | 0 | 0
Tech | Institutional | Interior Lighting | Overhead (fluorescent/LED/CFL U-shape) | TRC | New | NN4408 | Bi-Level Lighting Control (Interior) | Bi-Level Lighting Control (Interior) | NonEquip | 8 | Overhead (fluorescent/LED/CFL U-shape) | 22.45% | Tech/Econ | 31% | 66397.5064 | 0.18255 | 0
Tech | Institutional | Interior Lighting | Overhead (fluorescent/LED/CFL U-shape) | TRC | New | NN3706 | Facility Energy Management System | Facility Energy Management System | NonEquip | 15 |  | 1.982% | Tech/Econ | 24% | 4042.9132 | 0.84737 | 0.072866
Tech | Institutional | Interior Lighting | Overhead (fluorescent/LED/CFL U-shape) | TRC | Existing | NE5253 | Retro-Commissioning | Retro-Commissioning | NonEquip | 5 |  | 21.99% | Tech/Econ | 16% | 1351434.809 | 225.9353 | 700.4885
Tech | Institutional | Interior Lighting | Overhead (fluorescent/LED/CFL U-shape) | TRC | Existing | NE4421 | Interior Lighting Controls | Interior Lighting Controls | NonEquip | 8 | Overhead (fluorescent/LED/CFL U-shape) | 15.09% | Tech/Econ | 28% | 1828394.888 | 0 | 0
Tech | Institutional | Interior Lighting | Overhead (fluorescent/LED/CFL U-shape) | TRC | Existing | NE4395 | Bi-Level Lighting Control (Interior) | Bi-Level Lighting Control (Interior) | NonEquip | 8 | Overhead (fluorescent/LED/CFL U-shape) | 22.45% | Tech/Econ | 31% | 3238310.502 | 8.9034 | 0
Tech | Institutional | Interior Lighting | Overhead (fluorescent/LED/CFL U-shape) | TRC | Existing | NE3693 | Facility Energy Management System | Facility Energy Management System | NonEquip | 15 |  | 5.375% | Tech/Econ | 24% | 502002.1133 | 105.2165 | 9.0477
Tech | Institutional | Interior Lighting | Overhead (fluorescent/LED/CFL U-shape) | TRC | Turnover | ET1801 | Premium T8 - Lamp Replacement | Premium T8 - Lamp Replacement | Equip | 8 | Overhead (fluorescent/LED/CFL U-shape) | 0% | Tech/Econ | 12.5% | 0 | 0 | 0
Tech | Institutional | Interior Lighting | Overhead (fluorescent/LED/CFL U-shape) | TRC | Turnover | ET1762 | Premium T8 - Fixture Replacement | Premium T8 - Fixture Replacement | Equip | 8 | Overhead (fluorescent/LED/CFL U-shape) | 0% | Tech/Econ | 12.5% | 0 | 0 | 0
Tech | Institutional | Interior Lighting | Overhead (fluorescent/LED/CFL U-shape) | TRC | Turnover | ET1723 | LED Linear - Lamp Replacement | LED Linear - Lamp Replacement | Equip | 15 | Overhead (fluorescent/LED/CFL U-shape) | 24.1% | Tech/Econ | 25.43% | 2540252.313 | 613.6173 | 140.8859
Tech | Institutional | Interior Lighting | Overhead (fluorescent/LED/CFL U-shape) | TRC | Turnover | ET1684 | LED Linear - Fixture Replacement | LED Linear - Fixture Replacement | Equip | 15 | Overhead (fluorescent/LED/CFL U-shape) | 24.1% | Tech/Econ | 50.28% | 6415213.146 | 1555.0732 | 355.7425
Tech | Institutional | Interior Lighting | Overhead (fluorescent/LED/CFL U-shape) | TRC | New | EN1827 | Premium T8 - Lamp Replacement | Premium T8 - Lamp Replacement | Equip | 8 | Overhead (fluorescent/LED/CFL U-shape) | 0% | Tech/Econ | 12.5% | 0 | 0 | 0
Tech | Institutional | Interior Lighting | Overhead (fluorescent/LED/CFL U-shape) | TRC | New | EN1788 | Premium T8 - Fixture Replacement | Premium T8 - Fixture Replacement | Equip | 8 | Overhead (fluorescent/LED/CFL U-shape) | 0% | Tech/Econ | 12.5% | 0 | 0 | 0
Tech | Institutional | Interior Lighting | Overhead (fluorescent/LED/CFL U-shape) | TRC | New | EN1749 | LED Linear - Lamp Replacement | LED Linear - Lamp Replacement | Equip | 15 | Overhead (fluorescent/LED/CFL U-shape) | 0% | Tech/Econ | 25.43% | 0 | 0 | 0
Tech | Institutional | Interior Lighting | Overhead (fluorescent/LED/CFL U-shape) | TRC | New | EN1710 | LED Linear - Fixture Replacement | LED Linear - Fixture Replacement | Equip | 15 | Overhead (fluorescent/LED/CFL U-shape) | 0% | Tech/Econ | 50.28% | 0 | 0 | 0
Tech | Institutional | Cooking | Oven | TRC | Turnover | ET46 | Energy Star Commercial Oven | Energy Star Commercial Oven | Equip | 12 | Oven | 0% | Tech/Econ | 34.83% | 0 | 0 | 0
Tech | Institutional | Cooking | Oven | TRC | New | EN72 | Energy Star Commercial Oven | Energy Star Commercial Oven | Equip | 12 | Oven | 0% | Tech/Econ | 34.83% | 0 | 0 | 0
Tech | Institutional | Miscellaneous | Others | TRC | New | NN5448 | Retro-Commissioning | Retro-Commissioning | NonEquip | 5 |  | 0% | Tech/Econ | 16% | 0 | 0 | 0
Tech | Institutional | Miscellaneous | Others | TRC | New | NN4538 | VSD Controlled Compressor | VSD Controlled Compressor | NonEquip | 15 | Others | 27.75% | Tech/Econ | 20.79% | 71514.6607 | 10.7833 | 5.047
Tech | Institutional | Miscellaneous | Others | TRC | New | NN4512 | Regenerative Drive Elevator Motor | Regenerative Drive Elevator Motor | NonEquip | 13 | Elevators/Escalators | 0% | Tech/Econ | 6.211% | 0 | 0 | 0
Tech | Institutional | Miscellaneous | Others | TRC | New | NN4486 | Engine Block Timer | Engine Block Timer | NonEquip | 5 | Others | 4.793% | Tech/Econ | 36% | 21769.7018 | 1.0354 | 1.0877
Tech | Institutional | Miscellaneous | Others | TRC | New | NN4460 | Efficient Motor Belts | Efficient Motor Belts | NonEquip | 10 | Others | 4.793% | Tech/Econ | 1.105% | 603.6278 | 0.082749 | 0.020433
Tech | Institutional | Miscellaneous | Others | TRC | Existing | NE5435 | Retro-Commissioning | Retro-Commissioning | NonEquip | 5 |  | 21.99% | Tech/Econ | 16% | 2334548.688 | 390.294 | 1210.0655
Tech | Institutional | Miscellaneous | Others | TRC | Existing | NE4525 | VSD Controlled Compressor | VSD Controlled Compressor | NonEquip | 15 | Others | 5.549% | Tech/Econ | 20.79% | 793772.3334 | 119.6882 | 56.0191
Tech | Institutional | Miscellaneous | Others | TRC | Existing | NE4499 | Regenerative Drive Elevator Motor | Regenerative Drive Elevator Motor | NonEquip | 13 | Elevators/Escalators | 0% | Tech/Econ | 6.211% | 0 | 0 | 0
Tech | Institutional | Miscellaneous | Others | TRC | Existing | NE4473 | Engine Block Timer | Engine Block Timer | NonEquip | 5 | Others | 4.793% | Tech/Econ | 36% | 1208156.953 | 57.4609 | 60.364
Tech | Institutional | Miscellaneous | Others | TRC | Existing | NE4447 | Efficient Motor Belts | Efficient Motor Belts | NonEquip | 10 | Others | 4.793% | Tech/Econ | 1.105% | 33903.567 | 4.6477 | 1.1476
Tech | Institutional | Miscellaneous | Others | TRC | Turnover | ET1918 | ENERGY STAR Water Cooler | ENERGY STAR Water Cooler | Equip | 10 | Others | 3.235% | Tech/Econ | 68.49% | 1586729.982 | 275.9566 | 275.9566
Tech | Institutional | Miscellaneous | Others | TRC | Turnover | ET1879 | ENERGY STAR Commercial Clothes Washer | ENERGY STAR Commercial Clothes Washer | Equip | 7 | Others | 0% | Tech/Econ | 27.27% | 0 | 0 | 0
Tech | Institutional | Miscellaneous | Others | TRC | Turnover | ET1840 | Efficient Battery Charger | Efficient Battery Charger | Equip | 7 | Others | 17.92% | Tech/Econ | 13.68% | 1666837.149 | 913.3354 | 0
Tech | Institutional | Miscellaneous | Others | TRC | New | EN1944 | ENERGY STAR Water Cooler | ENERGY STAR Water Cooler | Equip | 10 | Others | 3.235% | Tech/Econ | 68.49% | 28591.1846 | 4.9724 | 4.9724
Tech | Institutional | Miscellaneous | Others | TRC | New | EN1905 | ENERGY STAR Commercial Clothes Washer | ENERGY STAR Commercial Clothes Washer | Equip | 7 | Others | 0% | Tech/Econ | 27.27% | 0 | 0 | 0
Tech | Institutional | Miscellaneous | Others | TRC | New | EN1866 | Efficient Battery Charger | Efficient Battery Charger | Equip | 7 | Others | 17.92% | Tech/Econ | 13.68% | 28632.6833 | 15.6891 | 0
Tech | Institutional | Office Equipment | Other office | TRC | New | NN4590 | Smart Strip Plug Outlet | Smart Strip Plug Outlet | NonEquip | 4 |  | 43.9% | Tech/Econ | 1.187% | 777.8586 | 0.11566 | 0
Tech | Institutional | Office Equipment | Other office | TRC | New | NN4564 | Network PC Power Management | Network PC Power Management | NonEquip | 5 | Computers | 0% | Tech/Econ | 56.5% | 0 | 0 | 0
Tech | Institutional | Office Equipment | Other office | TRC | Existing | NE4577 | Smart Strip Plug Outlet | Smart Strip Plug Outlet | NonEquip | 4 |  | 43.9% | Tech/Econ | 1.187% | 43168.958 | 6.419 | 0
Tech | Institutional | Office Equipment | Other office | TRC | Existing | NE4551 | Network PC Power Management | Network PC Power Management | NonEquip | 5 | Computers | 0% | Tech/Econ | 56.5% | 0 | 0 | 0
Tech | Institutional | Office Equipment | Other office | TRC | Turnover | ET2263 | Energy Star Uninterruptable Power Supply | Energy Star Uninterruptable Power Supply | Equip | 10 | Other office | 22.4% | Tech/Econ | 1.878% | 34995.7138 | 3.9949 | 3.9949
Tech | Institutional | Office Equipment | Other office | TRC | New | EN2289 | Energy Star Uninterruptable Power Supply | Energy Star Uninterruptable Power Supply | Equip | 10 | Other office | 22.4% | Tech/Econ | 1.878% | 630.5855 | 0.071985 | 0.071985
Tech | Institutional | Ventilation and Circulation | Motor/Fan | TRC | New | NN5396 | Retro-Commissioning | Retro-Commissioning | NonEquip | 5 |  | 0% | Tech/Econ | 16% | 0 | 0 | 0
Tech | Institutional | Ventilation and Circulation | Motor/Fan | TRC | New | NN4980 | VAV System | VAV System | NonEquip | 10 |  | 15.96% | Tech/Econ | 30% | 0 | 0 | 0
Tech | Institutional | Ventilation and Circulation | Motor/Fan | TRC | New | NN4954 | Demand Controlled Ventilation | Demand Controlled Ventilation | NonEquip | 10 |  | 17.54% | Tech/Econ | 20.47% | 0 | 0 | 0
Tech | Institutional | Ventilation and Circulation | Motor/Fan | TRC | New | NN4928 | CO Sensors for Parking Garage Exhaust | CO Sensors for Parking Garage Exhaust | NonEquip | 15 | Motor/Fan | 59.72% | Tech/Econ | 33% | 0 | 0 | 0
Tech | Institutional | Ventilation and Circulation | Motor/Fan | TRC | Existing | NE5383 | Retro-Commissioning | Retro-Commissioning | NonEquip | 5 |  | 21.99% | Tech/Econ | 16% | 0 | 0 | 0
Tech | Institutional | Ventilation and Circulation | Motor/Fan | TRC | Existing | NE4967 | VAV System | VAV System | NonEquip | 10 |  | 10.64% | Tech/Econ | 30% | 0 | 0 | 0
Tech | Institutional | Ventilation and Circulation | Motor/Fan | TRC | Existing | NE4941 | Demand Controlled Ventilation | Demand Controlled Ventilation | NonEquip | 10 |  | 23.39% | Tech/Econ | 20.47% | 0 | 0 | 0
Tech | Institutional | Ventilation and Circulation | Motor/Fan | TRC | Existing | NE4915 | CO Sensors for Parking Garage Exhaust | CO Sensors for Parking Garage Exhaust | NonEquip | 15 | Motor/Fan | 59.72% | Tech/Econ | 33% | 0 | 0 | 0
Tech | Institutional | Ventilation and Circulation | Motor/Fan | TRC | Turnover | ET2692 | High Speed Fans | High Speed Fans | Equip | 7 | Motor/Fan | 18.39% | Tech/Econ | 10.99% | 0 | 0 | 0
Tech | Institutional | Ventilation and Circulation | Motor/Fan | TRC | Turnover | ET2653 | 10HP Open Drip-Proof(ODP) Motor | 10HP Open Drip-Proof(ODP) Motor | Equip | 15 | Motor/Fan | 0% | Tech/Econ | 1.079% | 0 | 0 | 0
Tech | Institutional | Ventilation and Circulation | Motor/Fan | TRC | New | EN2718 | High Speed Fans | High Speed Fans | Equip | 7 | Motor/Fan | 18.39% | Tech/Econ | 10.99% | 0 | 0 | 0
Tech | Institutional | Ventilation and Circulation | Motor/Fan | TRC | New | EN2679 | 10HP Open Drip-Proof(ODP) Motor | 10HP Open Drip-Proof(ODP) Motor | Equip | 15 | Motor/Fan | 0% | Tech/Econ | 1.079% | 0 | 0 | 0
Tech | Institutional | Miscellaneous | Medical equipment | TRC | New | NN5448 | Retro-Commissioning | Retro-Commissioning | NonEquip | 5 |  | 0% | Tech/Econ | 16% | 0 | 0 | 0
Tech | Institutional | Miscellaneous | Medical equipment | TRC | New | NN4538 | VSD Controlled Compressor | VSD Controlled Compressor | NonEquip | 15 | Others | 0% | Tech/Econ | 20.79% | 0 | 0 | 0
Tech | Institutional | Miscellaneous | Medical equipment | TRC | New | NN4512 | Regenerative Drive Elevator Motor | Regenerative Drive Elevator Motor | NonEquip | 13 | Elevators/Escalators | 0% | Tech/Econ | 6.211% | 0 | 0 | 0
Tech | Institutional | Miscellaneous | Medical equipment | TRC | New | NN4486 | Engine Block Timer | Engine Block Timer | NonEquip | 5 | Others | 0% | Tech/Econ | 36% | 0 | 0 | 0
Tech | Institutional | Miscellaneous | Medical equipment | TRC | New | NN4460 | Efficient Motor Belts | Efficient Motor Belts | NonEquip | 10 | Others | 0% | Tech/Econ | 1.105% | 0 | 0 | 0
Tech | Institutional | Miscellaneous | Medical equipment | TRC | Existing | NE5435 | Retro-Commissioning | Retro-Commissioning | NonEquip | 5 |  | 21.99% | Tech/Econ | 16% | 0 | 0 | 0
Tech | Institutional | Miscellaneous | Medical equipment | TRC | Existing | NE4525 | VSD Controlled Compressor | VSD Controlled Compressor | NonEquip | 15 | Others | 0% | Tech/Econ | 20.79% | 0 | 0 | 0
Tech | Institutional | Miscellaneous | Medical equipment | TRC | Existing | NE4499 | Regenerative Drive Elevator Motor | Regenerative Drive Elevator Motor | NonEquip | 13 | Elevators/Escalators | 0% | Tech/Econ | 6.211% | 0 | 0 | 0
Tech | Institutional | Miscellaneous | Medical equipment | TRC | Existing | NE4473 | Engine Block Timer | Engine Block Timer | NonEquip | 5 | Others | 0% | Tech/Econ | 36% | 0 | 0 | 0
Tech | Institutional | Miscellaneous | Medical equipment | TRC | Existing | NE4447 | Efficient Motor Belts | Efficient Motor Belts | NonEquip | 10 | Others | 0% | Tech/Econ | 1.105% | 0 | 0 | 0
Tech | Institutional | Refrigeration | Large cold storage | TRC | New | NN5318 | Retro-Commissioning | Retro-Commissioning | NonEquip | 5 |  | 0% | Tech/Econ | 16% | 0 | 0 | 0
Tech | Institutional | Refrigeration | Large cold storage | TRC | New | NN4902 | Strip Curtains for Walk-ins | Strip Curtains for Walk-ins | NonEquip | 4 | Walk-in cooler | 0% | Tech/Econ | 2.115% | 0 | 0 | 0
Tech | Institutional | Refrigeration | Large cold storage | TRC | New | NN4876 | Refrigerated Display Case Lighting Controls | Refrigerated Display Case Lighting Controls | NonEquip | 8 | Display cases | 0% | Tech/Econ | 0.9365% | 0 | 0 | 0
Tech | Institutional | Refrigeration | Large cold storage | TRC | New | NN4850 | PSC to ECM Evaporator Fan Motor (Walk-In, Refrigerator) | PSC to ECM Evaporator Fan Motor (Walk-In, Refrigerator) | NonEquip | 15 | Walk-in cooler | 0% | Tech/Econ | 37.5% | 0 | 0 | 0
Tech | Institutional | Refrigeration | Large cold storage | TRC | New | NN4824 | PSC to ECM Evaporator Fan Motor (Reach-In) | PSC to ECM Evaporator Fan Motor (Reach-In) | NonEquip | 15 | Display cases | 0% | Tech/Econ | 37.5% | 0 | 0 | 0
Tech | Institutional | Refrigeration | Large cold storage | TRC | New | NN4798 | Night Covers for Display Cases | Night Covers for Display Cases | NonEquip | 5 | Display cases | 0% | Tech/Econ | 1.877% | 0 | 0 | 0
Tech | Institutional | Refrigeration | Large cold storage | TRC | New | NN4772 | High R-Value Glass Doors | High R-Value Glass Doors | NonEquip | 12 | Display cases | 0% | Tech/Econ | 0% | 0 | 0 | 0
Tech | Institutional | Refrigeration | Large cold storage | TRC | New | NN4746 | High Efficiency Refrigeration Compressor | High Efficiency Refrigeration Compressor | NonEquip | 13 | Display cases | 0% | Tech/Econ | 6.922% | 0 | 0 | 0
Tech | Institutional | Refrigeration | Large cold storage | TRC | New | NN4720 | Freezer-Cooler Replacement Gaskets | Freezer-Cooler Replacement Gaskets | NonEquip | 4 | Display cases | 0% | Tech/Econ | 0% | 0 | 0 | 0
Tech | Institutional | Refrigeration | Large cold storage | TRC | New | NN4694 | Floating Head Pressure Controls | Floating Head Pressure Controls | NonEquip | 15 |  | 0% | Tech/Econ | 6.05% | 0 | 0 | 0
Tech | Institutional | Refrigeration | Large cold storage | TRC | New | NN4668 | Demand Defrost | Demand Defrost | NonEquip | 10 | Walk-in cooler | 0% | Tech/Econ | 30% | 0 | 0 | 0
Tech | Institutional | Refrigeration | Large cold storage | TRC | New | NN4642 | Automatic Door Closer for Walk-in Coolers and Freezers | Automatic Door Closer for Walk-in Coolers and Freezers | NonEquip | 8 | Walk-in cooler | 0% | Tech/Econ | 3.131% | 0 | 0 | 0
Tech | Institutional | Refrigeration | Large cold storage | TRC | New | NN4616 | Anti-Sweat Controls | Anti-Sweat Controls | NonEquip | 8 | Display cases | 0% | Tech/Econ | 85% | 0 | 0 | 0
Tech | Institutional | Refrigeration | Large cold storage | TRC | Existing | NE5305 | Retro-Commissioning | Retro-Commissioning | NonEquip | 5 |  | 21.99% | Tech/Econ | 16% | 0 | 0 | 0
Tech | Institutional | Refrigeration | Large cold storage | TRC | Existing | NE4889 | Strip Curtains for Walk-ins | Strip Curtains for Walk-ins | NonEquip | 4 | Walk-in cooler | 0% | Tech/Econ | 2.115% | 0 | 0 | 0
Tech | Institutional | Refrigeration | Large cold storage | TRC | Existing | NE4863 | Refrigerated Display Case Lighting Controls | Refrigerated Display Case Lighting Controls | NonEquip | 8 | Display cases | 0% | Tech/Econ | 2.524% | 0 | 0 | 0
Tech | Institutional | Refrigeration | Large cold storage | TRC | Existing | NE4837 | PSC to ECM Evaporator Fan Motor (Walk-In, Refrigerator) | PSC to ECM Evaporator Fan Motor (Walk-In, Refrigerator) | NonEquip | 15 | Walk-in cooler | 0% | Tech/Econ | 37.5% | 0 | 0 | 0
Tech | Institutional | Refrigeration | Large cold storage | TRC | Existing | NE4811 | PSC to ECM Evaporator Fan Motor (Reach-In) | PSC to ECM Evaporator Fan Motor (Reach-In) | NonEquip | 15 | Display cases | 0% | Tech/Econ | 37.5% | 0 | 0 | 0
Tech | Institutional | Refrigeration | Large cold storage | TRC | Existing | NE4785 | Night Covers for Display Cases | Night Covers for Display Cases | NonEquip | 5 | Display cases | 0% | Tech/Econ | 1.877% | 0 | 0 | 0
Tech | Institutional | Refrigeration | Large cold storage | TRC | Existing | NE4759 | High R-Value Glass Doors | High R-Value Glass Doors | NonEquip | 12 | Display cases | 0% | Tech/Econ | 23.81% | 0 | 0 | 0
Tech | Institutional | Refrigeration | Large cold storage | TRC | Existing | NE4733 | High Efficiency Refrigeration Compressor | High Efficiency Refrigeration Compressor | NonEquip | 13 | Display cases | 0% | Tech/Econ | 6.922% | 0 | 0 | 0
Tech | Institutional | Refrigeration | Large cold storage | TRC | Existing | NE4707 | Freezer-Cooler Replacement Gaskets | Freezer-Cooler Replacement Gaskets | NonEquip | 4 | Display cases | 0% | Tech/Econ | 3.131% | 0 | 0 | 0
Tech | Institutional | Refrigeration | Large cold storage | TRC | Existing | NE4681 | Floating Head Pressure Controls | Floating Head Pressure Controls | NonEquip | 15 |  | 0% | Tech/Econ | 6.05% | 0 | 0 | 0
Tech | Institutional | Refrigeration | Large cold storage | TRC | Existing | NE4655 | Demand Defrost | Demand Defrost | NonEquip | 10 | Walk-in cooler | 0% | Tech/Econ | 30% | 0 | 0 | 0
Tech | Institutional | Refrigeration | Large cold storage | TRC | Existing | NE4629 | Automatic Door Closer for Walk-in Coolers and Freezers | Automatic Door Closer for Walk-in Coolers and Freezers | NonEquip | 8 | Walk-in cooler | 0% | Tech/Econ | 3.131% | 0 | 0 | 0
Tech | Institutional | Refrigeration | Large cold storage | TRC | Existing | NE4603 | Anti-Sweat Controls | Anti-Sweat Controls | NonEquip | 8 | Display cases | 0% | Tech/Econ | 85% | 0 | 0 | 0
Tech | Institutional | Miscellaneous | Laboratory equipment | TRC | New | NN5448 | Retro-Commissioning | Retro-Commissioning | NonEquip | 5 |  | 0% | Tech/Econ | 16% | 0 | 0 | 0
Tech | Institutional | Miscellaneous | Laboratory equipment | TRC | New | NN4538 | VSD Controlled Compressor | VSD Controlled Compressor | NonEquip | 15 | Others | 0% | Tech/Econ | 20.79% | 0 | 0 | 0
Tech | Institutional | Miscellaneous | Laboratory equipment | TRC | New | NN4512 | Regenerative Drive Elevator Motor | Regenerative Drive Elevator Motor | NonEquip | 13 | Elevators/Escalators | 0% | Tech/Econ | 6.211% | 0 | 0 | 0
Tech | Institutional | Miscellaneous | Laboratory equipment | TRC | New | NN4486 | Engine Block Timer | Engine Block Timer | NonEquip | 5 | Others | 0% | Tech/Econ | 36% | 0 | 0 | 0
Tech | Institutional | Miscellaneous | Laboratory equipment | TRC | New | NN4460 | Efficient Motor Belts | Efficient Motor Belts | NonEquip | 10 | Others | 0% | Tech/Econ | 1.105% | 0 | 0 | 0
Tech | Institutional | Miscellaneous | Laboratory equipment | TRC | Existing | NE5435 | Retro-Commissioning | Retro-Commissioning | NonEquip | 5 |  | 21.99% | Tech/Econ | 16% | 0 | 0 | 0
Tech | Institutional | Miscellaneous | Laboratory equipment | TRC | Existing | NE4525 | VSD Controlled Compressor | VSD Controlled Compressor | NonEquip | 15 | Others | 0% | Tech/Econ | 20.79% | 0 | 0 | 0
Tech | Institutional | Miscellaneous | Laboratory equipment | TRC | Existing | NE4499 | Regenerative Drive Elevator Motor | Regenerative Drive Elevator Motor | NonEquip | 13 | Elevators/Escalators | 0% | Tech/Econ | 6.211% | 0 | 0 | 0
Tech | Institutional | Miscellaneous | Laboratory equipment | TRC | Existing | NE4473 | Engine Block Timer | Engine Block Timer | NonEquip | 5 | Others | 0% | Tech/Econ | 36% | 0 | 0 | 0
Tech | Institutional | Miscellaneous | Laboratory equipment | TRC | Existing | NE4447 | Efficient Motor Belts | Efficient Motor Belts | NonEquip | 10 | Others | 0% | Tech/Econ | 1.105% | 0 | 0 | 0
Tech | Institutional | Ventilation and Circulation | Individual room ventilation | TRC | New | NN5396 | Retro-Commissioning | Retro-Commissioning | NonEquip | 5 |  | 0% | Tech/Econ | 16% | 0 | 0 | 0
Tech | Institutional | Ventilation and Circulation | Individual room ventilation | TRC | New | NN4980 | VAV System | VAV System | NonEquip | 10 |  | 15.96% | Tech/Econ | 30% | 125.8454 | 0.035817 | 0.036349
Tech | Institutional | Ventilation and Circulation | Individual room ventilation | TRC | New | NN4954 | Demand Controlled Ventilation | Demand Controlled Ventilation | NonEquip | 10 |  | 17.54% | Tech/Econ | 20.47% | 89.8894 | 0.0093588 | 0.05269
Tech | Institutional | Ventilation and Circulation | Individual room ventilation | TRC | New | NN4928 | CO Sensors for Parking Garage Exhaust | CO Sensors for Parking Garage Exhaust | NonEquip | 15 | Motor/Fan | 0% | Tech/Econ | 33% | 0 | 0 | 0
Tech | Institutional | Ventilation and Circulation | Individual room ventilation | TRC | Existing | NE5383 | Retro-Commissioning | Retro-Commissioning | NonEquip | 5 |  | 21.99% | Tech/Econ | 16% | 4731.0334 | 0.79094 | 2.4522
Tech | Institutional | Ventilation and Circulation | Individual room ventilation | TRC | Existing | NE4967 | VAV System | VAV System | NonEquip | 10 |  | 10.64% | Tech/Econ | 30% | 4656.0432 | 1.3252 | 1.3448
Tech | Institutional | Ventilation and Circulation | Individual room ventilation | TRC | Existing | NE4941 | Demand Controlled Ventilation | Demand Controlled Ventilation | NonEquip | 10 |  | 23.39% | Tech/Econ | 20.47% | 6762.955 | 0.70412 | 3.9642
Tech | Institutional | Ventilation and Circulation | Individual room ventilation | TRC | Existing | NE4915 | CO Sensors for Parking Garage Exhaust | CO Sensors for Parking Garage Exhaust | NonEquip | 15 | Motor/Fan | 0% | Tech/Econ | 33% | 0 | 0 | 0
Tech | Institutional | Space Heating | Individual room heating | TRC | New | NN5344 | Retro-Commissioning | Retro-Commissioning | NonEquip | 5 |  | 0% | Tech/Econ | 16% | 0 | 0 | 0
Tech | Institutional | Space Heating | Individual room heating | TRC | New | NN4330 | Water Cooled Refrigeration Heat Recovery | Water Cooled Refrigeration Heat Recovery | NonEquip | 20 |  | 15.4% | Tech/Econ | 10% | 0.10731 | 0 | 7.1741e-06
Tech | Institutional | Space Heating | Individual room heating | TRC | New | NN4278 | Warehouse Loading Dock Seals | Warehouse Loading Dock Seals | NonEquip | 18 |  | 0% | Tech/Econ | 0.4282% | 0 | 0 | 0
Tech | Institutional | Space Heating | Individual room heating | TRC | New | NN4252 | Wall Insulation | Wall Insulation | NonEquip | 20 |  | 0% | Tech/Econ | 0% | 0 | 0 | 0
Tech | Institutional | Space Heating | Individual room heating | TRC | New | NN4174 | Smart Thermostat | Smart Thermostat | NonEquip | 11 |  | 31.48% | Tech/Econ | 10% | 0.2265 | 0 | -3.7217e-05
Tech | Institutional | Space Heating | Individual room heating | TRC | New | NN4096 | Roof Insulation | Roof Insulation | NonEquip | 20 |  | 58.5% | Tech/Econ | 0.2743% | 0.0072066 | 0 | 3.2507e-06
Tech | Institutional | Space Heating | Individual room heating | TRC | New | NN4070 | Programmable Thermostat | Programmable Thermostat | NonEquip | 11 |  | 0% | Tech/Econ | 3.6% | 0 | 0 | 0
Tech | Institutional | Space Heating | Individual room heating | TRC | New | NN4018 | Low U-Value Windows | Low U-Value Windows | NonEquip | 20 |  | 12.54% | Tech/Econ | 10% | 0.091398 | 0 | 3.7986e-07
Tech | Institutional | Space Heating | Individual room heating | TRC | New | NN3940 | Infiltration Reduction - Air Sealing | Infiltration Reduction - Air Sealing | NonEquip | 11 |  | 0% | Tech/Econ | 0.2141% | 0 | 0 | 0
Tech | Institutional | Space Heating | Individual room heating | TRC | New | NN3862 | Hotel Card Energy Control Systems | Hotel Card Energy Control Systems | NonEquip | 15 |  | 0% | Tech/Econ | 0% | 0 | 0 | 0
Tech | Institutional | Space Heating | Individual room heating | TRC | New | NN3784 | Green Roof | Green Roof | NonEquip | 15 |  | 0.315% | Tech/Econ | 0.4239% | 9.1628e-05 | 0 | 0
Tech | Institutional | Space Heating | Individual room heating | TRC | New | NN3732 | Floor Insulation | Floor Insulation | NonEquip | 20 |  | 29.92% | Tech/Econ | 0.1439% | 0 | 0 | 0
Tech | Institutional | Space Heating | Individual room heating | TRC | New | NN3654 | Facility Energy Management System | Facility Energy Management System | NonEquip | 15 |  | 1.982% | Tech/Econ | 20% | 0.029001 | 0 | 5.2269e-07
Tech | Institutional | Space Heating | Individual room heating | TRC | New | NN3576 | ECM Motors on Furnaces | ECM Motors on Furnaces | NonEquip | 15 | Forced air furnace | 0% | Tech/Econ | 1.706% | 0 | 0 | 0
Tech | Institutional | Space Heating | Individual room heating | TRC | New | NN3550 | Duct Sealing Repair | Duct Sealing Repair | NonEquip | 15 |  | 0% | Tech/Econ | 12% | 0 | 0 | 0
Tech | Institutional | Space Heating | Individual room heating | TRC | New | NN3498 | Duct Insulation | Duct Insulation | NonEquip | 15 |  | 0% | Tech/Econ | 2.045% | 0 | 0 | 0
Tech | Institutional | Space Heating | Individual room heating | TRC | New | NN3446 | Destratification Fans | Destratification Fans | NonEquip | 10 |  | 0% | Tech/Econ | 12.7% | 0 | 0 | 0
Tech | Institutional | Space Heating | Individual room heating | TRC | New | NN3394 | Dedicated Outdoor Air System on VRF unit | Dedicated Outdoor Air System on VRF unit | NonEquip | 15 | Residential/split system heat pump | 0% | Tech/Econ | 10% | 0 | 0 | 0
Tech | Institutional | Space Heating | Individual room heating | TRC | New | NN3342 | Cool Roof | Cool Roof | NonEquip | 15 |  | 72.49% | Tech/Econ | 0.04786% | 0 | 0 | 0
Tech | Institutional | Space Heating | Individual room heating | TRC | New | NN3238 | Ceiling Insulation(R30 to R38) | Ceiling Insulation(R30 to R38) | NonEquip | 20 |  | 0% | Tech/Econ | 0.05544% | 0 | 0 | 0
Tech | Institutional | Space Heating | Individual room heating | TRC | New | NN3186 | Ceiling Insulation(R2 to R38) | Ceiling Insulation(R2 to R38) | NonEquip | 20 |  | 0% | Tech/Econ | 3.742% | 0 | 0 | 0
Tech | Institutional | Space Heating | Individual room heating | TRC | New | NN3134 | Ceiling Insulation(R19 to R38) | Ceiling Insulation(R19 to R38) | NonEquip | 20 |  | 0% | Tech/Econ | 0.2079% | 0 | 0 | 0
Tech | Institutional | Space Heating | Individual room heating | TRC | New | NN3082 | Ceiling Insulation(R12 to R38) | Ceiling Insulation(R12 to R38) | NonEquip | 20 |  | 0% | Tech/Econ | 0.4504% | 0 | 0 | 0
Tech | Institutional | Space Heating | Individual room heating | TRC | New | NN3004 | Air Curtains | Air Curtains | NonEquip | 8 |  | 0% | Tech/Econ | 0.2135% | 0 | 0 | 0
Tech | Institutional | Space Heating | Individual room heating | TRC | Existing | NE5331 | Retro-Commissioning | Retro-Commissioning | NonEquip | 5 |  | 21.99% | Tech/Econ | 16% | 13.8059 | 0 | 0.007156
Tech | Institutional | Space Heating | Individual room heating | TRC | Existing | NE4317 | Water Cooled Refrigeration Heat Recovery | Water Cooled Refrigeration Heat Recovery | NonEquip | 20 |  | 15.4% | Tech/Econ | 10% | 5.8295 | 0 | 0.00038971
Tech | Institutional | Space Heating | Individual room heating | TRC | Existing | NE4265 | Warehouse Loading Dock Seals | Warehouse Loading Dock Seals | NonEquip | 18 |  | 0% | Tech/Econ | 0.4725% | 0 | 0 | 0
Tech | Institutional | Space Heating | Individual room heating | TRC | Existing | NE4239 | Wall Insulation | Wall Insulation | NonEquip | 20 |  | 0% | Tech/Econ | 3.61% | 0 | 0 | 0
Tech | Institutional | Space Heating | Individual room heating | TRC | Existing | NE4161 | Smart Thermostat | Smart Thermostat | NonEquip | 11 |  | 31.48% | Tech/Econ | 10% | 11.7333 | 0 | -0.0019279
Tech | Institutional | Space Heating | Individual room heating | TRC | Existing | NE4083 | Roof Insulation | Roof Insulation | NonEquip | 20 |  | 58.5% | Tech/Econ | 0.6053% | 1.2785 | 0 | 0.00057669
Tech | Institutional | Space Heating | Individual room heating | TRC | Existing | NE4057 | Programmable Thermostat | Programmable Thermostat | NonEquip | 11 |  | 0% | Tech/Econ | 3.6% | 0 | 0 | 0
Tech | Institutional | Space Heating | Individual room heating | TRC | Existing | NE4005 | Low U-Value Windows | Low U-Value Windows | NonEquip | 20 |  | 5.017% | Tech/Econ | 46% | 9.3703 | 0 | 3.8944e-05
Tech | Institutional | Space Heating | Individual room heating | TRC | Existing | NE3927 | Infiltration Reduction - Air Sealing | Infiltration Reduction - Air Sealing | NonEquip | 11 |  | 0% | Tech/Econ | 0.2363% | 0 | 0 | 0
Tech | Institutional | Space Heating | Individual room heating | TRC | Existing | NE3849 | Hotel Card Energy Control Systems | Hotel Card Energy Control Systems | NonEquip | 15 |  | 0% | Tech/Econ | 0% | 0 | 0 | 0
Tech | Institutional | Space Heating | Individual room heating | TRC | Existing | NE3771 | Green Roof | Green Roof | NonEquip | 15 |  | 0.063% | Tech/Econ | 0.4677% | 0.0010601 | 0 | 0
Tech | Institutional | Space Heating | Individual room heating | TRC | Existing | NE3719 | Floor Insulation | Floor Insulation | NonEquip | 20 |  | 11.97% | Tech/Econ | 0.1588% | 0.068382 | 0 | 3.0846e-05
Tech | Institutional | Space Heating | Individual room heating | TRC | Existing | NE3641 | Facility Energy Management System | Facility Energy Management System | NonEquip | 15 |  | 5.375% | Tech/Econ | 20% | 4.2643 | 0 | 7.6857e-05
Tech | Institutional | Space Heating | Individual room heating | TRC | Existing | NE3563 | ECM Motors on Furnaces | ECM Motors on Furnaces | NonEquip | 15 | Forced air furnace | 0% | Tech/Econ | 1.706% | 0 | 0 | 0
Tech | Institutional | Space Heating | Individual room heating | TRC | Existing | NE3537 | Duct Sealing Repair | Duct Sealing Repair | NonEquip | 15 |  | 0% | Tech/Econ | 12% | 0 | 0 | 0
Tech | Institutional | Space Heating | Individual room heating | TRC | Existing | NE3485 | Duct Insulation | Duct Insulation | NonEquip | 15 |  | 0% | Tech/Econ | 2.045% | 0 | 0 | 0
Tech | Institutional | Space Heating | Individual room heating | TRC | Existing | NE3433 | Destratification Fans | Destratification Fans | NonEquip | 10 |  | 0% | Tech/Econ | 12.7% | 0 | 0 | 0
Tech | Institutional | Space Heating | Individual room heating | TRC | Existing | NE3381 | Dedicated Outdoor Air System on VRF unit | Dedicated Outdoor Air System on VRF unit | NonEquip | 15 | Residential/split system heat pump | 0% | Tech/Econ | 10% | 0 | 0 | 0
Tech | Institutional | Space Heating | Individual room heating | TRC | Existing | NE3329 | Cool Roof | Cool Roof | NonEquip | 15 |  | 72.74% | Tech/Econ | 0.05282% | 0.13819 | 0 | 0
Tech | Institutional | Space Heating | Individual room heating | TRC | Existing | NE3225 | Ceiling Insulation(R30 to R38) | Ceiling Insulation(R30 to R38) | NonEquip | 20 |  | 0% | Tech/Econ | 0.06117% | 0 | 0 | 0
Tech | Institutional | Space Heating | Individual room heating | TRC | Existing | NE3173 | Ceiling Insulation(R2 to R38) | Ceiling Insulation(R2 to R38) | NonEquip | 20 |  | 0% | Tech/Econ | 4.129% | 0 | 0 | 0
Tech | Institutional | Space Heating | Individual room heating | TRC | Existing | NE3121 | Ceiling Insulation(R19 to R38) | Ceiling Insulation(R19 to R38) | NonEquip | 20 |  | 0% | Tech/Econ | 0.2294% | 0 | 0 | 0
Tech | Institutional | Space Heating | Individual room heating | TRC | Existing | NE3069 | Ceiling Insulation(R12 to R38) | Ceiling Insulation(R12 to R38) | NonEquip | 20 |  | 0% | Tech/Econ | 0.497% | 0 | 0 | 0
Tech | Institutional | Space Heating | Individual room heating | TRC | Existing | NE2991 | Air Curtains | Air Curtains | NonEquip | 8 |  | 0% | Tech/Econ | 0.2135% | 0 | 0 | 0
Tech | Institutional | Space Cooling | Individual room air conditioners | TRC | New | NN5370 | Retro-Commissioning | Retro-Commissioning | NonEquip | 5 |  | 0% | Tech/Econ | 16% | 0 | 0 | 0
Tech | Institutional | Space Cooling | Individual room air conditioners | TRC | New | NN4382 | Window Sun Protection | Window Sun Protection | NonEquip | 10 |  | 15.35% | Tech/Econ | 16% | 4042.9693 | 1.4787 | -0.016437
Tech | Institutional | Space Cooling | Individual room air conditioners | TRC | New | NN4356 | Waterside Economizer | Waterside Economizer | NonEquip | 20 |  | 19.15% | Tech/Econ | 5.556% | 226.6806 | 0.088074 | 0
Tech | Institutional | Space Cooling | Individual room air conditioners | TRC | New | NN4304 | Warehouse Loading Dock Seals | Warehouse Loading Dock Seals | NonEquip | 18 |  | 0% | Tech/Econ | 0.3465% | 0 | 0 | 0
Tech | Institutional | Space Cooling | Individual room air conditioners | TRC | New | NN4148 | Smart Thermostat | Smart Thermostat | NonEquip | 11 |  | 31.48% | Tech/Econ | 10% | 4765.2597 | 0.056582 | 0
Tech | Institutional | Space Cooling | Individual room air conditioners | TRC | New | NN4122 | Roof Insulation | Roof Insulation | NonEquip | 20 |  | 58.5% | Tech/Econ | 0.222% | 0 | 0 | 0
Tech | Institutional | Space Cooling | Individual room air conditioners | TRC | New | NN4044 | Programmable Thermostat | Programmable Thermostat | NonEquip | 11 |  | 0% | Tech/Econ | 3.6% | 0 | 0 | 0
Tech | Institutional | Space Cooling | Individual room air conditioners | TRC | New | NN3992 | Low U-Value Windows | Low U-Value Windows | NonEquip | 20 |  | 12.54% | Tech/Econ | 10% | 1839.0055 | 0.68356 | 0
Tech | Institutional | Space Cooling | Individual room air conditioners | TRC | New | NN3966 | Infiltration Reduction - Air Sealing | Infiltration Reduction - Air Sealing | NonEquip | 11 |  | 0% | Tech/Econ | 0.1733% | 0 | 0 | 0
Tech | Institutional | Space Cooling | Individual room air conditioners | TRC | New | NN3914 | HVAC tune-up_RTU | HVAC tune-up_RTU | NonEquip | 5 | Packaged air conditioning units (RTUs) | 0% | Tech/Econ | 5% | 0 | 0 | 0
Tech | Institutional | Space Cooling | Individual room air conditioners | TRC | New | NN3888 | HVAC tune-up | HVAC tune-up | NonEquip | 5 | Residential-type central air conditioners | 0% | Tech/Econ | 5% | 0 | 0 | 0
Tech | Institutional | Space Cooling | Individual room air conditioners | TRC | New | NN3810 | Green Roof | Green Roof | NonEquip | 15 |  | 0.315% | Tech/Econ | 0.2573% | 0 | 0 | 0
Tech | Institutional | Space Cooling | Individual room air conditioners | TRC | New | NN3680 | Facility Energy Management System | Facility Energy Management System | NonEquip | 15 |  | 1.982% | Tech/Econ | 20% | 655.2141 | 0.13733 | 0
Tech | Institutional | Space Cooling | Individual room air conditioners | TRC | New | NN3628 | Facility Commissioning | Facility Commissioning | NonEquip | 10 |  | 35.83% | Tech/Econ | 16% | 9208.0418 | 1.8937 | 0.008524
Tech | Institutional | Space Cooling | Individual room air conditioners | TRC | New | NN3602 | Energy Recovery Ventilation System (ERV) | Energy Recovery Ventilation System (ERV) | NonEquip | 15 | Packaged air conditioning units (RTUs) | 0% | Tech/Econ | 9.935% | 0 | 0 | 0
Tech | Institutional | Space Cooling | Individual room air conditioners | TRC | New | NN3524 | Duct Sealing Repair | Duct Sealing Repair | NonEquip | 15 |  | 0% | Tech/Econ | 12% | 0 | 0 | 0
Tech | Institutional | Space Cooling | Individual room air conditioners | TRC | New | NN3472 | Duct Insulation | Duct Insulation | NonEquip | 15 |  | 0% | Tech/Econ | 2.045% | 0 | 0 | 0
Tech | Institutional | Space Cooling | Individual room air conditioners | TRC | New | NN3420 | Dedicated Outdoor Air System on VRF unit | Dedicated Outdoor Air System on VRF unit | NonEquip | 15 | Residential-type central air conditioners | 0% | Tech/Econ | 17.5% | 0 | 0 | 0
Tech | Institutional | Space Cooling | Individual room air conditioners | TRC | New | NN3368 | Cool Roof | Cool Roof | NonEquip | 15 |  | 72.49% | Tech/Econ | 0.3656% | 0 | 0 | 0
Tech | Institutional | Space Cooling | Individual room air conditioners | TRC | New | NN3316 | Chilled Water System - Variable Speed Drives | Chilled Water System - Variable Speed Drives | NonEquip | 13 | Central chillers inside | 0% | Tech/Econ | 24.74% | 0 | 0 | 0
Tech | Institutional | Space Cooling | Individual room air conditioners | TRC | New | NN3290 | Chilled Water Controls Optimization | Chilled Water Controls Optimization | NonEquip | 10 | Central chillers inside | 0% | Tech/Econ | 12.5% | 0 | 0 | 0
Tech | Institutional | Space Cooling | Individual room air conditioners | TRC | New | NN3212 | Ceiling Insulation(R2 to R38) | Ceiling Insulation(R2 to R38) | NonEquip | 20 |  | 0% | Tech/Econ | 3.028% | 0 | 0 | 0
Tech | Institutional | Space Cooling | Individual room air conditioners | TRC | New | NN3108 | Ceiling Insulation(R12 to R38) | Ceiling Insulation(R12 to R38) | NonEquip | 20 |  | 0% | Tech/Econ | 0.3645% | 0 | 0 | 0
Tech | Institutional | Space Cooling | Individual room air conditioners | TRC | New | NN3056 | Airside Economizer | Airside Economizer | NonEquip | 10 | Packaged air conditioning units (RTUs) | 0% | Tech/Econ | 5.556% | 0 | 0 | 0
Tech | Institutional | Space Cooling | Individual room air conditioners | TRC | Existing | NE5357 | Retro-Commissioning | Retro-Commissioning | NonEquip | 5 |  | 21.99% | Tech/Econ | 16% | 311916.1355 | 52.1467 | 0
Tech | Institutional | Space Cooling | Individual room air conditioners | TRC | Existing | NE4369 | Window Sun Protection | Window Sun Protection | NonEquip | 10 |  | 6.178% | Tech/Econ | 16% | 84552.6846 | 30.9243 | -0.34375
Tech | Institutional | Space Cooling | Individual room air conditioners | TRC | Existing | NE4343 | Waterside Economizer | Waterside Economizer | NonEquip | 20 |  | 12.77% | Tech/Econ | 5.556% | 58174.1592 | 22.6029 | 0
Tech | Institutional | Space Cooling | Individual room air conditioners | TRC | Existing | NE4291 | Warehouse Loading Dock Seals | Warehouse Loading Dock Seals | NonEquip | 18 |  | 0% | Tech/Econ | 0.3465% | 0 | 0 | 0
Tech | Institutional | Space Cooling | Individual room air conditioners | TRC | Existing | NE4213 | Wall Insulation | Wall Insulation | NonEquip | 20 |  | 0% | Tech/Econ | 18.13% | 0 | 0 | 0
Tech | Institutional | Space Cooling | Individual room air conditioners | TRC | Existing | NE4135 | Smart Thermostat | Smart Thermostat | NonEquip | 11 |  | 31.48% | Tech/Econ | 10% | 266574.9494 | 3.1653 | 0
Tech | Institutional | Space Cooling | Individual room air conditioners | TRC | Existing | NE4109 | Roof Insulation | Roof Insulation | NonEquip | 20 |  | 58.5% | Tech/Econ | 0.4439% | 21150.8654 | 0.42324 | 0
Tech | Institutional | Space Cooling | Individual room air conditioners | TRC | Existing | NE4031 | Programmable Thermostat | Programmable Thermostat | NonEquip | 11 |  | 0% | Tech/Econ | 3.6% | 0 | 0 | 0
Tech | Institutional | Space Cooling | Individual room air conditioners | TRC | Existing | NE3979 | Low U-Value Windows | Low U-Value Windows | NonEquip | 20 |  | 5.017% | Tech/Econ | 46% | 211702.7676 | 78.6905 | 0
Tech | Institutional | Space Cooling | Individual room air conditioners | TRC | Existing | NE3953 | Infiltration Reduction - Air Sealing | Infiltration Reduction - Air Sealing | NonEquip | 11 |  | 0% | Tech/Econ | 0.1733% | 0 | 0 | 0
Tech | Institutional | Space Cooling | Individual room air conditioners | TRC | Existing | NE3901 | HVAC tune-up_RTU | HVAC tune-up_RTU | NonEquip | 5 | Packaged air conditioning units (RTUs) | 0% | Tech/Econ | 5% | 0 | 0 | 0
Tech | Institutional | Space Cooling | Individual room air conditioners | TRC | Existing | NE3875 | HVAC tune-up | HVAC tune-up | NonEquip | 5 | Residential-type central air conditioners | 0% | Tech/Econ | 5% | 0 | 0 | 0
Tech | Institutional | Space Cooling | Individual room air conditioners | TRC | Existing | NE3797 | Green Roof | Green Roof | NonEquip | 15 |  | 0.063% | Tech/Econ | 0.2573% | 13.132 | 0.0055788 | 0
Tech | Institutional | Space Cooling | Individual room air conditioners | TRC | Existing | NE3667 | Facility Energy Management System | Facility Energy Management System | NonEquip | 15 |  | 5.375% | Tech/Econ | 20% | 96343.4303 | 20.193 | 0
Tech | Institutional | Space Cooling | Individual room air conditioners | TRC | Existing | NE3589 | Energy Recovery Ventilation System (ERV) | Energy Recovery Ventilation System (ERV) | NonEquip | 15 | Packaged air conditioning units (RTUs) | 0% | Tech/Econ | 9.935% | 0 | 0 | 0
Tech | Institutional | Space Cooling | Individual room air conditioners | TRC | Existing | NE3511 | Duct Sealing Repair | Duct Sealing Repair | NonEquip | 15 |  | 0% | Tech/Econ | 12% | 0 | 0 | 0
Tech | Institutional | Space Cooling | Individual room air conditioners | TRC | Existing | NE3459 | Duct Insulation | Duct Insulation | NonEquip | 15 |  | 0% | Tech/Econ | 2.045% | 0 | 0 | 0
Tech | Institutional | Space Cooling | Individual room air conditioners | TRC | Existing | NE3407 | Dedicated Outdoor Air System on VRF unit | Dedicated Outdoor Air System on VRF unit | NonEquip | 15 | Residential-type central air conditioners | 0% | Tech/Econ | 17.5% | 0 | 0 | 0
Tech | Institutional | Space Cooling | Individual room air conditioners | TRC | Existing | NE3355 | Cool Roof | Cool Roof | NonEquip | 15 |  | 72.74% | Tech/Econ | 0.3656% | 21601.8456 | 9.1769 | 0
Tech | Institutional | Space Cooling | Individual room air conditioners | TRC | Existing | NE3303 | Chilled Water System - Variable Speed Drives | Chilled Water System - Variable Speed Drives | NonEquip | 13 | Central chillers inside | 0% | Tech/Econ | 24.74% | 0 | 0 | 0
Tech | Institutional | Space Cooling | Individual room air conditioners | TRC | Existing | NE3277 | Chilled Water Controls Optimization | Chilled Water Controls Optimization | NonEquip | 10 | Central chillers inside | 0% | Tech/Econ | 12.5% | 0 | 0 | 0
Tech | Institutional | Space Cooling | Individual room air conditioners | TRC | Existing | NE3199 | Ceiling Insulation(R2 to R38) | Ceiling Insulation(R2 to R38) | NonEquip | 20 |  | 0% | Tech/Econ | 3.028% | 0 | 0 | 0
Tech | Institutional | Space Cooling | Individual room air conditioners | TRC | Existing | NE3095 | Ceiling Insulation(R12 to R38) | Ceiling Insulation(R12 to R38) | NonEquip | 20 |  | 0% | Tech/Econ | 0.3645% | 0 | 0 | 0
Tech | Institutional | Space Cooling | Individual room air conditioners | TRC | Existing | NE3043 | Airside Economizer | Airside Economizer | NonEquip | 10 | Packaged air conditioning units (RTUs) | 0% | Tech/Econ | 5.556% | 0 | 0 | 0
Tech | Institutional | Interior Lighting | High bay | TRC | New | NN5266 | Retro-Commissioning | Retro-Commissioning | NonEquip | 5 |  | 0% | Tech/Econ | 16% | 0 | 0 | 0
Tech | Institutional | Interior Lighting | High bay | TRC | New | NN4434 | Interior Lighting Controls | Interior Lighting Controls | NonEquip | 8 | Overhead (fluorescent/LED/CFL U-shape) | 0% | Tech/Econ | 28% | 0 | 0 | 0
Tech | Institutional | Interior Lighting | High bay | TRC | New | NN4408 | Bi-Level Lighting Control (Interior) | Bi-Level Lighting Control (Interior) | NonEquip | 8 | Overhead (fluorescent/LED/CFL U-shape) | 0% | Tech/Econ | 31% | 0 | 0 | 0
Tech | Institutional | Interior Lighting | High bay | TRC | New | NN3706 | Facility Energy Management System | Facility Energy Management System | NonEquip | 15 |  | 1.982% | Tech/Econ | 24% | 5442.7051 | 1.1408 | 0.098095
Tech | Institutional | Interior Lighting | High bay | TRC | Existing | NE5253 | Retro-Commissioning | Retro-Commissioning | NonEquip | 5 |  | 21.99% | Tech/Econ | 16% | 1938112.009 | 324.017 | 1004.5806
Tech | Institutional | Interior Lighting | High bay | TRC | Existing | NE4421 | Interior Lighting Controls | Interior Lighting Controls | NonEquip | 8 | Overhead (fluorescent/LED/CFL U-shape) | 0% | Tech/Econ | 28% | 0 | 0 | 0
Tech | Institutional | Interior Lighting | High bay | TRC | Existing | NE4395 | Bi-Level Lighting Control (Interior) | Bi-Level Lighting Control (Interior) | NonEquip | 8 | Overhead (fluorescent/LED/CFL U-shape) | 0% | Tech/Econ | 31% | 0 | 0 | 0
Tech | Institutional | Interior Lighting | High bay | TRC | Existing | NE3693 | Facility Energy Management System | Facility Energy Management System | NonEquip | 15 |  | 5.375% | Tech/Econ | 24% | 719928.4178 | 150.8925 | 12.9755
Tech | Institutional | Interior Lighting | High bay | TRC | Turnover | ET1645 | LED Linear - Fixture Replacement | LED Linear - Fixture Replacement | Equip | 15 | High bay | 24.1% | Tech/Econ | 50.28% | 7695762.103 | 1865.4834 | 426.7527
Tech | Institutional | Interior Lighting | High bay | TRC | Turnover | ET1528 | High Bay LED | High Bay LED | Equip | 15 | High bay | 0% | Tech/Econ | 64.78% | 0 | 0 | 0
Tech | Institutional | Interior Lighting | High bay | TRC | Turnover | ET1489 | High Bay Fluorescent (T5) | High Bay Fluorescent (T5) | Equip | 15 | High bay | 0% | Tech/Econ | 64.14% | 0 | 0 | 0
Tech | Institutional | Interior Lighting | High bay | TRC | New | EN1671 | LED Linear - Fixture Replacement | LED Linear - Fixture Replacement | Equip | 15 | High bay | 0% | Tech/Econ | 50.28% | 0 | 0 | 0
Tech | Institutional | Interior Lighting | High bay | TRC | New | EN1554 | High Bay LED | High Bay LED | Equip | 15 | High bay | 0% | Tech/Econ | 64.78% | 0 | 0 | 0
Tech | Institutional | Interior Lighting | High bay | TRC | New | EN1515 | High Bay Fluorescent (T5) | High Bay Fluorescent (T5) | Equip | 15 | High bay | 0% | Tech/Econ | 64.14% | 0 | 0 | 0
Tech | Institutional | Cooking | Fryer | TRC | Turnover | ET85 | Energy Star Fryer | Energy Star Fryer | Equip | 12 | Fryer | 0% | Tech/Econ | 17.46% | 0 | 0 | 0
Tech | Institutional | Cooking | Fryer | TRC | New | EN111 | Energy Star Fryer | Energy Star Fryer | Equip | 12 | Fryer | 0% | Tech/Econ | 17.46% | 0 | 0 | 0
Tech | Institutional | Space Heating | Forced air furnace | TRC | New | NN5344 | Retro-Commissioning | Retro-Commissioning | NonEquip | 5 |  | 0% | Tech/Econ | 16% | 0 | 0 | 0
Tech | Institutional | Space Heating | Forced air furnace | TRC | New | NN4330 | Water Cooled Refrigeration Heat Recovery | Water Cooled Refrigeration Heat Recovery | NonEquip | 20 |  | 15.4% | Tech/Econ | 10% | 7.4314 | 0 | 0.00049681
Tech | Institutional | Space Heating | Forced air furnace | TRC | New | NN4278 | Warehouse Loading Dock Seals | Warehouse Loading Dock Seals | NonEquip | 18 |  | 0% | Tech/Econ | 0.4282% | 0 | 0 | 0
Tech | Institutional | Space Heating | Forced air furnace | TRC | New | NN4252 | Wall Insulation | Wall Insulation | NonEquip | 20 |  | 0% | Tech/Econ | 0% | 0 | 0 | 0
Tech | Institutional | Space Heating | Forced air furnace | TRC | New | NN4174 | Smart Thermostat | Smart Thermostat | NonEquip | 11 |  | 31.48% | Tech/Econ | 10% | 15.6852 | 0 | -0.0025773
Tech | Institutional | Space Heating | Forced air furnace | TRC | New | NN4096 | Roof Insulation | Roof Insulation | NonEquip | 20 |  | 58.5% | Tech/Econ | 0.2743% | 0.49499 | 0 | 0.00022328
Tech | Institutional | Space Heating | Forced air furnace | TRC | New | NN4070 | Programmable Thermostat | Programmable Thermostat | NonEquip | 11 |  | 0% | Tech/Econ | 3.6% | 0 | 0 | 0
Tech | Institutional | Space Heating | Forced air furnace | TRC | New | NN4018 | Low U-Value Windows | Low U-Value Windows | NonEquip | 20 |  | 12.54% | Tech/Econ | 10% | 6.3293 | 0 | 2.6305e-05
Tech | Institutional | Space Heating | Forced air furnace | TRC | New | NN3940 | Infiltration Reduction - Air Sealing | Infiltration Reduction - Air Sealing | NonEquip | 11 |  | 0% | Tech/Econ | 0.2141% | 0 | 0 | 0
Tech | Institutional | Space Heating | Forced air furnace | TRC | New | NN3862 | Hotel Card Energy Control Systems | Hotel Card Energy Control Systems | NonEquip | 15 |  | 0% | Tech/Econ | 0% | 0 | 0 | 0
Tech | Institutional | Space Heating | Forced air furnace | TRC | New | NN3784 | Green Roof | Green Roof | NonEquip | 15 |  | 0.315% | Tech/Econ | 0.4239% | 0.0062935 | 0 | 0
Tech | Institutional | Space Heating | Forced air furnace | TRC | New | NN3732 | Floor Insulation | Floor Insulation | NonEquip | 20 |  | 29.92% | Tech/Econ | 0.1439% | 0 | 0 | 0
Tech | Institutional | Space Heating | Forced air furnace | TRC | New | NN3654 | Facility Energy Management System | Facility Energy Management System | NonEquip | 15 |  | 1.982% | Tech/Econ | 20% | 2.0083 | 0 | 3.6196e-05
Tech | Institutional | Space Heating | Forced air furnace | TRC | New | NN3576 | ECM Motors on Furnaces | ECM Motors on Furnaces | NonEquip | 15 | Forced air furnace | 47.78% | Tech/Econ | 1.706% | 3.8743 | 0 | 0
Tech | Institutional | Space Heating | Forced air furnace | TRC | New | NN3550 | Duct Sealing Repair | Duct Sealing Repair | NonEquip | 15 |  | 0% | Tech/Econ | 12% | 0 | 0 | 0
Tech | Institutional | Space Heating | Forced air furnace | TRC | New | NN3498 | Duct Insulation | Duct Insulation | NonEquip | 15 |  | 0% | Tech/Econ | 2.045% | 0 | 0 | 0
Tech | Institutional | Space Heating | Forced air furnace | TRC | New | NN3446 | Destratification Fans | Destratification Fans | NonEquip | 10 |  | 0% | Tech/Econ | 12.7% | 0 | 0 | 0
Tech | Institutional | Space Heating | Forced air furnace | TRC | New | NN3394 | Dedicated Outdoor Air System on VRF unit | Dedicated Outdoor Air System on VRF unit | NonEquip | 15 | Residential/split system heat pump | 0% | Tech/Econ | 10% | 0 | 0 | 0
Tech | Institutional | Space Heating | Forced air furnace | TRC | New | NN3342 | Cool Roof | Cool Roof | NonEquip | 15 |  | 72.49% | Tech/Econ | 0.04786% | 0 | 0 | 0
Tech | Institutional | Space Heating | Forced air furnace | TRC | New | NN3238 | Ceiling Insulation(R30 to R38) | Ceiling Insulation(R30 to R38) | NonEquip | 20 |  | 0% | Tech/Econ | 0.05544% | 0 | 0 | 0
Tech | Institutional | Space Heating | Forced air furnace | TRC | New | NN3186 | Ceiling Insulation(R2 to R38) | Ceiling Insulation(R2 to R38) | NonEquip | 20 |  | 0% | Tech/Econ | 3.742% | 0 | 0 | 0
Tech | Institutional | Space Heating | Forced air furnace | TRC | New | NN3134 | Ceiling Insulation(R19 to R38) | Ceiling Insulation(R19 to R38) | NonEquip | 20 |  | 0% | Tech/Econ | 0.2079% | 0 | 0 | 0
Tech | Institutional | Space Heating | Forced air furnace | TRC | New | NN3082 | Ceiling Insulation(R12 to R38) | Ceiling Insulation(R12 to R38) | NonEquip | 20 |  | 0% | Tech/Econ | 0.4504% | 0 | 0 | 0
Tech | Institutional | Space Heating | Forced air furnace | TRC | New | NN3004 | Air Curtains | Air Curtains | NonEquip | 8 |  | 0% | Tech/Econ | 0.2135% | 0 | 0 | 0
Tech | Institutional | Space Heating | Forced air furnace | TRC | Existing | NE5331 | Retro-Commissioning | Retro-Commissioning | NonEquip | 5 |  | 21.99% | Tech/Econ | 16% | 956.0562 | 0 | 0.49555
Tech | Institutional | Space Heating | Forced air furnace | TRC | Existing | NE4317 | Water Cooled Refrigeration Heat Recovery | Water Cooled Refrigeration Heat Recovery | NonEquip | 20 |  | 15.4% | Tech/Econ | 10% | 403.692 | 0 | 0.026988
Tech | Institutional | Space Heating | Forced air furnace | TRC | Existing | NE4265 | Warehouse Loading Dock Seals | Warehouse Loading Dock Seals | NonEquip | 18 |  | 0% | Tech/Econ | 0.4725% | 0 | 0 | 0
Tech | Institutional | Space Heating | Forced air furnace | TRC | Existing | NE4239 | Wall Insulation | Wall Insulation | NonEquip | 20 |  | 0% | Tech/Econ | 3.61% | 0 | 0 | 0
Tech | Institutional | Space Heating | Forced air furnace | TRC | Existing | NE4161 | Smart Thermostat | Smart Thermostat | NonEquip | 11 |  | 31.48% | Tech/Econ | 10% | 812.5314 | 0 | -0.13351
Tech | Institutional | Space Heating | Forced air furnace | TRC | Existing | NE4083 | Roof Insulation | Roof Insulation | NonEquip | 20 |  | 58.5% | Tech/Econ | 0.6053% | 87.8118 | 0 | 0.03961
Tech | Institutional | Space Heating | Forced air furnace | TRC | Existing | NE4057 | Programmable Thermostat | Programmable Thermostat | NonEquip | 11 |  | 0% | Tech/Econ | 3.6% | 0 | 0 | 0
Tech | Institutional | Space Heating | Forced air furnace | TRC | Existing | NE4005 | Low U-Value Windows | Low U-Value Windows | NonEquip | 20 |  | 5.017% | Tech/Econ | 46% | 648.8916 | 0 | 0.0026968
Tech | Institutional | Space Heating | Forced air furnace | TRC | Existing | NE3927 | Infiltration Reduction - Air Sealing | Infiltration Reduction - Air Sealing | NonEquip | 11 |  | 0% | Tech/Econ | 0.2363% | 0 | 0 | 0
Tech | Institutional | Space Heating | Forced air furnace | TRC | Existing | NE3849 | Hotel Card Energy Control Systems | Hotel Card Energy Control Systems | NonEquip | 15 |  | 0% | Tech/Econ | 0% | 0 | 0 | 0
Tech | Institutional | Space Heating | Forced air furnace | TRC | Existing | NE3771 | Green Roof | Green Roof | NonEquip | 15 |  | 0.063% | Tech/Econ | 0.4677% | 0.072815 | 0 | 0
Tech | Institutional | Space Heating | Forced air furnace | TRC | Existing | NE3719 | Floor Insulation | Floor Insulation | NonEquip | 20 |  | 11.97% | Tech/Econ | 0.1588% | 4.6969 | 0 | 0.0021187
Tech | Institutional | Space Heating | Forced air furnace | TRC | Existing | NE3641 | Facility Energy Management System | Facility Energy Management System | NonEquip | 15 |  | 5.375% | Tech/Econ | 20% | 295.3029 | 0 | 0.0053223
Tech | Institutional | Space Heating | Forced air furnace | TRC | Existing | NE3563 | ECM Motors on Furnaces | ECM Motors on Furnaces | NonEquip | 15 | Forced air furnace | 47.78% | Tech/Econ | 1.706% | 203.8377 | 0 | 0
Tech | Institutional | Space Heating | Forced air furnace | TRC | Existing | NE3537 | Duct Sealing Repair | Duct Sealing Repair | NonEquip | 15 |  | 0% | Tech/Econ | 12% | 0 | 0 | 0
Tech | Institutional | Space Heating | Forced air furnace | TRC | Existing | NE3485 | Duct Insulation | Duct Insulation | NonEquip | 15 |  | 0% | Tech/Econ | 2.045% | 0 | 0 | 0
Tech | Institutional | Space Heating | Forced air furnace | TRC | Existing | NE3433 | Destratification Fans | Destratification Fans | NonEquip | 10 |  | 0% | Tech/Econ | 12.7% | 0 | 0 | 0
Tech | Institutional | Space Heating | Forced air furnace | TRC | Existing | NE3381 | Dedicated Outdoor Air System on VRF unit | Dedicated Outdoor Air System on VRF unit | NonEquip | 15 | Residential/split system heat pump | 0% | Tech/Econ | 10% | 0 | 0 | 0
Tech | Institutional | Space Heating | Forced air furnace | TRC | Existing | NE3329 | Cool Roof | Cool Roof | NonEquip | 15 |  | 72.74% | Tech/Econ | 0.05282% | 9.4917 | 0 | 0
Tech | Institutional | Space Heating | Forced air furnace | TRC | Existing | NE3225 | Ceiling Insulation(R30 to R38) | Ceiling Insulation(R30 to R38) | NonEquip | 20 |  | 0% | Tech/Econ | 0.06117% | 0 | 0 | 0
Tech | Institutional | Space Heating | Forced air furnace | TRC | Existing | NE3173 | Ceiling Insulation(R2 to R38) | Ceiling Insulation(R2 to R38) | NonEquip | 20 |  | 0% | Tech/Econ | 4.129% | 0 | 0 | 0
Tech | Institutional | Space Heating | Forced air furnace | TRC | Existing | NE3121 | Ceiling Insulation(R19 to R38) | Ceiling Insulation(R19 to R38) | NonEquip | 20 |  | 0% | Tech/Econ | 0.2294% | 0 | 0 | 0
Tech | Institutional | Space Heating | Forced air furnace | TRC | Existing | NE3069 | Ceiling Insulation(R12 to R38) | Ceiling Insulation(R12 to R38) | NonEquip | 20 |  | 0% | Tech/Econ | 0.497% | 0 | 0 | 0
Tech | Institutional | Space Heating | Forced air furnace | TRC | Existing | NE2991 | Air Curtains | Air Curtains | NonEquip | 8 |  | 0% | Tech/Econ | 0.2135% | 0 | 0 | 0
Tech | Institutional | Exterior Lighting | Exterior parking/lot lighting | TRC | New | NN5292 | Retro-Commissioning | Retro-Commissioning | NonEquip | 5 |  | 0% | Tech/Econ | 16% | 0 | 0 | 0
Tech | Institutional | Exterior Lighting | Exterior parking/lot lighting | TRC | New | NN2978 | Outdoor Lighting Controls | Outdoor Lighting Controls | NonEquip | 8 | Exterior parking/lot lighting | 30.95% | Tech/Econ | 28% | 32090.2051 | 0 | 0
Tech | Institutional | Exterior Lighting | Exterior parking/lot lighting | TRC | New | NN2952 | Bi-Level Lighting Control (Exterior) | Bi-Level Lighting Control (Exterior) | NonEquip | 9 | Exterior parking/lot lighting | 8.579% | Tech/Econ | 31% | 10118.3682 | 0 | 0
Tech | Institutional | Exterior Lighting | Exterior parking/lot lighting | TRC | Existing | NE5279 | Retro-Commissioning | Retro-Commissioning | NonEquip | 5 |  | 21.99% | Tech/Econ | 16% | 660463.8965 | 0 | 342.3379
Tech | Institutional | Exterior Lighting | Exterior parking/lot lighting | TRC | Existing | NE2965 | Outdoor Lighting Controls | Outdoor Lighting Controls | NonEquip | 8 | Exterior parking/lot lighting | 30.95% | Tech/Econ | 28% | 1780915.736 | 0 | 0
Tech | Institutional | Exterior Lighting | Exterior parking/lot lighting | TRC | Existing | NE2939 | Bi-Level Lighting Control (Exterior) | Bi-Level Lighting Control (Exterior) | NonEquip | 9 | Exterior parking/lot lighting | 8.579% | Tech/Econ | 31% | 561540.8555 | 0 | 0
Tech | Institutional | Exterior Lighting | Exterior parking/lot lighting | TRC | Turnover | ET709 | LED Parking Lighting | LED Parking Lighting | Equip | 18 | Exterior parking/lot lighting | 7.084% | Tech/Econ | 84% | 1335851.953 | 0 | 0
Tech | Institutional | Exterior Lighting | Exterior parking/lot lighting | TRC | Turnover | ET514 | High Efficiency HID Lighting | High Efficiency HID Lighting | Equip | 13 | Exterior parking/lot lighting | 0% | Tech/Econ | 34.18% | 0 | 0 | 0
Tech | Institutional | Exterior Lighting | Exterior parking/lot lighting | TRC | New | EN735 | LED Parking Lighting | LED Parking Lighting | Equip | 18 | Exterior parking/lot lighting | 7.084% | Tech/Econ | 84% | 24070.6297 | 0 | 0
Tech | Institutional | Exterior Lighting | Exterior parking/lot lighting | TRC | New | EN540 | High Efficiency HID Lighting | High Efficiency HID Lighting | Equip | 13 | Exterior parking/lot lighting | 0% | Tech/Econ | 34.18% | 0 | 0 | 0
Tech | Institutional | Exterior Lighting | Exterior marquis | TRC | New | NN5292 | Retro-Commissioning | Retro-Commissioning | NonEquip | 5 |  | 0% | Tech/Econ | 16% | 0 | 0 | 0
Tech | Institutional | Exterior Lighting | Exterior marquis | TRC | New | NN2978 | Outdoor Lighting Controls | Outdoor Lighting Controls | NonEquip | 8 | Exterior parking/lot lighting | 0% | Tech/Econ | 28% | 0 | 0 | 0
Tech | Institutional | Exterior Lighting | Exterior marquis | TRC | New | NN2952 | Bi-Level Lighting Control (Exterior) | Bi-Level Lighting Control (Exterior) | NonEquip | 9 | Exterior parking/lot lighting | 0% | Tech/Econ | 31% | 0 | 0 | 0
Tech | Institutional | Exterior Lighting | Exterior marquis | TRC | Existing | NE5279 | Retro-Commissioning | Retro-Commissioning | NonEquip | 5 |  | 21.99% | Tech/Econ | 16% | 0 | 0 | 0
Tech | Institutional | Exterior Lighting | Exterior marquis | TRC | Existing | NE2965 | Outdoor Lighting Controls | Outdoor Lighting Controls | NonEquip | 8 | Exterior parking/lot lighting | 0% | Tech/Econ | 28% | 0 | 0 | 0
Tech | Institutional | Exterior Lighting | Exterior marquis | TRC | Existing | NE2939 | Bi-Level Lighting Control (Exterior) | Bi-Level Lighting Control (Exterior) | NonEquip | 9 | Exterior parking/lot lighting | 0% | Tech/Econ | 31% | 0 | 0 | 0
Tech | Institutional | Exterior Lighting | Exterior marquis | TRC | Turnover | ET631 | LED Exterior Lighting | LED Exterior Lighting | Equip | 13 | Exterior marquis | 4.624% | Tech/Econ | 60.51% | 0 | 0 | 0
Tech | Institutional | Exterior Lighting | Exterior marquis | TRC | Turnover | ET592 | LED Display Lighting (Exterior) | LED Display Lighting (Exterior) | Equip | 15 | Exterior marquis | 4.624% | Tech/Econ | 87.04% | 0 | 0 | 0
Tech | Institutional | Exterior Lighting | Exterior marquis | TRC | New | EN657 | LED Exterior Lighting | LED Exterior Lighting | Equip | 13 | Exterior marquis | 4.624% | Tech/Econ | 60.51% | 0 | 0 | 0
Tech | Institutional | Exterior Lighting | Exterior marquis | TRC | New | EN618 | LED Display Lighting (Exterior) | LED Display Lighting (Exterior) | Equip | 15 | Exterior marquis | 4.624% | Tech/Econ | 87.04% | 0 | 0 | 0
Tech | Institutional | Miscellaneous | Elevators/Escalators | TRC | New | NN5448 | Retro-Commissioning | Retro-Commissioning | NonEquip | 5 |  | 0% | Tech/Econ | 16% | 0 | 0 | 0
Tech | Institutional | Miscellaneous | Elevators/Escalators | TRC | New | NN4538 | VSD Controlled Compressor | VSD Controlled Compressor | NonEquip | 15 | Others | 0% | Tech/Econ | 20.79% | 0 | 0 | 0
Tech | Institutional | Miscellaneous | Elevators/Escalators | TRC | New | NN4512 | Regenerative Drive Elevator Motor | Regenerative Drive Elevator Motor | NonEquip | 13 | Elevators/Escalators | 11.17% | Tech/Econ | 6.211% | 493.0312 | 0.068622 | 0.0062863
Tech | Institutional | Miscellaneous | Elevators/Escalators | TRC | New | NN4486 | Engine Block Timer | Engine Block Timer | NonEquip | 5 | Others | 0% | Tech/Econ | 36% | 0 | 0 | 0
Tech | Institutional | Miscellaneous | Elevators/Escalators | TRC | New | NN4460 | Efficient Motor Belts | Efficient Motor Belts | NonEquip | 10 | Others | 0% | Tech/Econ | 1.105% | 0 | 0 | 0
Tech | Institutional | Miscellaneous | Elevators/Escalators | TRC | Existing | NE5435 | Retro-Commissioning | Retro-Commissioning | NonEquip | 5 |  | 21.99% | Tech/Econ | 16% | 138831.0628 | 23.21 | 71.9602
Tech | Institutional | Miscellaneous | Elevators/Escalators | TRC | Existing | NE4525 | VSD Controlled Compressor | VSD Controlled Compressor | NonEquip | 15 | Others | 0% | Tech/Econ | 20.79% | 0 | 0 | 0
Tech | Institutional | Miscellaneous | Elevators/Escalators | TRC | Existing | NE4499 | Regenerative Drive Elevator Motor | Regenerative Drive Elevator Motor | NonEquip | 13 | Elevators/Escalators | 10.45% | Tech/Econ | 6.211% | 24712.4495 | 3.4396 | 0.31509
Tech | Institutional | Miscellaneous | Elevators/Escalators | TRC | Existing | NE4473 | Engine Block Timer | Engine Block Timer | NonEquip | 5 | Others | 0% | Tech/Econ | 36% | 0 | 0 | 0
Tech | Institutional | Miscellaneous | Elevators/Escalators | TRC | Existing | NE4447 | Efficient Motor Belts | Efficient Motor Belts | NonEquip | 10 | Others | 0% | Tech/Econ | 1.105% | 0 | 0 | 0
Tech | Institutional | Office Equipment | Document production | TRC | New | NN4590 | Smart Strip Plug Outlet | Smart Strip Plug Outlet | NonEquip | 4 |  | 43.9% | Tech/Econ | 1.187% | 505.2379 | 0.075126 | 0
Tech | Institutional | Office Equipment | Document production | TRC | New | NN4564 | Network PC Power Management | Network PC Power Management | NonEquip | 5 | Computers | 0% | Tech/Econ | 56.5% | 0 | 0 | 0
Tech | Institutional | Office Equipment | Document production | TRC | Existing | NE4577 | Smart Strip Plug Outlet | Smart Strip Plug Outlet | NonEquip | 4 |  | 43.9% | Tech/Econ | 1.187% | 28039.2785 | 4.1693 | 0
Tech | Institutional | Office Equipment | Document production | TRC | Existing | NE4551 | Network PC Power Management | Network PC Power Management | NonEquip | 5 | Computers | 0% | Tech/Econ | 56.5% | 0 | 0 | 0
Tech | Institutional | Office Equipment | Document production | TRC | Turnover | ET2146 | ENERGY STAR Imaging Equipment | ENERGY STAR Imaging Equipment | Equip | 6 | Document production | 17.92% | Tech/Econ | 44.44% | 465618.1891 | 64.5702 | 43.3588
Tech | Institutional | Office Equipment | Document production | TRC | New | EN2172 | ENERGY STAR Imaging Equipment | ENERGY STAR Imaging Equipment | Equip | 6 | Document production | 17.92% | Tech/Econ | 44.44% | 8389.9439 | 1.1635 | 0.78128
Tech | Institutional | Space Cooling | District chilled water piped | TRC | New | NN5370 | Retro-Commissioning | Retro-Commissioning | NonEquip | 5 |  | 0% | Tech/Econ | 16% | 0 | 0 | 0
Tech | Institutional | Space Cooling | District chilled water piped | TRC | New | NN4382 | Window Sun Protection | Window Sun Protection | NonEquip | 10 |  | 15.35% | Tech/Econ | 16% | 696.2606 | 0.25465 | -0.0028306
Tech | Institutional | Space Cooling | District chilled water piped | TRC | New | NN4356 | Waterside Economizer | Waterside Economizer | NonEquip | 20 |  | 19.15% | Tech/Econ | 5.556% | 37.9465 | 0.014744 | 0
Tech | Institutional | Space Cooling | District chilled water piped | TRC | New | NN4304 | Warehouse Loading Dock Seals | Warehouse Loading Dock Seals | NonEquip | 18 |  | 0% | Tech/Econ | 0.3465% | 0 | 0 | 0
Tech | Institutional | Space Cooling | District chilled water piped | TRC | New | NN4148 | Smart Thermostat | Smart Thermostat | NonEquip | 11 |  | 31.48% | Tech/Econ | 10% | 820.6499 | 0.0097443 | 0
Tech | Institutional | Space Cooling | District chilled water piped | TRC | New | NN4044 | Programmable Thermostat | Programmable Thermostat | NonEquip | 11 |  | 0% | Tech/Econ | 3.6% | 0 | 0 | 0
Tech | Institutional | Space Cooling | District chilled water piped | TRC | New | NN3992 | Low U-Value Windows | Low U-Value Windows | NonEquip | 20 |  | 12.54% | Tech/Econ | 10% | 316.7046 | 0.11772 | 0
Tech | Institutional | Space Cooling | District chilled water piped | TRC | New | NN3914 | HVAC tune-up_RTU | HVAC tune-up_RTU | NonEquip | 5 | Packaged air conditioning units (RTUs) | 0% | Tech/Econ | 5% | 0 | 0 | 0
Tech | Institutional | Space Cooling | District chilled water piped | TRC | New | NN3888 | HVAC tune-up | HVAC tune-up | NonEquip | 5 | Residential-type central air conditioners | 0% | Tech/Econ | 5% | 0 | 0 | 0
Tech | Institutional | Space Cooling | District chilled water piped | TRC | New | NN3680 | Facility Energy Management System | Facility Energy Management System | NonEquip | 15 |  | 1.982% | Tech/Econ | 20% | 112.8378 | 0.02365 | 0
Tech | Institutional | Space Cooling | District chilled water piped | TRC | New | NN3628 | Facility Commissioning | Facility Commissioning | NonEquip | 10 |  | 35.83% | Tech/Econ | 16% | 1585.7643 | 0.32612 | 0.001468
Tech | Institutional | Space Cooling | District chilled water piped | TRC | New | NN3602 | Energy Recovery Ventilation System (ERV) | Energy Recovery Ventilation System (ERV) | NonEquip | 15 | Packaged air conditioning units (RTUs) | 0% | Tech/Econ | 9.935% | 0 | 0 | 0
Tech | Institutional | Space Cooling | District chilled water piped | TRC | New | NN3524 | Duct Sealing Repair | Duct Sealing Repair | NonEquip | 15 |  | 0% | Tech/Econ | 12% | 0 | 0 | 0
Tech | Institutional | Space Cooling | District chilled water piped | TRC | New | NN3472 | Duct Insulation | Duct Insulation | NonEquip | 15 |  | 0% | Tech/Econ | 2.045% | 0 | 0 | 0
Tech | Institutional | Space Cooling | District chilled water piped | TRC | New | NN3420 | Dedicated Outdoor Air System on VRF unit | Dedicated Outdoor Air System on VRF unit | NonEquip | 15 | Residential-type central air conditioners | 0% | Tech/Econ | 17.5% | 0 | 0 | 0
Tech | Institutional | Space Cooling | District chilled water piped | TRC | New | NN3368 | Cool Roof | Cool Roof | NonEquip | 15 |  | 72.49% | Tech/Econ | 0.3656% | 0 | 0 | 0
Tech | Institutional | Space Cooling | District chilled water piped | TRC | New | NN3316 | Chilled Water System - Variable Speed Drives | Chilled Water System - Variable Speed Drives | NonEquip | 13 | Central chillers inside | 0% | Tech/Econ | 24.74% | 0 | 0 | 0
Tech | Institutional | Space Cooling | District chilled water piped | TRC | New | NN3290 | Chilled Water Controls Optimization | Chilled Water Controls Optimization | NonEquip | 10 | Central chillers inside | 0% | Tech/Econ | 12.5% | 0 | 0 | 0
Tech | Institutional | Space Cooling | District chilled water piped | TRC | New | NN3212 | Ceiling Insulation(R2 to R38) | Ceiling Insulation(R2 to R38) | NonEquip | 20 |  | 0% | Tech/Econ | 3.028% | 0 | 0 | 0
Tech | Institutional | Space Cooling | District chilled water piped | TRC | New | NN3108 | Ceiling Insulation(R12 to R38) | Ceiling Insulation(R12 to R38) | NonEquip | 20 |  | 0% | Tech/Econ | 0.3645% | 0 | 0 | 0
Tech | Institutional | Space Cooling | District chilled water piped | TRC | New | NN3056 | Airside Economizer | Airside Economizer | NonEquip | 10 | Packaged air conditioning units (RTUs) | 0% | Tech/Econ | 5.556% | 0 | 0 | 0
Tech | Institutional | Space Cooling | District chilled water piped | TRC | Existing | NE5357 | Retro-Commissioning | Retro-Commissioning | NonEquip | 5 |  | 21.99% | Tech/Econ | 16% | 48604.5407 | 8.1258 | 0
Tech | Institutional | Space Cooling | District chilled water piped | TRC | Existing | NE4369 | Window Sun Protection | Window Sun Protection | NonEquip | 10 |  | 6.178% | Tech/Econ | 16% | 15092.241 | 5.5198 | -0.061357
Tech | Institutional | Space Cooling | District chilled water piped | TRC | Existing | NE4343 | Waterside Economizer | Waterside Economizer | NonEquip | 20 |  | 12.77% | Tech/Econ | 5.556% | 10093.5266 | 3.9217 | 0
Tech | Institutional | Space Cooling | District chilled water piped | TRC | Existing | NE4291 | Warehouse Loading Dock Seals | Warehouse Loading Dock Seals | NonEquip | 18 |  | 0% | Tech/Econ | 0.3465% | 0 | 0 | 0
Tech | Institutional | Space Cooling | District chilled water piped | TRC | Existing | NE4213 | Wall Insulation | Wall Insulation | NonEquip | 20 |  | 0% | Tech/Econ | 18.13% | 0 | 0 | 0
Tech | Institutional | Space Cooling | District chilled water piped | TRC | Existing | NE4135 | Smart Thermostat | Smart Thermostat | NonEquip | 11 |  | 31.48% | Tech/Econ | 10% | 47582.3257 | 0.56498 | 0
Tech | Institutional | Space Cooling | District chilled water piped | TRC | Existing | NE4109 | Roof Insulation | Roof Insulation | NonEquip | 20 |  | 58.5% | Tech/Econ | 0.4439% | 3461.4835 | 0.069266 | 0
Tech | Institutional | Space Cooling | District chilled water piped | TRC | Existing | NE4031 | Programmable Thermostat | Programmable Thermostat | NonEquip | 11 |  | 0% | Tech/Econ | 3.6% | 0 | 0 | 0
Tech | Institutional | Space Cooling | District chilled water piped | TRC | Existing | NE3979 | Low U-Value Windows | Low U-Value Windows | NonEquip | 20 |  | 5.017% | Tech/Econ | 46% | 36458.423 | 13.5517 | 0
Tech | Institutional | Space Cooling | District chilled water piped | TRC | Existing | NE3953 | Infiltration Reduction - Air Sealing | Infiltration Reduction - Air Sealing | NonEquip | 11 |  | 0% | Tech/Econ | 0.1733% | 0 | 0 | 0
Tech | Institutional | Space Cooling | District chilled water piped | TRC | Existing | NE3901 | HVAC tune-up_RTU | HVAC tune-up_RTU | NonEquip | 5 | Packaged air conditioning units (RTUs) | 0% | Tech/Econ | 5% | 0 | 0 | 0
Tech | Institutional | Space Cooling | District chilled water piped | TRC | Existing | NE3875 | HVAC tune-up | HVAC tune-up | NonEquip | 5 | Residential-type central air conditioners | 0% | Tech/Econ | 5% | 0 | 0 | 0
Tech | Institutional | Space Cooling | District chilled water piped | TRC | Existing | NE3797 | Green Roof | Green Roof | NonEquip | 15 |  | 0.063% | Tech/Econ | 0.2573% | 2.1491 | 0.000913 | 0
Tech | Institutional | Space Cooling | District chilled water piped | TRC | Existing | NE3667 | Facility Energy Management System | Facility Energy Management System | NonEquip | 15 |  | 5.375% | Tech/Econ | 20% | 16591.7979 | 3.4775 | 0
Tech | Institutional | Space Cooling | District chilled water piped | TRC | Existing | NE3589 | Energy Recovery Ventilation System (ERV) | Energy Recovery Ventilation System (ERV) | NonEquip | 15 | Packaged air conditioning units (RTUs) | 0% | Tech/Econ | 9.935% | 0 | 0 | 0
Tech | Institutional | Space Cooling | District chilled water piped | TRC | Existing | NE3511 | Duct Sealing Repair | Duct Sealing Repair | NonEquip | 15 |  | 0% | Tech/Econ | 12% | 0 | 0 | 0
Tech | Institutional | Space Cooling | District chilled water piped | TRC | Existing | NE3459 | Duct Insulation | Duct Insulation | NonEquip | 15 |  | 0% | Tech/Econ | 2.045% | 0 | 0 | 0
Tech | Institutional | Space Cooling | District chilled water piped | TRC | Existing | NE3407 | Dedicated Outdoor Air System on VRF unit | Dedicated Outdoor Air System on VRF unit | NonEquip | 15 | Residential-type central air conditioners | 0% | Tech/Econ | 17.5% | 0 | 0 | 0
Tech | Institutional | Space Cooling | District chilled water piped | TRC | Existing | NE3355 | Cool Roof | Cool Roof | NonEquip | 15 |  | 72.74% | Tech/Econ | 0.3656% | 3535.2895 | 1.5019 | 0
Tech | Institutional | Space Cooling | District chilled water piped | TRC | Existing | NE3303 | Chilled Water System - Variable Speed Drives | Chilled Water System - Variable Speed Drives | NonEquip | 13 | Central chillers inside | 0% | Tech/Econ | 24.74% | 0 | 0 | 0
Tech | Institutional | Space Cooling | District chilled water piped | TRC | Existing | NE3277 | Chilled Water Controls Optimization | Chilled Water Controls Optimization | NonEquip | 10 | Central chillers inside | 0% | Tech/Econ | 12.5% | 0 | 0 | 0
Tech | Institutional | Space Cooling | District chilled water piped | TRC | Existing | NE3199 | Ceiling Insulation(R2 to R38) | Ceiling Insulation(R2 to R38) | NonEquip | 20 |  | 0% | Tech/Econ | 3.028% | 0 | 0 | 0
Tech | Institutional | Space Cooling | District chilled water piped | TRC | Existing | NE3095 | Ceiling Insulation(R12 to R38) | Ceiling Insulation(R12 to R38) | NonEquip | 20 |  | 0% | Tech/Econ | 0.3645% | 0 | 0 | 0
Tech | Institutional | Space Cooling | District chilled water piped | TRC | Existing | NE3043 | Airside Economizer | Airside Economizer | NonEquip | 10 | Packaged air conditioning units (RTUs) | 0% | Tech/Econ | 5.556% | 0 | 0 | 0
Tech | Institutional | Space Cooling | District chilled water piped | TRC | Turnover | ET943 | High Efficiency Chiller (Air Cooled, 50 tons) | High Efficiency Chiller (Air Cooled, 50 tons) | Equip | 20 | District chilled water piped | 31.91% | Tech/Econ | 8.759% | 40928.8592 | 11.149 | 0.50738
Tech | Institutional | Space Cooling | District chilled water piped | TRC | Turnover | ET1099 | High Efficiency Chiller (Water cooled-positive displacement, 100 tons) | High Efficiency Chiller (Water cooled-positive displacement, 100 tons) | Equip | 20 | District chilled water piped | 31.91% | Tech/Econ | 2.683% | 11931.2012 | 4.4958 | 0.0087326
Tech | Institutional | Space Cooling | District chilled water piped | TRC | Turnover | ET1021 | High Efficiency Chiller (Water cooled-centrifugal, 200 tons) | High Efficiency Chiller (Water cooled-centrifugal, 200 tons) | Equip | 20 | District chilled water piped | 31.91% | Tech/Econ | 4.362% | 19673.945 | 7.4133 | 0.0144
Tech | Institutional | Space Cooling | District chilled water piped | TRC | New | EN969 | High Efficiency Chiller (Air Cooled, 50 tons) | High Efficiency Chiller (Air Cooled, 50 tons) | Equip | 20 | District chilled water piped | 31.91% | Tech/Econ | 8.759% | 697.0445 | 0.18987 | 0.0086411
Tech | Institutional | Space Cooling | District chilled water piped | TRC | New | EN1125 | High Efficiency Chiller (Water cooled-positive displacement, 100 tons) | High Efficiency Chiller (Water cooled-positive displacement, 100 tons) | Equip | 20 | District chilled water piped | 31.91% | Tech/Econ | 2.683% | 204.327 | 0.076993 | 0.00014955
Tech | Institutional | Space Cooling | District chilled water piped | TRC | New | EN1047 | High Efficiency Chiller (Water cooled-centrifugal, 200 tons) | High Efficiency Chiller (Water cooled-centrifugal, 200 tons) | Equip | 20 | District chilled water piped | 31.91% | Tech/Econ | 4.362% | 336.9248 | 0.12696 | 0.0002466
Tech | Institutional | Refrigeration | Display cases | TRC | New | NN5318 | Retro-Commissioning | Retro-Commissioning | NonEquip | 5 |  | 0% | Tech/Econ | 16% | 0 | 0 | 0
Tech | Institutional | Refrigeration | Display cases | TRC | New | NN4902 | Strip Curtains for Walk-ins | Strip Curtains for Walk-ins | NonEquip | 4 | Walk-in cooler | 0% | Tech/Econ | 2.115% | 0 | 0 | 0
Tech | Institutional | Refrigeration | Display cases | TRC | New | NN4876 | Refrigerated Display Case Lighting Controls | Refrigerated Display Case Lighting Controls | NonEquip | 8 | Display cases | 0% | Tech/Econ | 0.9365% | 0 | 0 | 0
Tech | Institutional | Refrigeration | Display cases | TRC | New | NN4850 | PSC to ECM Evaporator Fan Motor (Walk-In, Refrigerator) | PSC to ECM Evaporator Fan Motor (Walk-In, Refrigerator) | NonEquip | 15 | Walk-in cooler | 0% | Tech/Econ | 37.5% | 0 | 0 | 0
Tech | Institutional | Refrigeration | Display cases | TRC | New | NN4824 | PSC to ECM Evaporator Fan Motor (Reach-In) | PSC to ECM Evaporator Fan Motor (Reach-In) | NonEquip | 15 | Display cases | 0% | Tech/Econ | 37.5% | 0 | 0 | 0
Tech | Institutional | Refrigeration | Display cases | TRC | New | NN4798 | Night Covers for Display Cases | Night Covers for Display Cases | NonEquip | 5 | Display cases | 0% | Tech/Econ | 1.877% | 0 | 0 | 0
Tech | Institutional | Refrigeration | Display cases | TRC | New | NN4772 | High R-Value Glass Doors | High R-Value Glass Doors | NonEquip | 12 | Display cases | 0% | Tech/Econ | 0% | 0 | 0 | 0
Tech | Institutional | Refrigeration | Display cases | TRC | New | NN4746 | High Efficiency Refrigeration Compressor | High Efficiency Refrigeration Compressor | NonEquip | 13 | Display cases | 0% | Tech/Econ | 6.922% | 0 | 0 | 0
Tech | Institutional | Refrigeration | Display cases | TRC | New | NN4720 | Freezer-Cooler Replacement Gaskets | Freezer-Cooler Replacement Gaskets | NonEquip | 4 | Display cases | 0% | Tech/Econ | 0% | 0 | 0 | 0
Tech | Institutional | Refrigeration | Display cases | TRC | New | NN4694 | Floating Head Pressure Controls | Floating Head Pressure Controls | NonEquip | 15 |  | 0% | Tech/Econ | 6.05% | 0 | 0 | 0
Tech | Institutional | Refrigeration | Display cases | TRC | New | NN4668 | Demand Defrost | Demand Defrost | NonEquip | 10 | Walk-in cooler | 0% | Tech/Econ | 30% | 0 | 0 | 0
Tech | Institutional | Refrigeration | Display cases | TRC | New | NN4642 | Automatic Door Closer for Walk-in Coolers and Freezers | Automatic Door Closer for Walk-in Coolers and Freezers | NonEquip | 8 | Walk-in cooler | 0% | Tech/Econ | 3.131% | 0 | 0 | 0
Tech | Institutional | Refrigeration | Display cases | TRC | New | NN4616 | Anti-Sweat Controls | Anti-Sweat Controls | NonEquip | 8 | Display cases | 0% | Tech/Econ | 85% | 0 | 0 | 0
Tech | Institutional | Refrigeration | Display cases | TRC | Existing | NE5305 | Retro-Commissioning | Retro-Commissioning | NonEquip | 5 |  | 21.99% | Tech/Econ | 16% | 1901.5614 | 0.31791 | 0.98564
Tech | Institutional | Refrigeration | Display cases | TRC | Existing | NE4889 | Strip Curtains for Walk-ins | Strip Curtains for Walk-ins | NonEquip | 4 | Walk-in cooler | 0% | Tech/Econ | 2.115% | 0 | 0 | 0
Tech | Institutional | Refrigeration | Display cases | TRC | Existing | NE4863 | Refrigerated Display Case Lighting Controls | Refrigerated Display Case Lighting Controls | NonEquip | 8 | Display cases | 0% | Tech/Econ | 2.524% | 0 | 0 | 0
Tech | Institutional | Refrigeration | Display cases | TRC | Existing | NE4837 | PSC to ECM Evaporator Fan Motor (Walk-In, Refrigerator) | PSC to ECM Evaporator Fan Motor (Walk-In, Refrigerator) | NonEquip | 15 | Walk-in cooler | 0% | Tech/Econ | 37.5% | 0 | 0 | 0
Tech | Institutional | Refrigeration | Display cases | TRC | Existing | NE4811 | PSC to ECM Evaporator Fan Motor (Reach-In) | PSC to ECM Evaporator Fan Motor (Reach-In) | NonEquip | 15 | Display cases | 0% | Tech/Econ | 37.5% | 0 | 0 | 0
Tech | Institutional | Refrigeration | Display cases | TRC | Existing | NE4785 | Night Covers for Display Cases | Night Covers for Display Cases | NonEquip | 5 | Display cases | 0% | Tech/Econ | 1.877% | 0 | 0 | 0
Tech | Institutional | Refrigeration | Display cases | TRC | Existing | NE4759 | High R-Value Glass Doors | High R-Value Glass Doors | NonEquip | 12 | Display cases | 0% | Tech/Econ | 23.81% | 0 | 0 | 0
Tech | Institutional | Refrigeration | Display cases | TRC | Existing | NE4733 | High Efficiency Refrigeration Compressor | High Efficiency Refrigeration Compressor | NonEquip | 13 | Display cases | 0% | Tech/Econ | 6.922% | 0 | 0 | 0
Tech | Institutional | Refrigeration | Display cases | TRC | Existing | NE4707 | Freezer-Cooler Replacement Gaskets | Freezer-Cooler Replacement Gaskets | NonEquip | 4 | Display cases | 0% | Tech/Econ | 3.131% | 0 | 0 | 0
Tech | Institutional | Refrigeration | Display cases | TRC | Existing | NE4681 | Floating Head Pressure Controls | Floating Head Pressure Controls | NonEquip | 15 |  | 0% | Tech/Econ | 6.05% | 0 | 0 | 0
Tech | Institutional | Refrigeration | Display cases | TRC | Existing | NE4655 | Demand Defrost | Demand Defrost | NonEquip | 10 | Walk-in cooler | 0% | Tech/Econ | 30% | 0 | 0 | 0
Tech | Institutional | Refrigeration | Display cases | TRC | Existing | NE4629 | Automatic Door Closer for Walk-in Coolers and Freezers | Automatic Door Closer for Walk-in Coolers and Freezers | NonEquip | 8 | Walk-in cooler | 0% | Tech/Econ | 3.131% | 0 | 0 | 0
Tech | Institutional | Refrigeration | Display cases | TRC | Existing | NE4603 | Anti-Sweat Controls | Anti-Sweat Controls | NonEquip | 8 | Display cases | 0% | Tech/Econ | 85% | 0 | 0 | 0
Tech | Institutional | Refrigeration | Display cases | TRC | Turnover | ET2614 | Refrigerated Display Case LED Lighting | Refrigerated Display Case LED Lighting | Equip | 8 | Display cases | 0% | Tech/Econ | 6.613% | 0 | 0 | 0
Tech | Institutional | Refrigeration | Display cases | TRC | Turnover | ET2458 | Energy Star Commercial Solid Door Refrigerator | Energy Star Commercial Solid Door Refrigerator | Equip | 12 | Display cases | 0% | Tech/Econ | 50.28% | 0 | 0 | 0
Tech | Institutional | Refrigeration | Display cases | TRC | Turnover | ET2419 | Energy Star Commercial Solid Door Freezer | Energy Star Commercial Solid Door Freezer | Equip | 12 | Display cases | 0% | Tech/Econ | 42.11% | 0 | 0 | 0
Tech | Institutional | Refrigeration | Display cases | TRC | Turnover | ET2380 | Energy Star Commercial Glass Door Refrigerator | Energy Star Commercial Glass Door Refrigerator | Equip | 12 | Display cases | 0% | Tech/Econ | 37.88% | 0 | 0 | 0
Tech | Institutional | Refrigeration | Display cases | TRC | Turnover | ET2341 | Energy Star Commercial Glass Door Freezer | Energy Star Commercial Glass Door Freezer | Equip | 12 | Display cases | 0% | Tech/Econ | 40.57% | 0 | 0 | 0
Tech | Institutional | Refrigeration | Display cases | TRC | New | EN2640 | Refrigerated Display Case LED Lighting | Refrigerated Display Case LED Lighting | Equip | 8 | Display cases | 0% | Tech/Econ | 0% | 0 | 0 | 0
Tech | Institutional | Refrigeration | Display cases | TRC | New | EN2484 | Energy Star Commercial Solid Door Refrigerator | Energy Star Commercial Solid Door Refrigerator | Equip | 12 | Display cases | 0% | Tech/Econ | 50.28% | 0 | 0 | 0
Tech | Institutional | Refrigeration | Display cases | TRC | New | EN2445 | Energy Star Commercial Solid Door Freezer | Energy Star Commercial Solid Door Freezer | Equip | 12 | Display cases | 0% | Tech/Econ | 42.11% | 0 | 0 | 0
Tech | Institutional | Refrigeration | Display cases | TRC | New | EN2406 | Energy Star Commercial Glass Door Refrigerator | Energy Star Commercial Glass Door Refrigerator | Equip | 12 | Display cases | 0% | Tech/Econ | 37.88% | 0 | 0 | 0
Tech | Institutional | Refrigeration | Display cases | TRC | New | EN2367 | Energy Star Commercial Glass Door Freezer | Energy Star Commercial Glass Door Freezer | Equip | 12 | Display cases | 0% | Tech/Econ | 40.57% | 0 | 0 | 0
Tech | Institutional | Cooking | Cooking Other | TRC | Turnover | ET7 | Efficient Exhaust Hood | Efficient Exhaust Hood | Equip | 15 | Cooking Other | 0% | Tech/Econ | 42.5% | 0 | 0 | 0
Tech | Institutional | Cooking | Cooking Other | TRC | Turnover | ET241 | Induction Cooktops | Induction Cooktops | Equip | 10 | Cooking Other | 0% | Tech/Econ | 18.82% | 0 | 0 | 0
Tech | Institutional | Cooking | Cooking Other | TRC | Turnover | ET163 | Energy Star Hot Food Holding Cabinet | Energy Star Hot Food Holding Cabinet | Equip | 12 | Cooking Other | 0% | Tech/Econ | 52.67% | 0 | 0 | 0
Tech | Institutional | Cooking | Cooking Other | TRC | Turnover | ET124 | Energy Star Griddle | Energy Star Griddle | Equip | 12 | Cooking Other | 0% | Tech/Econ | 12.08% | 0 | 0 | 0
Tech | Institutional | Cooking | Cooking Other | TRC | New | EN33 | Efficient Exhaust Hood | Efficient Exhaust Hood | Equip | 15 | Cooking Other | 0% | Tech/Econ | 42.5% | 0 | 0 | 0
Tech | Institutional | Cooking | Cooking Other | TRC | New | EN267 | Induction Cooktops | Induction Cooktops | Equip | 10 | Cooking Other | 0% | Tech/Econ | 18.82% | 0 | 0 | 0
Tech | Institutional | Cooking | Cooking Other | TRC | New | EN189 | Energy Star Hot Food Holding Cabinet | Energy Star Hot Food Holding Cabinet | Equip | 12 | Cooking Other | 0% | Tech/Econ | 52.67% | 0 | 0 | 0
Tech | Institutional | Cooking | Cooking Other | TRC | New | EN150 | Energy Star Griddle | Energy Star Griddle | Equip | 12 | Cooking Other | 0% | Tech/Econ | 12.08% | 0 | 0 | 0
Tech | Institutional | Office Equipment | Computers | TRC | New | NN4590 | Smart Strip Plug Outlet | Smart Strip Plug Outlet | NonEquip | 4 |  | 43.9% | Tech/Econ | 1.187% | 100.6019 | 0.014959 | 0
Tech | Institutional | Office Equipment | Computers | TRC | New | NN4564 | Network PC Power Management | Network PC Power Management | NonEquip | 5 | Computers | 22.4% | Tech/Econ | 56.5% | 3297.2304 | 0.49046 | 0
Tech | Institutional | Office Equipment | Computers | TRC | Existing | NE4577 | Smart Strip Plug Outlet | Smart Strip Plug Outlet | NonEquip | 4 |  | 43.9% | Tech/Econ | 1.187% | 5583.1197 | 0.83018 | 0
Tech | Institutional | Office Equipment | Computers | TRC | Existing | NE4551 | Network PC Power Management | Network PC Power Management | NonEquip | 5 | Computers | 22.4% | Tech/Econ | 56.5% | 182986.9745 | 27.2193 | 0
Tech | Institutional | Office Equipment | Computers | TRC | Turnover | ET2185 | Energy Star PCs | Energy Star PCs | Equip | 4 | Computers | 35% | Tech/Econ | 43.34% | 191610.5097 | 27.2888 | 0
Tech | Institutional | Office Equipment | Computers | TRC | New | EN2211 | Energy Star PCs | Energy Star PCs | Equip | 4 | Computers | 35% | Tech/Econ | 43.34% | 3452.6173 | 0.49172 | 0
Tech | Institutional | Domestic Hot Water | Centralized water heaters | TRC | New | NN5422 | Retro-Commissioning | Retro-Commissioning | NonEquip | 5 |  | 0% | Tech/Econ | 16% | 0 | 0 | 0
Tech | Institutional | Domestic Hot Water | Centralized water heaters | TRC | New | NN2926 | Thermostatic Shower Restriction Valve | Thermostatic Shower Restriction Valve | NonEquip | 10 | Centralized water heaters | 0% | Tech/Econ | 3.279% | 0 | 0 | 0
Tech | Institutional | Domestic Hot Water | Centralized water heaters | TRC | New | NN2900 | Tank Wrap on Water Heater | Tank Wrap on Water Heater | NonEquip | 7 | Centralized water heaters | 55.99% | Tech/Econ | 1.097% | 0 | 0 | 0
Tech | Institutional | Domestic Hot Water | Centralized water heaters | TRC | New | NN2874 | Low-Flow Pre-Rinse Sprayers | Low-Flow Pre-Rinse Sprayers | NonEquip | 5 | Centralized water heaters | 0% | Tech/Econ | 0.3944% | 0 | 0 | 0
Tech | Institutional | Domestic Hot Water | Centralized water heaters | TRC | New | NN2848 | Low Flow Shower Head | Low Flow Shower Head | NonEquip | 10 | Centralized water heaters | 0% | Tech/Econ | 0.6644% | 0 | 0 | 0
Tech | Institutional | Domestic Hot Water | Centralized water heaters | TRC | New | NN2822 | Hot Water Pipe Insulation | Hot Water Pipe Insulation | NonEquip | 13 | Centralized water heaters | 22.62% | Tech/Econ | 5.89% | 3925.9171 | 0.43859 | 0.49291
Tech | Institutional | Domestic Hot Water | Centralized water heaters | TRC | New | NN2796 | Hot Water Circulation Pump Control | Hot Water Circulation Pump Control | NonEquip | 15 | Centralized water heaters | 34.31% | Tech/Econ | 2.828% | 639.7135 | 0.030425 | 0.031962
Tech | Institutional | Domestic Hot Water | Centralized water heaters | TRC | New | NN2770 | Faucet Aerator | Faucet Aerator | NonEquip | 10 | Centralized water heaters | 23.64% | Tech/Econ | 2.305% | 0 | 0 | 0
Tech | Institutional | Domestic Hot Water | Centralized water heaters | TRC | New | NN2744 | Drain Water Heat Recovery | Drain Water Heat Recovery | NonEquip | 15 | Centralized water heaters | 22.62% | Tech/Econ | 12.27% | 8414.1382 | 2.0367 | 0.96851
Tech | Institutional | Domestic Hot Water | Centralized water heaters | TRC | Existing | NE5409 | Retro-Commissioning | Retro-Commissioning | NonEquip | 5 |  | 21.99% | Tech/Econ | 16% | 591789.9153 | 98.9365 | 306.7422
Tech | Institutional | Domestic Hot Water | Centralized water heaters | TRC | Existing | NE2913 | Thermostatic Shower Restriction Valve | Thermostatic Shower Restriction Valve | NonEquip | 10 | Centralized water heaters | 0% | Tech/Econ | 3.137% | 0 | 0 | 0
Tech | Institutional | Domestic Hot Water | Centralized water heaters | TRC | Existing | NE2887 | Tank Wrap on Water Heater | Tank Wrap on Water Heater | NonEquip | 7 | Centralized water heaters | 55.99% | Tech/Econ | 1.097% | 96673.6423 | 9.6837 | 9.8801
Tech | Institutional | Domestic Hot Water | Centralized water heaters | TRC | Existing | NE2861 | Low-Flow Pre-Rinse Sprayers | Low-Flow Pre-Rinse Sprayers | NonEquip | 5 | Centralized water heaters | 0% | Tech/Econ | 0.3761% | 0 | 0 | 0
Tech | Institutional | Domestic Hot Water | Centralized water heaters | TRC | Existing | NE2835 | Low Flow Shower Head | Low Flow Shower Head | NonEquip | 10 | Centralized water heaters | 0% | Tech/Econ | 0.6356% | 0 | 0 | 0
Tech | Institutional | Domestic Hot Water | Centralized water heaters | TRC | Existing | NE2809 | Hot Water Pipe Insulation | Hot Water Pipe Insulation | NonEquip | 13 | Centralized water heaters | 22.62% | Tech/Econ | 5.634% | 206155.7318 | 23.0308 | 25.8834
Tech | Institutional | Domestic Hot Water | Centralized water heaters | TRC | Existing | NE2783 | Hot Water Circulation Pump Control | Hot Water Circulation Pump Control | NonEquip | 15 | Centralized water heaters | 34.31% | Tech/Econ | 2.706% | 148241.767 | 7.0505 | 7.4067
Tech | Institutional | Domestic Hot Water | Centralized water heaters | TRC | Existing | NE2757 | Faucet Aerator | Faucet Aerator | NonEquip | 10 | Centralized water heaters | 23.64% | Tech/Econ | 2.205% | 82456.1405 | 17.1852 | 10.3498
Tech | Institutional | Domestic Hot Water | Centralized water heaters | TRC | Existing | NE2731 | Drain Water Heat Recovery | Drain Water Heat Recovery | NonEquip | 15 | Centralized water heaters | 2.67% | Tech/Econ | 12.27% | 53178.2315 | 12.872 | 6.1211
Tech | Institutional | Domestic Hot Water | Centralized water heaters | TRC | Turnover | ET436 | Solar Water Heater | Solar Water Heater | Equip | 15 | Centralized water heaters | 13.24% | Tech/Econ | 76.67% | 2437259.199 | 182.1654 | 25.575
Tech | Institutional | Domestic Hot Water | Centralized water heaters | TRC | Turnover | ET358 | Heat Pump Water Heater | Heat Pump Water Heater | Equip | 10 | Centralized water heaters | 33.74% | Tech/Econ | 65.32% | 4755311.529 | 803.6166 | 534.5018
Tech | Institutional | Domestic Hot Water | Centralized water heaters | TRC | Turnover | ET280 | Energy Star Commercial Dishwasher | Energy Star Commercial Dishwasher | Equip | 15 | Centralized water heaters | 0% | Tech/Econ | 29.58% | 0 | 0 | 0
Tech | Institutional | Domestic Hot Water | Centralized water heaters | TRC | New | EN462 | Solar Water Heater | Solar Water Heater | Equip | 15 | Centralized water heaters | 13.24% | Tech/Econ | 76.67% | 43916.8154 | 3.2824 | 0.46083
Tech | Institutional | Domestic Hot Water | Centralized water heaters | TRC | New | EN384 | Heat Pump Water Heater | Heat Pump Water Heater | Equip | 10 | Centralized water heaters | 33.74% | Tech/Econ | 65.32% | 85685.65 | 14.4803 | 9.6312
Tech | Institutional | Domestic Hot Water | Centralized water heaters | TRC | New | EN306 | Energy Star Commercial Dishwasher | Energy Star Commercial Dishwasher | Equip | 15 | Centralized water heaters | 0% | Tech/Econ | 29.58% | 0 | 0 | 0
Tech | Institutional | Space Cooling | Central chillers inside | TRC | New | NN5370 | Retro-Commissioning | Retro-Commissioning | NonEquip | 5 |  | 0% | Tech/Econ | 16% | 0 | 0 | 0
Tech | Institutional | Space Cooling | Central chillers inside | TRC | New | NN4382 | Window Sun Protection | Window Sun Protection | NonEquip | 10 |  | 15.35% | Tech/Econ | 16% | 17552.2433 | 6.4195 | -0.071358
Tech | Institutional | Space Cooling | Central chillers inside | TRC | New | NN4356 | Waterside Economizer | Waterside Economizer | NonEquip | 20 |  | 19.15% | Tech/Econ | 5.556% | 952.1194 | 0.36993 | 0
Tech | Institutional | Space Cooling | Central chillers inside | TRC | New | NN4304 | Warehouse Loading Dock Seals | Warehouse Loading Dock Seals | NonEquip | 18 |  | 0% | Tech/Econ | 0.3465% | 0 | 0 | 0
Tech | Institutional | Space Cooling | Central chillers inside | TRC | New | NN4148 | Smart Thermostat | Smart Thermostat | NonEquip | 11 |  | 31.48% | Tech/Econ | 10% | 20015.3694 | 0.23766 | 0
Tech | Institutional | Space Cooling | Central chillers inside | TRC | New | NN4044 | Programmable Thermostat | Programmable Thermostat | NonEquip | 11 |  | 0% | Tech/Econ | 3.6% | 0 | 0 | 0
Tech | Institutional | Space Cooling | Central chillers inside | TRC | New | NN3992 | Low U-Value Windows | Low U-Value Windows | NonEquip | 20 |  | 12.54% | Tech/Econ | 10% | 7724.3166 | 2.8712 | 0
Tech | Institutional | Space Cooling | Central chillers inside | TRC | New | NN3914 | HVAC tune-up_RTU | HVAC tune-up_RTU | NonEquip | 5 | Packaged air conditioning units (RTUs) | 0% | Tech/Econ | 5% | 0 | 0 | 0
Tech | Institutional | Space Cooling | Central chillers inside | TRC | New | NN3888 | HVAC tune-up | HVAC tune-up | NonEquip | 5 | Residential-type central air conditioners | 0% | Tech/Econ | 5% | 0 | 0 | 0
Tech | Institutional | Space Cooling | Central chillers inside | TRC | New | NN3680 | Facility Energy Management System | Facility Energy Management System | NonEquip | 15 |  | 1.982% | Tech/Econ | 20% | 2844.5622 | 0.5962 | 0
Tech | Institutional | Space Cooling | Central chillers inside | TRC | New | NN3628 | Facility Commissioning | Facility Commissioning | NonEquip | 10 |  | 35.83% | Tech/Econ | 16% | 39976.012 | 8.2213 | 0.037006
Tech | Institutional | Space Cooling | Central chillers inside | TRC | New | NN3602 | Energy Recovery Ventilation System (ERV) | Energy Recovery Ventilation System (ERV) | NonEquip | 15 | Packaged air conditioning units (RTUs) | 0% | Tech/Econ | 9.935% | 0 | 0 | 0
Tech | Institutional | Space Cooling | Central chillers inside | TRC | New | NN3524 | Duct Sealing Repair | Duct Sealing Repair | NonEquip | 15 |  | 0% | Tech/Econ | 12% | 0 | 0 | 0
Tech | Institutional | Space Cooling | Central chillers inside | TRC | New | NN3472 | Duct Insulation | Duct Insulation | NonEquip | 15 |  | 0% | Tech/Econ | 2.045% | 0 | 0 | 0
Tech | Institutional | Space Cooling | Central chillers inside | TRC | New | NN3420 | Dedicated Outdoor Air System on VRF unit | Dedicated Outdoor Air System on VRF unit | NonEquip | 15 | Residential-type central air conditioners | 0% | Tech/Econ | 17.5% | 0 | 0 | 0
Tech | Institutional | Space Cooling | Central chillers inside | TRC | New | NN3368 | Cool Roof | Cool Roof | NonEquip | 15 |  | 72.49% | Tech/Econ | 0.3656% | 0 | 0 | 0
Tech | Institutional | Space Cooling | Central chillers inside | TRC | New | NN3316 | Chilled Water System - Variable Speed Drives | Chilled Water System - Variable Speed Drives | NonEquip | 13 | Central chillers inside | 73.99% | Tech/Econ | 24.74% | 160795.3193 | 17.5678 | 0.78782
Tech | Institutional | Space Cooling | Central chillers inside | TRC | New | NN3290 | Chilled Water Controls Optimization | Chilled Water Controls Optimization | NonEquip | 10 | Central chillers inside | 38.3% | Tech/Econ | 12.5% | 21369.8973 | 8.2975 | 0.00037084
Tech | Institutional | Space Cooling | Central chillers inside | TRC | New | NN3212 | Ceiling Insulation(R2 to R38) | Ceiling Insulation(R2 to R38) | NonEquip | 20 |  | 0% | Tech/Econ | 3.028% | 0 | 0 | 0
Tech | Institutional | Space Cooling | Central chillers inside | TRC | New | NN3108 | Ceiling Insulation(R12 to R38) | Ceiling Insulation(R12 to R38) | NonEquip | 20 |  | 0% | Tech/Econ | 0.3645% | 0 | 0 | 0
Tech | Institutional | Space Cooling | Central chillers inside | TRC | New | NN3056 | Airside Economizer | Airside Economizer | NonEquip | 10 | Packaged air conditioning units (RTUs) | 0% | Tech/Econ | 5.556% | 0 | 0 | 0
Tech | Institutional | Space Cooling | Central chillers inside | TRC | Existing | NE5357 | Retro-Commissioning | Retro-Commissioning | NonEquip | 5 |  | 21.99% | Tech/Econ | 16% | 1186181.573 | 198.308 | 0
Tech | Institutional | Space Cooling | Central chillers inside | TRC | Existing | NE4369 | Window Sun Protection | Window Sun Protection | NonEquip | 10 |  | 6.178% | Tech/Econ | 16% | 380464.8761 | 139.1511 | -1.5468
Tech | Institutional | Space Cooling | Central chillers inside | TRC | Existing | NE4343 | Waterside Economizer | Waterside Economizer | NonEquip | 20 |  | 12.77% | Tech/Econ | 5.556% | 246329.9732 | 95.7085 | 0
Tech | Institutional | Space Cooling | Central chillers inside | TRC | Existing | NE4291 | Warehouse Loading Dock Seals | Warehouse Loading Dock Seals | NonEquip | 18 |  | 0% | Tech/Econ | 0.3465% | 0 | 0 | 0
Tech | Institutional | Space Cooling | Central chillers inside | TRC | Existing | NE4213 | Wall Insulation | Wall Insulation | NonEquip | 20 |  | 0% | Tech/Econ | 18.13% | 0 | 0 | 0
Tech | Institutional | Space Cooling | Central chillers inside | TRC | Existing | NE4135 | Smart Thermostat | Smart Thermostat | NonEquip | 11 |  | 31.48% | Tech/Econ | 10% | 1161234.673 | 13.7883 | 0
Tech | Institutional | Space Cooling | Central chillers inside | TRC | Existing | NE4109 | Roof Insulation | Roof Insulation | NonEquip | 20 |  | 58.5% | Tech/Econ | 0.4439% | 84476.6333 | 1.6904 | 0
Tech | Institutional | Space Cooling | Central chillers inside | TRC | Existing | NE4031 | Programmable Thermostat | Programmable Thermostat | NonEquip | 11 |  | 0% | Tech/Econ | 3.6% | 0 | 0 | 0
Tech | Institutional | Space Cooling | Central chillers inside | TRC | Existing | NE3979 | Low U-Value Windows | Low U-Value Windows | NonEquip | 20 |  | 5.017% | Tech/Econ | 46% | 1125026.406 | 418.1756 | 0
Tech | Institutional | Space Cooling | Central chillers inside | TRC | Existing | NE3953 | Infiltration Reduction - Air Sealing | Infiltration Reduction - Air Sealing | NonEquip | 11 |  | 0% | Tech/Econ | 0.1733% | 0 | 0 | 0
Tech | Institutional | Space Cooling | Central chillers inside | TRC | Existing | NE3901 | HVAC tune-up_RTU | HVAC tune-up_RTU | NonEquip | 5 | Packaged air conditioning units (RTUs) | 0% | Tech/Econ | 5% | 0 | 0 | 0
Tech | Institutional | Space Cooling | Central chillers inside | TRC | Existing | NE3875 | HVAC tune-up | HVAC tune-up | NonEquip | 5 | Residential-type central air conditioners | 0% | Tech/Econ | 5% | 0 | 0 | 0
Tech | Institutional | Space Cooling | Central chillers inside | TRC | Existing | NE3797 | Green Roof | Green Roof | NonEquip | 15 |  | 0.063% | Tech/Econ | 0.2573% | 52.4494 | 0.022282 | 0
Tech | Institutional | Space Cooling | Central chillers inside | TRC | Existing | NE3667 | Facility Energy Management System | Facility Energy Management System | NonEquip | 15 |  | 5.375% | Tech/Econ | 20% | 418267.661 | 87.6663 | 0
Tech | Institutional | Space Cooling | Central chillers inside | TRC | Existing | NE3589 | Energy Recovery Ventilation System (ERV) | Energy Recovery Ventilation System (ERV) | NonEquip | 15 | Packaged air conditioning units (RTUs) | 0% | Tech/Econ | 9.935% | 0 | 0 | 0
Tech | Institutional | Space Cooling | Central chillers inside | TRC | Existing | NE3511 | Duct Sealing Repair | Duct Sealing Repair | NonEquip | 15 |  | 0% | Tech/Econ | 12% | 0 | 0 | 0
Tech | Institutional | Space Cooling | Central chillers inside | TRC | Existing | NE3459 | Duct Insulation | Duct Insulation | NonEquip | 15 |  | 0% | Tech/Econ | 2.045% | 0 | 0 | 0
Tech | Institutional | Space Cooling | Central chillers inside | TRC | Existing | NE3407 | Dedicated Outdoor Air System on VRF unit | Dedicated Outdoor Air System on VRF unit | NonEquip | 15 | Residential-type central air conditioners | 0% | Tech/Econ | 17.5% | 0 | 0 | 0
Tech | Institutional | Space Cooling | Central chillers inside | TRC | Existing | NE3355 | Cool Roof | Cool Roof | NonEquip | 15 |  | 72.74% | Tech/Econ | 0.3656% | 86277.8499 | 36.6525 | 0
Tech | Institutional | Space Cooling | Central chillers inside | TRC | Existing | NE3303 | Chilled Water System - Variable Speed Drives | Chilled Water System - Variable Speed Drives | NonEquip | 13 | Central chillers inside | 73.99% | Tech/Econ | 24.74% | 8717751.039 | 952.4645 | 42.7125
Tech | Institutional | Space Cooling | Central chillers inside | TRC | Existing | NE3277 | Chilled Water Controls Optimization | Chilled Water Controls Optimization | NonEquip | 10 | Central chillers inside | 25.53% | Tech/Econ | 12.5% | 1216240.571 | 472.242 | 0.021106
Tech | Institutional | Space Cooling | Central chillers inside | TRC | Existing | NE3199 | Ceiling Insulation(R2 to R38) | Ceiling Insulation(R2 to R38) | NonEquip | 20 |  | 0% | Tech/Econ | 3.028% | 0 | 0 | 0
Tech | Institutional | Space Cooling | Central chillers inside | TRC | Existing | NE3095 | Ceiling Insulation(R12 to R38) | Ceiling Insulation(R12 to R38) | NonEquip | 20 |  | 0% | Tech/Econ | 0.3645% | 0 | 0 | 0
Tech | Institutional | Space Cooling | Central chillers inside | TRC | Existing | NE3043 | Airside Economizer | Airside Economizer | NonEquip | 10 | Packaged air conditioning units (RTUs) | 0% | Tech/Econ | 5.556% | 0 | 0 | 0
Tech | Institutional | Space Cooling | Central chillers inside | TRC | Turnover | ET982 | High Efficiency Chiller (Water cooled-centrifugal, 200 tons) | High Efficiency Chiller (Water cooled-centrifugal, 200 tons) | Equip | 20 | Central chillers inside | 31.91% | Tech/Econ | 4.362% | 480137.6701 | 180.9209 | 0.35142
Tech | Institutional | Space Cooling | Central chillers inside | TRC | Turnover | ET904 | High Efficiency Chiller (Air Cooled, 50 tons) | High Efficiency Chiller (Air Cooled, 50 tons) | Equip | 20 | Central chillers inside | 31.91% | Tech/Econ | 8.759% | 998858.4948 | 272.0876 | 12.3826
Tech | Institutional | Space Cooling | Central chillers inside | TRC | Turnover | ET1060 | High Efficiency Chiller (Water cooled-positive displacement, 100 tons) | High Efficiency Chiller (Water cooled-positive displacement, 100 tons) | Equip | 20 | Central chillers inside | 31.91% | Tech/Econ | 2.683% | 291177.9644 | 109.7189 | 0.21312
Tech | Institutional | Space Cooling | Central chillers inside | TRC | New | EN930 | High Efficiency Chiller (Air Cooled, 50 tons) | High Efficiency Chiller (Air Cooled, 50 tons) | Equip | 20 | Central chillers inside | 31.91% | Tech/Econ | 8.759% | 0 | 0 | 0
Tech | Institutional | Space Cooling | Central chillers inside | TRC | New | EN1086 | High Efficiency Chiller (Water cooled-positive displacement, 100 tons) | High Efficiency Chiller (Water cooled-positive displacement, 100 tons) | Equip | 20 | Central chillers inside | 31.91% | Tech/Econ | 2.683% | 0 | 0 | 0
Tech | Institutional | Space Cooling | Central chillers inside | TRC | New | EN1008 | High Efficiency Chiller (Water cooled-centrifugal, 200 tons) | High Efficiency Chiller (Water cooled-centrifugal, 200 tons) | Equip | 20 | Central chillers inside | 31.91% | Tech/Econ | 4.362% | 0 | 0 | 0
Tech | Institutional | Ventilation and Circulation | Central air-handling unit | TRC | New | NN5396 | Retro-Commissioning | Retro-Commissioning | NonEquip | 5 |  | 0% | Tech/Econ | 16% | 0 | 0 | 0
Tech | Institutional | Ventilation and Circulation | Central air-handling unit | TRC | New | NN4980 | VAV System | VAV System | NonEquip | 10 |  | 15.96% | Tech/Econ | 30% | 13637.0429 | 3.8813 | 3.9389
Tech | Institutional | Ventilation and Circulation | Central air-handling unit | TRC | New | NN4954 | Demand Controlled Ventilation | Demand Controlled Ventilation | NonEquip | 10 |  | 17.54% | Tech/Econ | 20.47% | 9740.7261 | 1.0142 | 5.7097
Tech | Institutional | Ventilation and Circulation | Central air-handling unit | TRC | New | NN4928 | CO Sensors for Parking Garage Exhaust | CO Sensors for Parking Garage Exhaust | NonEquip | 15 | Motor/Fan | 0% | Tech/Econ | 33% | 0 | 0 | 0
Tech | Institutional | Ventilation and Circulation | Central air-handling unit | TRC | Existing | NE5383 | Retro-Commissioning | Retro-Commissioning | NonEquip | 5 |  | 21.99% | Tech/Econ | 16% | 512671.1113 | 85.7093 | 265.7326
Tech | Institutional | Ventilation and Circulation | Central air-handling unit | TRC | Existing | NE4967 | VAV System | VAV System | NonEquip | 10 |  | 10.64% | Tech/Econ | 30% | 504544.9065 | 143.6006 | 145.7308
Tech | Institutional | Ventilation and Circulation | Central air-handling unit | TRC | Existing | NE4941 | Demand Controlled Ventilation | Demand Controlled Ventilation | NonEquip | 10 |  | 23.39% | Tech/Econ | 20.47% | 732857.1469 | 76.3012 | 429.5756
Tech | Institutional | Ventilation and Circulation | Central air-handling unit | TRC | Existing | NE4915 | CO Sensors for Parking Garage Exhaust | CO Sensors for Parking Garage Exhaust | NonEquip | 15 | Motor/Fan | 0% | Tech/Econ | 33% | 0 | 0 | 0
Tech | Institutional | Interior Lighting | case lighting | TRC | New | NN5266 | Retro-Commissioning | Retro-Commissioning | NonEquip | 5 |  | 0% | Tech/Econ | 16% | 0 | 0 | 0
Tech | Institutional | Interior Lighting | case lighting | TRC | New | NN4434 | Interior Lighting Controls | Interior Lighting Controls | NonEquip | 8 | Overhead (fluorescent/LED/CFL U-shape) | 0% | Tech/Econ | 28% | 0 | 0 | 0
Tech | Institutional | Interior Lighting | case lighting | TRC | New | NN4408 | Bi-Level Lighting Control (Interior) | Bi-Level Lighting Control (Interior) | NonEquip | 8 | Overhead (fluorescent/LED/CFL U-shape) | 0% | Tech/Econ | 31% | 0 | 0 | 0
Tech | Institutional | Interior Lighting | case lighting | TRC | New | NN3706 | Facility Energy Management System | Facility Energy Management System | NonEquip | 15 |  | 1.982% | Tech/Econ | 24% | 13.0638 | 0.0027381 | 0.00023545
Tech | Institutional | Interior Lighting | case lighting | TRC | Existing | NE5253 | Retro-Commissioning | Retro-Commissioning | NonEquip | 5 |  | 21.99% | Tech/Econ | 16% | 5293.4365 | 0.88497 | 2.7437
Tech | Institutional | Interior Lighting | case lighting | TRC | Existing | NE4421 | Interior Lighting Controls | Interior Lighting Controls | NonEquip | 8 | Overhead (fluorescent/LED/CFL U-shape) | 0% | Tech/Econ | 28% | 0 | 0 | 0
Tech | Institutional | Interior Lighting | case lighting | TRC | Existing | NE4395 | Bi-Level Lighting Control (Interior) | Bi-Level Lighting Control (Interior) | NonEquip | 8 | Overhead (fluorescent/LED/CFL U-shape) | 0% | Tech/Econ | 31% | 0 | 0 | 0
Tech | Institutional | Interior Lighting | case lighting | TRC | Existing | NE3693 | Facility Energy Management System | Facility Energy Management System | NonEquip | 15 |  | 5.375% | Tech/Econ | 24% | 1966.2926 | 0.41212 | 0.035439
Tech | Institutional | Space Heating | Boilers | TRC | New | NN5344 | Retro-Commissioning | Retro-Commissioning | NonEquip | 5 |  | 0% | Tech/Econ | 16% | 0 | 0 | 0
Tech | Institutional | Space Heating | Boilers | TRC | New | NN4330 | Water Cooled Refrigeration Heat Recovery | Water Cooled Refrigeration Heat Recovery | NonEquip | 20 |  | 15.4% | Tech/Econ | 10% | 8.137 | 0 | 0.00054398
Tech | Institutional | Space Heating | Boilers | TRC | New | NN4278 | Warehouse Loading Dock Seals | Warehouse Loading Dock Seals | NonEquip | 18 |  | 0% | Tech/Econ | 0.4282% | 0 | 0 | 0
Tech | Institutional | Space Heating | Boilers | TRC | New | NN4252 | Wall Insulation | Wall Insulation | NonEquip | 20 |  | 0% | Tech/Econ | 0% | 0 | 0 | 0
Tech | Institutional | Space Heating | Boilers | TRC | New | NN4174 | Smart Thermostat | Smart Thermostat | NonEquip | 11 |  | 31.48% | Tech/Econ | 10% | 17.1745 | 0 | -0.002822
Tech | Institutional | Space Heating | Boilers | TRC | New | NN4096 | Roof Insulation | Roof Insulation | NonEquip | 20 |  | 58.5% | Tech/Econ | 0.2743% | 0.54644 | 0 | 0.00024649
Tech | Institutional | Space Heating | Boilers | TRC | New | NN4070 | Programmable Thermostat | Programmable Thermostat | NonEquip | 11 |  | 0% | Tech/Econ | 3.6% | 0 | 0 | 0
Tech | Institutional | Space Heating | Boilers | TRC | New | NN4018 | Low U-Value Windows | Low U-Value Windows | NonEquip | 20 |  | 12.54% | Tech/Econ | 10% | 6.9303 | 0 | 2.8803e-05
Tech | Institutional | Space Heating | Boilers | TRC | New | NN3940 | Infiltration Reduction - Air Sealing | Infiltration Reduction - Air Sealing | NonEquip | 11 |  | 0% | Tech/Econ | 0.2141% | 0 | 0 | 0
Tech | Institutional | Space Heating | Boilers | TRC | New | NN3862 | Hotel Card Energy Control Systems | Hotel Card Energy Control Systems | NonEquip | 15 |  | 0% | Tech/Econ | 0% | 0 | 0 | 0
Tech | Institutional | Space Heating | Boilers | TRC | New | NN3784 | Green Roof | Green Roof | NonEquip | 15 |  | 0.315% | Tech/Econ | 0.4239% | 0.0069477 | 0 | 0
Tech | Institutional | Space Heating | Boilers | TRC | New | NN3732 | Floor Insulation | Floor Insulation | NonEquip | 20 |  | 29.92% | Tech/Econ | 0.1439% | 0 | 0 | 0
Tech | Institutional | Space Heating | Boilers | TRC | New | NN3654 | Facility Energy Management System | Facility Energy Management System | NonEquip | 15 |  | 1.982% | Tech/Econ | 20% | 2.199 | 0 | 3.9633e-05
Tech | Institutional | Space Heating | Boilers | TRC | New | NN3576 | ECM Motors on Furnaces | ECM Motors on Furnaces | NonEquip | 15 | Forced air furnace | 0% | Tech/Econ | 1.706% | 0 | 0 | 0
Tech | Institutional | Space Heating | Boilers | TRC | New | NN3550 | Duct Sealing Repair | Duct Sealing Repair | NonEquip | 15 |  | 0% | Tech/Econ | 12% | 0 | 0 | 0
Tech | Institutional | Space Heating | Boilers | TRC | New | NN3498 | Duct Insulation | Duct Insulation | NonEquip | 15 |  | 0% | Tech/Econ | 2.045% | 0 | 0 | 0
Tech | Institutional | Space Heating | Boilers | TRC | New | NN3446 | Destratification Fans | Destratification Fans | NonEquip | 10 |  | 0% | Tech/Econ | 12.7% | 0 | 0 | 0
Tech | Institutional | Space Heating | Boilers | TRC | New | NN3394 | Dedicated Outdoor Air System on VRF unit | Dedicated Outdoor Air System on VRF unit | NonEquip | 15 | Residential/split system heat pump | 0% | Tech/Econ | 10% | 0 | 0 | 0
Tech | Institutional | Space Heating | Boilers | TRC | New | NN3342 | Cool Roof | Cool Roof | NonEquip | 15 |  | 72.49% | Tech/Econ | 0.04786% | 0 | 0 | 0
Tech | Institutional | Space Heating | Boilers | TRC | New | NN3238 | Ceiling Insulation(R30 to R38) | Ceiling Insulation(R30 to R38) | NonEquip | 20 |  | 0% | Tech/Econ | 0.05544% | 0 | 0 | 0
Tech | Institutional | Space Heating | Boilers | TRC | New | NN3186 | Ceiling Insulation(R2 to R38) | Ceiling Insulation(R2 to R38) | NonEquip | 20 |  | 0% | Tech/Econ | 3.742% | 0 | 0 | 0
Tech | Institutional | Space Heating | Boilers | TRC | New | NN3134 | Ceiling Insulation(R19 to R38) | Ceiling Insulation(R19 to R38) | NonEquip | 20 |  | 0% | Tech/Econ | 0.2079% | 0 | 0 | 0
Tech | Institutional | Space Heating | Boilers | TRC | New | NN3082 | Ceiling Insulation(R12 to R38) | Ceiling Insulation(R12 to R38) | NonEquip | 20 |  | 0% | Tech/Econ | 0.4504% | 0 | 0 | 0
Tech | Institutional | Space Heating | Boilers | TRC | New | NN3004 | Air Curtains | Air Curtains | NonEquip | 8 |  | 0% | Tech/Econ | 0.2135% | 0 | 0 | 0
Tech | Institutional | Space Heating | Boilers | TRC | Existing | NE5331 | Retro-Commissioning | Retro-Commissioning | NonEquip | 5 |  | 21.99% | Tech/Econ | 16% | 1046.8298 | 0 | 0.5426
Tech | Institutional | Space Heating | Boilers | TRC | Existing | NE4317 | Water Cooled Refrigeration Heat Recovery | Water Cooled Refrigeration Heat Recovery | NonEquip | 20 |  | 15.4% | Tech/Econ | 10% | 442.0208 | 0 | 0.02955
Tech | Institutional | Space Heating | Boilers | TRC | Existing | NE4265 | Warehouse Loading Dock Seals | Warehouse Loading Dock Seals | NonEquip | 18 |  | 0% | Tech/Econ | 0.4725% | 0 | 0 | 0
Tech | Institutional | Space Heating | Boilers | TRC | Existing | NE4239 | Wall Insulation | Wall Insulation | NonEquip | 20 |  | 0% | Tech/Econ | 3.61% | 0 | 0 | 0
Tech | Institutional | Space Heating | Boilers | TRC | Existing | NE4161 | Smart Thermostat | Smart Thermostat | NonEquip | 11 |  | 31.48% | Tech/Econ | 10% | 889.6779 | 0 | -0.14619
Tech | Institutional | Space Heating | Boilers | TRC | Existing | NE4083 | Roof Insulation | Roof Insulation | NonEquip | 20 |  | 58.5% | Tech/Econ | 0.6053% | 96.9395 | 0 | 0.043727
Tech | Institutional | Space Heating | Boilers | TRC | Existing | NE4057 | Programmable Thermostat | Programmable Thermostat | NonEquip | 11 |  | 0% | Tech/Econ | 3.6% | 0 | 0 | 0
Tech | Institutional | Space Heating | Boilers | TRC | Existing | NE4005 | Low U-Value Windows | Low U-Value Windows | NonEquip | 20 |  | 5.017% | Tech/Econ | 46% | 710.5011 | 0 | 0.0029529
Tech | Institutional | Space Heating | Boilers | TRC | Existing | NE3927 | Infiltration Reduction - Air Sealing | Infiltration Reduction - Air Sealing | NonEquip | 11 |  | 0% | Tech/Econ | 0.2363% | 0 | 0 | 0
Tech | Institutional | Space Heating | Boilers | TRC | Existing | NE3849 | Hotel Card Energy Control Systems | Hotel Card Energy Control Systems | NonEquip | 15 |  | 0% | Tech/Econ | 0% | 0 | 0 | 0
Tech | Institutional | Space Heating | Boilers | TRC | Existing | NE3771 | Green Roof | Green Roof | NonEquip | 15 |  | 0.063% | Tech/Econ | 0.4677% | 0.080384 | 0 | 0
Tech | Institutional | Space Heating | Boilers | TRC | Existing | NE3719 | Floor Insulation | Floor Insulation | NonEquip | 20 |  | 11.97% | Tech/Econ | 0.1588% | 5.1851 | 0 | 0.0023389
Tech | Institutional | Space Heating | Boilers | TRC | Existing | NE3641 | Facility Energy Management System | Facility Energy Management System | NonEquip | 15 |  | 5.375% | Tech/Econ | 20% | 323.3407 | 0 | 0.0058277
Tech | Institutional | Space Heating | Boilers | TRC | Existing | NE3563 | ECM Motors on Furnaces | ECM Motors on Furnaces | NonEquip | 15 | Forced air furnace | 0% | Tech/Econ | 1.706% | 0 | 0 | 0
Tech | Institutional | Space Heating | Boilers | TRC | Existing | NE3537 | Duct Sealing Repair | Duct Sealing Repair | NonEquip | 15 |  | 0% | Tech/Econ | 12% | 0 | 0 | 0
Tech | Institutional | Space Heating | Boilers | TRC | Existing | NE3485 | Duct Insulation | Duct Insulation | NonEquip | 15 |  | 0% | Tech/Econ | 2.045% | 0 | 0 | 0
Tech | Institutional | Space Heating | Boilers | TRC | Existing | NE3433 | Destratification Fans | Destratification Fans | NonEquip | 10 |  | 0% | Tech/Econ | 12.7% | 0 | 0 | 0
Tech | Institutional | Space Heating | Boilers | TRC | Existing | NE3381 | Dedicated Outdoor Air System on VRF unit | Dedicated Outdoor Air System on VRF unit | NonEquip | 15 | Residential/split system heat pump | 0% | Tech/Econ | 10% | 0 | 0 | 0
Tech | Institutional | Space Heating | Boilers | TRC | Existing | NE3329 | Cool Roof | Cool Roof | NonEquip | 15 |  | 72.74% | Tech/Econ | 0.05282% | 10.4783 | 0 | 0
Tech | Institutional | Space Heating | Boilers | TRC | Existing | NE3225 | Ceiling Insulation(R30 to R38) | Ceiling Insulation(R30 to R38) | NonEquip | 20 |  | 0% | Tech/Econ | 0.06117% | 0 | 0 | 0
Tech | Institutional | Space Heating | Boilers | TRC | Existing | NE3173 | Ceiling Insulation(R2 to R38) | Ceiling Insulation(R2 to R38) | NonEquip | 20 |  | 0% | Tech/Econ | 4.129% | 0 | 0 | 0
Tech | Institutional | Space Heating | Boilers | TRC | Existing | NE3121 | Ceiling Insulation(R19 to R38) | Ceiling Insulation(R19 to R38) | NonEquip | 20 |  | 0% | Tech/Econ | 0.2294% | 0 | 0 | 0
Tech | Institutional | Space Heating | Boilers | TRC | Existing | NE3069 | Ceiling Insulation(R12 to R38) | Ceiling Insulation(R12 to R38) | NonEquip | 20 |  | 0% | Tech/Econ | 0.497% | 0 | 0 | 0
Tech | Institutional | Space Heating | Boilers | TRC | Existing | NE2991 | Air Curtains | Air Curtains | NonEquip | 8 |  | 0% | Tech/Econ | 0.2135% | 0 | 0 | 0
Tech | Institutional | Domestic Hot Water | "Point-of-Use" water heaters | TRC | New | NN5422 | Retro-Commissioning | Retro-Commissioning | NonEquip | 5 |  | 0% | Tech/Econ | 16% | 0 | 0 | 0
Tech | Institutional | Domestic Hot Water | "Point-of-Use" water heaters | TRC | New | NN2926 | Thermostatic Shower Restriction Valve | Thermostatic Shower Restriction Valve | NonEquip | 10 | Centralized water heaters | 0% | Tech/Econ | 3.279% | 0 | 0 | 0
Tech | Institutional | Domestic Hot Water | "Point-of-Use" water heaters | TRC | New | NN2900 | Tank Wrap on Water Heater | Tank Wrap on Water Heater | NonEquip | 7 | Centralized water heaters | 0% | Tech/Econ | 1.097% | 0 | 0 | 0
Tech | Institutional | Domestic Hot Water | "Point-of-Use" water heaters | TRC | New | NN2874 | Low-Flow Pre-Rinse Sprayers | Low-Flow Pre-Rinse Sprayers | NonEquip | 5 | Centralized water heaters | 0% | Tech/Econ | 0.3944% | 0 | 0 | 0
Tech | Institutional | Domestic Hot Water | "Point-of-Use" water heaters | TRC | New | NN2848 | Low Flow Shower Head | Low Flow Shower Head | NonEquip | 10 | Centralized water heaters | 0% | Tech/Econ | 0.6644% | 0 | 0 | 0
Tech | Institutional | Domestic Hot Water | "Point-of-Use" water heaters | TRC | New | NN2822 | Hot Water Pipe Insulation | Hot Water Pipe Insulation | NonEquip | 13 | Centralized water heaters | 0% | Tech/Econ | 5.89% | 0 | 0 | 0
Tech | Institutional | Domestic Hot Water | "Point-of-Use" water heaters | TRC | New | NN2796 | Hot Water Circulation Pump Control | Hot Water Circulation Pump Control | NonEquip | 15 | Centralized water heaters | 0% | Tech/Econ | 2.828% | 0 | 0 | 0
Tech | Institutional | Domestic Hot Water | "Point-of-Use" water heaters | TRC | New | NN2770 | Faucet Aerator | Faucet Aerator | NonEquip | 10 | Centralized water heaters | 0% | Tech/Econ | 2.305% | 0 | 0 | 0
Tech | Institutional | Domestic Hot Water | "Point-of-Use" water heaters | TRC | New | NN2744 | Drain Water Heat Recovery | Drain Water Heat Recovery | NonEquip | 15 | Centralized water heaters | 0% | Tech/Econ | 12.27% | 0 | 0 | 0
Tech | Institutional | Domestic Hot Water | "Point-of-Use" water heaters | TRC | Existing | NE5409 | Retro-Commissioning | Retro-Commissioning | NonEquip | 5 |  | 21.99% | Tech/Econ | 16% | 7968.2084 | 1.3321 | 4.1302
Tech | Institutional | Domestic Hot Water | "Point-of-Use" water heaters | TRC | Existing | NE2913 | Thermostatic Shower Restriction Valve | Thermostatic Shower Restriction Valve | NonEquip | 10 | Centralized water heaters | 0% | Tech/Econ | 3.137% | 0 | 0 | 0
Tech | Institutional | Domestic Hot Water | "Point-of-Use" water heaters | TRC | Existing | NE2887 | Tank Wrap on Water Heater | Tank Wrap on Water Heater | NonEquip | 7 | Centralized water heaters | 0% | Tech/Econ | 1.097% | 0 | 0 | 0
Tech | Institutional | Domestic Hot Water | "Point-of-Use" water heaters | TRC | Existing | NE2861 | Low-Flow Pre-Rinse Sprayers | Low-Flow Pre-Rinse Sprayers | NonEquip | 5 | Centralized water heaters | 0% | Tech/Econ | 0.3761% | 0 | 0 | 0
Tech | Institutional | Domestic Hot Water | "Point-of-Use" water heaters | TRC | Existing | NE2835 | Low Flow Shower Head | Low Flow Shower Head | NonEquip | 10 | Centralized water heaters | 0% | Tech/Econ | 0.6356% | 0 | 0 | 0
Tech | Institutional | Domestic Hot Water | "Point-of-Use" water heaters | TRC | Existing | NE2809 | Hot Water Pipe Insulation | Hot Water Pipe Insulation | NonEquip | 13 | Centralized water heaters | 0% | Tech/Econ | 5.634% | 0 | 0 | 0
Tech | Institutional | Domestic Hot Water | "Point-of-Use" water heaters | TRC | Existing | NE2783 | Hot Water Circulation Pump Control | Hot Water Circulation Pump Control | NonEquip | 15 | Centralized water heaters | 0% | Tech/Econ | 2.706% | 0 | 0 | 0
Tech | Institutional | Domestic Hot Water | "Point-of-Use" water heaters | TRC | Existing | NE2757 | Faucet Aerator | Faucet Aerator | NonEquip | 10 | Centralized water heaters | 0% | Tech/Econ | 2.205% | 0 | 0 | 0
Tech | Institutional | Domestic Hot Water | "Point-of-Use" water heaters | TRC | Existing | NE2731 | Drain Water Heat Recovery | Drain Water Heat Recovery | NonEquip | 15 | Centralized water heaters | 0% | Tech/Econ | 12.27% | 0 | 0 | 0
Tech | Institutional | Domestic Hot Water | "Point-of-Use" water heaters | TRC | Turnover | ET397 | Instantaneous Hot Water System | Instantaneous Hot Water System | Equip | 20 | "Point-of-Use" water heaters | 94.56% | Tech/Econ | 5.847% | 13255.0365 | 1.4684 | 1.692
Tech | Institutional | Domestic Hot Water | "Point-of-Use" water heaters | TRC | Turnover | ET319 | Energy Star Commercial Dishwasher | Energy Star Commercial Dishwasher | Equip | 15 | "Point-of-Use" water heaters | 0% | Tech/Econ | 29.42% | 0 | 0 | 0
Tech | Institutional | Domestic Hot Water | "Point-of-Use" water heaters | TRC | New | EN423 | Instantaneous Hot Water System | Instantaneous Hot Water System | Equip | 20 | "Point-of-Use" water heaters | 94.56% | Tech/Econ | 5.847% | 238.8416 | 0.026459 | 0.030488
Tech | Institutional | Domestic Hot Water | "Point-of-Use" water heaters | TRC | New | EN345 | Energy Star Commercial Dishwasher | Energy Star Commercial Dishwasher | Equip | 15 | "Point-of-Use" water heaters | 0% | Tech/Econ | 29.42% | 0 | 0 | 0
Tech | Lodging/Hospitality | Refrigeration | Walk-in cooler | TRC | New | NN5319 | Retro-Commissioning | Retro-Commissioning | NonEquip | 5 |  | 0% | Tech/Econ | 16% | 0 | 0 | 0
Tech | Lodging/Hospitality | Refrigeration | Walk-in cooler | TRC | New | NN4903 | Strip Curtains for Walk-ins | Strip Curtains for Walk-ins | NonEquip | 4 | Walk-in cooler | 3.76% | Tech/Econ | 2.115% | 0 | 0 | 0
Tech | Lodging/Hospitality | Refrigeration | Walk-in cooler | TRC | New | NN4877 | Refrigerated Display Case Lighting Controls | Refrigerated Display Case Lighting Controls | NonEquip | 8 | Display cases | 0% | Tech/Econ | 0.9365% | 0 | 0 | 0
Tech | Lodging/Hospitality | Refrigeration | Walk-in cooler | TRC | New | NN4851 | PSC to ECM Evaporator Fan Motor (Walk-In, Refrigerator) | PSC to ECM Evaporator Fan Motor (Walk-In, Refrigerator) | NonEquip | 15 | Walk-in cooler | 68.68% | Tech/Econ | 37.5% | 21603.9613 | 2.8011 | 2.3462
Tech | Lodging/Hospitality | Refrigeration | Walk-in cooler | TRC | New | NN4825 | PSC to ECM Evaporator Fan Motor (Reach-In) | PSC to ECM Evaporator Fan Motor (Reach-In) | NonEquip | 15 | Display cases | 0% | Tech/Econ | 37.5% | 0 | 0 | 0
Tech | Lodging/Hospitality | Refrigeration | Walk-in cooler | TRC | New | NN4799 | Night Covers for Display Cases | Night Covers for Display Cases | NonEquip | 5 | Display cases | 0% | Tech/Econ | 1.877% | 0 | 0 | 0
Tech | Lodging/Hospitality | Refrigeration | Walk-in cooler | TRC | New | NN4773 | High R-Value Glass Doors | High R-Value Glass Doors | NonEquip | 12 | Display cases | 0% | Tech/Econ | 0% | 0 | 0 | 0
Tech | Lodging/Hospitality | Refrigeration | Walk-in cooler | TRC | New | NN4747 | High Efficiency Refrigeration Compressor | High Efficiency Refrigeration Compressor | NonEquip | 13 | Display cases | 0% | Tech/Econ | 6.922% | 0 | 0 | 0
Tech | Lodging/Hospitality | Refrigeration | Walk-in cooler | TRC | New | NN4721 | Freezer-Cooler Replacement Gaskets | Freezer-Cooler Replacement Gaskets | NonEquip | 4 | Display cases | 0% | Tech/Econ | 0% | 0 | 0 | 0
Tech | Lodging/Hospitality | Refrigeration | Walk-in cooler | TRC | New | NN4695 | Floating Head Pressure Controls | Floating Head Pressure Controls | NonEquip | 15 |  | 27.37% | Tech/Econ | 6.05% | 1031.3668 | 0.13372 | 0.11201
Tech | Lodging/Hospitality | Refrigeration | Walk-in cooler | TRC | New | NN4669 | Demand Defrost | Demand Defrost | NonEquip | 10 | Walk-in cooler | 0% | Tech/Econ | 30% | 0 | 0 | 0
Tech | Lodging/Hospitality | Refrigeration | Walk-in cooler | TRC | New | NN4643 | Automatic Door Closer for Walk-in Coolers and Freezers | Automatic Door Closer for Walk-in Coolers and Freezers | NonEquip | 8 | Walk-in cooler | 55.99% | Tech/Econ | 3.131% | 600.4815 | 0.077855 | 0.065214
Tech | Lodging/Hospitality | Refrigeration | Walk-in cooler | TRC | New | NN4617 | Anti-Sweat Controls | Anti-Sweat Controls | NonEquip | 8 | Display cases | 0% | Tech/Econ | 85% | 0 | 0 | 0
Tech | Lodging/Hospitality | Refrigeration | Walk-in cooler | TRC | Existing | NE5306 | Retro-Commissioning | Retro-Commissioning | NonEquip | 5 |  | 21.99% | Tech/Econ | 16% | 123991.5985 | 38.282 | 74.1752
Tech | Lodging/Hospitality | Refrigeration | Walk-in cooler | TRC | Existing | NE4890 | Strip Curtains for Walk-ins | Strip Curtains for Walk-ins | NonEquip | 4 | Walk-in cooler | 3.76% | Tech/Econ | 2.115% | 2613.3176 | 0.33883 | 0.28381
Tech | Lodging/Hospitality | Refrigeration | Walk-in cooler | TRC | Existing | NE4864 | Refrigerated Display Case Lighting Controls | Refrigerated Display Case Lighting Controls | NonEquip | 8 | Display cases | 0% | Tech/Econ | 2.524% | 0 | 0 | 0
Tech | Lodging/Hospitality | Refrigeration | Walk-in cooler | TRC | Existing | NE4838 | PSC to ECM Evaporator Fan Motor (Walk-In, Refrigerator) | PSC to ECM Evaporator Fan Motor (Walk-In, Refrigerator) | NonEquip | 15 | Walk-in cooler | 17.17% | Tech/Econ | 37.5% | 299739.7056 | 38.8628 | 32.5525
Tech | Lodging/Hospitality | Refrigeration | Walk-in cooler | TRC | Existing | NE4812 | PSC to ECM Evaporator Fan Motor (Reach-In) | PSC to ECM Evaporator Fan Motor (Reach-In) | NonEquip | 15 | Display cases | 0% | Tech/Econ | 37.5% | 0 | 0 | 0
Tech | Lodging/Hospitality | Refrigeration | Walk-in cooler | TRC | Existing | NE4786 | Night Covers for Display Cases | Night Covers for Display Cases | NonEquip | 5 | Display cases | 0% | Tech/Econ | 1.877% | 0 | 0 | 0
Tech | Lodging/Hospitality | Refrigeration | Walk-in cooler | TRC | Existing | NE4760 | High R-Value Glass Doors | High R-Value Glass Doors | NonEquip | 12 | Display cases | 0% | Tech/Econ | 23.81% | 0 | 0 | 0
Tech | Lodging/Hospitality | Refrigeration | Walk-in cooler | TRC | Existing | NE4734 | High Efficiency Refrigeration Compressor | High Efficiency Refrigeration Compressor | NonEquip | 13 | Display cases | 0% | Tech/Econ | 6.922% | 0 | 0 | 0
Tech | Lodging/Hospitality | Refrigeration | Walk-in cooler | TRC | Existing | NE4708 | Freezer-Cooler Replacement Gaskets | Freezer-Cooler Replacement Gaskets | NonEquip | 4 | Display cases | 0% | Tech/Econ | 3.131% | 0 | 0 | 0
Tech | Lodging/Hospitality | Refrigeration | Walk-in cooler | TRC | Existing | NE4682 | Floating Head Pressure Controls | Floating Head Pressure Controls | NonEquip | 15 |  | 27.37% | Tech/Econ | 6.05% | 56312.1653 | 7.3012 | 6.1156
Tech | Lodging/Hospitality | Refrigeration | Walk-in cooler | TRC | Existing | NE4656 | Demand Defrost | Demand Defrost | NonEquip | 10 | Walk-in cooler | 63.61% | Tech/Econ | 30% | 831127.2875 | 107.7599 | 90.2624
Tech | Lodging/Hospitality | Refrigeration | Walk-in cooler | TRC | Existing | NE4630 | Automatic Door Closer for Walk-in Coolers and Freezers | Automatic Door Closer for Walk-in Coolers and Freezers | NonEquip | 8 | Walk-in cooler | 55.99% | Tech/Econ | 3.131% | 58616.866 | 7.6 | 6.3659
Tech | Lodging/Hospitality | Refrigeration | Walk-in cooler | TRC | Existing | NE4604 | Anti-Sweat Controls | Anti-Sweat Controls | NonEquip | 8 | Display cases | 0% | Tech/Econ | 85% | 0 | 0 | 0
Tech | Lodging/Hospitality | Refrigeration | Vending and ice makers | TRC | New | NN5319 | Retro-Commissioning | Retro-Commissioning | NonEquip | 5 |  | 0% | Tech/Econ | 16% | 0 | 0 | 0
Tech | Lodging/Hospitality | Refrigeration | Vending and ice makers | TRC | New | NN4903 | Strip Curtains for Walk-ins | Strip Curtains for Walk-ins | NonEquip | 4 | Walk-in cooler | 0% | Tech/Econ | 2.115% | 0 | 0 | 0
Tech | Lodging/Hospitality | Refrigeration | Vending and ice makers | TRC | New | NN4877 | Refrigerated Display Case Lighting Controls | Refrigerated Display Case Lighting Controls | NonEquip | 8 | Display cases | 0% | Tech/Econ | 0.9365% | 0 | 0 | 0
Tech | Lodging/Hospitality | Refrigeration | Vending and ice makers | TRC | New | NN4851 | PSC to ECM Evaporator Fan Motor (Walk-In, Refrigerator) | PSC to ECM Evaporator Fan Motor (Walk-In, Refrigerator) | NonEquip | 15 | Walk-in cooler | 0% | Tech/Econ | 37.5% | 0 | 0 | 0
Tech | Lodging/Hospitality | Refrigeration | Vending and ice makers | TRC | New | NN4825 | PSC to ECM Evaporator Fan Motor (Reach-In) | PSC to ECM Evaporator Fan Motor (Reach-In) | NonEquip | 15 | Display cases | 0% | Tech/Econ | 37.5% | 0 | 0 | 0
Tech | Lodging/Hospitality | Refrigeration | Vending and ice makers | TRC | New | NN4799 | Night Covers for Display Cases | Night Covers for Display Cases | NonEquip | 5 | Display cases | 0% | Tech/Econ | 1.877% | 0 | 0 | 0
Tech | Lodging/Hospitality | Refrigeration | Vending and ice makers | TRC | New | NN4773 | High R-Value Glass Doors | High R-Value Glass Doors | NonEquip | 12 | Display cases | 0% | Tech/Econ | 0% | 0 | 0 | 0
Tech | Lodging/Hospitality | Refrigeration | Vending and ice makers | TRC | New | NN4747 | High Efficiency Refrigeration Compressor | High Efficiency Refrigeration Compressor | NonEquip | 13 | Display cases | 0% | Tech/Econ | 6.922% | 0 | 0 | 0
Tech | Lodging/Hospitality | Refrigeration | Vending and ice makers | TRC | New | NN4721 | Freezer-Cooler Replacement Gaskets | Freezer-Cooler Replacement Gaskets | NonEquip | 4 | Display cases | 0% | Tech/Econ | 0% | 0 | 0 | 0
Tech | Lodging/Hospitality | Refrigeration | Vending and ice makers | TRC | New | NN4695 | Floating Head Pressure Controls | Floating Head Pressure Controls | NonEquip | 15 |  | 27.37% | Tech/Econ | 6.05% | 11331.8288 | 1.4692 | 1.2307
Tech | Lodging/Hospitality | Refrigeration | Vending and ice makers | TRC | New | NN4669 | Demand Defrost | Demand Defrost | NonEquip | 10 | Walk-in cooler | 0% | Tech/Econ | 30% | 0 | 0 | 0
Tech | Lodging/Hospitality | Refrigeration | Vending and ice makers | TRC | New | NN4643 | Automatic Door Closer for Walk-in Coolers and Freezers | Automatic Door Closer for Walk-in Coolers and Freezers | NonEquip | 8 | Walk-in cooler | 0% | Tech/Econ | 3.131% | 0 | 0 | 0
Tech | Lodging/Hospitality | Refrigeration | Vending and ice makers | TRC | New | NN4617 | Anti-Sweat Controls | Anti-Sweat Controls | NonEquip | 8 | Display cases | 0% | Tech/Econ | 85% | 0 | 0 | 0
Tech | Lodging/Hospitality | Refrigeration | Vending and ice makers | TRC | Existing | NE5306 | Retro-Commissioning | Retro-Commissioning | NonEquip | 5 |  | 21.99% | Tech/Econ | 16% | 1335998.368 | 412.4849 | 799.2316
Tech | Lodging/Hospitality | Refrigeration | Vending and ice makers | TRC | Existing | NE4890 | Strip Curtains for Walk-ins | Strip Curtains for Walk-ins | NonEquip | 4 | Walk-in cooler | 0% | Tech/Econ | 2.115% | 0 | 0 | 0
Tech | Lodging/Hospitality | Refrigeration | Vending and ice makers | TRC | Existing | NE4864 | Refrigerated Display Case Lighting Controls | Refrigerated Display Case Lighting Controls | NonEquip | 8 | Display cases | 0% | Tech/Econ | 2.524% | 0 | 0 | 0
Tech | Lodging/Hospitality | Refrigeration | Vending and ice makers | TRC | Existing | NE4838 | PSC to ECM Evaporator Fan Motor (Walk-In, Refrigerator) | PSC to ECM Evaporator Fan Motor (Walk-In, Refrigerator) | NonEquip | 15 | Walk-in cooler | 0% | Tech/Econ | 37.5% | 0 | 0 | 0
Tech | Lodging/Hospitality | Refrigeration | Vending and ice makers | TRC | Existing | NE4812 | PSC to ECM Evaporator Fan Motor (Reach-In) | PSC to ECM Evaporator Fan Motor (Reach-In) | NonEquip | 15 | Display cases | 0% | Tech/Econ | 37.5% | 0 | 0 | 0
Tech | Lodging/Hospitality | Refrigeration | Vending and ice makers | TRC | Existing | NE4786 | Night Covers for Display Cases | Night Covers for Display Cases | NonEquip | 5 | Display cases | 0% | Tech/Econ | 1.877% | 0 | 0 | 0
Tech | Lodging/Hospitality | Refrigeration | Vending and ice makers | TRC | Existing | NE4760 | High R-Value Glass Doors | High R-Value Glass Doors | NonEquip | 12 | Display cases | 0% | Tech/Econ | 23.81% | 0 | 0 | 0
Tech | Lodging/Hospitality | Refrigeration | Vending and ice makers | TRC | Existing | NE4734 | High Efficiency Refrigeration Compressor | High Efficiency Refrigeration Compressor | NonEquip | 13 | Display cases | 0% | Tech/Econ | 6.922% | 0 | 0 | 0
Tech | Lodging/Hospitality | Refrigeration | Vending and ice makers | TRC | Existing | NE4708 | Freezer-Cooler Replacement Gaskets | Freezer-Cooler Replacement Gaskets | NonEquip | 4 | Display cases | 0% | Tech/Econ | 3.131% | 0 | 0 | 0
Tech | Lodging/Hospitality | Refrigeration | Vending and ice makers | TRC | Existing | NE4682 | Floating Head Pressure Controls | Floating Head Pressure Controls | NonEquip | 15 |  | 27.37% | Tech/Econ | 6.05% | 606758.5373 | 78.6694 | 65.8954
Tech | Lodging/Hospitality | Refrigeration | Vending and ice makers | TRC | Existing | NE4656 | Demand Defrost | Demand Defrost | NonEquip | 10 | Walk-in cooler | 0% | Tech/Econ | 30% | 0 | 0 | 0
Tech | Lodging/Hospitality | Refrigeration | Vending and ice makers | TRC | Existing | NE4630 | Automatic Door Closer for Walk-in Coolers and Freezers | Automatic Door Closer for Walk-in Coolers and Freezers | NonEquip | 8 | Walk-in cooler | 0% | Tech/Econ | 3.131% | 0 | 0 | 0
Tech | Lodging/Hospitality | Refrigeration | Vending and ice makers | TRC | Existing | NE4604 | Anti-Sweat Controls | Anti-Sweat Controls | NonEquip | 8 | Display cases | 0% | Tech/Econ | 85% | 0 | 0 | 0
Tech | Lodging/Hospitality | Refrigeration | Vending and ice makers | TRC | Turnover | ET2576 | Energy Star Vending Machine | Energy Star Vending Machine | Equip | 14 | Vending and ice makers | 4.15% | Tech/Econ | 36% | 598187.29 | 93.8742 | 58.3444
Tech | Lodging/Hospitality | Refrigeration | Vending and ice makers | TRC | Turnover | ET2498 | Energy Star Ice Maker | Energy Star Ice Maker | Equip | 8 | Vending and ice makers | 32.68% | Tech/Econ | 11.39% | 1468123.547 | 190.3497 | 159.4417
Tech | Lodging/Hospitality | Refrigeration | Vending and ice makers | TRC | New | EN2602 | Energy Star Vending Machine | Energy Star Vending Machine | Equip | 14 | Vending and ice makers | 4.15% | Tech/Econ | 36% | 10778.698 | 1.6915 | 1.0513
Tech | Lodging/Hospitality | Refrigeration | Vending and ice makers | TRC | New | EN2524 | Energy Star Ice Maker | Energy Star Ice Maker | Equip | 8 | Vending and ice makers | 32.68% | Tech/Econ | 11.39% | 26454.0229 | 3.4299 | 2.873
Tech | Lodging/Hospitality | Exterior Lighting | Street lighting | TRC | New | NN5293 | Retro-Commissioning | Retro-Commissioning | NonEquip | 5 |  | 0% | Tech/Econ | 16% | 0 | 0 | 0
Tech | Lodging/Hospitality | Exterior Lighting | Street lighting | TRC | New | NN2979 | Outdoor Lighting Controls | Outdoor Lighting Controls | NonEquip | 8 | Exterior parking/lot lighting | 0% | Tech/Econ | 28% | 0 | 0 | 0
Tech | Lodging/Hospitality | Exterior Lighting | Street lighting | TRC | New | NN2953 | Bi-Level Lighting Control (Exterior) | Bi-Level Lighting Control (Exterior) | NonEquip | 9 | Exterior parking/lot lighting | 0% | Tech/Econ | 31% | 0 | 0 | 0
Tech | Lodging/Hospitality | Exterior Lighting | Street lighting | TRC | Existing | NE5280 | Retro-Commissioning | Retro-Commissioning | NonEquip | 5 |  | 21.99% | Tech/Econ | 16% | 0 | 0 | 0
Tech | Lodging/Hospitality | Exterior Lighting | Street lighting | TRC | Existing | NE2966 | Outdoor Lighting Controls | Outdoor Lighting Controls | NonEquip | 8 | Exterior parking/lot lighting | 0% | Tech/Econ | 28% | 0 | 0 | 0
Tech | Lodging/Hospitality | Exterior Lighting | Street lighting | TRC | Existing | NE2940 | Bi-Level Lighting Control (Exterior) | Bi-Level Lighting Control (Exterior) | NonEquip | 9 | Exterior parking/lot lighting | 0% | Tech/Econ | 31% | 0 | 0 | 0
Tech | Lodging/Hospitality | Exterior Lighting | Street lighting | TRC | Turnover | ET788 | LED Traffic and Crosswalk Lighting | LED Traffic and Crosswalk Lighting | Equip | 10 | Street lighting | 0% | Tech/Econ | 37.14% | 0 | 0 | 0
Tech | Lodging/Hospitality | Exterior Lighting | Street lighting | TRC | Turnover | ET749 | LED Street Lights | LED Street Lights | Equip | 18 | Street lighting | 0% | Tech/Econ | 66.53% | 0 | 0 | 0
Tech | Lodging/Hospitality | Exterior Lighting | Street lighting | TRC | New | EN814 | LED Traffic and Crosswalk Lighting | LED Traffic and Crosswalk Lighting | Equip | 10 | Street lighting | 0% | Tech/Econ | 37.14% | 0 | 0 | 0
Tech | Lodging/Hospitality | Exterior Lighting | Street lighting | TRC | New | EN775 | LED Street Lights | LED Street Lights | Equip | 18 | Street lighting | 0% | Tech/Econ | 66.53% | 0 | 0 | 0
Tech | Lodging/Hospitality | Cooking | Steamer | TRC | Turnover | ET203 | Energy Star Steamer | Energy Star Steamer | Equip | 12 | Steamer | 11.72% | Tech/Econ | 56.63% | 4724.7462 | 0.69424 | 0.40311
Tech | Lodging/Hospitality | Cooking | Steamer | TRC | New | EN229 | Energy Star Steamer | Energy Star Steamer | Equip | 12 | Steamer | 11.72% | Tech/Econ | 56.63% | 85.1349 | 0.01251 | 0.0072636
Tech | Lodging/Hospitality | Exterior Lighting | Spot lighting/Security/Flood | TRC | New | NN5293 | Retro-Commissioning | Retro-Commissioning | NonEquip | 5 |  | 0% | Tech/Econ | 16% | 0 | 0 | 0
Tech | Lodging/Hospitality | Exterior Lighting | Spot lighting/Security/Flood | TRC | New | NN2979 | Outdoor Lighting Controls | Outdoor Lighting Controls | NonEquip | 8 | Exterior parking/lot lighting | 0% | Tech/Econ | 28% | 0 | 0 | 0
Tech | Lodging/Hospitality | Exterior Lighting | Spot lighting/Security/Flood | TRC | New | NN2953 | Bi-Level Lighting Control (Exterior) | Bi-Level Lighting Control (Exterior) | NonEquip | 9 | Exterior parking/lot lighting | 0% | Tech/Econ | 31% | 0 | 0 | 0
Tech | Lodging/Hospitality | Exterior Lighting | Spot lighting/Security/Flood | TRC | Existing | NE5280 | Retro-Commissioning | Retro-Commissioning | NonEquip | 5 |  | 21.99% | Tech/Econ | 16% | 0 | 0 | 0
Tech | Lodging/Hospitality | Exterior Lighting | Spot lighting/Security/Flood | TRC | Existing | NE2966 | Outdoor Lighting Controls | Outdoor Lighting Controls | NonEquip | 8 | Exterior parking/lot lighting | 0% | Tech/Econ | 28% | 0 | 0 | 0
Tech | Lodging/Hospitality | Exterior Lighting | Spot lighting/Security/Flood | TRC | Existing | NE2940 | Bi-Level Lighting Control (Exterior) | Bi-Level Lighting Control (Exterior) | NonEquip | 9 | Exterior parking/lot lighting | 0% | Tech/Econ | 31% | 0 | 0 | 0
Tech | Lodging/Hospitality | Exterior Lighting | Spot lighting/Security/Flood | TRC | Turnover | ET671 | LED Exterior Lighting | LED Exterior Lighting | Equip | 13 | Spot lighting/Security/Flood | 4.268% | Tech/Econ | 60.51% | 0 | 0 | 0
Tech | Lodging/Hospitality | Exterior Lighting | Spot lighting/Security/Flood | TRC | Turnover | ET554 | LED - 9W Flood | LED - 9W Flood | Equip | 15 | Spot lighting/Security/Flood | 13.31% | Tech/Econ | 86.15% | 0 | 0 | 0
Tech | Lodging/Hospitality | Exterior Lighting | Spot lighting/Security/Flood | TRC | Turnover | ET476 | CFL - 15W Flood | CFL - 15W Flood | Equip | 7.8 | Spot lighting/Security/Flood | 0% | Tech/Econ | 76.92% | 0 | 0 | 0
Tech | Lodging/Hospitality | Exterior Lighting | Spot lighting/Security/Flood | TRC | New | EN697 | LED Exterior Lighting | LED Exterior Lighting | Equip | 13 | Spot lighting/Security/Flood | 4.624% | Tech/Econ | 60.51% | 0 | 0 | 0
Tech | Lodging/Hospitality | Exterior Lighting | Spot lighting/Security/Flood | TRC | New | EN580 | LED - 9W Flood | LED - 9W Flood | Equip | 15 | Spot lighting/Security/Flood | 86.42% | Tech/Econ | 86.15% | 0 | 0 | 0
Tech | Lodging/Hospitality | Exterior Lighting | Spot lighting/Security/Flood | TRC | New | EN502 | CFL - 15W Flood | CFL - 15W Flood | Equip | 7.8 | Spot lighting/Security/Flood | 0% | Tech/Econ | 76.92% | 0 | 0 | 0
Tech | Lodging/Hospitality | Interior Lighting | Spot lighting | TRC | New | NN5267 | Retro-Commissioning | Retro-Commissioning | NonEquip | 5 |  | 0% | Tech/Econ | 16% | 0 | 0 | 0
Tech | Lodging/Hospitality | Interior Lighting | Spot lighting | TRC | New | NN4435 | Interior Lighting Controls | Interior Lighting Controls | NonEquip | 8 | Overhead (fluorescent/LED/CFL U-shape) | 0% | Tech/Econ | 28% | 0 | 0 | 0
Tech | Lodging/Hospitality | Interior Lighting | Spot lighting | TRC | New | NN4409 | Bi-Level Lighting Control (Interior) | Bi-Level Lighting Control (Interior) | NonEquip | 8 | Overhead (fluorescent/LED/CFL U-shape) | 0% | Tech/Econ | 31% | 0 | 0 | 0
Tech | Lodging/Hospitality | Interior Lighting | Spot lighting | TRC | New | NN3707 | Facility Energy Management System | Facility Energy Management System | NonEquip | 15 |  | 4.276% | Tech/Econ | 24% | 0.8332 | 0.00021743 | 9.9973e-05
Tech | Lodging/Hospitality | Interior Lighting | Spot lighting | TRC | Existing | NE5254 | Retro-Commissioning | Retro-Commissioning | NonEquip | 5 |  | 21.99% | Tech/Econ | 16% | 83.7371 | 0.025854 | 0.050094
Tech | Lodging/Hospitality | Interior Lighting | Spot lighting | TRC | Existing | NE4422 | Interior Lighting Controls | Interior Lighting Controls | NonEquip | 8 | Overhead (fluorescent/LED/CFL U-shape) | 0% | Tech/Econ | 28% | 0 | 0 | 0
Tech | Lodging/Hospitality | Interior Lighting | Spot lighting | TRC | Existing | NE4396 | Bi-Level Lighting Control (Interior) | Bi-Level Lighting Control (Interior) | NonEquip | 8 | Overhead (fluorescent/LED/CFL U-shape) | 0% | Tech/Econ | 31% | 0 | 0 | 0
Tech | Lodging/Hospitality | Interior Lighting | Spot lighting | TRC | Existing | NE3694 | Facility Energy Management System | Facility Energy Management System | NonEquip | 15 |  | 0.7167% | Tech/Econ | 24% | 4.1009 | 0.0010702 | 0.00049205
Tech | Lodging/Hospitality | Interior Lighting | Spot lighting | TRC | Turnover | ET1607 | LED Display Lighting (Interior) | LED Display Lighting (Interior) | Equip | 15 | Spot lighting | 2.129% | Tech/Econ | 87.04% | 83.4847 | 0.020249 | 1.458e-06
Tech | Lodging/Hospitality | Interior Lighting | Spot lighting | TRC | Turnover | ET1568 | LED - 14W | LED - 14W | Equip | 15 | Spot lighting | 86.42% | Tech/Econ | 53.33% | 2038.2015 | 0.4909 | 0.0001329
Tech | Lodging/Hospitality | Interior Lighting | Spot lighting | TRC | Turnover | ET1451 | CFL-23W | CFL-23W | Equip | 7.8 | Spot lighting | 0% | Tech/Econ | 23.33% | 0 | 0 | 0
Tech | Lodging/Hospitality | Interior Lighting | Spot lighting | TRC | New | EN1633 | LED Display Lighting (Interior) | LED Display Lighting (Interior) | Equip | 15 | Spot lighting | 0% | Tech/Econ | 87.04% | 0 | 0 | 0
Tech | Lodging/Hospitality | Interior Lighting | Spot lighting | TRC | New | EN1594 | LED - 14W | LED - 14W | Equip | 15 | Spot lighting | 0% | Tech/Econ | 53.33% | 0 | 0 | 0
Tech | Lodging/Hospitality | Interior Lighting | Spot lighting | TRC | New | EN1477 | CFL-23W | CFL-23W | Equip | 7.8 | Spot lighting | 0% | Tech/Econ | 23.33% | 0 | 0 | 0
Tech | Lodging/Hospitality | Office Equipment | Servers | TRC | New | NN4591 | Smart Strip Plug Outlet | Smart Strip Plug Outlet | NonEquip | 4 |  | 43.9% | Tech/Econ | 1.187% | 211.2751 | 0.031415 | 0.021833
Tech | Lodging/Hospitality | Office Equipment | Servers | TRC | New | NN4565 | Network PC Power Management | Network PC Power Management | NonEquip | 5 | Computers | 0% | Tech/Econ | 56.5% | 0 | 0 | 0
Tech | Lodging/Hospitality | Office Equipment | Servers | TRC | Existing | NE4578 | Smart Strip Plug Outlet | Smart Strip Plug Outlet | NonEquip | 4 |  | 43.9% | Tech/Econ | 1.187% | 11908.5321 | 1.7707 | 1.2306
Tech | Lodging/Hospitality | Office Equipment | Servers | TRC | Existing | NE4552 | Network PC Power Management | Network PC Power Management | NonEquip | 5 | Computers | 0% | Tech/Econ | 56.5% | 0 | 0 | 0
Tech | Lodging/Hospitality | Office Equipment | Servers | TRC | Turnover | ET2303 | Server Virtualization | Server Virtualization | Equip | 3 | Servers | 37.33% | Tech/Econ | 85.71% | 1207015.655 | 179.6515 | 124.9519
Tech | Lodging/Hospitality | Office Equipment | Servers | TRC | Turnover | ET2225 | Energy Star Servers | Energy Star Servers | Equip | 4 | Servers | 47.28% | Tech/Econ | 23.08% | 279924.4717 | 41.6638 | 28.9782
Tech | Lodging/Hospitality | Office Equipment | Servers | TRC | Turnover | ET1139 | High Efficiency Data Center Cooling | High Efficiency Data Center Cooling | Equip | 20 | Servers | 0% | Tech/Econ | 28% | 0 | 0 | 0
Tech | Lodging/Hospitality | Office Equipment | Servers | TRC | New | EN2329 | Server Virtualization | Server Virtualization | Equip | 3 | Servers | 38.55% | Tech/Econ | 85.71% | 22460.9267 | 3.3431 | 2.3252
Tech | Lodging/Hospitality | Office Equipment | Servers | TRC | New | EN2251 | Energy Star Servers | Energy Star Servers | Equip | 4 | Servers | 47.28% | Tech/Econ | 23.08% | 4966.2767 | 0.73918 | 0.51412
Tech | Lodging/Hospitality | Office Equipment | Servers | TRC | New | EN1165 | High Efficiency Data Center Cooling | High Efficiency Data Center Cooling | Equip | 20 | Servers | 0% | Tech/Econ | 28% | 0 | 0 | 0
Tech | Lodging/Hospitality | Space Cooling | Residential-type central air conditioners | TRC | New | NN5371 | Retro-Commissioning | Retro-Commissioning | NonEquip | 5 |  | 0% | Tech/Econ | 16% | 0 | 0 | 0
Tech | Lodging/Hospitality | Space Cooling | Residential-type central air conditioners | TRC | New | NN4383 | Window Sun Protection | Window Sun Protection | NonEquip | 10 |  | 15.35% | Tech/Econ | 16% | 0 | 0 | 0
Tech | Lodging/Hospitality | Space Cooling | Residential-type central air conditioners | TRC | New | NN4357 | Waterside Economizer | Waterside Economizer | NonEquip | 20 |  | 0% | Tech/Econ | 5.556% | 0 | 0 | 0
Tech | Lodging/Hospitality | Space Cooling | Residential-type central air conditioners | TRC | New | NN4149 | Smart Thermostat | Smart Thermostat | NonEquip | 11 |  | 45.33% | Tech/Econ | 10% | 0 | 0 | 0
Tech | Lodging/Hospitality | Space Cooling | Residential-type central air conditioners | TRC | New | NN4045 | Programmable Thermostat | Programmable Thermostat | NonEquip | 11 |  | 0% | Tech/Econ | 3.6% | 0 | 0 | 0
Tech | Lodging/Hospitality | Space Cooling | Residential-type central air conditioners | TRC | New | NN3993 | Low U-Value Windows | Low U-Value Windows | NonEquip | 20 |  | 26.88% | Tech/Econ | 10% | 0 | 0 | 0
Tech | Lodging/Hospitality | Space Cooling | Residential-type central air conditioners | TRC | New | NN3915 | HVAC tune-up_RTU | HVAC tune-up_RTU | NonEquip | 5 | Packaged air conditioning units (RTUs) | 0% | Tech/Econ | 5% | 0 | 0 | 0
Tech | Lodging/Hospitality | Space Cooling | Residential-type central air conditioners | TRC | New | NN3889 | HVAC tune-up | HVAC tune-up | NonEquip | 5 | Residential-type central air conditioners | 0% | Tech/Econ | 5% | 0 | 0 | 0
Tech | Lodging/Hospitality | Space Cooling | Residential-type central air conditioners | TRC | New | NN3837 | Hotel Card Energy Control Systems | Hotel Card Energy Control Systems | NonEquip | 15 |  | 41.26% | Tech/Econ | 5.293% | 0 | 0 | 0
Tech | Lodging/Hospitality | Space Cooling | Residential-type central air conditioners | TRC | New | NN3681 | Facility Energy Management System | Facility Energy Management System | NonEquip | 15 |  | 4.276% | Tech/Econ | 20% | 0 | 0 | 0
Tech | Lodging/Hospitality | Space Cooling | Residential-type central air conditioners | TRC | New | NN3629 | Facility Commissioning | Facility Commissioning | NonEquip | 10 |  | 71.67% | Tech/Econ | 16% | 0 | 0 | 0
Tech | Lodging/Hospitality | Space Cooling | Residential-type central air conditioners | TRC | New | NN3603 | Energy Recovery Ventilation System (ERV) | Energy Recovery Ventilation System (ERV) | NonEquip | 15 | Packaged air conditioning units (RTUs) | 0% | Tech/Econ | 9.935% | 0 | 0 | 0
Tech | Lodging/Hospitality | Space Cooling | Residential-type central air conditioners | TRC | New | NN3525 | Duct Sealing Repair | Duct Sealing Repair | NonEquip | 15 |  | 0% | Tech/Econ | 12% | 0 | 0 | 0
Tech | Lodging/Hospitality | Space Cooling | Residential-type central air conditioners | TRC | New | NN3473 | Duct Insulation | Duct Insulation | NonEquip | 15 |  | 0% | Tech/Econ | 2.045% | 0 | 0 | 0
Tech | Lodging/Hospitality | Space Cooling | Residential-type central air conditioners | TRC | New | NN3421 | Dedicated Outdoor Air System on VRF unit | Dedicated Outdoor Air System on VRF unit | NonEquip | 15 | Residential-type central air conditioners | 58.91% | Tech/Econ | 17.5% | 0 | 0 | 0
Tech | Lodging/Hospitality | Space Cooling | Residential-type central air conditioners | TRC | New | NN3369 | Cool Roof | Cool Roof | NonEquip | 15 |  | 72.18% | Tech/Econ | 0.5924% | 0 | 0 | 0
Tech | Lodging/Hospitality | Space Cooling | Residential-type central air conditioners | TRC | New | NN3317 | Chilled Water System - Variable Speed Drives | Chilled Water System - Variable Speed Drives | NonEquip | 13 | Central chillers inside | 0% | Tech/Econ | 24.74% | 0 | 0 | 0
Tech | Lodging/Hospitality | Space Cooling | Residential-type central air conditioners | TRC | New | NN3291 | Chilled Water Controls Optimization | Chilled Water Controls Optimization | NonEquip | 10 | Central chillers inside | 0% | Tech/Econ | 12.5% | 0 | 0 | 0
Tech | Lodging/Hospitality | Space Cooling | Residential-type central air conditioners | TRC | New | NN3213 | Ceiling Insulation(R2 to R38) | Ceiling Insulation(R2 to R38) | NonEquip | 20 |  | 0% | Tech/Econ | 4.907% | 0 | 0 | 0
Tech | Lodging/Hospitality | Space Cooling | Residential-type central air conditioners | TRC | New | NN3057 | Airside Economizer | Airside Economizer | NonEquip | 10 | Packaged air conditioning units (RTUs) | 0% | Tech/Econ | 5.556% | 0 | 0 | 0
Tech | Lodging/Hospitality | Space Cooling | Residential-type central air conditioners | TRC | Existing | NE5358 | Retro-Commissioning | Retro-Commissioning | NonEquip | 5 |  | 21.99% | Tech/Econ | 16% | 0 | 0 | 0
Tech | Lodging/Hospitality | Space Cooling | Residential-type central air conditioners | TRC | Existing | NE4370 | Window Sun Protection | Window Sun Protection | NonEquip | 10 |  | 15.68% | Tech/Econ | 16% | 0 | 0 | 0
Tech | Lodging/Hospitality | Space Cooling | Residential-type central air conditioners | TRC | Existing | NE4344 | Waterside Economizer | Waterside Economizer | NonEquip | 20 |  | 0% | Tech/Econ | 5.556% | 0 | 0 | 0
Tech | Lodging/Hospitality | Space Cooling | Residential-type central air conditioners | TRC | Existing | NE4292 | Warehouse Loading Dock Seals | Warehouse Loading Dock Seals | NonEquip | 18 |  | 0% | Tech/Econ | 0.4224% | 0 | 0 | 0
Tech | Lodging/Hospitality | Space Cooling | Residential-type central air conditioners | TRC | Existing | NE4214 | Wall Insulation | Wall Insulation | NonEquip | 20 |  | 0% | Tech/Econ | 34.88% | 0 | 0 | 0
Tech | Lodging/Hospitality | Space Cooling | Residential-type central air conditioners | TRC | Existing | NE4136 | Smart Thermostat | Smart Thermostat | NonEquip | 11 |  | 45.33% | Tech/Econ | 10% | 0 | 0 | 0
Tech | Lodging/Hospitality | Space Cooling | Residential-type central air conditioners | TRC | Existing | NE4110 | Roof Insulation | Roof Insulation | NonEquip | 20 |  | 43.5% | Tech/Econ | 0.7194% | 0 | 0 | 0
Tech | Lodging/Hospitality | Space Cooling | Residential-type central air conditioners | TRC | Existing | NE4032 | Programmable Thermostat | Programmable Thermostat | NonEquip | 11 |  | 0% | Tech/Econ | 3.6% | 0 | 0 | 0
Tech | Lodging/Hospitality | Space Cooling | Residential-type central air conditioners | TRC | Existing | NE3980 | Low U-Value Windows | Low U-Value Windows | NonEquip | 20 |  | 10.75% | Tech/Econ | 46% | 0 | 0 | 0
Tech | Lodging/Hospitality | Space Cooling | Residential-type central air conditioners | TRC | Existing | NE3902 | HVAC tune-up_RTU | HVAC tune-up_RTU | NonEquip | 5 | Packaged air conditioning units (RTUs) | 0% | Tech/Econ | 5% | 0 | 0 | 0
Tech | Lodging/Hospitality | Space Cooling | Residential-type central air conditioners | TRC | Existing | NE3876 | HVAC tune-up | HVAC tune-up | NonEquip | 5 | Residential-type central air conditioners | 0% | Tech/Econ | 5% | 0 | 0 | 0
Tech | Lodging/Hospitality | Space Cooling | Residential-type central air conditioners | TRC | Existing | NE3824 | Hotel Card Energy Control Systems | Hotel Card Energy Control Systems | NonEquip | 15 |  | 41.26% | Tech/Econ | 5.293% | 0 | 0 | 0
Tech | Lodging/Hospitality | Space Cooling | Residential-type central air conditioners | TRC | Existing | NE3798 | Green Roof | Green Roof | NonEquip | 15 |  | 0.126% | Tech/Econ | 0.4169% | 0 | 0 | 0
Tech | Lodging/Hospitality | Space Cooling | Residential-type central air conditioners | TRC | Existing | NE3668 | Facility Energy Management System | Facility Energy Management System | NonEquip | 15 |  | 0.7167% | Tech/Econ | 20% | 0 | 0 | 0
Tech | Lodging/Hospitality | Space Cooling | Residential-type central air conditioners | TRC | Existing | NE3590 | Energy Recovery Ventilation System (ERV) | Energy Recovery Ventilation System (ERV) | NonEquip | 15 | Packaged air conditioning units (RTUs) | 0% | Tech/Econ | 9.935% | 0 | 0 | 0
Tech | Lodging/Hospitality | Space Cooling | Residential-type central air conditioners | TRC | Existing | NE3512 | Duct Sealing Repair | Duct Sealing Repair | NonEquip | 15 |  | 0% | Tech/Econ | 12% | 0 | 0 | 0
Tech | Lodging/Hospitality | Space Cooling | Residential-type central air conditioners | TRC | Existing | NE3460 | Duct Insulation | Duct Insulation | NonEquip | 15 |  | 0% | Tech/Econ | 2.045% | 0 | 0 | 0
Tech | Lodging/Hospitality | Space Cooling | Residential-type central air conditioners | TRC | Existing | NE3408 | Dedicated Outdoor Air System on VRF unit | Dedicated Outdoor Air System on VRF unit | NonEquip | 15 | Residential-type central air conditioners | 58.91% | Tech/Econ | 17.5% | 0 | 0 | 0
Tech | Lodging/Hospitality | Space Cooling | Residential-type central air conditioners | TRC | Existing | NE3356 | Cool Roof | Cool Roof | NonEquip | 15 |  | 72.68% | Tech/Econ | 0.5924% | 0 | 0 | 0
Tech | Lodging/Hospitality | Space Cooling | Residential-type central air conditioners | TRC | Existing | NE3304 | Chilled Water System - Variable Speed Drives | Chilled Water System - Variable Speed Drives | NonEquip | 13 | Central chillers inside | 0% | Tech/Econ | 24.74% | 0 | 0 | 0
Tech | Lodging/Hospitality | Space Cooling | Residential-type central air conditioners | TRC | Existing | NE3278 | Chilled Water Controls Optimization | Chilled Water Controls Optimization | NonEquip | 10 | Central chillers inside | 0% | Tech/Econ | 12.5% | 0 | 0 | 0
Tech | Lodging/Hospitality | Space Cooling | Residential-type central air conditioners | TRC | Existing | NE3200 | Ceiling Insulation(R2 to R38) | Ceiling Insulation(R2 to R38) | NonEquip | 20 |  | 0% | Tech/Econ | 4.907% | 0 | 0 | 0
Tech | Lodging/Hospitality | Space Cooling | Residential-type central air conditioners | TRC | Existing | NE3096 | Ceiling Insulation(R12 to R38) | Ceiling Insulation(R12 to R38) | NonEquip | 20 |  | 0% | Tech/Econ | 0.5907% | 0 | 0 | 0
Tech | Lodging/Hospitality | Space Cooling | Residential-type central air conditioners | TRC | Existing | NE3044 | Airside Economizer | Airside Economizer | NonEquip | 10 | Packaged air conditioning units (RTUs) | 0% | Tech/Econ | 5.556% | 0 | 0 | 0
Tech | Lodging/Hospitality | Space Cooling | Residential-type central air conditioners | TRC | Turnover | ET827 | Geothermal Heat Pump | Geothermal Heat Pump | Equip | 15 | Residential-type central air conditioners | 30.5% | Tech/Econ | 21.18% | 0 | 0 | 0
Tech | Lodging/Hospitality | Space Cooling | Residential-type central air conditioners | TRC | Turnover | ET1373 | Variable Refrigerant Flow (VRF) HVAC Systems | Variable Refrigerant Flow (VRF) HVAC Systems | Equip | 15 | Residential-type central air conditioners | 49.09% | Tech/Econ | 36.88% | 0 | 0 | 0
Tech | Lodging/Hospitality | Space Cooling | Residential-type central air conditioners | TRC | Turnover | ET1295 | High Efficiency PTHP | High Efficiency PTHP | Equip | 15 | Residential-type central air conditioners | 0% | Tech/Econ | 23.64% | 0 | 0 | 0
Tech | Lodging/Hospitality | Space Cooling | Residential-type central air conditioners | TRC | Turnover | ET1256 | High Efficiency PTAC | High Efficiency PTAC | Equip | 15 | Residential-type central air conditioners | 0% | Tech/Econ | 23.64% | 0 | 0 | 0
Tech | Lodging/Hospitality | Space Cooling | Residential-type central air conditioners | TRC | New | EN853 | Geothermal Heat Pump | Geothermal Heat Pump | Equip | 15 | Residential-type central air conditioners | 30.5% | Tech/Econ | 21.18% | 0 | 0 | 0
Tech | Lodging/Hospitality | Space Cooling | Residential-type central air conditioners | TRC | New | EN1399 | Variable Refrigerant Flow (VRF) HVAC Systems | Variable Refrigerant Flow (VRF) HVAC Systems | Equip | 15 | Residential-type central air conditioners | 49.09% | Tech/Econ | 36.88% | 0 | 0 | 0
Tech | Lodging/Hospitality | Space Cooling | Residential-type central air conditioners | TRC | New | EN1321 | High Efficiency PTHP | High Efficiency PTHP | Equip | 15 | Residential-type central air conditioners | 0% | Tech/Econ | 23.64% | 0 | 0 | 0
Tech | Lodging/Hospitality | Space Cooling | Residential-type central air conditioners | TRC | New | EN1282 | High Efficiency PTAC | High Efficiency PTAC | Equip | 15 | Residential-type central air conditioners | 0% | Tech/Econ | 23.64% | 0 | 0 | 0
Tech | Lodging/Hospitality | Space Heating | Residential/split system heat pump | TRC | New | NN5345 | Retro-Commissioning | Retro-Commissioning | NonEquip | 5 |  | 0% | Tech/Econ | 16% | 0 | 0 | 0
Tech | Lodging/Hospitality | Space Heating | Residential/split system heat pump | TRC | New | NN4331 | Water Cooled Refrigeration Heat Recovery | Water Cooled Refrigeration Heat Recovery | NonEquip | 20 |  | 0% | Tech/Econ | 10% | 0 | 0 | 0
Tech | Lodging/Hospitality | Space Heating | Residential/split system heat pump | TRC | New | NN4279 | Warehouse Loading Dock Seals | Warehouse Loading Dock Seals | NonEquip | 18 |  | 0% | Tech/Econ | 0.522% | 0 | 0 | 0
Tech | Lodging/Hospitality | Space Heating | Residential/split system heat pump | TRC | New | NN4175 | Smart Thermostat | Smart Thermostat | NonEquip | 11 |  | 45.33% | Tech/Econ | 10% | 3093.2516 | 0 | 9.2419
Tech | Lodging/Hospitality | Space Heating | Residential/split system heat pump | TRC | New | NN4097 | Roof Insulation | Roof Insulation | NonEquip | 20 |  | 37.5% | Tech/Econ | 0.4445% | 0 | 0 | 0
Tech | Lodging/Hospitality | Space Heating | Residential/split system heat pump | TRC | New | NN4071 | Programmable Thermostat | Programmable Thermostat | NonEquip | 11 |  | 0% | Tech/Econ | 3.6% | 0 | 0 | 0
Tech | Lodging/Hospitality | Space Heating | Residential/split system heat pump | TRC | New | NN4019 | Low U-Value Windows | Low U-Value Windows | NonEquip | 20 |  | 26.88% | Tech/Econ | 10% | 1750.9552 | 0 | -0.17388
Tech | Lodging/Hospitality | Space Heating | Residential/split system heat pump | TRC | New | NN3941 | Infiltration Reduction - Air Sealing | Infiltration Reduction - Air Sealing | NonEquip | 11 |  | 0% | Tech/Econ | 0.261% | 0 | 0 | 0
Tech | Lodging/Hospitality | Space Heating | Residential/split system heat pump | TRC | New | NN3863 | Hotel Card Energy Control Systems | Hotel Card Energy Control Systems | NonEquip | 15 |  | 41.26% | Tech/Econ | 5.293% | 749.1334 | 0 | -0.022541
Tech | Lodging/Hospitality | Space Heating | Residential/split system heat pump | TRC | New | NN3785 | Green Roof | Green Roof | NonEquip | 15 |  | 0.63% | Tech/Econ | 0.6869% | 0 | 0 | 0
Tech | Lodging/Hospitality | Space Heating | Residential/split system heat pump | TRC | New | NN3733 | Floor Insulation | Floor Insulation | NonEquip | 20 |  | 16.87% | Tech/Econ | 0.2332% | 0 | 0 | 0
Tech | Lodging/Hospitality | Space Heating | Residential/split system heat pump | TRC | New | NN3655 | Facility Energy Management System | Facility Energy Management System | NonEquip | 15 |  | 4.276% | Tech/Econ | 20% | 588.6441 | 0 | 0.07063
Tech | Lodging/Hospitality | Space Heating | Residential/split system heat pump | TRC | New | NN3577 | ECM Motors on Furnaces | ECM Motors on Furnaces | NonEquip | 15 | Forced air furnace | 0% | Tech/Econ | 1.706% | 0 | 0 | 0
Tech | Lodging/Hospitality | Space Heating | Residential/split system heat pump | TRC | New | NN3551 | Duct Sealing Repair | Duct Sealing Repair | NonEquip | 15 |  | 0% | Tech/Econ | 12% | 0 | 0 | 0
Tech | Lodging/Hospitality | Space Heating | Residential/split system heat pump | TRC | New | NN3499 | Duct Insulation | Duct Insulation | NonEquip | 15 |  | 0% | Tech/Econ | 2.045% | 0 | 0 | 0
Tech | Lodging/Hospitality | Space Heating | Residential/split system heat pump | TRC | New | NN3447 | Destratification Fans | Destratification Fans | NonEquip | 10 |  | 0% | Tech/Econ | 13.15% | 0 | 0 | 0
Tech | Lodging/Hospitality | Space Heating | Residential/split system heat pump | TRC | New | NN3395 | Dedicated Outdoor Air System on VRF unit | Dedicated Outdoor Air System on VRF unit | NonEquip | 15 | Residential/split system heat pump | 58.91% | Tech/Econ | 10% | 3227.3306 | 0 | 0.50306
Tech | Lodging/Hospitality | Space Heating | Residential/split system heat pump | TRC | New | NN3187 | Ceiling Insulation(R2 to R38) | Ceiling Insulation(R2 to R38) | NonEquip | 20 |  | 0% | Tech/Econ | 6.064% | 0 | 0 | 0
Tech | Lodging/Hospitality | Space Heating | Residential/split system heat pump | TRC | New | NN3135 | Ceiling Insulation(R19 to R38) | Ceiling Insulation(R19 to R38) | NonEquip | 20 |  | 0% | Tech/Econ | 0.3369% | 0 | 0 | 0
Tech | Lodging/Hospitality | Space Heating | Residential/split system heat pump | TRC | New | NN3083 | Ceiling Insulation(R12 to R38) | Ceiling Insulation(R12 to R38) | NonEquip | 20 |  | 0% | Tech/Econ | 0.7299% | 0 | 0 | 0
Tech | Lodging/Hospitality | Space Heating | Residential/split system heat pump | TRC | New | NN3005 | Air Curtains | Air Curtains | NonEquip | 8 |  | 28.37% | Tech/Econ | 0.2603% | 0 | 0 | 0
Tech | Lodging/Hospitality | Space Heating | Residential/split system heat pump | TRC | Existing | NE5332 | Retro-Commissioning | Retro-Commissioning | NonEquip | 5 |  | 21.99% | Tech/Econ | 16% | 111102.3526 | 0 | 66.4645
Tech | Lodging/Hospitality | Space Heating | Residential/split system heat pump | TRC | Existing | NE4318 | Water Cooled Refrigeration Heat Recovery | Water Cooled Refrigeration Heat Recovery | NonEquip | 20 |  | 0% | Tech/Econ | 10% | 0 | 0 | 0
Tech | Lodging/Hospitality | Space Heating | Residential/split system heat pump | TRC | Existing | NE4266 | Warehouse Loading Dock Seals | Warehouse Loading Dock Seals | NonEquip | 18 |  | 0% | Tech/Econ | 0.576% | 0 | 0 | 0
Tech | Lodging/Hospitality | Space Heating | Residential/split system heat pump | TRC | Existing | NE4240 | Wall Insulation | Wall Insulation | NonEquip | 20 |  | 0% | Tech/Econ | 6.945% | 0 | 0 | 0
Tech | Lodging/Hospitality | Space Heating | Residential/split system heat pump | TRC | Existing | NE4162 | Smart Thermostat | Smart Thermostat | NonEquip | 11 |  | 45.33% | Tech/Econ | 10% | 164349.1649 | 0 | 491.0355
Tech | Lodging/Hospitality | Space Heating | Residential/split system heat pump | TRC | Existing | NE4084 | Roof Insulation | Roof Insulation | NonEquip | 20 |  | 43.5% | Tech/Econ | 0.9809% | 13000.4643 | 0 | 3.1671
Tech | Lodging/Hospitality | Space Heating | Residential/split system heat pump | TRC | Existing | NE4058 | Programmable Thermostat | Programmable Thermostat | NonEquip | 11 |  | 0% | Tech/Econ | 3.6% | 0 | 0 | 0
Tech | Lodging/Hospitality | Space Heating | Residential/split system heat pump | TRC | Existing | NE4006 | Low U-Value Windows | Low U-Value Windows | NonEquip | 20 |  | 10.75% | Tech/Econ | 46% | 223137.1377 | 0 | -22.1584
Tech | Lodging/Hospitality | Space Heating | Residential/split system heat pump | TRC | Existing | NE3928 | Infiltration Reduction - Air Sealing | Infiltration Reduction - Air Sealing | NonEquip | 11 |  | 0% | Tech/Econ | 0.288% | 0 | 0 | 0
Tech | Lodging/Hospitality | Space Heating | Residential/split system heat pump | TRC | Existing | NE3850 | Hotel Card Energy Control Systems | Hotel Card Energy Control Systems | NonEquip | 15 |  | 41.26% | Tech/Econ | 5.293% | 71145.038 | 0 | -2.1407
Tech | Lodging/Hospitality | Space Heating | Residential/split system heat pump | TRC | Existing | NE3772 | Green Roof | Green Roof | NonEquip | 15 |  | 0.126% | Tech/Econ | 0.758% | 28.9736 | 0 | 0
Tech | Lodging/Hospitality | Space Heating | Residential/split system heat pump | TRC | Existing | NE3720 | Floor Insulation | Floor Insulation | NonEquip | 20 |  | 12.15% | Tech/Econ | 0.2573% | 947.6744 | 0 | 0.23087
Tech | Lodging/Hospitality | Space Heating | Residential/split system heat pump | TRC | Existing | NE3642 | Facility Energy Management System | Facility Energy Management System | NonEquip | 15 |  | 0.7167% | Tech/Econ | 20% | 5204.683 | 0 | 0.62449
Tech | Lodging/Hospitality | Space Heating | Residential/split system heat pump | TRC | Existing | NE3564 | ECM Motors on Furnaces | ECM Motors on Furnaces | NonEquip | 15 | Forced air furnace | 0% | Tech/Econ | 1.706% | 0 | 0 | 0
Tech | Lodging/Hospitality | Space Heating | Residential/split system heat pump | TRC | Existing | NE3538 | Duct Sealing Repair | Duct Sealing Repair | NonEquip | 15 |  | 0% | Tech/Econ | 12% | 0 | 0 | 0
Tech | Lodging/Hospitality | Space Heating | Residential/split system heat pump | TRC | Existing | NE3486 | Duct Insulation | Duct Insulation | NonEquip | 15 |  | 0% | Tech/Econ | 2.045% | 0 | 0 | 0
Tech | Lodging/Hospitality | Space Heating | Residential/split system heat pump | TRC | Existing | NE3434 | Destratification Fans | Destratification Fans | NonEquip | 10 |  | 0% | Tech/Econ | 13.15% | 0 | 0 | 0
Tech | Lodging/Hospitality | Space Heating | Residential/split system heat pump | TRC | Existing | NE3382 | Dedicated Outdoor Air System on VRF unit | Dedicated Outdoor Air System on VRF unit | NonEquip | 15 | Residential/split system heat pump | 58.91% | Tech/Econ | 10% | 203931.1701 | 0 | 31.7878
Tech | Lodging/Hospitality | Space Heating | Residential/split system heat pump | TRC | Existing | NE3330 | Cool Roof | Cool Roof | NonEquip | 15 |  | 72.68% | Tech/Econ | 0.08559% | 1884.8775 | 0 | 0
Tech | Lodging/Hospitality | Space Heating | Residential/split system heat pump | TRC | Existing | NE3226 | Ceiling Insulation(R30 to R38) | Ceiling Insulation(R30 to R38) | NonEquip | 20 |  | 0% | Tech/Econ | 0.09913% | 0 | 0 | 0
Tech | Lodging/Hospitality | Space Heating | Residential/split system heat pump | TRC | Existing | NE3174 | Ceiling Insulation(R2 to R38) | Ceiling Insulation(R2 to R38) | NonEquip | 20 |  | 0% | Tech/Econ | 6.691% | 0 | 0 | 0
Tech | Lodging/Hospitality | Space Heating | Residential/split system heat pump | TRC | Existing | NE3122 | Ceiling Insulation(R19 to R38) | Ceiling Insulation(R19 to R38) | NonEquip | 20 |  | 0% | Tech/Econ | 0.3717% | 0 | 0 | 0
Tech | Lodging/Hospitality | Space Heating | Residential/split system heat pump | TRC | Existing | NE3070 | Ceiling Insulation(R12 to R38) | Ceiling Insulation(R12 to R38) | NonEquip | 20 |  | 0% | Tech/Econ | 0.8054% | 0 | 0 | 0
Tech | Lodging/Hospitality | Space Heating | Residential/split system heat pump | TRC | Existing | NE2992 | Air Curtains | Air Curtains | NonEquip | 8 |  | 33.45% | Tech/Econ | 0.2603% | 2641.0345 | 0 | 0.28682
Tech | Lodging/Hospitality | Space Heating | Residential/split system heat pump | TRC | Turnover | ET866 | Geothermal Heat Pump | Geothermal Heat Pump | Equip | 15 | Residential/split system heat pump | 30.5% | Tech/Econ | 2.941% | 28582.2331 | 0 | 9.441
Tech | Lodging/Hospitality | Space Heating | Residential/split system heat pump | TRC | Turnover | ET1412 | Variable Refrigerant Flow (VRF) HVAC Systems | Variable Refrigerant Flow (VRF) HVAC Systems | Equip | 15 | Residential/split system heat pump | 49.09% | Tech/Econ | 31.25% | 658041.7422 | 0 | 102.5722
Tech | Lodging/Hospitality | Space Heating | Residential/split system heat pump | TRC | Turnover | ET1334 | High Efficiency PTHP | High Efficiency PTHP | Equip | 15 | Residential/split system heat pump | 0% | Tech/Econ | 9.375% | 0 | 0 | 0
Tech | Lodging/Hospitality | Space Heating | Residential/split system heat pump | TRC | New | EN892 | Geothermal Heat Pump | Geothermal Heat Pump | Equip | 15 | Residential/split system heat pump | 30.5% | Tech/Econ | 2.941% | 0 | 0 | 0
Tech | Lodging/Hospitality | Space Heating | Residential/split system heat pump | TRC | New | EN1438 | Variable Refrigerant Flow (VRF) HVAC Systems | Variable Refrigerant Flow (VRF) HVAC Systems | Equip | 15 | Residential/split system heat pump | 49.09% | Tech/Econ | 31.25% | 12474.0724 | 0 | 1.9444
Tech | Lodging/Hospitality | Space Heating | Residential/split system heat pump | TRC | New | EN1360 | High Efficiency PTHP | High Efficiency PTHP | Equip | 15 | Residential/split system heat pump | 0% | Tech/Econ | 9.375% | 0 | 0 | 0
Tech | Lodging/Hospitality | Refrigeration | Residential style | TRC | New | NN5319 | Retro-Commissioning | Retro-Commissioning | NonEquip | 5 |  | 0% | Tech/Econ | 16% | 0 | 0 | 0
Tech | Lodging/Hospitality | Refrigeration | Residential style | TRC | New | NN4903 | Strip Curtains for Walk-ins | Strip Curtains for Walk-ins | NonEquip | 4 | Walk-in cooler | 0% | Tech/Econ | 2.115% | 0 | 0 | 0
Tech | Lodging/Hospitality | Refrigeration | Residential style | TRC | New | NN4877 | Refrigerated Display Case Lighting Controls | Refrigerated Display Case Lighting Controls | NonEquip | 8 | Display cases | 0% | Tech/Econ | 0.9365% | 0 | 0 | 0
Tech | Lodging/Hospitality | Refrigeration | Residential style | TRC | New | NN4851 | PSC to ECM Evaporator Fan Motor (Walk-In, Refrigerator) | PSC to ECM Evaporator Fan Motor (Walk-In, Refrigerator) | NonEquip | 15 | Walk-in cooler | 0% | Tech/Econ | 37.5% | 0 | 0 | 0
Tech | Lodging/Hospitality | Refrigeration | Residential style | TRC | New | NN4825 | PSC to ECM Evaporator Fan Motor (Reach-In) | PSC to ECM Evaporator Fan Motor (Reach-In) | NonEquip | 15 | Display cases | 0% | Tech/Econ | 37.5% | 0 | 0 | 0
Tech | Lodging/Hospitality | Refrigeration | Residential style | TRC | New | NN4799 | Night Covers for Display Cases | Night Covers for Display Cases | NonEquip | 5 | Display cases | 0% | Tech/Econ | 1.877% | 0 | 0 | 0
Tech | Lodging/Hospitality | Refrigeration | Residential style | TRC | New | NN4773 | High R-Value Glass Doors | High R-Value Glass Doors | NonEquip | 12 | Display cases | 0% | Tech/Econ | 0% | 0 | 0 | 0
Tech | Lodging/Hospitality | Refrigeration | Residential style | TRC | New | NN4747 | High Efficiency Refrigeration Compressor | High Efficiency Refrigeration Compressor | NonEquip | 13 | Display cases | 0% | Tech/Econ | 6.922% | 0 | 0 | 0
Tech | Lodging/Hospitality | Refrigeration | Residential style | TRC | New | NN4721 | Freezer-Cooler Replacement Gaskets | Freezer-Cooler Replacement Gaskets | NonEquip | 4 | Display cases | 0% | Tech/Econ | 0% | 0 | 0 | 0
Tech | Lodging/Hospitality | Refrigeration | Residential style | TRC | New | NN4695 | Floating Head Pressure Controls | Floating Head Pressure Controls | NonEquip | 15 |  | 27.37% | Tech/Econ | 6.05% | 3166.2799 | 0.41052 | 0.34387
Tech | Lodging/Hospitality | Refrigeration | Residential style | TRC | New | NN4669 | Demand Defrost | Demand Defrost | NonEquip | 10 | Walk-in cooler | 0% | Tech/Econ | 30% | 0 | 0 | 0
Tech | Lodging/Hospitality | Refrigeration | Residential style | TRC | New | NN4643 | Automatic Door Closer for Walk-in Coolers and Freezers | Automatic Door Closer for Walk-in Coolers and Freezers | NonEquip | 8 | Walk-in cooler | 0% | Tech/Econ | 3.131% | 0 | 0 | 0
Tech | Lodging/Hospitality | Refrigeration | Residential style | TRC | New | NN4617 | Anti-Sweat Controls | Anti-Sweat Controls | NonEquip | 8 | Display cases | 0% | Tech/Econ | 85% | 0 | 0 | 0
Tech | Lodging/Hospitality | Refrigeration | Residential style | TRC | Existing | NE5306 | Retro-Commissioning | Retro-Commissioning | NonEquip | 5 |  | 21.99% | Tech/Econ | 16% | 380362.3924 | 117.4356 | 227.5434
Tech | Lodging/Hospitality | Refrigeration | Residential style | TRC | Existing | NE4890 | Strip Curtains for Walk-ins | Strip Curtains for Walk-ins | NonEquip | 4 | Walk-in cooler | 0% | Tech/Econ | 2.115% | 0 | 0 | 0
Tech | Lodging/Hospitality | Refrigeration | Residential style | TRC | Existing | NE4864 | Refrigerated Display Case Lighting Controls | Refrigerated Display Case Lighting Controls | NonEquip | 8 | Display cases | 0% | Tech/Econ | 2.524% | 0 | 0 | 0
Tech | Lodging/Hospitality | Refrigeration | Residential style | TRC | Existing | NE4838 | PSC to ECM Evaporator Fan Motor (Walk-In, Refrigerator) | PSC to ECM Evaporator Fan Motor (Walk-In, Refrigerator) | NonEquip | 15 | Walk-in cooler | 0% | Tech/Econ | 37.5% | 0 | 0 | 0
Tech | Lodging/Hospitality | Refrigeration | Residential style | TRC | Existing | NE4812 | PSC to ECM Evaporator Fan Motor (Reach-In) | PSC to ECM Evaporator Fan Motor (Reach-In) | NonEquip | 15 | Display cases | 0% | Tech/Econ | 37.5% | 0 | 0 | 0
Tech | Lodging/Hospitality | Refrigeration | Residential style | TRC | Existing | NE4786 | Night Covers for Display Cases | Night Covers for Display Cases | NonEquip | 5 | Display cases | 0% | Tech/Econ | 1.877% | 0 | 0 | 0
Tech | Lodging/Hospitality | Refrigeration | Residential style | TRC | Existing | NE4760 | High R-Value Glass Doors | High R-Value Glass Doors | NonEquip | 12 | Display cases | 0% | Tech/Econ | 23.81% | 0 | 0 | 0
Tech | Lodging/Hospitality | Refrigeration | Residential style | TRC | Existing | NE4734 | High Efficiency Refrigeration Compressor | High Efficiency Refrigeration Compressor | NonEquip | 13 | Display cases | 0% | Tech/Econ | 6.922% | 0 | 0 | 0
Tech | Lodging/Hospitality | Refrigeration | Residential style | TRC | Existing | NE4708 | Freezer-Cooler Replacement Gaskets | Freezer-Cooler Replacement Gaskets | NonEquip | 4 | Display cases | 0% | Tech/Econ | 3.131% | 0 | 0 | 0
Tech | Lodging/Hospitality | Refrigeration | Residential style | TRC | Existing | NE4682 | Floating Head Pressure Controls | Floating Head Pressure Controls | NonEquip | 15 |  | 27.37% | Tech/Econ | 6.05% | 172745.8164 | 22.3974 | 18.7606
Tech | Lodging/Hospitality | Refrigeration | Residential style | TRC | Existing | NE4656 | Demand Defrost | Demand Defrost | NonEquip | 10 | Walk-in cooler | 0% | Tech/Econ | 30% | 0 | 0 | 0
Tech | Lodging/Hospitality | Refrigeration | Residential style | TRC | Existing | NE4630 | Automatic Door Closer for Walk-in Coolers and Freezers | Automatic Door Closer for Walk-in Coolers and Freezers | NonEquip | 8 | Walk-in cooler | 0% | Tech/Econ | 3.131% | 0 | 0 | 0
Tech | Lodging/Hospitality | Refrigeration | Residential style | TRC | Existing | NE4604 | Anti-Sweat Controls | Anti-Sweat Controls | NonEquip | 8 | Display cases | 0% | Tech/Econ | 85% | 0 | 0 | 0
Tech | Lodging/Hospitality | Refrigeration | Residential style | TRC | Turnover | ET2537 | Energy Star Refrigerator | Energy Star Refrigerator | Equip | 12 | Residential style | 45.6% | Tech/Econ | 21.99% | 1204808.493 | 158.625 | 124.8156
Tech | Lodging/Hospitality | Refrigeration | Residential style | TRC | New | EN2563 | Energy Star Refrigerator | Energy Star Refrigerator | Equip | 12 | Residential style | 53.2% | Tech/Econ | 21.99% | 25327.5937 | 3.3346 | 2.6239
Tech | Lodging/Hospitality | Miscellaneous | Pool pump | TRC | New | NN5449 | Retro-Commissioning | Retro-Commissioning | NonEquip | 5 |  | 0% | Tech/Econ | 16% | 0 | 0 | 0
Tech | Lodging/Hospitality | Miscellaneous | Pool pump | TRC | New | NN4539 | VSD Controlled Compressor | VSD Controlled Compressor | NonEquip | 15 | Others | 0% | Tech/Econ | 20.79% | 0 | 0 | 0
Tech | Lodging/Hospitality | Miscellaneous | Pool pump | TRC | New | NN4513 | Regenerative Drive Elevator Motor | Regenerative Drive Elevator Motor | NonEquip | 13 | Elevators/Escalators | 0% | Tech/Econ | 6.211% | 0 | 0 | 0
Tech | Lodging/Hospitality | Miscellaneous | Pool pump | TRC | New | NN4487 | Engine Block Timer | Engine Block Timer | NonEquip | 5 | Others | 0% | Tech/Econ | 36% | 0 | 0 | 0
Tech | Lodging/Hospitality | Miscellaneous | Pool pump | TRC | New | NN4461 | Efficient Motor Belts | Efficient Motor Belts | NonEquip | 10 | Others | 0% | Tech/Econ | 1.105% | 0 | 0 | 0
Tech | Lodging/Hospitality | Miscellaneous | Pool pump | TRC | Existing | NE5436 | Retro-Commissioning | Retro-Commissioning | NonEquip | 5 |  | 21.99% | Tech/Econ | 16% | 44370.4581 | 13.6992 | 26.5436
Tech | Lodging/Hospitality | Miscellaneous | Pool pump | TRC | Existing | NE4526 | VSD Controlled Compressor | VSD Controlled Compressor | NonEquip | 15 | Others | 0% | Tech/Econ | 20.79% | 0 | 0 | 0
Tech | Lodging/Hospitality | Miscellaneous | Pool pump | TRC | Existing | NE4500 | Regenerative Drive Elevator Motor | Regenerative Drive Elevator Motor | NonEquip | 13 | Elevators/Escalators | 0% | Tech/Econ | 6.211% | 0 | 0 | 0
Tech | Lodging/Hospitality | Miscellaneous | Pool pump | TRC | Existing | NE4474 | Engine Block Timer | Engine Block Timer | NonEquip | 5 | Others | 0% | Tech/Econ | 36% | 0 | 0 | 0
Tech | Lodging/Hospitality | Miscellaneous | Pool pump | TRC | Existing | NE4448 | Efficient Motor Belts | Efficient Motor Belts | NonEquip | 10 | Others | 0% | Tech/Econ | 1.105% | 0 | 0 | 0
Tech | Lodging/Hospitality | Miscellaneous | Pool pump | TRC | Turnover | ET2111 | Variable Speed Pool Pump | Variable Speed Pool Pump | Equip | 10 | Pool pump | 50.73% | Tech/Econ | 64.36% | 611422.6233 | 143.8914 | 22.3351
Tech | Lodging/Hospitality | Miscellaneous | Pool pump | TRC | Turnover | ET2036 | Solar Powered Pool Pump | Solar Powered Pool Pump | Equip | 10 | Pool pump | 3.42% | Tech/Econ | 81% | 134189.5569 | 31.58 | 4.9019
Tech | Lodging/Hospitality | Miscellaneous | Pool pump | TRC | Turnover | ET1997 | Solar Pool Heater | Solar Pool Heater | Equip | 15 | Pool pump | 5.077% | Tech/Econ | 86.11% | 221435.3276 | 0 | 8.089
Tech | Lodging/Hospitality | Miscellaneous | Pool pump | TRC | Turnover | ET1958 | Heat Pump Pool Heater | Heat Pump Pool Heater | Equip | 15 | Pool pump | 75.3% | Tech/Econ | 80% | 2837287.616 | 0 | 103.6452
Tech | Lodging/Hospitality | Miscellaneous | Pool pump | TRC | New | EN2135 | Variable Speed Pool Pump | Variable Speed Pool Pump | Equip | 10 | Pool pump | 50.73% | Tech/Econ | 64.36% | 3518.5242 | 0.82804 | 0.12853
Tech | Lodging/Hospitality | Miscellaneous | Pool pump | TRC | New | EN2060 | Solar Powered Pool Pump | Solar Powered Pool Pump | Equip | 10 | Pool pump | 3.42% | Tech/Econ | 81% | 2417.9529 | 0.56904 | 0.088327
Tech | Lodging/Hospitality | Miscellaneous | Pool pump | TRC | New | EN2023 | Solar Pool Heater | Solar Pool Heater | Equip | 15 | Pool pump | 5.077% | Tech/Econ | 86.11% | 3990.0288 | 0 | 0.14575
Tech | Lodging/Hospitality | Miscellaneous | Pool pump | TRC | New | EN1984 | Heat Pump Pool Heater | Heat Pump Pool Heater | Equip | 15 | Pool pump | 75.3% | Tech/Econ | 80% | 51124.9015 | 0 | 1.8676
Tech | Lodging/Hospitality | Space Heating | Packaged central unit | TRC | New | NN5345 | Retro-Commissioning | Retro-Commissioning | NonEquip | 5 |  | 0% | Tech/Econ | 16% | 0 | 0 | 0
Tech | Lodging/Hospitality | Space Heating | Packaged central unit | TRC | New | NN4331 | Water Cooled Refrigeration Heat Recovery | Water Cooled Refrigeration Heat Recovery | NonEquip | 20 |  | 0% | Tech/Econ | 10% | 0 | 0 | 0
Tech | Lodging/Hospitality | Space Heating | Packaged central unit | TRC | New | NN4279 | Warehouse Loading Dock Seals | Warehouse Loading Dock Seals | NonEquip | 18 |  | 0% | Tech/Econ | 0.522% | 0 | 0 | 0
Tech | Lodging/Hospitality | Space Heating | Packaged central unit | TRC | New | NN4175 | Smart Thermostat | Smart Thermostat | NonEquip | 11 |  | 45.33% | Tech/Econ | 10% | 5981.724 | 0 | 17.8719
Tech | Lodging/Hospitality | Space Heating | Packaged central unit | TRC | New | NN4097 | Roof Insulation | Roof Insulation | NonEquip | 20 |  | 37.5% | Tech/Econ | 0.4445% | 0 | 0 | 0
Tech | Lodging/Hospitality | Space Heating | Packaged central unit | TRC | New | NN4071 | Programmable Thermostat | Programmable Thermostat | NonEquip | 11 |  | 0% | Tech/Econ | 3.6% | 0 | 0 | 0
Tech | Lodging/Hospitality | Space Heating | Packaged central unit | TRC | New | NN4019 | Low U-Value Windows | Low U-Value Windows | NonEquip | 20 |  | 26.88% | Tech/Econ | 10% | 3385.9937 | 0 | -0.33624
Tech | Lodging/Hospitality | Space Heating | Packaged central unit | TRC | New | NN3941 | Infiltration Reduction - Air Sealing | Infiltration Reduction - Air Sealing | NonEquip | 11 |  | 0% | Tech/Econ | 0.261% | 0 | 0 | 0
Tech | Lodging/Hospitality | Space Heating | Packaged central unit | TRC | New | NN3863 | Hotel Card Energy Control Systems | Hotel Card Energy Control Systems | NonEquip | 15 |  | 41.26% | Tech/Econ | 5.293% | 1526.373 | 0 | -0.045928
Tech | Lodging/Hospitality | Space Heating | Packaged central unit | TRC | New | NN3785 | Green Roof | Green Roof | NonEquip | 15 |  | 0.63% | Tech/Econ | 0.6869% | 0 | 0 | 0
Tech | Lodging/Hospitality | Space Heating | Packaged central unit | TRC | New | NN3733 | Floor Insulation | Floor Insulation | NonEquip | 20 |  | 16.87% | Tech/Econ | 0.2332% | 0 | 0 | 0
Tech | Lodging/Hospitality | Space Heating | Packaged central unit | TRC | New | NN3655 | Facility Energy Management System | Facility Energy Management System | NonEquip | 15 |  | 4.276% | Tech/Econ | 20% | 1138.3189 | 0 | 0.13658
Tech | Lodging/Hospitality | Space Heating | Packaged central unit | TRC | New | NN3577 | ECM Motors on Furnaces | ECM Motors on Furnaces | NonEquip | 15 | Forced air furnace | 0% | Tech/Econ | 1.706% | 0 | 0 | 0
Tech | Lodging/Hospitality | Space Heating | Packaged central unit | TRC | New | NN3551 | Duct Sealing Repair | Duct Sealing Repair | NonEquip | 15 |  | 0% | Tech/Econ | 12% | 0 | 0 | 0
Tech | Lodging/Hospitality | Space Heating | Packaged central unit | TRC | New | NN3499 | Duct Insulation | Duct Insulation | NonEquip | 15 |  | 0% | Tech/Econ | 2.045% | 0 | 0 | 0
Tech | Lodging/Hospitality | Space Heating | Packaged central unit | TRC | New | NN3447 | Destratification Fans | Destratification Fans | NonEquip | 10 |  | 0% | Tech/Econ | 13.15% | 0 | 0 | 0
Tech | Lodging/Hospitality | Space Heating | Packaged central unit | TRC | New | NN3395 | Dedicated Outdoor Air System on VRF unit | Dedicated Outdoor Air System on VRF unit | NonEquip | 15 | Residential/split system heat pump | 0% | Tech/Econ | 10% | 0 | 0 | 0
Tech | Lodging/Hospitality | Space Heating | Packaged central unit | TRC | New | NN3343 | Cool Roof | Cool Roof | NonEquip | 15 |  | 72.18% | Tech/Econ | 0.07756% | 0 | 0 | 0
Tech | Lodging/Hospitality | Space Heating | Packaged central unit | TRC | New | NN3239 | Ceiling Insulation(R30 to R38) | Ceiling Insulation(R30 to R38) | NonEquip | 20 |  | 0% | Tech/Econ | 0.08983% | 0 | 0 | 0
Tech | Lodging/Hospitality | Space Heating | Packaged central unit | TRC | New | NN3187 | Ceiling Insulation(R2 to R38) | Ceiling Insulation(R2 to R38) | NonEquip | 20 |  | 0% | Tech/Econ | 6.064% | 0 | 0 | 0
Tech | Lodging/Hospitality | Space Heating | Packaged central unit | TRC | New | NN3135 | Ceiling Insulation(R19 to R38) | Ceiling Insulation(R19 to R38) | NonEquip | 20 |  | 0% | Tech/Econ | 0.3369% | 0 | 0 | 0
Tech | Lodging/Hospitality | Space Heating | Packaged central unit | TRC | New | NN3083 | Ceiling Insulation(R12 to R38) | Ceiling Insulation(R12 to R38) | NonEquip | 20 |  | 0% | Tech/Econ | 0.7299% | 0 | 0 | 0
Tech | Lodging/Hospitality | Space Heating | Packaged central unit | TRC | New | NN3005 | Air Curtains | Air Curtains | NonEquip | 8 |  | 28.37% | Tech/Econ | 0.2603% | 0 | 0 | 0
Tech | Lodging/Hospitality | Space Heating | Packaged central unit | TRC | Existing | NE5332 | Retro-Commissioning | Retro-Commissioning | NonEquip | 5 |  | 21.99% | Tech/Econ | 16% | 223764.6609 | 0 | 133.8623
Tech | Lodging/Hospitality | Space Heating | Packaged central unit | TRC | Existing | NE4318 | Water Cooled Refrigeration Heat Recovery | Water Cooled Refrigeration Heat Recovery | NonEquip | 20 |  | 0% | Tech/Econ | 10% | 0 | 0 | 0
Tech | Lodging/Hospitality | Space Heating | Packaged central unit | TRC | Existing | NE4266 | Warehouse Loading Dock Seals | Warehouse Loading Dock Seals | NonEquip | 18 |  | 0% | Tech/Econ | 0.576% | 0 | 0 | 0
Tech | Lodging/Hospitality | Space Heating | Packaged central unit | TRC | Existing | NE4240 | Wall Insulation | Wall Insulation | NonEquip | 20 |  | 0% | Tech/Econ | 6.945% | 0 | 0 | 0
Tech | Lodging/Hospitality | Space Heating | Packaged central unit | TRC | Existing | NE4162 | Smart Thermostat | Smart Thermostat | NonEquip | 11 |  | 45.33% | Tech/Econ | 10% | 317818.0983 | 0 | 949.5635
Tech | Lodging/Hospitality | Space Heating | Packaged central unit | TRC | Existing | NE4084 | Roof Insulation | Roof Insulation | NonEquip | 20 |  | 43.5% | Tech/Econ | 0.9809% | 26183.4643 | 0 | 6.3786
Tech | Lodging/Hospitality | Space Heating | Packaged central unit | TRC | Existing | NE4058 | Programmable Thermostat | Programmable Thermostat | NonEquip | 11 |  | 0% | Tech/Econ | 3.6% | 0 | 0 | 0
Tech | Lodging/Hospitality | Space Heating | Packaged central unit | TRC | Existing | NE4006 | Low U-Value Windows | Low U-Value Windows | NonEquip | 20 |  | 10.75% | Tech/Econ | 46% | 365300.4414 | 0 | -36.2758
Tech | Lodging/Hospitality | Space Heating | Packaged central unit | TRC | Existing | NE3928 | Infiltration Reduction - Air Sealing | Infiltration Reduction - Air Sealing | NonEquip | 11 |  | 0% | Tech/Econ | 0.288% | 0 | 0 | 0
Tech | Lodging/Hospitality | Space Heating | Packaged central unit | TRC | Existing | NE3850 | Hotel Card Energy Control Systems | Hotel Card Energy Control Systems | NonEquip | 15 |  | 41.26% | Tech/Econ | 5.293% | 146192.9286 | 0 | -4.3989
Tech | Lodging/Hospitality | Space Heating | Packaged central unit | TRC | Existing | NE3772 | Green Roof | Green Roof | NonEquip | 15 |  | 0.126% | Tech/Econ | 0.758% | 58.354 | 0 | 0
Tech | Lodging/Hospitality | Space Heating | Packaged central unit | TRC | Existing | NE3720 | Floor Insulation | Floor Insulation | NonEquip | 20 |  | 12.15% | Tech/Econ | 0.2573% | 1908.6548 | 0 | 0.46497
Tech | Lodging/Hospitality | Space Heating | Packaged central unit | TRC | Existing | NE3642 | Facility Energy Management System | Facility Energy Management System | NonEquip | 15 |  | 0.7167% | Tech/Econ | 20% | 10064.8059 | 0 | 1.2076
Tech | Lodging/Hospitality | Space Heating | Packaged central unit | TRC | Existing | NE3564 | ECM Motors on Furnaces | ECM Motors on Furnaces | NonEquip | 15 | Forced air furnace | 0% | Tech/Econ | 1.706% | 0 | 0 | 0
Tech | Lodging/Hospitality | Space Heating | Packaged central unit | TRC | Existing | NE3538 | Duct Sealing Repair | Duct Sealing Repair | NonEquip | 15 |  | 0% | Tech/Econ | 12% | 0 | 0 | 0
Tech | Lodging/Hospitality | Space Heating | Packaged central unit | TRC | Existing | NE3486 | Duct Insulation | Duct Insulation | NonEquip | 15 |  | 0% | Tech/Econ | 2.045% | 0 | 0 | 0
Tech | Lodging/Hospitality | Space Heating | Packaged central unit | TRC | Existing | NE3434 | Destratification Fans | Destratification Fans | NonEquip | 10 |  | 0% | Tech/Econ | 13.15% | 0 | 0 | 0
Tech | Lodging/Hospitality | Space Heating | Packaged central unit | TRC | Existing | NE3382 | Dedicated Outdoor Air System on VRF unit | Dedicated Outdoor Air System on VRF unit | NonEquip | 15 | Residential/split system heat pump | 0% | Tech/Econ | 10% | 0 | 0 | 0
Tech | Lodging/Hospitality | Space Heating | Packaged central unit | TRC | Existing | NE3330 | Cool Roof | Cool Roof | NonEquip | 15 |  | 72.68% | Tech/Econ | 0.08559% | 3796.22 | 0 | 0
Tech | Lodging/Hospitality | Space Heating | Packaged central unit | TRC | Existing | NE3226 | Ceiling Insulation(R30 to R38) | Ceiling Insulation(R30 to R38) | NonEquip | 20 |  | 0% | Tech/Econ | 0.09913% | 0 | 0 | 0
Tech | Lodging/Hospitality | Space Heating | Packaged central unit | TRC | Existing | NE3174 | Ceiling Insulation(R2 to R38) | Ceiling Insulation(R2 to R38) | NonEquip | 20 |  | 0% | Tech/Econ | 6.691% | 0 | 0 | 0
Tech | Lodging/Hospitality | Space Heating | Packaged central unit | TRC | Existing | NE3122 | Ceiling Insulation(R19 to R38) | Ceiling Insulation(R19 to R38) | NonEquip | 20 |  | 0% | Tech/Econ | 0.3717% | 0 | 0 | 0
Tech | Lodging/Hospitality | Space Heating | Packaged central unit | TRC | Existing | NE3070 | Ceiling Insulation(R12 to R38) | Ceiling Insulation(R12 to R38) | NonEquip | 20 |  | 0% | Tech/Econ | 0.8054% | 0 | 0 | 0
Tech | Lodging/Hospitality | Space Heating | Packaged central unit | TRC | Existing | NE2992 | Air Curtains | Air Curtains | NonEquip | 8 |  | 33.45% | Tech/Econ | 0.2603% | 5319.151 | 0 | 0.57767
Tech | Lodging/Hospitality | Space Heating | Packaged central unit | TRC | Turnover | ET1217 | High Efficiency DX 135k- less than 240k BTU | High Efficiency DX 135k- less than 240k BTU | Equip | 15 | Packaged central unit | 94.56% | Tech/Econ | 3.03% | 187626.5469 | 0 | 0
Tech | Lodging/Hospitality | Space Heating | Packaged central unit | TRC | New | EN1243 | High Efficiency DX 135k- less than 240k BTU | High Efficiency DX 135k- less than 240k BTU | Equip | 15 | Packaged central unit | 94.56% | Tech/Econ | 3.03% | 3469.4405 | 0 | 0
Tech | Lodging/Hospitality | Space Cooling | Packaged air conditioning units (RTUs) | TRC | New | NN5371 | Retro-Commissioning | Retro-Commissioning | NonEquip | 5 |  | 0% | Tech/Econ | 16% | 0 | 0 | 0
Tech | Lodging/Hospitality | Space Cooling | Packaged air conditioning units (RTUs) | TRC | New | NN4383 | Window Sun Protection | Window Sun Protection | NonEquip | 10 |  | 15.35% | Tech/Econ | 16% | 36507.4176 | 15.5974 | -0.34582
Tech | Lodging/Hospitality | Space Cooling | Packaged air conditioning units (RTUs) | TRC | New | NN4357 | Waterside Economizer | Waterside Economizer | NonEquip | 20 |  | 0% | Tech/Econ | 5.556% | 0 | 0 | 0
Tech | Lodging/Hospitality | Space Cooling | Packaged air conditioning units (RTUs) | TRC | New | NN4305 | Warehouse Loading Dock Seals | Warehouse Loading Dock Seals | NonEquip | 18 |  | 0% | Tech/Econ | 0.4224% | 0 | 0 | 0
Tech | Lodging/Hospitality | Space Cooling | Packaged air conditioning units (RTUs) | TRC | New | NN4149 | Smart Thermostat | Smart Thermostat | NonEquip | 11 |  | 45.33% | Tech/Econ | 10% | 0 | 0 | 0
Tech | Lodging/Hospitality | Space Cooling | Packaged air conditioning units (RTUs) | TRC | New | NN4045 | Programmable Thermostat | Programmable Thermostat | NonEquip | 11 |  | 0% | Tech/Econ | 3.6% | 0 | 0 | 0
Tech | Lodging/Hospitality | Space Cooling | Packaged air conditioning units (RTUs) | TRC | New | NN3993 | Low U-Value Windows | Low U-Value Windows | NonEquip | 20 |  | 26.88% | Tech/Econ | 10% | 12628.119 | 5.5723 | 0
Tech | Lodging/Hospitality | Space Cooling | Packaged air conditioning units (RTUs) | TRC | New | NN3915 | HVAC tune-up_RTU | HVAC tune-up_RTU | NonEquip | 5 | Packaged air conditioning units (RTUs) | 0% | Tech/Econ | 5% | 0 | 0 | 0
Tech | Lodging/Hospitality | Space Cooling | Packaged air conditioning units (RTUs) | TRC | New | NN3889 | HVAC tune-up | HVAC tune-up | NonEquip | 5 | Residential-type central air conditioners | 0% | Tech/Econ | 5% | 0 | 0 | 0
Tech | Lodging/Hospitality | Space Cooling | Packaged air conditioning units (RTUs) | TRC | New | NN3837 | Hotel Card Energy Control Systems | Hotel Card Energy Control Systems | NonEquip | 15 |  | 41.26% | Tech/Econ | 5.293% | 0 | 0 | 0
Tech | Lodging/Hospitality | Space Cooling | Packaged air conditioning units (RTUs) | TRC | New | NN3811 | Green Roof | Green Roof | NonEquip | 15 |  | 0.63% | Tech/Econ | 0.4169% | 0 | 0 | 0
Tech | Lodging/Hospitality | Space Cooling | Packaged air conditioning units (RTUs) | TRC | New | NN3681 | Facility Energy Management System | Facility Energy Management System | NonEquip | 15 |  | 4.276% | Tech/Econ | 20% | 14484.855 | 3.78 | 0
Tech | Lodging/Hospitality | Space Cooling | Packaged air conditioning units (RTUs) | TRC | New | NN3629 | Facility Commissioning | Facility Commissioning | NonEquip | 10 |  | 71.67% | Tech/Econ | 16% | 192561.9105 | 39.6013 | 0.17826
Tech | Lodging/Hospitality | Space Cooling | Packaged air conditioning units (RTUs) | TRC | New | NN3603 | Energy Recovery Ventilation System (ERV) | Energy Recovery Ventilation System (ERV) | NonEquip | 15 | Packaged air conditioning units (RTUs) | 48.99% | Tech/Econ | 9.935% | 69970.3491 | 120.5106 | 4.6078
Tech | Lodging/Hospitality | Space Cooling | Packaged air conditioning units (RTUs) | TRC | New | NN3525 | Duct Sealing Repair | Duct Sealing Repair | NonEquip | 15 |  | 0% | Tech/Econ | 12% | 0 | 0 | 0
Tech | Lodging/Hospitality | Space Cooling | Packaged air conditioning units (RTUs) | TRC | New | NN3473 | Duct Insulation | Duct Insulation | NonEquip | 15 |  | 0% | Tech/Econ | 2.045% | 0 | 0 | 0
Tech | Lodging/Hospitality | Space Cooling | Packaged air conditioning units (RTUs) | TRC | New | NN3421 | Dedicated Outdoor Air System on VRF unit | Dedicated Outdoor Air System on VRF unit | NonEquip | 15 | Residential-type central air conditioners | 0% | Tech/Econ | 17.5% | 0 | 0 | 0
Tech | Lodging/Hospitality | Space Cooling | Packaged air conditioning units (RTUs) | TRC | New | NN3369 | Cool Roof | Cool Roof | NonEquip | 15 |  | 72.18% | Tech/Econ | 0.5924% | 0 | 0 | 0
Tech | Lodging/Hospitality | Space Cooling | Packaged air conditioning units (RTUs) | TRC | New | NN3317 | Chilled Water System - Variable Speed Drives | Chilled Water System - Variable Speed Drives | NonEquip | 13 | Central chillers inside | 0% | Tech/Econ | 24.74% | 0 | 0 | 0
Tech | Lodging/Hospitality | Space Cooling | Packaged air conditioning units (RTUs) | TRC | New | NN3291 | Chilled Water Controls Optimization | Chilled Water Controls Optimization | NonEquip | 10 | Central chillers inside | 0% | Tech/Econ | 12.5% | 0 | 0 | 0
Tech | Lodging/Hospitality | Space Cooling | Packaged air conditioning units (RTUs) | TRC | New | NN3213 | Ceiling Insulation(R2 to R38) | Ceiling Insulation(R2 to R38) | NonEquip | 20 |  | 0% | Tech/Econ | 4.907% | 0 | 0 | 0
Tech | Lodging/Hospitality | Space Cooling | Packaged air conditioning units (RTUs) | TRC | New | NN3109 | Ceiling Insulation(R12 to R38) | Ceiling Insulation(R12 to R38) | NonEquip | 20 |  | 0% | Tech/Econ | 0.5907% | 0 | 0 | 0
Tech | Lodging/Hospitality | Space Cooling | Packaged air conditioning units (RTUs) | TRC | New | NN3057 | Airside Economizer | Airside Economizer | NonEquip | 10 | Packaged air conditioning units (RTUs) | 4.552% | Tech/Econ | 5.556% | 3458.8893 | -0.73935 | 0.00099909
Tech | Lodging/Hospitality | Space Cooling | Packaged air conditioning units (RTUs) | TRC | Existing | NE5358 | Retro-Commissioning | Retro-Commissioning | NonEquip | 5 |  | 21.99% | Tech/Econ | 16% | 2600354.768 | 802.8505 | 0
Tech | Lodging/Hospitality | Space Cooling | Packaged air conditioning units (RTUs) | TRC | Existing | NE4370 | Window Sun Protection | Window Sun Protection | NonEquip | 10 |  | 15.68% | Tech/Econ | 16% | 2238054.72 | 956.1856 | -21.2004
Tech | Lodging/Hospitality | Space Cooling | Packaged air conditioning units (RTUs) | TRC | Existing | NE4344 | Waterside Economizer | Waterside Economizer | NonEquip | 20 |  | 0% | Tech/Econ | 5.556% | 0 | 0 | 0
Tech | Lodging/Hospitality | Space Cooling | Packaged air conditioning units (RTUs) | TRC | Existing | NE4292 | Warehouse Loading Dock Seals | Warehouse Loading Dock Seals | NonEquip | 18 |  | 0% | Tech/Econ | 0.4224% | 0 | 0 | 0
Tech | Lodging/Hospitality | Space Cooling | Packaged air conditioning units (RTUs) | TRC | Existing | NE4214 | Wall Insulation | Wall Insulation | NonEquip | 20 |  | 0% | Tech/Econ | 34.88% | 0 | 0 | 0
Tech | Lodging/Hospitality | Space Cooling | Packaged air conditioning units (RTUs) | TRC | Existing | NE4136 | Smart Thermostat | Smart Thermostat | NonEquip | 11 |  | 45.33% | Tech/Econ | 10% | 3942720.49 | -126.2923 | 0
Tech | Lodging/Hospitality | Space Cooling | Packaged air conditioning units (RTUs) | TRC | Existing | NE4110 | Roof Insulation | Roof Insulation | NonEquip | 20 |  | 43.5% | Tech/Econ | 0.7194% | 223151.6292 | 92.2913 | 0
Tech | Lodging/Hospitality | Space Cooling | Packaged air conditioning units (RTUs) | TRC | Existing | NE4032 | Programmable Thermostat | Programmable Thermostat | NonEquip | 11 |  | 0% | Tech/Econ | 3.6% | 0 | 0 | 0
Tech | Lodging/Hospitality | Space Cooling | Packaged air conditioning units (RTUs) | TRC | Existing | NE3980 | Low U-Value Windows | Low U-Value Windows | NonEquip | 20 |  | 10.75% | Tech/Econ | 46% | 4648366.863 | 2051.1508 | 0
Tech | Lodging/Hospitality | Space Cooling | Packaged air conditioning units (RTUs) | TRC | Existing | NE3902 | HVAC tune-up_RTU | HVAC tune-up_RTU | NonEquip | 5 | Packaged air conditioning units (RTUs) | 0% | Tech/Econ | 5% | 0 | 0 | 0
Tech | Lodging/Hospitality | Space Cooling | Packaged air conditioning units (RTUs) | TRC | Existing | NE3876 | HVAC tune-up | HVAC tune-up | NonEquip | 5 | Residential-type central air conditioners | 0% | Tech/Econ | 5% | 0 | 0 | 0
Tech | Lodging/Hospitality | Space Cooling | Packaged air conditioning units (RTUs) | TRC | Existing | NE3824 | Hotel Card Energy Control Systems | Hotel Card Energy Control Systems | NonEquip | 15 |  | 41.26% | Tech/Econ | 5.293% | 1720972.589 | 13.7585 | 0
Tech | Lodging/Hospitality | Space Cooling | Packaged air conditioning units (RTUs) | TRC | Existing | NE3798 | Green Roof | Green Roof | NonEquip | 15 |  | 0.126% | Tech/Econ | 0.4169% | 371.8306 | 0.20953 | 0
Tech | Lodging/Hospitality | Space Cooling | Packaged air conditioning units (RTUs) | TRC | Existing | NE3668 | Facility Energy Management System | Facility Energy Management System | NonEquip | 15 |  | 0.7167% | Tech/Econ | 20% | 128072.4166 | 33.4218 | 0
Tech | Lodging/Hospitality | Space Cooling | Packaged air conditioning units (RTUs) | TRC | Existing | NE3590 | Energy Recovery Ventilation System (ERV) | Energy Recovery Ventilation System (ERV) | NonEquip | 15 | Packaged air conditioning units (RTUs) | 48.99% | Tech/Econ | 9.935% | 4041838.094 | 6961.2952 | 266.1687
Tech | Lodging/Hospitality | Space Cooling | Packaged air conditioning units (RTUs) | TRC | Existing | NE3512 | Duct Sealing Repair | Duct Sealing Repair | NonEquip | 15 |  | 0% | Tech/Econ | 12% | 0 | 0 | 0
Tech | Lodging/Hospitality | Space Cooling | Packaged air conditioning units (RTUs) | TRC | Existing | NE3460 | Duct Insulation | Duct Insulation | NonEquip | 15 |  | 0% | Tech/Econ | 2.045% | 0 | 0 | 0
Tech | Lodging/Hospitality | Space Cooling | Packaged air conditioning units (RTUs) | TRC | Existing | NE3408 | Dedicated Outdoor Air System on VRF unit | Dedicated Outdoor Air System on VRF unit | NonEquip | 15 | Residential-type central air conditioners | 0% | Tech/Econ | 17.5% | 0 | 0 | 0
Tech | Lodging/Hospitality | Space Cooling | Packaged air conditioning units (RTUs) | TRC | Existing | NE3356 | Cool Roof | Cool Roof | NonEquip | 15 |  | 72.68% | Tech/Econ | 0.5924% | 306065.7522 | 172.4696 | 0
Tech | Lodging/Hospitality | Space Cooling | Packaged air conditioning units (RTUs) | TRC | Existing | NE3304 | Chilled Water System - Variable Speed Drives | Chilled Water System - Variable Speed Drives | NonEquip | 13 | Central chillers inside | 0% | Tech/Econ | 24.74% | 0 | 0 | 0
Tech | Lodging/Hospitality | Space Cooling | Packaged air conditioning units (RTUs) | TRC | Existing | NE3278 | Chilled Water Controls Optimization | Chilled Water Controls Optimization | NonEquip | 10 | Central chillers inside | 0% | Tech/Econ | 12.5% | 0 | 0 | 0
Tech | Lodging/Hospitality | Space Cooling | Packaged air conditioning units (RTUs) | TRC | Existing | NE3200 | Ceiling Insulation(R2 to R38) | Ceiling Insulation(R2 to R38) | NonEquip | 20 |  | 0% | Tech/Econ | 4.907% | 0 | 0 | 0
Tech | Lodging/Hospitality | Space Cooling | Packaged air conditioning units (RTUs) | TRC | Existing | NE3096 | Ceiling Insulation(R12 to R38) | Ceiling Insulation(R12 to R38) | NonEquip | 20 |  | 0% | Tech/Econ | 0.5907% | 0 | 0 | 0
Tech | Lodging/Hospitality | Space Cooling | Packaged air conditioning units (RTUs) | TRC | Existing | NE3044 | Airside Economizer | Airside Economizer | NonEquip | 10 | Packaged air conditioning units (RTUs) | 4.552% | Tech/Econ | 5.556% | 199802.7827 | -42.7087 | 0.057712
Tech | Lodging/Hospitality | Space Cooling | Packaged air conditioning units (RTUs) | TRC | Turnover | ET1178 | High Efficiency DX 135k- less than 240k BTU | High Efficiency DX 135k- less than 240k BTU | Equip | 15 | Packaged air conditioning units (RTUs) | 94.56% | Tech/Econ | 4.348% | 3169041.888 | 1310.4431 | 0
Tech | Lodging/Hospitality | Space Cooling | Packaged air conditioning units (RTUs) | TRC | New | EN1204 | High Efficiency DX 135k- less than 240k BTU | High Efficiency DX 135k- less than 240k BTU | Equip | 15 | Packaged air conditioning units (RTUs) | 94.56% | Tech/Econ | 4.348% | 27553.6035 | 11.3938 | 0
Tech | Lodging/Hospitality | Interior Lighting | Overhead (fluorescent/LED/CFL U-shape) | TRC | New | NN5267 | Retro-Commissioning | Retro-Commissioning | NonEquip | 5 |  | 0% | Tech/Econ | 16% | 0 | 0 | 0
Tech | Lodging/Hospitality | Interior Lighting | Overhead (fluorescent/LED/CFL U-shape) | TRC | New | NN4435 | Interior Lighting Controls | Interior Lighting Controls | NonEquip | 8 | Overhead (fluorescent/LED/CFL U-shape) | 15.09% | Tech/Econ | 28% | 53237.1939 | 0 | 0
Tech | Lodging/Hospitality | Interior Lighting | Overhead (fluorescent/LED/CFL U-shape) | TRC | New | NN4409 | Bi-Level Lighting Control (Interior) | Bi-Level Lighting Control (Interior) | NonEquip | 8 | Overhead (fluorescent/LED/CFL U-shape) | 36% | Tech/Econ | 31% | 158310.3127 | 1.9557 | 0
Tech | Lodging/Hospitality | Interior Lighting | Overhead (fluorescent/LED/CFL U-shape) | TRC | New | NN3707 | Facility Energy Management System | Facility Energy Management System | NonEquip | 15 |  | 4.276% | Tech/Econ | 24% | 12386.7266 | 3.2324 | 1.4862
Tech | Lodging/Hospitality | Interior Lighting | Overhead (fluorescent/LED/CFL U-shape) | TRC | Existing | NE5254 | Retro-Commissioning | Retro-Commissioning | NonEquip | 5 |  | 21.99% | Tech/Econ | 16% | 1940878.456 | 599.2395 | 1161.0877
Tech | Lodging/Hospitality | Interior Lighting | Overhead (fluorescent/LED/CFL U-shape) | TRC | Existing | NE4422 | Interior Lighting Controls | Interior Lighting Controls | NonEquip | 8 | Overhead (fluorescent/LED/CFL U-shape) | 15.09% | Tech/Econ | 28% | 2596461.428 | 0 | 0
Tech | Lodging/Hospitality | Interior Lighting | Overhead (fluorescent/LED/CFL U-shape) | TRC | Existing | NE4396 | Bi-Level Lighting Control (Interior) | Bi-Level Lighting Control (Interior) | NonEquip | 8 | Overhead (fluorescent/LED/CFL U-shape) | 36% | Tech/Econ | 31% | 7721042.185 | 95.3829 | 0
Tech | Lodging/Hospitality | Interior Lighting | Overhead (fluorescent/LED/CFL U-shape) | TRC | Existing | NE3694 | Facility Energy Management System | Facility Energy Management System | NonEquip | 15 |  | 0.7167% | Tech/Econ | 24% | 95050.8835 | 24.8045 | 11.4049
Tech | Lodging/Hospitality | Interior Lighting | Overhead (fluorescent/LED/CFL U-shape) | TRC | Turnover | ET1802 | Premium T8 - Lamp Replacement | Premium T8 - Lamp Replacement | Equip | 8 | Overhead (fluorescent/LED/CFL U-shape) | 0% | Tech/Econ | 12.5% | 0 | 0 | 0
Tech | Lodging/Hospitality | Interior Lighting | Overhead (fluorescent/LED/CFL U-shape) | TRC | Turnover | ET1763 | Premium T8 - Fixture Replacement | Premium T8 - Fixture Replacement | Equip | 8 | Overhead (fluorescent/LED/CFL U-shape) | 0% | Tech/Econ | 12.5% | 0 | 0 | 0
Tech | Lodging/Hospitality | Interior Lighting | Overhead (fluorescent/LED/CFL U-shape) | TRC | Turnover | ET1724 | LED Linear - Lamp Replacement | LED Linear - Lamp Replacement | Equip | 15 | Overhead (fluorescent/LED/CFL U-shape) | 24.1% | Tech/Econ | 25.43% | 3607353.735 | 870.182 | 0.14575
Tech | Lodging/Hospitality | Interior Lighting | Overhead (fluorescent/LED/CFL U-shape) | TRC | Turnover | ET1685 | LED Linear - Fixture Replacement | LED Linear - Fixture Replacement | Equip | 15 | Overhead (fluorescent/LED/CFL U-shape) | 24.1% | Tech/Econ | 50.28% | 9540674.67 | 2326.6916 | 0.12747
Tech | Lodging/Hospitality | Interior Lighting | Overhead (fluorescent/LED/CFL U-shape) | TRC | New | EN1828 | Premium T8 - Lamp Replacement | Premium T8 - Lamp Replacement | Equip | 8 | Overhead (fluorescent/LED/CFL U-shape) | 0% | Tech/Econ | 12.5% | 0 | 0 | 0
Tech | Lodging/Hospitality | Interior Lighting | Overhead (fluorescent/LED/CFL U-shape) | TRC | New | EN1789 | Premium T8 - Fixture Replacement | Premium T8 - Fixture Replacement | Equip | 8 | Overhead (fluorescent/LED/CFL U-shape) | 0% | Tech/Econ | 12.5% | 0 | 0 | 0
Tech | Lodging/Hospitality | Interior Lighting | Overhead (fluorescent/LED/CFL U-shape) | TRC | New | EN1750 | LED Linear - Lamp Replacement | LED Linear - Lamp Replacement | Equip | 15 | Overhead (fluorescent/LED/CFL U-shape) | 0% | Tech/Econ | 25.43% | 0 | 0 | 0
Tech | Lodging/Hospitality | Interior Lighting | Overhead (fluorescent/LED/CFL U-shape) | TRC | New | EN1711 | LED Linear - Fixture Replacement | LED Linear - Fixture Replacement | Equip | 15 | Overhead (fluorescent/LED/CFL U-shape) | 0% | Tech/Econ | 50.28% | 0 | 0 | 0
Tech | Lodging/Hospitality | Cooking | Oven | TRC | Turnover | ET47 | Energy Star Commercial Oven | Energy Star Commercial Oven | Equip | 12 | Oven | 22.46% | Tech/Econ | 34.83% | 337681.2299 | 54.8354 | 28.6949
Tech | Lodging/Hospitality | Cooking | Oven | TRC | New | EN73 | Energy Star Commercial Oven | Energy Star Commercial Oven | Equip | 12 | Oven | 22.46% | Tech/Econ | 34.83% | 6084.6562 | 0.98808 | 0.51705
Tech | Lodging/Hospitality | Miscellaneous | Others | TRC | New | NN5449 | Retro-Commissioning | Retro-Commissioning | NonEquip | 5 |  | 0% | Tech/Econ | 16% | 0 | 0 | 0
Tech | Lodging/Hospitality | Miscellaneous | Others | TRC | New | NN4539 | VSD Controlled Compressor | VSD Controlled Compressor | NonEquip | 15 | Others | 36.99% | Tech/Econ | 20.79% | 207973.2113 | 26.9648 | 22.5864
Tech | Lodging/Hospitality | Miscellaneous | Others | TRC | New | NN4513 | Regenerative Drive Elevator Motor | Regenerative Drive Elevator Motor | NonEquip | 13 | Elevators/Escalators | 0% | Tech/Econ | 6.211% | 0 | 0 | 0
Tech | Lodging/Hospitality | Miscellaneous | Others | TRC | New | NN4487 | Engine Block Timer | Engine Block Timer | NonEquip | 5 | Others | 4.977% | Tech/Econ | 36% | 52498.269 | 0 | 0
Tech | Lodging/Hospitality | Miscellaneous | Others | TRC | New | NN4461 | Efficient Motor Belts | Efficient Motor Belts | NonEquip | 10 | Others | 4.977% | Tech/Econ | 1.105% | 1339.311 | 0.17365 | 0.14545
Tech | Lodging/Hospitality | Miscellaneous | Others | TRC | Existing | NE5436 | Retro-Commissioning | Retro-Commissioning | NonEquip | 5 |  | 21.99% | Tech/Econ | 16% | 5141455.569 | 1587.4066 | 3075.7624
Tech | Lodging/Hospitality | Miscellaneous | Others | TRC | Existing | NE4526 | VSD Controlled Compressor | VSD Controlled Compressor | NonEquip | 15 | Others | 7.399% | Tech/Econ | 20.79% | 2339970.919 | 303.3892 | 254.1264
Tech | Lodging/Hospitality | Miscellaneous | Others | TRC | Existing | NE4500 | Regenerative Drive Elevator Motor | Regenerative Drive Elevator Motor | NonEquip | 13 | Elevators/Escalators | 0% | Tech/Econ | 6.211% | 0 | 0 | 0
Tech | Lodging/Hospitality | Miscellaneous | Others | TRC | Existing | NE4474 | Engine Block Timer | Engine Block Timer | NonEquip | 5 | Others | 1.244% | Tech/Econ | 36% | 728376.4076 | 0 | 0
Tech | Lodging/Hospitality | Miscellaneous | Others | TRC | Existing | NE4448 | Efficient Motor Belts | Efficient Motor Belts | NonEquip | 10 | Others | 1.244% | Tech/Econ | 1.105% | 19384.6948 | 2.5133 | 2.1052
Tech | Lodging/Hospitality | Miscellaneous | Others | TRC | Turnover | ET1919 | ENERGY STAR Water Cooler | ENERGY STAR Water Cooler | Equip | 10 | Others | 0% | Tech/Econ | 68.49% | 0 | 0 | 0
Tech | Lodging/Hospitality | Miscellaneous | Others | TRC | Turnover | ET1880 | ENERGY STAR Commercial Clothes Washer | ENERGY STAR Commercial Clothes Washer | Equip | 7 | Others | 22.05% | Tech/Econ | 27.27% | 9734941.788 | 990.0184 | 1139.5275
Tech | Lodging/Hospitality | Miscellaneous | Others | TRC | Turnover | ET1841 | Efficient Battery Charger | Efficient Battery Charger | Equip | 7 | Others | 17.92% | Tech/Econ | 13.68% | 3670931.842 | 2011.4695 | 0
Tech | Lodging/Hospitality | Miscellaneous | Others | TRC | New | EN1945 | ENERGY STAR Water Cooler | ENERGY STAR Water Cooler | Equip | 10 | Others | 0% | Tech/Econ | 68.49% | 0 | 0 | 0
Tech | Lodging/Hospitality | Miscellaneous | Others | TRC | New | EN1906 | ENERGY STAR Commercial Clothes Washer | ENERGY STAR Commercial Clothes Washer | Equip | 7 | Others | 22.05% | Tech/Econ | 27.27% | 173045.4934 | 17.5983 | 20.2559
Tech | Lodging/Hospitality | Miscellaneous | Others | TRC | New | EN1867 | Efficient Battery Charger | Efficient Battery Charger | Equip | 7 | Others | 17.92% | Tech/Econ | 13.68% | 61176.3863 | 33.5213 | 0
Tech | Lodging/Hospitality | Office Equipment | Other office | TRC | New | NN4591 | Smart Strip Plug Outlet | Smart Strip Plug Outlet | NonEquip | 4 |  | 43.9% | Tech/Econ | 1.187% | 9455.7953 | 1.406 | 0.97716
Tech | Lodging/Hospitality | Office Equipment | Other office | TRC | New | NN4565 | Network PC Power Management | Network PC Power Management | NonEquip | 5 | Computers | 0% | Tech/Econ | 56.5% | 0 | 0 | 0
Tech | Lodging/Hospitality | Office Equipment | Other office | TRC | Existing | NE4578 | Smart Strip Plug Outlet | Smart Strip Plug Outlet | NonEquip | 4 |  | 43.9% | Tech/Econ | 1.187% | 524769.9308 | 78.0302 | 54.2298
Tech | Lodging/Hospitality | Office Equipment | Other office | TRC | Existing | NE4552 | Network PC Power Management | Network PC Power Management | NonEquip | 5 | Computers | 0% | Tech/Econ | 56.5% | 0 | 0 | 0
Tech | Lodging/Hospitality | Office Equipment | Other office | TRC | Turnover | ET2264 | Energy Star Uninterruptable Power Supply | Energy Star Uninterruptable Power Supply | Equip | 10 | Other office | 22.4% | Tech/Econ | 1.878% | 425414.4648 | 48.5633 | 48.5633
Tech | Lodging/Hospitality | Office Equipment | Other office | TRC | New | EN2290 | Energy Star Uninterruptable Power Supply | Energy Star Uninterruptable Power Supply | Equip | 10 | Other office | 22.4% | Tech/Econ | 1.878% | 7665.5154 | 0.87506 | 0.87506
Tech | Lodging/Hospitality | Ventilation and Circulation | Motor/Fan | TRC | New | NN5397 | Retro-Commissioning | Retro-Commissioning | NonEquip | 5 |  | 0% | Tech/Econ | 16% | 0 | 0 | 0
Tech | Lodging/Hospitality | Ventilation and Circulation | Motor/Fan | TRC | New | NN4981 | VAV System | VAV System | NonEquip | 10 |  | 0% | Tech/Econ | 30% | 0 | 0 | 0
Tech | Lodging/Hospitality | Ventilation and Circulation | Motor/Fan | TRC | New | NN4955 | Demand Controlled Ventilation | Demand Controlled Ventilation | NonEquip | 10 |  | 23.39% | Tech/Econ | 40.89% | 926.5169 | 0.096464 | 0.54309
Tech | Lodging/Hospitality | Ventilation and Circulation | Motor/Fan | TRC | New | NN4929 | CO Sensors for Parking Garage Exhaust | CO Sensors for Parking Garage Exhaust | NonEquip | 15 | Motor/Fan | 0% | Tech/Econ | 33% | 0 | 0 | 0
Tech | Lodging/Hospitality | Ventilation and Circulation | Motor/Fan | TRC | Existing | NE5384 | Retro-Commissioning | Retro-Commissioning | NonEquip | 5 |  | 21.99% | Tech/Econ | 16% | 16786.3562 | 5.1827 | 10.0421
Tech | Lodging/Hospitality | Ventilation and Circulation | Motor/Fan | TRC | Existing | NE4968 | VAV System | VAV System | NonEquip | 10 |  | 0% | Tech/Econ | 30% | 0 | 0 | 0
Tech | Lodging/Hospitality | Ventilation and Circulation | Motor/Fan | TRC | Existing | NE4942 | Demand Controlled Ventilation | Demand Controlled Ventilation | NonEquip | 10 |  | 23.39% | Tech/Econ | 40.89% | 51419.0706 | 5.3535 | 30.1401
Tech | Lodging/Hospitality | Ventilation and Circulation | Motor/Fan | TRC | Existing | NE4916 | CO Sensors for Parking Garage Exhaust | CO Sensors for Parking Garage Exhaust | NonEquip | 15 | Motor/Fan | 0% | Tech/Econ | 33% | 0 | 0 | 0
Tech | Lodging/Hospitality | Ventilation and Circulation | Motor/Fan | TRC | Turnover | ET2693 | High Speed Fans | High Speed Fans | Equip | 7 | Motor/Fan | 14.03% | Tech/Econ | 10.99% | 7490.5412 | 0.97119 | 0.81349
Tech | Lodging/Hospitality | Ventilation and Circulation | Motor/Fan | TRC | Turnover | ET2654 | 10HP Open Drip-Proof(ODP) Motor | 10HP Open Drip-Proof(ODP) Motor | Equip | 15 | Motor/Fan | 29.73% | Tech/Econ | 1.079% | 1535.0585 | 0.19903 | 0.16671
Tech | Lodging/Hospitality | Ventilation and Circulation | Motor/Fan | TRC | New | EN2719 | High Speed Fans | High Speed Fans | Equip | 7 | Motor/Fan | 14.03% | Tech/Econ | 10.99% | 134.9716 | 0.0175 | 0.014658
Tech | Lodging/Hospitality | Ventilation and Circulation | Motor/Fan | TRC | New | EN2680 | 10HP Open Drip-Proof(ODP) Motor | 10HP Open Drip-Proof(ODP) Motor | Equip | 15 | Motor/Fan | 37.16% | Tech/Econ | 1.079% | 34.5751 | 0.0044828 | 0.0037549
Tech | Lodging/Hospitality | Miscellaneous | Medical equipment | TRC | New | NN5449 | Retro-Commissioning | Retro-Commissioning | NonEquip | 5 |  | 0% | Tech/Econ | 16% | 0 | 0 | 0
Tech | Lodging/Hospitality | Miscellaneous | Medical equipment | TRC | New | NN4539 | VSD Controlled Compressor | VSD Controlled Compressor | NonEquip | 15 | Others | 0% | Tech/Econ | 20.79% | 0 | 0 | 0
Tech | Lodging/Hospitality | Miscellaneous | Medical equipment | TRC | New | NN4513 | Regenerative Drive Elevator Motor | Regenerative Drive Elevator Motor | NonEquip | 13 | Elevators/Escalators | 0% | Tech/Econ | 6.211% | 0 | 0 | 0
Tech | Lodging/Hospitality | Miscellaneous | Medical equipment | TRC | New | NN4487 | Engine Block Timer | Engine Block Timer | NonEquip | 5 | Others | 0% | Tech/Econ | 36% | 0 | 0 | 0
Tech | Lodging/Hospitality | Miscellaneous | Medical equipment | TRC | New | NN4461 | Efficient Motor Belts | Efficient Motor Belts | NonEquip | 10 | Others | 0% | Tech/Econ | 1.105% | 0 | 0 | 0
Tech | Lodging/Hospitality | Miscellaneous | Medical equipment | TRC | Existing | NE5436 | Retro-Commissioning | Retro-Commissioning | NonEquip | 5 |  | 21.99% | Tech/Econ | 16% | 0 | 0 | 0
Tech | Lodging/Hospitality | Miscellaneous | Medical equipment | TRC | Existing | NE4526 | VSD Controlled Compressor | VSD Controlled Compressor | NonEquip | 15 | Others | 0% | Tech/Econ | 20.79% | 0 | 0 | 0
Tech | Lodging/Hospitality | Miscellaneous | Medical equipment | TRC | Existing | NE4500 | Regenerative Drive Elevator Motor | Regenerative Drive Elevator Motor | NonEquip | 13 | Elevators/Escalators | 0% | Tech/Econ | 6.211% | 0 | 0 | 0
Tech | Lodging/Hospitality | Miscellaneous | Medical equipment | TRC | Existing | NE4474 | Engine Block Timer | Engine Block Timer | NonEquip | 5 | Others | 0% | Tech/Econ | 36% | 0 | 0 | 0
Tech | Lodging/Hospitality | Miscellaneous | Medical equipment | TRC | Existing | NE4448 | Efficient Motor Belts | Efficient Motor Belts | NonEquip | 10 | Others | 0% | Tech/Econ | 1.105% | 0 | 0 | 0
Tech | Lodging/Hospitality | Refrigeration | Large cold storage | TRC | New | NN5319 | Retro-Commissioning | Retro-Commissioning | NonEquip | 5 |  | 0% | Tech/Econ | 16% | 0 | 0 | 0
Tech | Lodging/Hospitality | Refrigeration | Large cold storage | TRC | New | NN4903 | Strip Curtains for Walk-ins | Strip Curtains for Walk-ins | NonEquip | 4 | Walk-in cooler | 0% | Tech/Econ | 2.115% | 0 | 0 | 0
Tech | Lodging/Hospitality | Refrigeration | Large cold storage | TRC | New | NN4877 | Refrigerated Display Case Lighting Controls | Refrigerated Display Case Lighting Controls | NonEquip | 8 | Display cases | 0% | Tech/Econ | 0.9365% | 0 | 0 | 0
Tech | Lodging/Hospitality | Refrigeration | Large cold storage | TRC | New | NN4851 | PSC to ECM Evaporator Fan Motor (Walk-In, Refrigerator) | PSC to ECM Evaporator Fan Motor (Walk-In, Refrigerator) | NonEquip | 15 | Walk-in cooler | 0% | Tech/Econ | 37.5% | 0 | 0 | 0
Tech | Lodging/Hospitality | Refrigeration | Large cold storage | TRC | New | NN4825 | PSC to ECM Evaporator Fan Motor (Reach-In) | PSC to ECM Evaporator Fan Motor (Reach-In) | NonEquip | 15 | Display cases | 0% | Tech/Econ | 37.5% | 0 | 0 | 0
Tech | Lodging/Hospitality | Refrigeration | Large cold storage | TRC | New | NN4799 | Night Covers for Display Cases | Night Covers for Display Cases | NonEquip | 5 | Display cases | 0% | Tech/Econ | 1.877% | 0 | 0 | 0
Tech | Lodging/Hospitality | Refrigeration | Large cold storage | TRC | New | NN4773 | High R-Value Glass Doors | High R-Value Glass Doors | NonEquip | 12 | Display cases | 0% | Tech/Econ | 0% | 0 | 0 | 0
Tech | Lodging/Hospitality | Refrigeration | Large cold storage | TRC | New | NN4747 | High Efficiency Refrigeration Compressor | High Efficiency Refrigeration Compressor | NonEquip | 13 | Display cases | 0% | Tech/Econ | 6.922% | 0 | 0 | 0
Tech | Lodging/Hospitality | Refrigeration | Large cold storage | TRC | New | NN4721 | Freezer-Cooler Replacement Gaskets | Freezer-Cooler Replacement Gaskets | NonEquip | 4 | Display cases | 0% | Tech/Econ | 0% | 0 | 0 | 0
Tech | Lodging/Hospitality | Refrigeration | Large cold storage | TRC | New | NN4695 | Floating Head Pressure Controls | Floating Head Pressure Controls | NonEquip | 15 |  | 27.37% | Tech/Econ | 6.05% | 0 | 0 | 0
Tech | Lodging/Hospitality | Refrigeration | Large cold storage | TRC | New | NN4669 | Demand Defrost | Demand Defrost | NonEquip | 10 | Walk-in cooler | 0% | Tech/Econ | 30% | 0 | 0 | 0
Tech | Lodging/Hospitality | Refrigeration | Large cold storage | TRC | New | NN4643 | Automatic Door Closer for Walk-in Coolers and Freezers | Automatic Door Closer for Walk-in Coolers and Freezers | NonEquip | 8 | Walk-in cooler | 0% | Tech/Econ | 3.131% | 0 | 0 | 0
Tech | Lodging/Hospitality | Refrigeration | Large cold storage | TRC | New | NN4617 | Anti-Sweat Controls | Anti-Sweat Controls | NonEquip | 8 | Display cases | 0% | Tech/Econ | 85% | 0 | 0 | 0
Tech | Lodging/Hospitality | Refrigeration | Large cold storage | TRC | Existing | NE5306 | Retro-Commissioning | Retro-Commissioning | NonEquip | 5 |  | 21.99% | Tech/Econ | 16% | 0 | 0 | 0
Tech | Lodging/Hospitality | Refrigeration | Large cold storage | TRC | Existing | NE4890 | Strip Curtains for Walk-ins | Strip Curtains for Walk-ins | NonEquip | 4 | Walk-in cooler | 0% | Tech/Econ | 2.115% | 0 | 0 | 0
Tech | Lodging/Hospitality | Refrigeration | Large cold storage | TRC | Existing | NE4864 | Refrigerated Display Case Lighting Controls | Refrigerated Display Case Lighting Controls | NonEquip | 8 | Display cases | 0% | Tech/Econ | 2.524% | 0 | 0 | 0
Tech | Lodging/Hospitality | Refrigeration | Large cold storage | TRC | Existing | NE4838 | PSC to ECM Evaporator Fan Motor (Walk-In, Refrigerator) | PSC to ECM Evaporator Fan Motor (Walk-In, Refrigerator) | NonEquip | 15 | Walk-in cooler | 0% | Tech/Econ | 37.5% | 0 | 0 | 0
Tech | Lodging/Hospitality | Refrigeration | Large cold storage | TRC | Existing | NE4812 | PSC to ECM Evaporator Fan Motor (Reach-In) | PSC to ECM Evaporator Fan Motor (Reach-In) | NonEquip | 15 | Display cases | 0% | Tech/Econ | 37.5% | 0 | 0 | 0
Tech | Lodging/Hospitality | Refrigeration | Large cold storage | TRC | Existing | NE4786 | Night Covers for Display Cases | Night Covers for Display Cases | NonEquip | 5 | Display cases | 0% | Tech/Econ | 1.877% | 0 | 0 | 0
Tech | Lodging/Hospitality | Refrigeration | Large cold storage | TRC | Existing | NE4760 | High R-Value Glass Doors | High R-Value Glass Doors | NonEquip | 12 | Display cases | 0% | Tech/Econ | 23.81% | 0 | 0 | 0
Tech | Lodging/Hospitality | Refrigeration | Large cold storage | TRC | Existing | NE4734 | High Efficiency Refrigeration Compressor | High Efficiency Refrigeration Compressor | NonEquip | 13 | Display cases | 0% | Tech/Econ | 6.922% | 0 | 0 | 0
Tech | Lodging/Hospitality | Refrigeration | Large cold storage | TRC | Existing | NE4708 | Freezer-Cooler Replacement Gaskets | Freezer-Cooler Replacement Gaskets | NonEquip | 4 | Display cases | 0% | Tech/Econ | 3.131% | 0 | 0 | 0
Tech | Lodging/Hospitality | Refrigeration | Large cold storage | TRC | Existing | NE4682 | Floating Head Pressure Controls | Floating Head Pressure Controls | NonEquip | 15 |  | 27.37% | Tech/Econ | 6.05% | 0 | 0 | 0
Tech | Lodging/Hospitality | Refrigeration | Large cold storage | TRC | Existing | NE4656 | Demand Defrost | Demand Defrost | NonEquip | 10 | Walk-in cooler | 0% | Tech/Econ | 30% | 0 | 0 | 0
Tech | Lodging/Hospitality | Refrigeration | Large cold storage | TRC | Existing | NE4630 | Automatic Door Closer for Walk-in Coolers and Freezers | Automatic Door Closer for Walk-in Coolers and Freezers | NonEquip | 8 | Walk-in cooler | 0% | Tech/Econ | 3.131% | 0 | 0 | 0
Tech | Lodging/Hospitality | Refrigeration | Large cold storage | TRC | Existing | NE4604 | Anti-Sweat Controls | Anti-Sweat Controls | NonEquip | 8 | Display cases | 0% | Tech/Econ | 85% | 0 | 0 | 0
Tech | Lodging/Hospitality | Miscellaneous | Laboratory equipment | TRC | New | NN5449 | Retro-Commissioning | Retro-Commissioning | NonEquip | 5 |  | 0% | Tech/Econ | 16% | 0 | 0 | 0
Tech | Lodging/Hospitality | Miscellaneous | Laboratory equipment | TRC | New | NN4539 | VSD Controlled Compressor | VSD Controlled Compressor | NonEquip | 15 | Others | 0% | Tech/Econ | 20.79% | 0 | 0 | 0
Tech | Lodging/Hospitality | Miscellaneous | Laboratory equipment | TRC | New | NN4513 | Regenerative Drive Elevator Motor | Regenerative Drive Elevator Motor | NonEquip | 13 | Elevators/Escalators | 0% | Tech/Econ | 6.211% | 0 | 0 | 0
Tech | Lodging/Hospitality | Miscellaneous | Laboratory equipment | TRC | New | NN4487 | Engine Block Timer | Engine Block Timer | NonEquip | 5 | Others | 0% | Tech/Econ | 36% | 0 | 0 | 0
Tech | Lodging/Hospitality | Miscellaneous | Laboratory equipment | TRC | New | NN4461 | Efficient Motor Belts | Efficient Motor Belts | NonEquip | 10 | Others | 0% | Tech/Econ | 1.105% | 0 | 0 | 0
Tech | Lodging/Hospitality | Miscellaneous | Laboratory equipment | TRC | Existing | NE5436 | Retro-Commissioning | Retro-Commissioning | NonEquip | 5 |  | 21.99% | Tech/Econ | 16% | 0 | 0 | 0
Tech | Lodging/Hospitality | Miscellaneous | Laboratory equipment | TRC | Existing | NE4526 | VSD Controlled Compressor | VSD Controlled Compressor | NonEquip | 15 | Others | 0% | Tech/Econ | 20.79% | 0 | 0 | 0
Tech | Lodging/Hospitality | Miscellaneous | Laboratory equipment | TRC | Existing | NE4500 | Regenerative Drive Elevator Motor | Regenerative Drive Elevator Motor | NonEquip | 13 | Elevators/Escalators | 0% | Tech/Econ | 6.211% | 0 | 0 | 0
Tech | Lodging/Hospitality | Miscellaneous | Laboratory equipment | TRC | Existing | NE4474 | Engine Block Timer | Engine Block Timer | NonEquip | 5 | Others | 0% | Tech/Econ | 36% | 0 | 0 | 0
Tech | Lodging/Hospitality | Miscellaneous | Laboratory equipment | TRC | Existing | NE4448 | Efficient Motor Belts | Efficient Motor Belts | NonEquip | 10 | Others | 0% | Tech/Econ | 1.105% | 0 | 0 | 0
Tech | Lodging/Hospitality | Ventilation and Circulation | Individual room ventilation | TRC | New | NN5397 | Retro-Commissioning | Retro-Commissioning | NonEquip | 5 |  | 0% | Tech/Econ | 16% | 0 | 0 | 0
Tech | Lodging/Hospitality | Ventilation and Circulation | Individual room ventilation | TRC | New | NN4981 | VAV System | VAV System | NonEquip | 10 |  | 0% | Tech/Econ | 30% | 0 | 0 | 0
Tech | Lodging/Hospitality | Ventilation and Circulation | Individual room ventilation | TRC | New | NN4955 | Demand Controlled Ventilation | Demand Controlled Ventilation | NonEquip | 10 |  | 23.39% | Tech/Econ | 40.89% | 1313.2255 | 0.13673 | 0.76977
Tech | Lodging/Hospitality | Ventilation and Circulation | Individual room ventilation | TRC | New | NN4929 | CO Sensors for Parking Garage Exhaust | CO Sensors for Parking Garage Exhaust | NonEquip | 15 | Motor/Fan | 0% | Tech/Econ | 33% | 0 | 0 | 0
Tech | Lodging/Hospitality | Ventilation and Circulation | Individual room ventilation | TRC | Existing | NE5384 | Retro-Commissioning | Retro-Commissioning | NonEquip | 5 |  | 21.99% | Tech/Econ | 16% | 24242.7108 | 7.4849 | 14.5027
Tech | Lodging/Hospitality | Ventilation and Circulation | Individual room ventilation | TRC | Existing | NE4968 | VAV System | VAV System | NonEquip | 10 |  | 0% | Tech/Econ | 30% | 0 | 0 | 0
Tech | Lodging/Hospitality | Ventilation and Circulation | Individual room ventilation | TRC | Existing | NE4942 | Demand Controlled Ventilation | Demand Controlled Ventilation | NonEquip | 10 |  | 23.39% | Tech/Econ | 40.89% | 72880.3066 | 7.5879 | 42.7199
Tech | Lodging/Hospitality | Ventilation and Circulation | Individual room ventilation | TRC | Existing | NE4916 | CO Sensors for Parking Garage Exhaust | CO Sensors for Parking Garage Exhaust | NonEquip | 15 | Motor/Fan | 0% | Tech/Econ | 33% | 0 | 0 | 0
Tech | Lodging/Hospitality | Space Heating | Individual room heating | TRC | New | NN5345 | Retro-Commissioning | Retro-Commissioning | NonEquip | 5 |  | 0% | Tech/Econ | 16% | 0 | 0 | 0
Tech | Lodging/Hospitality | Space Heating | Individual room heating | TRC | New | NN4331 | Water Cooled Refrigeration Heat Recovery | Water Cooled Refrigeration Heat Recovery | NonEquip | 20 |  | 0% | Tech/Econ | 10% | 0 | 0 | 0
Tech | Lodging/Hospitality | Space Heating | Individual room heating | TRC | New | NN4279 | Warehouse Loading Dock Seals | Warehouse Loading Dock Seals | NonEquip | 18 |  | 0% | Tech/Econ | 0.522% | 0 | 0 | 0
Tech | Lodging/Hospitality | Space Heating | Individual room heating | TRC | New | NN4253 | Wall Insulation | Wall Insulation | NonEquip | 20 |  | 0% | Tech/Econ | 0% | 0 | 0 | 0
Tech | Lodging/Hospitality | Space Heating | Individual room heating | TRC | New | NN4175 | Smart Thermostat | Smart Thermostat | NonEquip | 11 |  | 45.33% | Tech/Econ | 10% | 256.4488 | 0 | 0.76621
Tech | Lodging/Hospitality | Space Heating | Individual room heating | TRC | New | NN4097 | Roof Insulation | Roof Insulation | NonEquip | 20 |  | 37.5% | Tech/Econ | 0.4445% | 0 | 0 | 0
Tech | Lodging/Hospitality | Space Heating | Individual room heating | TRC | New | NN4071 | Programmable Thermostat | Programmable Thermostat | NonEquip | 11 |  | 0% | Tech/Econ | 3.6% | 0 | 0 | 0
Tech | Lodging/Hospitality | Space Heating | Individual room heating | TRC | New | NN4019 | Low U-Value Windows | Low U-Value Windows | NonEquip | 20 |  | 26.88% | Tech/Econ | 10% | 145.1645 | 0 | -0.014415
Tech | Lodging/Hospitality | Space Heating | Individual room heating | TRC | New | NN3941 | Infiltration Reduction - Air Sealing | Infiltration Reduction - Air Sealing | NonEquip | 11 |  | 0% | Tech/Econ | 0.261% | 0 | 0 | 0
Tech | Lodging/Hospitality | Space Heating | Individual room heating | TRC | New | NN3863 | Hotel Card Energy Control Systems | Hotel Card Energy Control Systems | NonEquip | 15 |  | 41.26% | Tech/Econ | 5.293% | 65.4387 | 0 | -0.001969
Tech | Lodging/Hospitality | Space Heating | Individual room heating | TRC | New | NN3785 | Green Roof | Green Roof | NonEquip | 15 |  | 0.63% | Tech/Econ | 0.6869% | 0 | 0 | 0
Tech | Lodging/Hospitality | Space Heating | Individual room heating | TRC | New | NN3733 | Floor Insulation | Floor Insulation | NonEquip | 20 |  | 16.87% | Tech/Econ | 0.2332% | 0 | 0 | 0
Tech | Lodging/Hospitality | Space Heating | Individual room heating | TRC | New | NN3655 | Facility Energy Management System | Facility Energy Management System | NonEquip | 15 |  | 4.276% | Tech/Econ | 20% | 48.8021 | 0 | 0.0058556
Tech | Lodging/Hospitality | Space Heating | Individual room heating | TRC | New | NN3577 | ECM Motors on Furnaces | ECM Motors on Furnaces | NonEquip | 15 | Forced air furnace | 0% | Tech/Econ | 1.706% | 0 | 0 | 0
Tech | Lodging/Hospitality | Space Heating | Individual room heating | TRC | New | NN3551 | Duct Sealing Repair | Duct Sealing Repair | NonEquip | 15 |  | 0% | Tech/Econ | 12% | 0 | 0 | 0
Tech | Lodging/Hospitality | Space Heating | Individual room heating | TRC | New | NN3499 | Duct Insulation | Duct Insulation | NonEquip | 15 |  | 0% | Tech/Econ | 2.045% | 0 | 0 | 0
Tech | Lodging/Hospitality | Space Heating | Individual room heating | TRC | New | NN3447 | Destratification Fans | Destratification Fans | NonEquip | 10 |  | 0% | Tech/Econ | 13.15% | 0 | 0 | 0
Tech | Lodging/Hospitality | Space Heating | Individual room heating | TRC | New | NN3395 | Dedicated Outdoor Air System on VRF unit | Dedicated Outdoor Air System on VRF unit | NonEquip | 15 | Residential/split system heat pump | 0% | Tech/Econ | 10% | 0 | 0 | 0
Tech | Lodging/Hospitality | Space Heating | Individual room heating | TRC | New | NN3343 | Cool Roof | Cool Roof | NonEquip | 15 |  | 72.18% | Tech/Econ | 0.07756% | 0 | 0 | 0
Tech | Lodging/Hospitality | Space Heating | Individual room heating | TRC | New | NN3239 | Ceiling Insulation(R30 to R38) | Ceiling Insulation(R30 to R38) | NonEquip | 20 |  | 0% | Tech/Econ | 0.08983% | 0 | 0 | 0
Tech | Lodging/Hospitality | Space Heating | Individual room heating | TRC | New | NN3187 | Ceiling Insulation(R2 to R38) | Ceiling Insulation(R2 to R38) | NonEquip | 20 |  | 0% | Tech/Econ | 6.064% | 0 | 0 | 0
Tech | Lodging/Hospitality | Space Heating | Individual room heating | TRC | New | NN3135 | Ceiling Insulation(R19 to R38) | Ceiling Insulation(R19 to R38) | NonEquip | 20 |  | 0% | Tech/Econ | 0.3369% | 0 | 0 | 0
Tech | Lodging/Hospitality | Space Heating | Individual room heating | TRC | New | NN3083 | Ceiling Insulation(R12 to R38) | Ceiling Insulation(R12 to R38) | NonEquip | 20 |  | 0% | Tech/Econ | 0.7299% | 0 | 0 | 0
Tech | Lodging/Hospitality | Space Heating | Individual room heating | TRC | New | NN3005 | Air Curtains | Air Curtains | NonEquip | 8 |  | 28.37% | Tech/Econ | 0.2603% | 0 | 0 | 0
Tech | Lodging/Hospitality | Space Heating | Individual room heating | TRC | Existing | NE5332 | Retro-Commissioning | Retro-Commissioning | NonEquip | 5 |  | 21.99% | Tech/Econ | 16% | 10576.1539 | 0 | 6.327
Tech | Lodging/Hospitality | Space Heating | Individual room heating | TRC | Existing | NE4318 | Water Cooled Refrigeration Heat Recovery | Water Cooled Refrigeration Heat Recovery | NonEquip | 20 |  | 0% | Tech/Econ | 10% | 0 | 0 | 0
Tech | Lodging/Hospitality | Space Heating | Individual room heating | TRC | Existing | NE4266 | Warehouse Loading Dock Seals | Warehouse Loading Dock Seals | NonEquip | 18 |  | 0% | Tech/Econ | 0.576% | 0 | 0 | 0
Tech | Lodging/Hospitality | Space Heating | Individual room heating | TRC | Existing | NE4240 | Wall Insulation | Wall Insulation | NonEquip | 20 |  | 0% | Tech/Econ | 6.945% | 0 | 0 | 0
Tech | Lodging/Hospitality | Space Heating | Individual room heating | TRC | Existing | NE4162 | Smart Thermostat | Smart Thermostat | NonEquip | 11 |  | 45.33% | Tech/Econ | 10% | 13146.1283 | 0 | 39.2774
Tech | Lodging/Hospitality | Space Heating | Individual room heating | TRC | Existing | NE4084 | Roof Insulation | Roof Insulation | NonEquip | 20 |  | 43.5% | Tech/Econ | 0.9809% | 1155.6545 | 0 | 0.28153
Tech | Lodging/Hospitality | Space Heating | Individual room heating | TRC | Existing | NE4058 | Programmable Thermostat | Programmable Thermostat | NonEquip | 11 |  | 0% | Tech/Econ | 3.6% | 0 | 0 | 0
Tech | Lodging/Hospitality | Space Heating | Individual room heating | TRC | Existing | NE4006 | Low U-Value Windows | Low U-Value Windows | NonEquip | 20 |  | 10.75% | Tech/Econ | 46% | 15661.178 | 0 | -1.5552
Tech | Lodging/Hospitality | Space Heating | Individual room heating | TRC | Existing | NE3928 | Infiltration Reduction - Air Sealing | Infiltration Reduction - Air Sealing | NonEquip | 11 |  | 0% | Tech/Econ | 0.288% | 0 | 0 | 0
Tech | Lodging/Hospitality | Space Heating | Individual room heating | TRC | Existing | NE3850 | Hotel Card Energy Control Systems | Hotel Card Energy Control Systems | NonEquip | 15 |  | 41.26% | Tech/Econ | 5.293% | 6047.0785 | 0 | -0.18196
Tech | Lodging/Hospitality | Space Heating | Individual room heating | TRC | Existing | NE3772 | Green Roof | Green Roof | NonEquip | 15 |  | 0.126% | Tech/Econ | 0.758% | 2.5756 | 0 | 0
Tech | Lodging/Hospitality | Space Heating | Individual room heating | TRC | Existing | NE3720 | Floor Insulation | Floor Insulation | NonEquip | 20 |  | 12.15% | Tech/Econ | 0.2573% | 84.2419 | 0 | 0.020522
Tech | Lodging/Hospitality | Space Heating | Individual room heating | TRC | Existing | NE3642 | Facility Energy Management System | Facility Energy Management System | NonEquip | 15 |  | 0.7167% | Tech/Econ | 20% | 431.4988 | 0 | 0.051774
Tech | Lodging/Hospitality | Space Heating | Individual room heating | TRC | Existing | NE3564 | ECM Motors on Furnaces | ECM Motors on Furnaces | NonEquip | 15 | Forced air furnace | 0% | Tech/Econ | 1.706% | 0 | 0 | 0
Tech | Lodging/Hospitality | Space Heating | Individual room heating | TRC | Existing | NE3538 | Duct Sealing Repair | Duct Sealing Repair | NonEquip | 15 |  | 0% | Tech/Econ | 12% | 0 | 0 | 0
Tech | Lodging/Hospitality | Space Heating | Individual room heating | TRC | Existing | NE3486 | Duct Insulation | Duct Insulation | NonEquip | 15 |  | 0% | Tech/Econ | 2.045% | 0 | 0 | 0
Tech | Lodging/Hospitality | Space Heating | Individual room heating | TRC | Existing | NE3434 | Destratification Fans | Destratification Fans | NonEquip | 10 |  | 0% | Tech/Econ | 13.15% | 0 | 0 | 0
Tech | Lodging/Hospitality | Space Heating | Individual room heating | TRC | Existing | NE3382 | Dedicated Outdoor Air System on VRF unit | Dedicated Outdoor Air System on VRF unit | NonEquip | 15 | Residential/split system heat pump | 0% | Tech/Econ | 10% | 0 | 0 | 0
Tech | Lodging/Hospitality | Space Heating | Individual room heating | TRC | Existing | NE3330 | Cool Roof | Cool Roof | NonEquip | 15 |  | 72.68% | Tech/Econ | 0.08559% | 167.553 | 0 | 0
Tech | Lodging/Hospitality | Space Heating | Individual room heating | TRC | Existing | NE3226 | Ceiling Insulation(R30 to R38) | Ceiling Insulation(R30 to R38) | NonEquip | 20 |  | 0% | Tech/Econ | 0.09913% | 0 | 0 | 0
Tech | Lodging/Hospitality | Space Heating | Individual room heating | TRC | Existing | NE3174 | Ceiling Insulation(R2 to R38) | Ceiling Insulation(R2 to R38) | NonEquip | 20 |  | 0% | Tech/Econ | 6.691% | 0 | 0 | 0
Tech | Lodging/Hospitality | Space Heating | Individual room heating | TRC | Existing | NE3122 | Ceiling Insulation(R19 to R38) | Ceiling Insulation(R19 to R38) | NonEquip | 20 |  | 0% | Tech/Econ | 0.3717% | 0 | 0 | 0
Tech | Lodging/Hospitality | Space Heating | Individual room heating | TRC | Existing | NE3070 | Ceiling Insulation(R12 to R38) | Ceiling Insulation(R12 to R38) | NonEquip | 20 |  | 0% | Tech/Econ | 0.8054% | 0 | 0 | 0
Tech | Lodging/Hospitality | Space Heating | Individual room heating | TRC | Existing | NE2992 | Air Curtains | Air Curtains | NonEquip | 8 |  | 33.45% | Tech/Econ | 0.2603% | 234.7703 | 0 | 0.025497
Tech | Lodging/Hospitality | Space Cooling | Individual room air conditioners | TRC | New | NN5371 | Retro-Commissioning | Retro-Commissioning | NonEquip | 5 |  | 0% | Tech/Econ | 16% | 0 | 0 | 0
Tech | Lodging/Hospitality | Space Cooling | Individual room air conditioners | TRC | New | NN4383 | Window Sun Protection | Window Sun Protection | NonEquip | 10 |  | 15.35% | Tech/Econ | 16% | 54649.0431 | 23.3482 | -0.51767
Tech | Lodging/Hospitality | Space Cooling | Individual room air conditioners | TRC | New | NN4357 | Waterside Economizer | Waterside Economizer | NonEquip | 20 |  | 0% | Tech/Econ | 5.556% | 0 | 0 | 0
Tech | Lodging/Hospitality | Space Cooling | Individual room air conditioners | TRC | New | NN4305 | Warehouse Loading Dock Seals | Warehouse Loading Dock Seals | NonEquip | 18 |  | 0% | Tech/Econ | 0.4224% | 0 | 0 | 0
Tech | Lodging/Hospitality | Space Cooling | Individual room air conditioners | TRC | New | NN4149 | Smart Thermostat | Smart Thermostat | NonEquip | 11 |  | 45.33% | Tech/Econ | 10% | 0 | 0 | 0
Tech | Lodging/Hospitality | Space Cooling | Individual room air conditioners | TRC | New | NN4123 | Roof Insulation | Roof Insulation | NonEquip | 20 |  | 37.5% | Tech/Econ | 0.3597% | 0 | 0 | 0
Tech | Lodging/Hospitality | Space Cooling | Individual room air conditioners | TRC | New | NN4045 | Programmable Thermostat | Programmable Thermostat | NonEquip | 11 |  | 0% | Tech/Econ | 3.6% | 0 | 0 | 0
Tech | Lodging/Hospitality | Space Cooling | Individual room air conditioners | TRC | New | NN3993 | Low U-Value Windows | Low U-Value Windows | NonEquip | 20 |  | 26.88% | Tech/Econ | 10% | 18903.4082 | 8.3414 | 0